[120 empty] | 7.3.3.17.5 (Remote Grid) Updates to grid topology to minimize risk of ignition in HFTDs Remote GridWLDFRContact from objectAggregated | WLDFR | HFTD - Distribution - Tier 3 - 4QU CoRE ¦ 1QU LoRE | Non-Red Flag Warning - Catastrophic Fires | Contact from object | Aggregated | 2067 | 3.9105e-07 | 607.6134 | 0.0002376 | 2067 | Mitigation | 0.95 | 45 | 0 | esc | 0 | 0 | 0.00097009 | 3.7935e-10 | 0.0027813 | 1.0239e-08 | 0.014899 | 7.0575e-09
[120 empty] | 7.3.3.17.5 (Remote Grid) Updates to grid topology to minimize risk of ignition in HFTDs Remote GridWLDFRContaminationAggregated | WLDFR | HFTD - Distribution - Tier 3 - 4QU CoRE ¦ 1QU LoRE | Non-Red Flag Warning - Catastrophic Fires | Contamination | Aggregated | 2022 | 7.6684e-09 | 607.6134 | 4.6595e-06 | 2022 | Mitigation | 0.95 | 45 | 0 | esc | 0.00097009 | 7.439e-12 | 0 | 0 | 0.0027813 | 1.0239e-08 | 0.014899 | 7.0575e-09
[120 empty] | 7.3.3.17.5 (Remote Grid) Updates to grid topology to minimize risk of ignition in HFTDs Remote GridWLDFRContaminationAggregated | WLDFR | HFTD - Distribution - Tier 3 - 4QU CoRE ¦ 1QU LoRE | Non-Red Flag Warning - Catastrophic Fires | Contamination | Aggregated | 2023 | 7.6684e-09 | 607.6134 | 4.6595e-06 | 2023 | Mitigation | 0.95 | 45 | 0 | esc | 0.00097009 | 7.439e-12 | 0.00097009 | 7.439e-12 | 0.0027813 | 1.0239e-08 | 0.014899 | 7.0575e-09
[120 empty] | 7.3.3.17.5 (Remote Grid) Updates to grid topology to minimize risk of ignition in HFTDs Remote GridWLDFRContaminationAggregated | WLDFR | HFTD - Distribution - Tier 3 - 4QU CoRE ¦ 1QU LoRE | Non-Red Flag Warning - Catastrophic Fires | Contamination | Aggregated | 2024 | 7.6684e-09 | 607.6134 | 4.6595e-06 | 2024 | Mitigation | 0.95 | 45 | 0 | esc | 0.00097009 | 7.439e-12 | 0.00097009 | 7.439e-12 | 0.0027813 | 1.0239e-08 | 0 | 0
[120 empty] | 7.3.3.17.5 (Remote Grid) Updates to grid topology to minimize risk of ignition in HFTDs Remote GridWLDFRContaminationAggregated | WLDFR | HFTD - Distribution - Tier 3 - 4QU CoRE ¦ 1QU LoRE | Non-Red Flag Warning - Catastrophic Fires | Contamination | Aggregated | 2025 | 7.6684e-09 | 607.6134 | 4.6595e-06 | 2025 | Mitigation | 0.95 | 45 | 0 | esc | 0.00097009 | 7.439e-12 | 0.00097009 | 7.439e-12 | 0.0027813 | 1.0239e-08 | 0 | 0
[120 empty] | 7.3.3.17.5 (Remote Grid) Updates to grid topology to minimize risk of ignition in HFTDs Remote GridWLDFRContaminationAggregated | WLDFR | HFTD - Distribution - Tier 3 - 4QU CoRE ¦ 1QU LoRE | Non-Red Flag Warning - Catastrophic Fires | Contamination | Aggregated | 2026 | 7.6684e-09 | 607.6134 | 4.6595e-06 | 2026 | Mitigation | 0.95 | 45 | 0 | esc | 0.00097009 | 7.439e-12 | 0.00097009 | 7.439e-12 | 0.0027813 | 1.0239e-08 | 0.008942 | 2.1019e-08
[120 empty] | 7.3.3.17.5 (Remote Grid) Updates to grid topology to minimize risk of ignition in HFTDs Remote GridWLDFRContaminationAggregated | WLDFR | HFTD - Distribution - Tier 3 - 4QU CoRE ¦ 1QU LoRE | Non-Red Flag Warning - Catastrophic Fires | Contamination | Aggregated | 2027 | 7.6684e-09 | 607.6134 | 4.6595e-06 | 2027 | Mitigation | 0.95 | 45 | 0 | esc | 0.00097009 | 7.439e-12 | 0.00097009 | 7.439e-12 | 0.0027813 | 1.0239e-08 | 0.008942 | 2.1019e-08
[120 empty] | 7.3.3.17.5 (Remote Grid) Updates to grid topology to minimize risk of ignition in HFTDs Remote GridWLDFRContaminationAggregated | WLDFR | HFTD - Distribution - Tier 3 - 4QU CoRE ¦ 1QU LoRE | Non-Red Flag Warning - Catastrophic Fires | Contamination | Aggregated | 2028 | 7.6684e-09 | 607.6134 | 4.6595e-06 | 2028 | Mitigation | 0.95 | 45 | 0 | esc | 0.00097009 | 7.439e-12 | 0.00097009 | 7.439e-12 | 0.0027813 | 1.0239e-08 | 0.008942 | 2.1019e-08
[120 empty] | 7.3.3.17.5 (Remote Grid) Updates to grid topology to minimize risk of ignition in HFTDs Remote GridWLDFRContaminationAggregated | WLDFR | HFTD - Distribution - Tier 3 - 4QU CoRE ¦ 1QU LoRE | Non-Red Flag Warning - Catastrophic Fires | Contamination | Aggregated | 2029 | 7.6684e-09 | 607.6134 | 4.6595e-06 | 2029 | Mitigation | 0.95 | 45 | 0 | esc | 0.00097009 | 7.439e-12 | 0.00097009 | 7.439e-12 | 0.0027813 | 1.0239e-08 | 0.008942 | 2.1019e-08
[120 empty] | 7.3.3.17.5 (Remote Grid) Updates to grid topology to minimize risk of ignition in HFTDs Remote GridWLDFRContaminationAggregated | WLDFR | HFTD - Distribution - Tier 3 - 4QU CoRE ¦ 1QU LoRE | Non-Red Flag Warning - Catastrophic Fires | Contamination | Aggregated | 2030 | 7.6684e-09 | 607.6134 | 4.6595e-06 | 2030 | Mitigation | 0.95 | 45 | 0 | esc | 0.00097009 | 7.439e-12 | 0.00097009 | 7.439e-12 | 0.0027813 | 1.0239e-08 | 0.008942 | 2.1019e-08
[120 empty] | 7.3.3.17.5 (Remote Grid) Updates to grid topology to minimize risk of ignition in HFTDs Remote GridWLDFRContaminationAggregated | WLDFR | HFTD - Distribution - Tier 3 - 4QU CoRE ¦ 1QU LoRE | Non-Red Flag Warning - Catastrophic Fires | Contamination | Aggregated | 2031 | 7.6684e-09 | 607.6134 | 4.6595e-06 | 2031 | Mitigation | 0.95 | 45 | 0 | esc | 0.00097009 | 7.439e-12 | 0.00097009 | 7.439e-12 | 0.0027813 | 1.0239e-08 | 0.008942 | 2.1019e-08
[120 empty] | 7.3.3.17.5 (Remote Grid) Updates to grid topology to minimize risk of ignition in HFTDs Remote GridWLDFRContaminationAggregated | WLDFR | HFTD - Distribution - Tier 3 - 4QU CoRE ¦ 1QU LoRE | Non-Red Flag Warning - Catastrophic Fires | Contamination | Aggregated | 2032 | 7.6684e-09 | 607.6134 | 4.6595e-06 | 2032 | Mitigation | 0.95 | 45 | 0 | esc | 0.00097009 | 7.439e-12 | 0.00097009 | 7.439e-12 | 0.0027813 | 1.0239e-08 | 0.008942 | 2.1019e-08
[120 empty] | 7.3.3.17.5 (Remote Grid) Updates to grid topology to minimize risk of ignition in HFTDs Remote GridWLDFRContaminationAggregated | WLDFR | HFTD - Distribution - Tier 3 - 4QU CoRE ¦ 1QU LoRE | Non-Red Flag Warning - Catastrophic Fires | Contamination | Aggregated | 2033 | 7.6684e-09 | 607.6134 | 4.6595e-06 | 2033 | Mitigation | 0.95 | 45 | 0 | esc | 0.00097009 | 7.439e-12 | 0.00097009 | 7.439e-12 | 0.0027813 | 1.0239e-08 | 0.008942 | 2.1019e-08
[120 empty] | 7.3.3.17.5 (Remote Grid) Updates to grid topology to minimize risk of ignition in HFTDs Remote GridWLDFRContaminationAggregated | WLDFR | HFTD - Distribution - Tier 3 - 4QU CoRE ¦ 1QU LoRE | Non-Red Flag Warning - Catastrophic Fires | Contamination | Aggregated | 2034 | 7.6684e-09 | 607.6134 | 4.6595e-06 | 2034 | Mitigation | 0.95 | 45 | 0 | esc | 0.00097009 | 7.439e-12 | 0.00097009 | 7.439e-12 | 0.0027813 | 1.0239e-08 | 0.008942 | 2.1019e-08
[120 empty] | 7.3.3.17.5 (Remote Grid) Updates to grid topology to minimize risk of ignition in HFTDs Remote GridWLDFRContaminationAggregated | WLDFR | HFTD - Distribution - Tier 3 - 4QU CoRE ¦ 1QU LoRE | Non-Red Flag Warning - Catastrophic Fires | Contamination | Aggregated | 2035 | 7.6684e-09 | 607.6134 | 4.6595e-06 | 2035 | Mitigation | 0.95 | 45 | 0 | esc | 0.00097009 | 7.439e-12 | 0.00097009 | 7.439e-12 | 0.0027813 | 1.0239e-08 | 0.008942 | 2.1019e-08
[120 empty] | 7.3.3.17.5 (Remote Grid) Updates to grid topology to minimize risk of ignition in HFTDs Remote GridWLDFRContaminationAggregated | WLDFR | HFTD - Distribution - Tier 3 - 4QU CoRE ¦ 1QU LoRE | Non-Red Flag Warning - Catastrophic Fires | Contamination | Aggregated | 2036 | 7.6684e-09 | 607.6134 | 4.6595e-06 | 2036 | Mitigation | 0.95 | 45 | 0 | esc | 0.00097009 | 7.439e-12 | 0.00097009 | 7.439e-12 | 0 | 0 | 0.008942 | 2.1019e-08
[120 empty] | 7.3.3.17.5 (Remote Grid) Updates to grid topology to minimize risk of ignition in HFTDs Remote GridWLDFRContaminationAggregated | WLDFR | HFTD - Distribution - Tier 3 - 4QU CoRE ¦ 1QU LoRE | Non-Red Flag Warning - Catastrophic Fires | Contamination | Aggregated | 2037 | 7.6684e-09 | 607.6134 | 4.6595e-06 | 2037 | Mitigation | 0.95 | 45 | 0 | esc | 0.00097009 | 7.439e-12 | 0.00097009 | 7.439e-12 | 0.0027813 | 3.8624e-08 | 0.008942 | 2.1019e-08
[120 empty] | 7.3.3.17.5 (Remote Grid) Updates to grid topology to minimize risk of ignition in HFTDs Remote GridWLDFRContaminationAggregated | WLDFR | HFTD - Distribution - Tier 3 - 4QU CoRE ¦ 1QU LoRE | Non-Red Flag Warning - Catastrophic Fires | Contamination | Aggregated | 2038 | 7.6684e-09 | 607.6134 | 4.6595e-06 | 2038 | Mitigation | 0.95 | 45 | 0 | esc | 0.00097009 | 7.439e-12 | 0.00097009 | 7.439e-12 | 0.0027813 | 3.8624e-08 | 0.008942 | 2.1019e-08
[120 empty] | 7.3.3.17.5 (Remote Grid) Updates to grid topology to minimize risk of ignition in HFTDs Remote GridWLDFRContaminationAggregated | WLDFR | HFTD - Distribution - Tier 3 - 4QU CoRE ¦ 1QU LoRE | Non-Red Flag Warning - Catastrophic Fires | Contamination | Aggregated | 2039 | 7.6684e-09 | 607.6134 | 4.6595e-06 | 2039 | Mitigation | 0.95 | 45 | 0 | esc | 0.00097009 | 7.439e-12 | 0.00097009 | 7.439e-12 | 0.0027813 | 3.8624e-08 | 0.008942 | 2.1019e-08
[120 empty] | 7.3.3.17.5 (Remote Grid) Updates to grid topology to minimize risk of ignition in HFTDs Remote GridWLDFRContaminationAggregated | WLDFR | HFTD - Distribution - Tier 3 - 4QU CoRE ¦ 1QU LoRE | Non-Red Flag Warning - Catastrophic Fires | Contamination | Aggregated | 2040 | 7.6684e-09 | 607.6134 | 4.6595e-06 | 2040 | Mitigation | 0.95 | 45 | 0 | esc | 0.00097009 | 7.439e-12 | 0.00097009 | 7.439e-12 | 0.0027813 | 3.8624e-08 | 0.008942 | 2.1019e-08
[120 empty] | 7.3.3.17.5 (Remote Grid) Updates to grid topology to minimize risk of ignition in HFTDs Remote GridWLDFRContaminationAggregated | WLDFR | HFTD - Distribution - Tier 3 - 4QU CoRE ¦ 1QU LoRE | Non-Red Flag Warning - Catastrophic Fires | Contamination | Aggregated | 2041 | 7.6684e-09 | 607.6134 | 4.6595e-06 | 2041 | Mitigation | 0.95 | 45 | 0 | esc | 0.00097009 | 7.439e-12 | 0.00097009 | 7.439e-12 | 0.0027813 | 3.8624e-08 | 0.008942 | 2.1019e-08
[120 empty] | 7.3.3.17.5 (Remote Grid) Updates to grid topology to minimize risk of ignition in HFTDs Remote GridWLDFRContaminationAggregated | WLDFR | HFTD - Distribution - Tier 3 - 4QU CoRE ¦ 1QU LoRE | Non-Red Flag Warning - Catastrophic Fires | Contamination | Aggregated | 2042 | 7.6684e-09 | 607.6134 | 4.6595e-06 | 2042 | Mitigation | 0.95 | 45 | 0 | esc | 0.00097009 | 7.439e-12 | 0.00097009 | 7.439e-12 | 0.0027813 | 3.8624e-08 | 0.008942 | 2.1019e-08
[120 empty] | 7.3.3.17.5 (Remote Grid) Updates to grid topology to minimize risk of ignition in HFTDs Remote GridWLDFRContaminationAggregated | WLDFR | HFTD - Distribution - Tier 3 - 4QU CoRE ¦ 1QU LoRE | Non-Red Flag Warning - Catastrophic Fires | Contamination | Aggregated | 2043 | 7.6684e-09 | 607.6134 | 4.6595e-06 | 2043 | Mitigation | 0.95 | 45 | 0 | esc | 0.00097009 | 7.439e-12 | 0.00097009 | 7.439e-12 | 0.0027813 | 3.8624e-08 | 0.008942 | 2.1019e-08
[120 empty] | 7.3.3.17.5 (Remote Grid) Updates to grid topology to minimize risk of ignition in HFTDs Remote GridWLDFRContaminationAggregated | WLDFR | HFTD - Distribution - Tier 3 - 4QU CoRE ¦ 1QU LoRE | Non-Red Flag Warning - Catastrophic Fires | Contamination | Aggregated | 2044 | 7.6684e-09 | 607.6134 | 4.6595e-06 | 2044 | Mitigation | 0.95 | 45 | 0 | esc | 0.00097009 | 7.439e-12 | 0.00097009 | 7.439e-12 | 0.0027813 | 3.8624e-08 | 0.008942 | 2.1019e-08
[120 empty] | 7.3.3.17.5 (Remote Grid) Updates to grid topology to minimize risk of ignition in HFTDs Remote GridWLDFRContaminationAggregated | WLDFR | HFTD - Distribution - Tier 3 - 4QU CoRE ¦ 1QU LoRE | Non-Red Flag Warning - Catastrophic Fires | Contamination | Aggregated | 2045 | 7.6684e-09 | 607.6134 | 4.6595e-06 | 2045 | Mitigation | 0.95 | 45 | 0 | esc | 0.00097009 | 7.439e-12 | 0.00097009 | 7.439e-12 | 0.0027813 | 3.8624e-08 | 0.008942 | 2.1019e-08
[120 empty] | 7.3.3.17.5 (Remote Grid) Updates to grid topology to minimize risk of ignition in HFTDs Remote GridWLDFRContaminationAggregated | WLDFR | HFTD - Distribution - Tier 3 - 4QU CoRE ¦ 1QU LoRE | Non-Red Flag Warning - Catastrophic Fires | Contamination | Aggregated | 2046 | 7.6684e-09 | 607.6134 | 4.6595e-06 | 2046 | Mitigation | 0.95 | 45 | 0 | esc | 0.00097009 | 7.439e-12 | 0.00097009 | 7.439e-12 | 0.0027813 | 3.8624e-08 | 0.008942 | 2.1019e-08
[120 empty] | 7.3.3.17.5 (Remote Grid) Updates to grid topology to minimize risk of ignition in HFTDs Remote GridWLDFRContaminationAggregated | WLDFR | HFTD - Distribution - Tier 3 - 4QU CoRE ¦ 1QU LoRE | Non-Red Flag Warning - Catastrophic Fires | Contamination | Aggregated | 2047 | 7.6684e-09 | 607.6134 | 4.6595e-06 | 2047 | Mitigation | 0.95 | 45 | 0 | esc | 0.00097009 | 7.439e-12 | 0.00097009 | 7.439e-12 | 0.0027813 | 3.8624e-08 | 0.008942 | 2.1019e-08
[120 empty] | 7.3.3.17.5 (Remote Grid) Updates to grid topology to minimize risk of ignition in HFTDs Remote GridWLDFRContaminationAggregated | WLDFR | HFTD - Distribution - Tier 3 - 4QU CoRE ¦ 1QU LoRE | Non-Red Flag Warning - Catastrophic Fires | Contamination | Aggregated | 2048 | 7.6684e-09 | 607.6134 | 4.6595e-06 | 2048 | Mitigation | 0.95 | 45 | 0 | esc | 0.00097009 | 7.439e-12 | 0.00097009 | 7.439e-12 | 0.0027813 | 3.8624e-08 | 0.008942 | 2.1019e-08
[120 empty] | 7.3.3.17.5 (Remote Grid) Updates to grid topology to minimize risk of ignition in HFTDs Remote GridWLDFRContaminationAggregated | WLDFR | HFTD - Distribution - Tier 3 - 4QU CoRE ¦ 1QU LoRE | Non-Red Flag Warning - Catastrophic Fires | Contamination | Aggregated | 2049 | 7.6684e-09 | 607.6134 | 4.6595e-06 | 2049 | Mitigation | 0.95 | 45 | 0 | esc | 0.00097009 | 7.439e-12 | 0.00097009 | 7.439e-12 | 0.0027813 | 3.8624e-08 | 0.008942 | 2.1019e-08
[120 empty] | 7.3.3.17.5 (Remote Grid) Updates to grid topology to minimize risk of ignition in HFTDs Remote GridWLDFRContaminationAggregated | WLDFR | HFTD - Distribution - Tier 3 - 4QU CoRE ¦ 1QU LoRE | Non-Red Flag Warning - Catastrophic Fires | Contamination | Aggregated | 2050 | 7.6684e-09 | 607.6134 | 4.6595e-06 | 2050 | Mitigation | 0.95 | 45 | 0 | esc | 0.00097009 | 7.439e-12 | 0.00097009 | 7.439e-12 | 0.0027813 | 3.8624e-08 | 0.008942 | 2.1019e-08
[120 empty] | 7.3.3.17.5 (Remote Grid) Updates to grid topology to minimize risk of ignition in HFTDs Remote GridWLDFRContaminationAggregated | WLDFR | HFTD - Distribution - Tier 3 - 4QU CoRE ¦ 1QU LoRE | Non-Red Flag Warning - Catastrophic Fires | Contamination | Aggregated | 2051 | 7.6684e-09 | 607.6134 | 4.6595e-06 | 2051 | Mitigation | 0.95 | 45 | 0 | esc | 0.00097009 | 7.439e-12 | 0.00097009 | 7.439e-12 | 0.0027813 | 3.8624e-08 | 0.008942 | 2.1019e-08
[120 empty] | 7.3.3.17.5 (Remote Grid) Updates to grid topology to minimize risk of ignition in HFTDs Remote GridWLDFRContaminationAggregated | WLDFR | HFTD - Distribution - Tier 3 - 4QU CoRE ¦ 1QU LoRE | Non-Red Flag Warning - Catastrophic Fires | Contamination | Aggregated | 2052 | 7.6684e-09 | 607.6134 | 4.6595e-06 | 2052 | Mitigation | 0.95 | 45 | 0 | esc | 0.00097009 | 7.439e-12 | 0.00097009 | 7.439e-12 | 0.0027813 | 3.8624e-08 | 0.008942 | 2.1019e-08
[120 empty] | 7.3.3.17.5 (Remote Grid) Updates to grid topology to minimize risk of ignition in HFTDs Remote GridWLDFRContaminationAggregated | WLDFR | HFTD - Distribution - Tier 3 - 4QU CoRE ¦ 1QU LoRE | Non-Red Flag Warning - Catastrophic Fires | Contamination | Aggregated | 2053 | 7.6684e-09 | 607.6134 | 4.6595e-06 | 2053 | Mitigation | 0.95 | 45 | 0 | esc | 0.00097009 | 7.439e-12 | 0.00097009 | 7.439e-12 | 0.0027813 | 3.8624e-08 | 0.008942 | 2.1019e-08
[120 empty] | 7.3.3.17.5 (Remote Grid) Updates to grid topology to minimize risk of ignition in HFTDs Remote GridWLDFRContaminationAggregated | WLDFR | HFTD - Distribution - Tier 3 - 4QU CoRE ¦ 1QU LoRE | Non-Red Flag Warning - Catastrophic Fires | Contamination | Aggregated | 2054 | 7.6684e-09 | 607.6134 | 4.6595e-06 | 2054 | Mitigation | 0.95 | 45 | 0 | esc | 0.00097009 | 7.439e-12 | 0.00097009 | 7.439e-12 | 0.0027813 | 3.8624e-08 | 0.008942 | 2.1019e-08
[120 empty] | 7.3.3.17.5 (Remote Grid) Updates to grid topology to minimize risk of ignition in HFTDs Remote GridWLDFRContaminationAggregated | WLDFR | HFTD - Distribution - Tier 3 - 4QU CoRE ¦ 1QU LoRE | Non-Red Flag Warning - Catastrophic Fires | Contamination | Aggregated | 2055 | 7.6684e-09 | 607.6134 | 4.6595e-06 | 2055 | Mitigation | 0.95 | 45 | 0 | esc | 0.00097009 | 7.439e-12 | 0.00097009 | 7.439e-12 | 0.0027813 | 3.8624e-08 | 0.008942 | 2.1019e-08
[120 empty] | 7.3.3.17.5 (Remote Grid) Updates to grid topology to minimize risk of ignition in HFTDs Remote GridWLDFRContaminationAggregated | WLDFR | HFTD - Distribution - Tier 3 - 4QU CoRE ¦ 1QU LoRE | Non-Red Flag Warning - Catastrophic Fires | Contamination | Aggregated | 2056 | 7.6684e-09 | 607.6134 | 4.6595e-06 | 2056 | Mitigation | 0.95 | 45 | 0 | esc | 0.00097009 | 7.439e-12 | 0.00097009 | 7.439e-12 | 0.0027813 | 3.8624e-08 | 0 | 0
[120 empty] | 7.3.3.17.5 (Remote Grid) Updates to grid topology to minimize risk of ignition in HFTDs Remote GridWLDFRContaminationAggregated | WLDFR | HFTD - Distribution - Tier 3 - 4QU CoRE ¦ 1QU LoRE | Non-Red Flag Warning - Catastrophic Fires | Contamination | Aggregated | 2057 | 7.6684e-09 | 607.6134 | 4.6595e-06 | 2057 | Mitigation | 0.95 | 45 | 0 | esc | 0.00097009 | 7.439e-12 | 0.00097009 | 7.439e-12 | 0.0027813 | 3.8624e-08 | 0 | 0
[120 empty] | 7.3.3.17.5 (Remote Grid) Updates to grid topology to minimize risk of ignition in HFTDs Remote GridWLDFRContaminationAggregated | WLDFR | HFTD - Distribution - Tier 3 - 4QU CoRE ¦ 1QU LoRE | Non-Red Flag Warning - Catastrophic Fires | Contamination | Aggregated | 2058 | 7.6684e-09 | 607.6134 | 4.6595e-06 | 2058 | Mitigation | 0.95 | 45 | 0 | esc | 0.00097009 | 7.439e-12 | 0.00097009 | 7.439e-12 | 0.0027813 | 3.8624e-08 | 0.0088147 | 1.0019e-07
[120 empty] | 7.3.3.17.5 (Remote Grid) Updates to grid topology to minimize risk of ignition in HFTDs Remote GridWLDFRContaminationAggregated | WLDFR | HFTD - Distribution - Tier 3 - 4QU CoRE ¦ 1QU LoRE | Non-Red Flag Warning - Catastrophic Fires | Contamination | Aggregated | 2059 | 7.6684e-09 | 607.6134 | 4.6595e-06 | 2059 | Mitigation | 0.95 | 45 | 0 | esc | 0.00097009 | 7.439e-12 | 0.00097009 | 7.439e-12 | 0.0027813 | 3.8624e-08 | 0.0088147 | 1.0019e-07
[120 empty] | 7.3.3.17.5 (Remote Grid) Updates to grid topology to minimize risk of ignition in HFTDs Remote GridWLDFRContaminationAggregated | WLDFR | HFTD - Distribution - Tier 3 - 4QU CoRE ¦ 1QU LoRE | Non-Red Flag Warning - Catastrophic Fires | Contamination | Aggregated | 2060 | 7.6684e-09 | 607.6134 | 4.6595e-06 | 2060 | Mitigation | 0.95 | 45 | 0 | esc | 0.00097009 | 7.439e-12 | 0.00097009 | 7.439e-12 | 0.0027813 | 3.8624e-08 | 0.0088147 | 1.0019e-07
[120 empty] | 7.3.3.17.5 (Remote Grid) Updates to grid topology to minimize risk of ignition in HFTDs Remote GridWLDFRContaminationAggregated | WLDFR | HFTD - Distribution - Tier 3 - 4QU CoRE ¦ 1QU LoRE | Non-Red Flag Warning - Catastrophic Fires | Contamination | Aggregated | 2061 | 7.6684e-09 | 607.6134 | 4.6595e-06 | 2061 | Mitigation | 0.95 | 45 | 0 | esc | 0.00097009 | 7.439e-12 | 0.00097009 | 7.439e-12 | 0.0027813 | 3.8624e-08 | 0.0088147 | 1.0019e-07
[120 empty] | 7.3.3.17.5 (Remote Grid) Updates to grid topology to minimize risk of ignition in HFTDs Remote GridWLDFRContaminationAggregated | WLDFR | HFTD - Distribution - Tier 3 - 4QU CoRE ¦ 1QU LoRE | Non-Red Flag Warning - Catastrophic Fires | Contamination | Aggregated | 2062 | 7.6684e-09 | 607.6134 | 4.6595e-06 | 2062 | Mitigation | 0.95 | 45 | 0 | esc | 0.00097009 | 7.439e-12 | 0.00097009 | 7.439e-12 | 0.0027813 | 3.8624e-08 | 0.0088147 | 1.0019e-07
[120 empty] | 7.3.3.17.5 (Remote Grid) Updates to grid topology to minimize risk of ignition in HFTDs Remote GridWLDFRContaminationAggregated | WLDFR | HFTD - Distribution - Tier 3 - 4QU CoRE ¦ 1QU LoRE | Non-Red Flag Warning - Catastrophic Fires | Contamination | Aggregated | 2063 | 7.6684e-09 | 607.6134 | 4.6595e-06 | 2063 | Mitigation | 0.95 | 45 | 0 | esc | 0.00097009 | 7.439e-12 | 0.00097009 | 7.439e-12 | 0.0027813 | 3.8624e-08 | 0.0088147 | 1.0019e-07
[120 empty] | 7.3.3.17.5 (Remote Grid) Updates to grid topology to minimize risk of ignition in HFTDs Remote GridWLDFRContaminationAggregated | WLDFR | HFTD - Distribution - Tier 3 - 4QU CoRE ¦ 1QU LoRE | Non-Red Flag Warning - Catastrophic Fires | Contamination | Aggregated | 2064 | 7.6684e-09 | 607.6134 | 4.6595e-06 | 2064 | Mitigation | 0.95 | 45 | 0 | esc | 0.00097009 | 7.439e-12 | 0.00097009 | 7.439e-12 | 0.0027813 | 3.8624e-08 | 0.0088147 | 1.0019e-07
[120 empty] | 7.3.3.17.5 (Remote Grid) Updates to grid topology to minimize risk of ignition in HFTDs Remote GridWLDFRContaminationAggregated | WLDFR | HFTD - Distribution - Tier 3 - 4QU CoRE ¦ 1QU LoRE | Non-Red Flag Warning - Catastrophic Fires | Contamination | Aggregated | 2065 | 7.6684e-09 | 607.6134 | 4.6595e-06 | 2065 | Mitigation | 0.95 | 45 | 0 | esc | 0.00097009 | 7.439e-12 | 0.00097009 | 7.439e-12 | 0.0027813 | 3.8624e-08 | 0.0088147 | 1.0019e-07
[120 empty] | 7.3.3.17.5 (Remote Grid) Updates to grid topology to minimize risk of ignition in HFTDs Remote GridWLDFRContaminationAggregated | WLDFR | HFTD - Distribution - Tier 3 - 4QU CoRE ¦ 1QU LoRE | Non-Red Flag Warning - Catastrophic Fires | Contamination | Aggregated | 2066 | 7.6684e-09 | 607.6134 | 4.6595e-06 | 2066 | Mitigation | 0.95 | 45 | 0 | esc | 0.00097009 | 7.439e-12 | 0.00097009 | 7.439e-12 | 0.0027813 | 3.8624e-08 | 0.0088147 | 1.0019e-07
[120 empty] | 7.3.3.17.5 (Remote Grid) Updates to grid topology to minimize risk of ignition in HFTDs Remote GridWLDFRContaminationAggregated | WLDFR | HFTD - Distribution - Tier 3 - 4QU CoRE ¦ 1QU LoRE | Non-Red Flag Warning - Catastrophic Fires | Contamination | Aggregated | 2067 | 7.6684e-09 | 607.6134 | 4.6595e-06 | 2067 | Mitigation | 0.95 | 45 | 0 | esc | 0 | 0 | 0.00097009 | 7.439e-12 | 0.0027813 | 3.8624e-08 | 0.0088147 | 1.0019e-07
[120 empty] | 7.3.3.17.5 (Remote Grid) Updates to grid topology to minimize risk of ignition in HFTDs Remote GridWLDFREquipment / facility failureAggregated | WLDFR | HFTD - Distribution - Tier 3 - 4QU CoRE ¦ 1QU LoRE | Non-Red Flag Warning - Catastrophic Fires | Equipment / facility failure | Aggregated | 2022 | 1.6368e-08 | 607.6134 | 9.9455e-06 | 2022 | Mitigation | 0.95 | 45 | 0 | esc | 0.00097009 | 1.5879e-11 | 0 | 0 | 0.0027813 | 3.8624e-08 | 0.0088147 | 1.0019e-07
[120 empty] | 7.3.3.17.5 (Remote Grid) Updates to grid topology to minimize risk of ignition in HFTDs Remote GridWLDFREquipment / facility failureAggregated | WLDFR | HFTD - Distribution - Tier 3 - 4QU CoRE ¦ 1QU LoRE | Non-Red Flag Warning - Catastrophic Fires | Equipment / facility failure | Aggregated | 2023 | 1.6368e-08 | 607.6134 | 9.9455e-06 | 2023 | Mitigation | 0.95 | 45 | 0 | esc | 0.00097009 | 1.5879e-11 | 0.00097009 | 1.5879e-11 | 0.0027813 | 3.8624e-08 | 0.0088147 | 1.0019e-07
[120 empty] | 7.3.3.17.5 (Remote Grid) Updates to grid topology to minimize risk of ignition in HFTDs Remote GridWLDFREquipment / facility failureAggregated | WLDFR | HFTD - Distribution - Tier 3 - 4QU CoRE ¦ 1QU LoRE | Non-Red Flag Warning - Catastrophic Fires | Equipment / facility failure | Aggregated | 2024 | 1.6368e-08 | 607.6134 | 9.9455e-06 | 2024 | Mitigation | 0.95 | 45 | 0 | esc | 0.00097009 | 1.5879e-11 | 0.00097009 | 1.5879e-11 | 0.0027813 | 3.8624e-08 | 0.0088147 | 1.0019e-07
[120 empty] | 7.3.3.17.5 (Remote Grid) Updates to grid topology to minimize risk of ignition in HFTDs Remote GridWLDFREquipment / facility failureAggregated | WLDFR | HFTD - Distribution - Tier 3 - 4QU CoRE ¦ 1QU LoRE | Non-Red Flag Warning - Catastrophic Fires | Equipment / facility failure | Aggregated | 2025 | 1.6368e-08 | 607.6134 | 9.9455e-06 | 2025 | Mitigation | 0.95 | 45 | 0 | esc | 0.00097009 | 1.5879e-11 | 0.00097009 | 1.5879e-11 | 0.0027813 | 3.8624e-08 | 0.0088147 | 1.0019e-07
[120 empty] | 7.3.3.17.5 (Remote Grid) Updates to grid topology to minimize risk of ignition in HFTDs Remote GridWLDFREquipment / facility failureAggregated | WLDFR | HFTD - Distribution - Tier 3 - 4QU CoRE ¦ 1QU LoRE | Non-Red Flag Warning - Catastrophic Fires | Equipment / facility failure | Aggregated | 2026 | 1.6368e-08 | 607.6134 | 9.9455e-06 | 2026 | Mitigation | 0.95 | 45 | 0 | esc | 0.00097009 | 1.5879e-11 | 0.00097009 | 1.5879e-11 | 0.0027813 | 3.8624e-08 | 0.0088147 | 1.0019e-07
[120 empty] | 7.3.3.17.5 (Remote Grid) Updates to grid topology to minimize risk of ignition in HFTDs Remote GridWLDFREquipment / facility failureAggregated | WLDFR | HFTD - Distribution - Tier 3 - 4QU CoRE ¦ 1QU LoRE | Non-Red Flag Warning - Catastrophic Fires | Equipment / facility failure | Aggregated | 2027 | 1.6368e-08 | 607.6134 | 9.9455e-06 | 2027 | Mitigation | 0.95 | 45 | 0 | esc | 0.00097009 | 1.5879e-11 | 0.00097009 | 1.5879e-11 | 0.0027813 | 3.8624e-08 | 0.0088147 | 1.0019e-07
[120 empty] | 7.3.3.17.5 (Remote Grid) Updates to grid topology to minimize risk of ignition in HFTDs Remote GridWLDFREquipment / facility failureAggregated | WLDFR | HFTD - Distribution - Tier 3 - 4QU CoRE ¦ 1QU LoRE | Non-Red Flag Warning - Catastrophic Fires | Equipment / facility failure | Aggregated | 2028 | 1.6368e-08 | 607.6134 | 9.9455e-06 | 2028 | Mitigation | 0.95 | 45 | 0 | esc | 0.00097009 | 1.5879e-11 | 0.00097009 | 1.5879e-11 | 0.0027813 | 3.8624e-08 | 0.0088147 | 1.0019e-07
[120 empty] | 7.3.3.17.5 (Remote Grid) Updates to grid topology to minimize risk of ignition in HFTDs Remote GridWLDFREquipment / facility failureAggregated | WLDFR | HFTD - Distribution - Tier 3 - 4QU CoRE ¦ 1QU LoRE | Non-Red Flag Warning - Catastrophic Fires | Equipment / facility failure | Aggregated | 2029 | 1.6368e-08 | 607.6134 | 9.9455e-06 | 2029 | Mitigation | 0.95 | 45 | 0 | esc | 0.00097009 | 1.5879e-11 | 0.00097009 | 1.5879e-11 | 0.0027813 | 3.8624e-08 | 0.0088147 | 1.0019e-07
[120 empty] | 7.3.3.17.5 (Remote Grid) Updates to grid topology to minimize risk of ignition in HFTDs Remote GridWLDFREquipment / facility failureAggregated | WLDFR | HFTD - Distribution - Tier 3 - 4QU CoRE ¦ 1QU LoRE | Non-Red Flag Warning - Catastrophic Fires | Equipment / facility failure | Aggregated | 2030 | 1.6368e-08 | 607.6134 | 9.9455e-06 | 2030 | Mitigation | 0.95 | 45 | 0 | esc | 0.00097009 | 1.5879e-11 | 0.00097009 | 1.5879e-11 | 0.0027813 | 3.8624e-08 | 0.0088147 | 1.0019e-07
[120 empty] | 7.3.3.17.5 (Remote Grid) Updates to grid topology to minimize risk of ignition in HFTDs Remote GridWLDFREquipment / facility failureAggregated | WLDFR | HFTD - Distribution - Tier 3 - 4QU CoRE ¦ 1QU LoRE | Non-Red Flag Warning - Catastrophic Fires | Equipment / facility failure | Aggregated | 2031 | 1.6368e-08 | 607.6134 | 9.9455e-06 | 2031 | Mitigation | 0.95 | 45 | 0 | esc | 0.00097009 | 1.5879e-11 | 0.00097009 | 1.5879e-11 | 0.0027813 | 3.8624e-08 | 0.0088147 | 1.0019e-07
[120 empty] | 7.3.3.17.5 (Remote Grid) Updates to grid topology to minimize risk of ignition in HFTDs Remote GridWLDFREquipment / facility failureAggregated | WLDFR | HFTD - Distribution - Tier 3 - 4QU CoRE ¦ 1QU LoRE | Non-Red Flag Warning - Catastrophic Fires | Equipment / facility failure | Aggregated | 2032 | 1.6368e-08 | 607.6134 | 9.9455e-06 | 2032 | Mitigation | 0.95 | 45 | 0 | esc | 0.00097009 | 1.5879e-11 | 0.00097009 | 1.5879e-11 | 0.0027813 | 3.8624e-08 | 0.0088147 | 1.0019e-07
[120 empty] | 7.3.3.17.5 (Remote Grid) Updates to grid topology to minimize risk of ignition in HFTDs Remote GridWLDFREquipment / facility failureAggregated | WLDFR | HFTD - Distribution - Tier 3 - 4QU CoRE ¦ 1QU LoRE | Non-Red Flag Warning - Catastrophic Fires | Equipment / facility failure | Aggregated | 2033 | 1.6368e-08 | 607.6134 | 9.9455e-06 | 2033 | Mitigation | 0.95 | 45 | 0 | esc | 0.00097009 | 1.5879e-11 | 0.00097009 | 1.5879e-11 | 0.0027813 | 3.8624e-08 | 0.0088147 | 1.0019e-07
[120 empty] | 7.3.3.17.5 (Remote Grid) Updates to grid topology to minimize risk of ignition in HFTDs Remote GridWLDFREquipment / facility failureAggregated | WLDFR | HFTD - Distribution - Tier 3 - 4QU CoRE ¦ 1QU LoRE | Non-Red Flag Warning - Catastrophic Fires | Equipment / facility failure | Aggregated | 2034 | 1.6368e-08 | 607.6134 | 9.9455e-06 | 2034 | Mitigation | 0.95 | 45 | 0 | esc | 0.00097009 | 1.5879e-11 | 0.00097009 | 1.5879e-11 | 0.0027813 | 3.8624e-08 | 0.0088147 | 1.0019e-07
[120 empty] | 7.3.3.17.5 (Remote Grid) Updates to grid topology to minimize risk of ignition in HFTDs Remote GridWLDFREquipment / facility failureAggregated | WLDFR | HFTD - Distribution - Tier 3 - 4QU CoRE ¦ 1QU LoRE | Non-Red Flag Warning - Catastrophic Fires | Equipment / facility failure | Aggregated | 2035 | 1.6368e-08 | 607.6134 | 9.9455e-06 | 2035 | Mitigation | 0.95 | 45 | 0 | esc | 0.00097009 | 1.5879e-11 | 0.00097009 | 1.5879e-11 | 0.0027813 | 3.8624e-08 | 0.0088147 | 1.0019e-07
[120 empty] | 7.3.3.17.5 (Remote Grid) Updates to grid topology to minimize risk of ignition in HFTDs Remote GridWLDFREquipment / facility failureAggregated | WLDFR | HFTD - Distribution - Tier 3 - 4QU CoRE ¦ 1QU LoRE | Non-Red Flag Warning - Catastrophic Fires | Equipment / facility failure | Aggregated | 2036 | 1.6368e-08 | 607.6134 | 9.9455e-06 | 2036 | Mitigation | 0.95 | 45 | 0 | esc | 0.00097009 | 1.5879e-11 | 0.00097009 | 1.5879e-11 | 0.0027813 | 3.8624e-08 | 0.0088147 | 1.0019e-07
[120 empty] | 7.3.3.17.5 (Remote Grid) Updates to grid topology to minimize risk of ignition in HFTDs Remote GridWLDFREquipment / facility failureAggregated | WLDFR | HFTD - Distribution - Tier 3 - 4QU CoRE ¦ 1QU LoRE | Non-Red Flag Warning - Catastrophic Fires | Equipment / facility failure | Aggregated | 2037 | 1.6368e-08 | 607.6134 | 9.9455e-06 | 2037 | Mitigation | 0.95 | 45 | 0 | esc | 0.00097009 | 1.5879e-11 | 0.00097009 | 1.5879e-11 | 0.0027813 | 3.8624e-08 | 0.0088147 | 1.0019e-07
[120 empty] | 7.3.3.17.5 (Remote Grid) Updates to grid topology to minimize risk of ignition in HFTDs Remote GridWLDFREquipment / facility failureAggregated | WLDFR | HFTD - Distribution - Tier 3 - 4QU CoRE ¦ 1QU LoRE | Non-Red Flag Warning - Catastrophic Fires | Equipment / facility failure | Aggregated | 2038 | 1.6368e-08 | 607.6134 | 9.9455e-06 | 2038 | Mitigation | 0.95 | 45 | 0 | esc | 0.00097009 | 1.5879e-11 | 0.00097009 | 1.5879e-11 | 0.0027813 | 3.8624e-08 | 0.0088147 | 1.0019e-07
[120 empty] | 7.3.3.17.5 (Remote Grid) Updates to grid topology to minimize risk of ignition in HFTDs Remote GridWLDFREquipment / facility failureAggregated | WLDFR | HFTD - Distribution - Tier 3 - 4QU CoRE ¦ 1QU LoRE | Non-Red Flag Warning - Catastrophic Fires | Equipment / facility failure | Aggregated | 2039 | 1.6368e-08 | 607.6134 | 9.9455e-06 | 2039 | Mitigation | 0.95 | 45 | 0 | esc | 0.00097009 | 1.5879e-11 | 0.00097009 | 1.5879e-11 | 0.0027813 | 3.8624e-08 | 0.0088147 | 1.0019e-07
[120 empty] | 7.3.3.17.5 (Remote Grid) Updates to grid topology to minimize risk of ignition in HFTDs Remote GridWLDFREquipment / facility failureAggregated | WLDFR | HFTD - Distribution - Tier 3 - 4QU CoRE ¦ 1QU LoRE | Non-Red Flag Warning - Catastrophic Fires | Equipment / facility failure | Aggregated | 2040 | 1.6368e-08 | 607.6134 | 9.9455e-06 | 2040 | Mitigation | 0.95 | 45 | 0 | esc | 0.00097009 | 1.5879e-11 | 0.00097009 | 1.5879e-11 | 0 | 0 | 0.0088147 | 1.0019e-07
[120 empty] | 7.3.3.17.5 (Remote Grid) Updates to grid topology to minimize risk of ignition in HFTDs Remote GridWLDFREquipment / facility failureAggregated | WLDFR | HFTD - Distribution - Tier 3 - 4QU CoRE ¦ 1QU LoRE | Non-Red Flag Warning - Catastrophic Fires | Equipment / facility failure | Aggregated | 2041 | 1.6368e-08 | 607.6134 | 9.9455e-06 | 2041 | Mitigation | 0.95 | 45 | 0 | esc | 0.00097009 | 1.5879e-11 | 0.00097009 | 1.5879e-11 | 0.0027813 | 4.4371e-10 | 0.0088147 | 1.0019e-07
[120 empty] | 7.3.3.17.5 (Remote Grid) Updates to grid topology to minimize risk of ignition in HFTDs Remote GridWLDFREquipment / facility failureAggregated | WLDFR | HFTD - Distribution - Tier 3 - 4QU CoRE ¦ 1QU LoRE | Non-Red Flag Warning - Catastrophic Fires | Equipment / facility failure | Aggregated | 2042 | 1.6368e-08 | 607.6134 | 9.9455e-06 | 2042 | Mitigation | 0.95 | 45 | 0 | esc | 0.00097009 | 1.5879e-11 | 0.00097009 | 1.5879e-11 | 0.0027813 | 4.4371e-10 | 0 | 0
[120 empty] | 7.3.3.17.5 (Remote Grid) Updates to grid topology to minimize risk of ignition in HFTDs Remote GridWLDFREquipment / facility failureAggregated | WLDFR | HFTD - Distribution - Tier 3 - 4QU CoRE ¦ 1QU LoRE | Non-Red Flag Warning - Catastrophic Fires | Equipment / facility failure | Aggregated | 2043 | 1.6368e-08 | 607.6134 | 9.9455e-06 | 2043 | Mitigation | 0.95 | 45 | 0 | esc | 0.00097009 | 1.5879e-11 | 0.00097009 | 1.5879e-11 | 0.0027813 | 4.4371e-10 | 0 | 0
[120 empty] | 7.3.3.17.5 (Remote Grid) Updates to grid topology to minimize risk of ignition in HFTDs Remote GridWLDFREquipment / facility failureAggregated | WLDFR | HFTD - Distribution - Tier 3 - 4QU CoRE ¦ 1QU LoRE | Non-Red Flag Warning - Catastrophic Fires | Equipment / facility failure | Aggregated | 2044 | 1.6368e-08 | 607.6134 | 9.9455e-06 | 2044 | Mitigation | 0.95 | 45 | 0 | esc | 0.00097009 | 1.5879e-11 | 0.00097009 | 1.5879e-11 | 0.0027813 | 4.4371e-10 | 0.013543 | 1.1541e-08
[120 empty] | 7.3.3.17.5 (Remote Grid) Updates to grid topology to minimize risk of ignition in HFTDs Remote GridWLDFREquipment / facility failureAggregated | WLDFR | HFTD - Distribution - Tier 3 - 4QU CoRE ¦ 1QU LoRE | Non-Red Flag Warning - Catastrophic Fires | Equipment / facility failure | Aggregated | 2045 | 1.6368e-08 | 607.6134 | 9.9455e-06 | 2045 | Mitigation | 0.95 | 45 | 0 | esc | 0.00097009 | 1.5879e-11 | 0.00097009 | 1.5879e-11 | 0.0027813 | 4.4371e-10 | 0.013543 | 1.1541e-08
[120 empty] | 7.3.3.17.5 (Remote Grid) Updates to grid topology to minimize risk of ignition in HFTDs Remote GridWLDFREquipment / facility failureAggregated | WLDFR | HFTD - Distribution - Tier 3 - 4QU CoRE ¦ 1QU LoRE | Non-Red Flag Warning - Catastrophic Fires | Equipment / facility failure | Aggregated | 2046 | 1.6368e-08 | 607.6134 | 9.9455e-06 | 2046 | Mitigation | 0.95 | 45 | 0 | esc | 0.00097009 | 1.5879e-11 | 0.00097009 | 1.5879e-11 | 0.0027813 | 4.4371e-10 | 0.013543 | 1.1541e-08
[120 empty] | 7.3.3.17.5 (Remote Grid) Updates to grid topology to minimize risk of ignition in HFTDs Remote GridWLDFREquipment / facility failureAggregated | WLDFR | HFTD - Distribution - Tier 3 - 4QU CoRE ¦ 1QU LoRE | Non-Red Flag Warning - Catastrophic Fires | Equipment / facility failure | Aggregated | 2047 | 1.6368e-08 | 607.6134 | 9.9455e-06 | 2047 | Mitigation | 0.95 | 45 | 0 | esc | 0.00097009 | 1.5879e-11 | 0.00097009 | 1.5879e-11 | 0.0027813 | 4.4371e-10 | 0.013543 | 1.1541e-08
[120 empty] | 7.3.3.17.5 (Remote Grid) Updates to grid topology to minimize risk of ignition in HFTDs Remote GridWLDFREquipment / facility failureAggregated | WLDFR | HFTD - Distribution - Tier 3 - 4QU CoRE ¦ 1QU LoRE | Non-Red Flag Warning - Catastrophic Fires | Equipment / facility failure | Aggregated | 2048 | 1.6368e-08 | 607.6134 | 9.9455e-06 | 2048 | Mitigation | 0.95 | 45 | 0 | esc | 0.00097009 | 1.5879e-11 | 0.00097009 | 1.5879e-11 | 0.0027813 | 4.4371e-10 | 0.013543 | 1.1541e-08
[120 empty] | 7.3.3.17.5 (Remote Grid) Updates to grid topology to minimize risk of ignition in HFTDs Remote GridWLDFREquipment / facility failureAggregated | WLDFR | HFTD - Distribution - Tier 3 - 4QU CoRE ¦ 1QU LoRE | Non-Red Flag Warning - Catastrophic Fires | Equipment / facility failure | Aggregated | 2049 | 1.6368e-08 | 607.6134 | 9.9455e-06 | 2049 | Mitigation | 0.95 | 45 | 0 | esc | 0.00097009 | 1.5879e-11 | 0.00097009 | 1.5879e-11 | 0.0027813 | 4.4371e-10 | 0.013543 | 1.1541e-08
[120 empty] | 7.3.3.17.5 (Remote Grid) Updates to grid topology to minimize risk of ignition in HFTDs Remote GridWLDFREquipment / facility failureAggregated | WLDFR | HFTD - Distribution - Tier 3 - 4QU CoRE ¦ 1QU LoRE | Non-Red Flag Warning - Catastrophic Fires | Equipment / facility failure | Aggregated | 2050 | 1.6368e-08 | 607.6134 | 9.9455e-06 | 2050 | Mitigation | 0.95 | 45 | 0 | esc | 0.00097009 | 1.5879e-11 | 0.00097009 | 1.5879e-11 | 0.0027813 | 4.4371e-10 | 0.013543 | 1.1541e-08
[120 empty] | 7.3.3.17.5 (Remote Grid) Updates to grid topology to minimize risk of ignition in HFTDs Remote GridWLDFREquipment / facility failureAggregated | WLDFR | HFTD - Distribution - Tier 3 - 4QU CoRE ¦ 1QU LoRE | Non-Red Flag Warning - Catastrophic Fires | Equipment / facility failure | Aggregated | 2051 | 1.6368e-08 | 607.6134 | 9.9455e-06 | 2051 | Mitigation | 0.95 | 45 | 0 | esc | 0.00097009 | 1.5879e-11 | 0.00097009 | 1.5879e-11 | 0.0027813 | 4.4371e-10 | 0.013543 | 1.1541e-08
[120 empty] | 7.3.3.17.5 (Remote Grid) Updates to grid topology to minimize risk of ignition in HFTDs Remote GridWLDFREquipment / facility failureAggregated | WLDFR | HFTD - Distribution - Tier 3 - 4QU CoRE ¦ 1QU LoRE | Non-Red Flag Warning - Catastrophic Fires | Equipment / facility failure | Aggregated | 2052 | 1.6368e-08 | 607.6134 | 9.9455e-06 | 2052 | Mitigation | 0.95 | 45 | 0 | esc | 0.00097009 | 1.5879e-11 | 0.00097009 | 1.5879e-11 | 0.0027813 | 4.4371e-10 | 0.013543 | 1.1541e-08
[120 empty] | 7.3.3.17.5 (Remote Grid) Updates to grid topology to minimize risk of ignition in HFTDs Remote GridWLDFREquipment / facility failureAggregated | WLDFR | HFTD - Distribution - Tier 3 - 4QU CoRE ¦ 1QU LoRE | Non-Red Flag Warning - Catastrophic Fires | Equipment / facility failure | Aggregated | 2053 | 1.6368e-08 | 607.6134 | 9.9455e-06 | 2053 | Mitigation | 0.95 | 45 | 0 | esc | 0.00097009 | 1.5879e-11 | 0.00097009 | 1.5879e-11 | 0.0027813 | 4.4371e-10 | 0.013543 | 1.1541e-08
[120 empty] | 7.3.3.17.5 (Remote Grid) Updates to grid topology to minimize risk of ignition in HFTDs Remote GridWLDFREquipment / facility failureAggregated | WLDFR | HFTD - Distribution - Tier 3 - 4QU CoRE ¦ 1QU LoRE | Non-Red Flag Warning - Catastrophic Fires | Equipment / facility failure | Aggregated | 2054 | 1.6368e-08 | 607.6134 | 9.9455e-06 | 2054 | Mitigation | 0.95 | 45 | 0 | esc | 0.00097009 | 1.5879e-11 | 0.00097009 | 1.5879e-11 | 0.0027813 | 4.4371e-10 | 0.013543 | 1.1541e-08
[120 empty] | 7.3.3.17.5 (Remote Grid) Updates to grid topology to minimize risk of ignition in HFTDs Remote GridWLDFREquipment / facility failureAggregated | WLDFR | HFTD - Distribution - Tier 3 - 4QU CoRE ¦ 1QU LoRE | Non-Red Flag Warning - Catastrophic Fires | Equipment / facility failure | Aggregated | 2055 | 1.6368e-08 | 607.6134 | 9.9455e-06 | 2055 | Mitigation | 0.95 | 45 | 0 | esc | 0.00097009 | 1.5879e-11 | 0.00097009 | 1.5879e-11 | 0.0027813 | 4.4371e-10 | 0.013543 | 1.1541e-08
[120 empty] | 7.3.3.17.5 (Remote Grid) Updates to grid topology to minimize risk of ignition in HFTDs Remote GridWLDFREquipment / facility failureAggregated | WLDFR | HFTD - Distribution - Tier 3 - 4QU CoRE ¦ 1QU LoRE | Non-Red Flag Warning - Catastrophic Fires | Equipment / facility failure | Aggregated | 2056 | 1.6368e-08 | 607.6134 | 9.9455e-06 | 2056 | Mitigation | 0.95 | 45 | 0 | esc | 0.00097009 | 1.5879e-11 | 0.00097009 | 1.5879e-11 | 0.0027813 | 4.4371e-10 | 0.013543 | 1.1541e-08
[120 empty] | 7.3.3.17.5 (Remote Grid) Updates to grid topology to minimize risk of ignition in HFTDs Remote GridWLDFREquipment / facility failureAggregated | WLDFR | HFTD - Distribution - Tier 3 - 4QU CoRE ¦ 1QU LoRE | Non-Red Flag Warning - Catastrophic Fires | Equipment / facility failure | Aggregated | 2057 | 1.6368e-08 | 607.6134 | 9.9455e-06 | 2057 | Mitigation | 0.95 | 45 | 0 | esc | 0.00097009 | 1.5879e-11 | 0.00097009 | 1.5879e-11 | 0.0027813 | 4.4371e-10 | 0.013543 | 1.1541e-08
[120 empty] | 7.3.3.17.5 (Remote Grid) Updates to grid topology to minimize risk of ignition in HFTDs Remote GridWLDFREquipment / facility failureAggregated | WLDFR | HFTD - Distribution - Tier 3 - 4QU CoRE ¦ 1QU LoRE | Non-Red Flag Warning - Catastrophic Fires | Equipment / facility failure | Aggregated | 2058 | 1.6368e-08 | 607.6134 | 9.9455e-06 | 2058 | Mitigation | 0.95 | 45 | 0 | esc | 0.00097009 | 1.5879e-11 | 0.00097009 | 1.5879e-11 | 0.0027813 | 4.4371e-10 | 0.013543 | 1.1541e-08
[120 empty] | 7.3.3.17.5 (Remote Grid) Updates to grid topology to minimize risk of ignition in HFTDs Remote GridWLDFREquipment / facility failureAggregated | WLDFR | HFTD - Distribution - Tier 3 - 4QU CoRE ¦ 1QU LoRE | Non-Red Flag Warning - Catastrophic Fires | Equipment / facility failure | Aggregated | 2059 | 1.6368e-08 | 607.6134 | 9.9455e-06 | 2059 | Mitigation | 0.95 | 45 | 0 | esc | 0.00097009 | 1.5879e-11 | 0.00097009 | 1.5879e-11 | 0.0027813 | 4.4371e-10 | 0.013543 | 1.1541e-08
[120 empty] | 7.3.3.17.5 (Remote Grid) Updates to grid topology to minimize risk of ignition in HFTDs Remote GridWLDFREquipment / facility failureAggregated | WLDFR | HFTD - Distribution - Tier 3 - 4QU CoRE ¦ 1QU LoRE | Non-Red Flag Warning - Catastrophic Fires | Equipment / facility failure | Aggregated | 2060 | 1.6368e-08 | 607.6134 | 9.9455e-06 | 2060 | Mitigation | 0.95 | 45 | 0 | esc | 0.00097009 | 1.5879e-11 | 0.00097009 | 1.5879e-11 | 0.0027813 | 4.4371e-10 | 0.013543 | 1.1541e-08
[120 empty] | 7.3.3.17.5 (Remote Grid) Updates to grid topology to minimize risk of ignition in HFTDs Remote GridWLDFREquipment / facility failureAggregated | WLDFR | HFTD - Distribution - Tier 3 - 4QU CoRE ¦ 1QU LoRE | Non-Red Flag Warning - Catastrophic Fires | Equipment / facility failure | Aggregated | 2061 | 1.6368e-08 | 607.6134 | 9.9455e-06 | 2061 | Mitigation | 0.95 | 45 | 0 | esc | 0.00097009 | 1.5879e-11 | 0.00097009 | 1.5879e-11 | 0.0027813 | 4.4371e-10 | 0.013543 | 1.1541e-08
[120 empty] | 7.3.3.17.5 (Remote Grid) Updates to grid topology to minimize risk of ignition in HFTDs Remote GridWLDFREquipment / facility failureAggregated | WLDFR | HFTD - Distribution - Tier 3 - 4QU CoRE ¦ 1QU LoRE | Non-Red Flag Warning - Catastrophic Fires | Equipment / facility failure | Aggregated | 2062 | 1.6368e-08 | 607.6134 | 9.9455e-06 | 2062 | Mitigation | 0.95 | 45 | 0 | esc | 0.00097009 | 1.5879e-11 | 0.00097009 | 1.5879e-11 | 0.0027813 | 4.4371e-10 | 0.013543 | 1.1541e-08
[120 empty] | 7.3.3.17.5 (Remote Grid) Updates to grid topology to minimize risk of ignition in HFTDs Remote GridWLDFREquipment / facility failureAggregated | WLDFR | HFTD - Distribution - Tier 3 - 4QU CoRE ¦ 1QU LoRE | Non-Red Flag Warning - Catastrophic Fires | Equipment / facility failure | Aggregated | 2063 | 1.6368e-08 | 607.6134 | 9.9455e-06 | 2063 | Mitigation | 0.95 | 45 | 0 | esc | 0.00097009 | 1.5879e-11 | 0.00097009 | 1.5879e-11 | 0.0027813 | 4.4371e-10 | 0.013543 | 1.1541e-08
[120 empty] | 7.3.3.17.5 (Remote Grid) Updates to grid topology to minimize risk of ignition in HFTDs Remote GridWLDFREquipment / facility failureAggregated | WLDFR | HFTD - Distribution - Tier 3 - 4QU CoRE ¦ 1QU LoRE | Non-Red Flag Warning - Catastrophic Fires | Equipment / facility failure | Aggregated | 2064 | 1.6368e-08 | 607.6134 | 9.9455e-06 | 2064 | Mitigation | 0.95 | 45 | 0 | esc | 0.00097009 | 1.5879e-11 | 0.00097009 | 1.5879e-11 | 0.0027813 | 4.4371e-10 | 0.013543 | 1.1541e-08
[120 empty] | 7.3.3.17.5 (Remote Grid) Updates to grid topology to minimize risk of ignition in HFTDs Remote GridWLDFREquipment / facility failureAggregated | WLDFR | HFTD - Distribution - Tier 3 - 4QU CoRE ¦ 1QU LoRE | Non-Red Flag Warning - Catastrophic Fires | Equipment / facility failure | Aggregated | 2065 | 1.6368e-08 | 607.6134 | 9.9455e-06 | 2065 | Mitigation | 0.95 | 45 | 0 | esc | 0.00097009 | 1.5879e-11 | 0.00097009 | 1.5879e-11 | 0.0027813 | 4.4371e-10 | 0.013543 | 1.1541e-08
[120 empty] | 7.3.3.17.5 (Remote Grid) Updates to grid topology to minimize risk of ignition in HFTDs Remote GridWLDFREquipment / facility failureAggregated | WLDFR | HFTD - Distribution - Tier 3 - 4QU CoRE ¦ 1QU LoRE | Non-Red Flag Warning - Catastrophic Fires | Equipment / facility failure | Aggregated | 2066 | 1.6368e-08 | 607.6134 | 9.9455e-06 | 2066 | Mitigation | 0.95 | 45 | 0 | esc | 0.00097009 | 1.5879e-11 | 0.00097009 | 1.5879e-11 | 0.0027813 | 4.4371e-10 | 0.013543 | 1.1541e-08
[120 empty] | 7.3.3.17.5 (Remote Grid) Updates to grid topology to minimize risk of ignition in HFTDs Remote GridWLDFREquipment / facility failureAggregated | WLDFR | HFTD - Distribution - Tier 3 - 4QU CoRE ¦ 1QU LoRE | Non-Red Flag Warning - Catastrophic Fires | Equipment / facility failure | Aggregated | 2067 | 1.6368e-08 | 607.6134 | 9.9455e-06 | 2067 | Mitigation | 0.95 | 45 | 0 | esc | 0 | 0 | 0.00097009 | 1.5879e-11 | 0.0027813 | 4.4371e-10 | 0.013543 | 1.1541e-08
[120 empty] | 7.3.3.17.5 (Remote Grid) Updates to grid topology to minimize risk of ignition in HFTDs Remote GridWLDFRVegetation ContactAggregated | WLDFR | HFTD - Distribution - Tier 3 - 4QU CoRE ¦ 1QU LoRE | Non-Red Flag Warning - Catastrophic Fires | Vegetation Contact | Aggregated | 2022 | 1.6023e-07 | 607.6134 | 9.7358e-05 | 2022 | Mitigation | 0.95 | 45 | 0 | esc | 0.00097009 | 1.5544e-10 | 0 | 0 | 0.0027813 | 4.4371e-10 | 0.013543 | 1.1541e-08
[120 empty] | 7.3.3.17.5 (Remote Grid) Updates to grid topology to minimize risk of ignition in HFTDs Remote GridWLDFRVegetation ContactAggregated | WLDFR | HFTD - Distribution - Tier 3 - 4QU CoRE ¦ 1QU LoRE | Non-Red Flag Warning - Catastrophic Fires | Vegetation Contact | Aggregated | 2023 | 1.6023e-07 | 607.6134 | 9.7358e-05 | 2023 | Mitigation | 0.95 | 45 | 0 | esc | 0.00097009 | 1.5544e-10 | 0.00097009 | 1.5544e-10 | 0.0027813 | 4.4371e-10 | 0.013543 | 1.1541e-08
[120 empty] | 7.3.3.17.5 (Remote Grid) Updates to grid topology to minimize risk of ignition in HFTDs Remote GridWLDFRVegetation ContactAggregated | WLDFR | HFTD - Distribution - Tier 3 - 4QU CoRE ¦ 1QU LoRE | Non-Red Flag Warning - Catastrophic Fires | Vegetation Contact | Aggregated | 2024 | 1.6023e-07 | 607.6134 | 9.7358e-05 | 2024 | Mitigation | 0.95 | 45 | 0 | esc | 0.00097009 | 1.5544e-10 | 0.00097009 | 1.5544e-10 | 0.0027813 | 4.4371e-10 | 0.013543 | 1.1541e-08
[120 empty] | 7.3.3.17.5 (Remote Grid) Updates to grid topology to minimize risk of ignition in HFTDs Remote GridWLDFRVegetation ContactAggregated | WLDFR | HFTD - Distribution - Tier 3 - 4QU CoRE ¦ 1QU LoRE | Non-Red Flag Warning - Catastrophic Fires | Vegetation Contact | Aggregated | 2025 | 1.6023e-07 | 607.6134 | 9.7358e-05 | 2025 | Mitigation | 0.95 | 45 | 0 | esc | 0.00097009 | 1.5544e-10 | 0.00097009 | 1.5544e-10 | 0.0027813 | 4.4371e-10 | 0.013543 | 1.1541e-08
[120 empty] | 7.3.3.17.5 (Remote Grid) Updates to grid topology to minimize risk of ignition in HFTDs Remote GridWLDFRVegetation ContactAggregated | WLDFR | HFTD - Distribution - Tier 3 - 4QU CoRE ¦ 1QU LoRE | Non-Red Flag Warning - Catastrophic Fires | Vegetation Contact | Aggregated | 2026 | 1.6023e-07 | 607.6134 | 9.7358e-05 | 2026 | Mitigation | 0.95 | 45 | 0 | esc | 0.00097009 | 1.5544e-10 | 0.00097009 | 1.5544e-10 | 0.0027813 | 4.4371e-10 | 0.013543 | 1.1541e-08
[120 empty] | 7.3.3.17.5 (Remote Grid) Updates to grid topology to minimize risk of ignition in HFTDs Remote GridWLDFRVegetation ContactAggregated | WLDFR | HFTD - Distribution - Tier 3 - 4QU CoRE ¦ 1QU LoRE | Non-Red Flag Warning - Catastrophic Fires | Vegetation Contact | Aggregated | 2027 | 1.6023e-07 | 607.6134 | 9.7358e-05 | 2027 | Mitigation | 0.95 | 45 | 0 | esc | 0.00097009 | 1.5544e-10 | 0.00097009 | 1.5544e-10 | 0.0027813 | 4.4371e-10 | 0.013543 | 1.1541e-08
[120 empty] | 7.3.3.17.5 (Remote Grid) Updates to grid topology to minimize risk of ignition in HFTDs Remote GridWLDFRVegetation ContactAggregated | WLDFR | HFTD - Distribution - Tier 3 - 4QU CoRE ¦ 1QU LoRE | Non-Red Flag Warning - Catastrophic Fires | Vegetation Contact | Aggregated | 2028 | 1.6023e-07 | 607.6134 | 9.7358e-05 | 2028 | Mitigation | 0.95 | 45 | 0 | esc | 0.00097009 | 1.5544e-10 | 0.00097009 | 1.5544e-10 | 0.0027813 | 4.4371e-10 | 0 | 0
[120 empty] | 7.3.3.17.5 (Remote Grid) Updates to grid topology to minimize risk of ignition in HFTDs Remote GridWLDFRVegetation ContactAggregated | WLDFR | HFTD - Distribution - Tier 3 - 4QU CoRE ¦ 1QU LoRE | Non-Red Flag Warning - Catastrophic Fires | Vegetation Contact | Aggregated | 2029 | 1.6023e-07 | 607.6134 | 9.7358e-05 | 2029 | Mitigation | 0.95 | 45 | 0 | esc | 0.00097009 | 1.5544e-10 | 0.00097009 | 1.5544e-10 | 0.0027813 | 4.4371e-10 | 0 | 0
[120 empty] | 7.3.3.17.5 (Remote Grid) Updates to grid topology to minimize risk of ignition in HFTDs Remote GridWLDFRVegetation ContactAggregated | WLDFR | HFTD - Distribution - Tier 3 - 4QU CoRE ¦ 1QU LoRE | Non-Red Flag Warning - Catastrophic Fires | Vegetation Contact | Aggregated | 2030 | 1.6023e-07 | 607.6134 | 9.7358e-05 | 2030 | Mitigation | 0.95 | 45 | 0 | esc | 0.00097009 | 1.5544e-10 | 0.00097009 | 1.5544e-10 | 0.0027813 | 4.4371e-10 | 0.0013359 | 2.2869e-09
[120 empty] | 7.3.3.17.5 (Remote Grid) Updates to grid topology to minimize risk of ignition in HFTDs Remote GridWLDFRVegetation ContactAggregated | WLDFR | HFTD - Distribution - Tier 3 - 4QU CoRE ¦ 1QU LoRE | Non-Red Flag Warning - Catastrophic Fires | Vegetation Contact | Aggregated | 2031 | 1.6023e-07 | 607.6134 | 9.7358e-05 | 2031 | Mitigation | 0.95 | 45 | 0 | esc | 0.00097009 | 1.5544e-10 | 0.00097009 | 1.5544e-10 | 0.0027813 | 4.4371e-10 | 0.0013359 | 2.2869e-09
[120 empty] | 7.3.3.17.5 (Remote Grid) Updates to grid topology to minimize risk of ignition in HFTDs Remote GridWLDFRVegetation ContactAggregated | WLDFR | HFTD - Distribution - Tier 3 - 4QU CoRE ¦ 1QU LoRE | Non-Red Flag Warning - Catastrophic Fires | Vegetation Contact | Aggregated | 2032 | 1.6023e-07 | 607.6134 | 9.7358e-05 | 2032 | Mitigation | 0.95 | 45 | 0 | esc | 0.00097009 | 1.5544e-10 | 0.00097009 | 1.5544e-10 | 0.0027813 | 4.4371e-10 | 0.0013359 | 2.2869e-09
[120 empty] | 7.3.3.17.5 (Remote Grid) Updates to grid topology to minimize risk of ignition in HFTDs Remote GridWLDFRVegetation ContactAggregated | WLDFR | HFTD - Distribution - Tier 3 - 4QU CoRE ¦ 1QU LoRE | Non-Red Flag Warning - Catastrophic Fires | Vegetation Contact | Aggregated | 2033 | 1.6023e-07 | 607.6134 | 9.7358e-05 | 2033 | Mitigation | 0.95 | 45 | 0 | esc | 0.00097009 | 1.5544e-10 | 0.00097009 | 1.5544e-10 | 0.0027813 | 4.4371e-10 | 0.0013359 | 2.2869e-09
[120 empty] | 7.3.3.17.5 (Remote Grid) Updates to grid topology to minimize risk of ignition in HFTDs Remote GridWLDFRVegetation ContactAggregated | WLDFR | HFTD - Distribution - Tier 3 - 4QU CoRE ¦ 1QU LoRE | Non-Red Flag Warning - Catastrophic Fires | Vegetation Contact | Aggregated | 2034 | 1.6023e-07 | 607.6134 | 9.7358e-05 | 2034 | Mitigation | 0.95 | 45 | 0 | esc | 0.00097009 | 1.5544e-10 | 0.00097009 | 1.5544e-10 | 0.0027813 | 4.4371e-10 | 0.0013359 | 2.2869e-09
[120 empty] | 7.3.3.17.5 (Remote Grid) Updates to grid topology to minimize risk of ignition in HFTDs Remote GridWLDFRVegetation ContactAggregated | WLDFR | HFTD - Distribution - Tier 3 - 4QU CoRE ¦ 1QU LoRE | Non-Red Flag Warning - Catastrophic Fires | Vegetation Contact | Aggregated | 2035 | 1.6023e-07 | 607.6134 | 9.7358e-05 | 2035 | Mitigation | 0.95 | 45 | 0 | esc | 0.00097009 | 1.5544e-10 | 0.00097009 | 1.5544e-10 | 0.0027813 | 4.4371e-10 | 0.0013359 | 2.2869e-09
[120 empty] | 7.3.3.17.5 (Remote Grid) Updates to grid topology to minimize risk of ignition in HFTDs Remote GridWLDFRVegetation ContactAggregated | WLDFR | HFTD - Distribution - Tier 3 - 4QU CoRE ¦ 1QU LoRE | Non-Red Flag Warning - Catastrophic Fires | Vegetation Contact | Aggregated | 2036 | 1.6023e-07 | 607.6134 | 9.7358e-05 | 2036 | Mitigation | 0.95 | 45 | 0 | esc | 0.00097009 | 1.5544e-10 | 0.00097009 | 1.5544e-10 | 0.0027813 | 4.4371e-10 | 0.0013359 | 2.2869e-09
[120 empty] | 7.3.3.17.5 (Remote Grid) Updates to grid topology to minimize risk of ignition in HFTDs Remote GridWLDFRVegetation ContactAggregated | WLDFR | HFTD - Distribution - Tier 3 - 4QU CoRE ¦ 1QU LoRE | Non-Red Flag Warning - Catastrophic Fires | Vegetation Contact | Aggregated | 2037 | 1.6023e-07 | 607.6134 | 9.7358e-05 | 2037 | Mitigation | 0.95 | 45 | 0 | esc | 0.00097009 | 1.5544e-10 | 0.00097009 | 1.5544e-10 | 0.0027813 | 4.4371e-10 | 0.0013359 | 2.2869e-09
[120 empty] | 7.3.3.17.5 (Remote Grid) Updates to grid topology to minimize risk of ignition in HFTDs Remote GridWLDFRVegetation ContactAggregated | WLDFR | HFTD - Distribution - Tier 3 - 4QU CoRE ¦ 1QU LoRE | Non-Red Flag Warning - Catastrophic Fires | Vegetation Contact | Aggregated | 2038 | 1.6023e-07 | 607.6134 | 9.7358e-05 | 2038 | Mitigation | 0.95 | 45 | 0 | esc | 0.00097009 | 1.5544e-10 | 0.00097009 | 1.5544e-10 | 0.0027813 | 4.4371e-10 | 0.0013359 | 2.2869e-09
[120 empty] | 7.3.3.17.5 (Remote Grid) Updates to grid topology to minimize risk of ignition in HFTDs Remote GridWLDFRVegetation ContactAggregated | WLDFR | HFTD - Distribution - Tier 3 - 4QU CoRE ¦ 1QU LoRE | Non-Red Flag Warning - Catastrophic Fires | Vegetation Contact | Aggregated | 2039 | 1.6023e-07 | 607.6134 | 9.7358e-05 | 2039 | Mitigation | 0.95 | 45 | 0 | esc | 0.00097009 | 1.5544e-10 | 0.00097009 | 1.5544e-10 | 0.0027813 | 4.4371e-10 | 0.0013359 | 2.2869e-09
[120 empty] | 7.3.3.17.5 (Remote Grid) Updates to grid topology to minimize risk of ignition in HFTDs Remote GridWLDFRVegetation ContactAggregated | WLDFR | HFTD - Distribution - Tier 3 - 4QU CoRE ¦ 1QU LoRE | Non-Red Flag Warning - Catastrophic Fires | Vegetation Contact | Aggregated | 2040 | 1.6023e-07 | 607.6134 | 9.7358e-05 | 2040 | Mitigation | 0.95 | 45 | 0 | esc | 0.00097009 | 1.5544e-10 | 0.00097009 | 1.5544e-10 | 0.0027813 | 4.4371e-10 | 0.0013359 | 2.2869e-09
[120 empty] | 7.3.3.17.5 (Remote Grid) Updates to grid topology to minimize risk of ignition in HFTDs Remote GridWLDFRVegetation ContactAggregated | WLDFR | HFTD - Distribution - Tier 3 - 4QU CoRE ¦ 1QU LoRE | Non-Red Flag Warning - Catastrophic Fires | Vegetation Contact | Aggregated | 2041 | 1.6023e-07 | 607.6134 | 9.7358e-05 | 2041 | Mitigation | 0.95 | 45 | 0 | esc | 0.00097009 | 1.5544e-10 | 0.00097009 | 1.5544e-10 | 0.0027813 | 4.4371e-10 | 0.0013359 | 2.2869e-09
[120 empty] | 7.3.3.17.5 (Remote Grid) Updates to grid topology to minimize risk of ignition in HFTDs Remote GridWLDFRVegetation ContactAggregated | WLDFR | HFTD - Distribution - Tier 3 - 4QU CoRE ¦ 1QU LoRE | Non-Red Flag Warning - Catastrophic Fires | Vegetation Contact | Aggregated | 2042 | 1.6023e-07 | 607.6134 | 9.7358e-05 | 2042 | Mitigation | 0.95 | 45 | 0 | esc | 0.00097009 | 1.5544e-10 | 0.00097009 | 1.5544e-10 | 0.0027813 | 4.4371e-10 | 0.0013359 | 2.2869e-09
[120 empty] | 7.3.3.17.5 (Remote Grid) Updates to grid topology to minimize risk of ignition in HFTDs Remote GridWLDFRVegetation ContactAggregated | WLDFR | HFTD - Distribution - Tier 3 - 4QU CoRE ¦ 1QU LoRE | Non-Red Flag Warning - Catastrophic Fires | Vegetation Contact | Aggregated | 2043 | 1.6023e-07 | 607.6134 | 9.7358e-05 | 2043 | Mitigation | 0.95 | 45 | 0 | esc | 0.00097009 | 1.5544e-10 | 0.00097009 | 1.5544e-10 | 0.0027813 | 4.4371e-10 | 0.0013359 | 2.2869e-09
[120 empty] | 7.3.3.17.5 (Remote Grid) Updates to grid topology to minimize risk of ignition in HFTDs Remote GridWLDFRVegetation ContactAggregated | WLDFR | HFTD - Distribution - Tier 3 - 4QU CoRE ¦ 1QU LoRE | Non-Red Flag Warning - Catastrophic Fires | Vegetation Contact | Aggregated | 2044 | 1.6023e-07 | 607.6134 | 9.7358e-05 | 2044 | Mitigation | 0.95 | 45 | 0 | esc | 0.00097009 | 1.5544e-10 | 0.00097009 | 1.5544e-10 | 0 | 0 | 0.0013359 | 2.2869e-09
[120 empty] | 7.3.3.17.5 (Remote Grid) Updates to grid topology to minimize risk of ignition in HFTDs Remote GridWLDFRVegetation ContactAggregated | WLDFR | HFTD - Distribution - Tier 3 - 4QU CoRE ¦ 1QU LoRE | Non-Red Flag Warning - Catastrophic Fires | Vegetation Contact | Aggregated | 2045 | 1.6023e-07 | 607.6134 | 9.7358e-05 | 2045 | Mitigation | 0.95 | 45 | 0 | esc | 0.00097009 | 1.5544e-10 | 0.00097009 | 1.5544e-10 | 0.0027813 | 1.9822e-07 | 0.0013359 | 2.2869e-09
[120 empty] | 7.3.3.17.5 (Remote Grid) Updates to grid topology to minimize risk of ignition in HFTDs Remote GridWLDFRVegetation ContactAggregated | WLDFR | HFTD - Distribution - Tier 3 - 4QU CoRE ¦ 1QU LoRE | Non-Red Flag Warning - Catastrophic Fires | Vegetation Contact | Aggregated | 2046 | 1.6023e-07 | 607.6134 | 9.7358e-05 | 2046 | Mitigation | 0.95 | 45 | 0 | esc | 0.00097009 | 1.5544e-10 | 0.00097009 | 1.5544e-10 | 0.0027813 | 1.9822e-07 | 0.0013359 | 2.2869e-09
[120 empty] | 7.3.3.17.5 (Remote Grid) Updates to grid topology to minimize risk of ignition in HFTDs Remote GridWLDFRVegetation ContactAggregated | WLDFR | HFTD - Distribution - Tier 3 - 4QU CoRE ¦ 1QU LoRE | Non-Red Flag Warning - Catastrophic Fires | Vegetation Contact | Aggregated | 2047 | 1.6023e-07 | 607.6134 | 9.7358e-05 | 2047 | Mitigation | 0.95 | 45 | 0 | esc | 0.00097009 | 1.5544e-10 | 0.00097009 | 1.5544e-10 | 0.0027813 | 1.9822e-07 | 0.0013359 | 2.2869e-09
[120 empty] | 7.3.3.17.5 (Remote Grid) Updates to grid topology to minimize risk of ignition in HFTDs Remote GridWLDFRVegetation ContactAggregated | WLDFR | HFTD - Distribution - Tier 3 - 4QU CoRE ¦ 1QU LoRE | Non-Red Flag Warning - Catastrophic Fires | Vegetation Contact | Aggregated | 2048 | 1.6023e-07 | 607.6134 | 9.7358e-05 | 2048 | Mitigation | 0.95 | 45 | 0 | esc | 0.00097009 | 1.5544e-10 | 0.00097009 | 1.5544e-10 | 0.0027813 | 1.9822e-07 | 0.0013359 | 2.2869e-09
[120 empty] | 7.3.3.17.5 (Remote Grid) Updates to grid topology to minimize risk of ignition in HFTDs Remote GridWLDFRVegetation ContactAggregated | WLDFR | HFTD - Distribution - Tier 3 - 4QU CoRE ¦ 1QU LoRE | Non-Red Flag Warning - Catastrophic Fires | Vegetation Contact | Aggregated | 2049 | 1.6023e-07 | 607.6134 | 9.7358e-05 | 2049 | Mitigation | 0.95 | 45 | 0 | esc | 0.00097009 | 1.5544e-10 | 0.00097009 | 1.5544e-10 | 0.0027813 | 1.9822e-07 | 0.0013359 | 2.2869e-09
[120 empty] | 7.3.3.17.5 (Remote Grid) Updates to grid topology to minimize risk of ignition in HFTDs Remote GridWLDFRVegetation ContactAggregated | WLDFR | HFTD - Distribution - Tier 3 - 4QU CoRE ¦ 1QU LoRE | Non-Red Flag Warning - Catastrophic Fires | Vegetation Contact | Aggregated | 2050 | 1.6023e-07 | 607.6134 | 9.7358e-05 | 2050 | Mitigation | 0.95 | 45 | 0 | esc | 0.00097009 | 1.5544e-10 | 0.00097009 | 1.5544e-10 | 0.0027813 | 1.9822e-07 | 0.0013359 | 2.2869e-09
[120 empty] | 7.3.3.17.5 (Remote Grid) Updates to grid topology to minimize risk of ignition in HFTDs Remote GridWLDFRVegetation ContactAggregated | WLDFR | HFTD - Distribution - Tier 3 - 4QU CoRE ¦ 1QU LoRE | Non-Red Flag Warning - Catastrophic Fires | Vegetation Contact | Aggregated | 2051 | 1.6023e-07 | 607.6134 | 9.7358e-05 | 2051 | Mitigation | 0.95 | 45 | 0 | esc | 0.00097009 | 1.5544e-10 | 0.00097009 | 1.5544e-10 | 0.0027813 | 1.9822e-07 | 0.0013359 | 2.2869e-09
[120 empty] | 7.3.3.17.5 (Remote Grid) Updates to grid topology to minimize risk of ignition in HFTDs Remote GridWLDFRVegetation ContactAggregated | WLDFR | HFTD - Distribution - Tier 3 - 4QU CoRE ¦ 1QU LoRE | Non-Red Flag Warning - Catastrophic Fires | Vegetation Contact | Aggregated | 2052 | 1.6023e-07 | 607.6134 | 9.7358e-05 | 2052 | Mitigation | 0.95 | 45 | 0 | esc | 0.00097009 | 1.5544e-10 | 0.00097009 | 1.5544e-10 | 0.0027813 | 1.9822e-07 | 0.0013359 | 2.2869e-09
[120 empty] | 7.3.3.17.5 (Remote Grid) Updates to grid topology to minimize risk of ignition in HFTDs Remote GridWLDFRVegetation ContactAggregated | WLDFR | HFTD - Distribution - Tier 3 - 4QU CoRE ¦ 1QU LoRE | Non-Red Flag Warning - Catastrophic Fires | Vegetation Contact | Aggregated | 2053 | 1.6023e-07 | 607.6134 | 9.7358e-05 | 2053 | Mitigation | 0.95 | 45 | 0 | esc | 0.00097009 | 1.5544e-10 | 0.00097009 | 1.5544e-10 | 0.0027813 | 1.9822e-07 | 0.0013359 | 2.2869e-09
[120 empty] | 7.3.3.17.5 (Remote Grid) Updates to grid topology to minimize risk of ignition in HFTDs Remote GridWLDFRVegetation ContactAggregated | WLDFR | HFTD - Distribution - Tier 3 - 4QU CoRE ¦ 1QU LoRE | Non-Red Flag Warning - Catastrophic Fires | Vegetation Contact | Aggregated | 2054 | 1.6023e-07 | 607.6134 | 9.7358e-05 | 2054 | Mitigation | 0.95 | 45 | 0 | esc | 0.00097009 | 1.5544e-10 | 0.00097009 | 1.5544e-10 | 0.0027813 | 1.9822e-07 | 0.0013359 | 2.2869e-09
[120 empty] | 7.3.3.17.5 (Remote Grid) Updates to grid topology to minimize risk of ignition in HFTDs Remote GridWLDFRVegetation ContactAggregated | WLDFR | HFTD - Distribution - Tier 3 - 4QU CoRE ¦ 1QU LoRE | Non-Red Flag Warning - Catastrophic Fires | Vegetation Contact | Aggregated | 2055 | 1.6023e-07 | 607.6134 | 9.7358e-05 | 2055 | Mitigation | 0.95 | 45 | 0 | esc | 0.00097009 | 1.5544e-10 | 0.00097009 | 1.5544e-10 | 0.0027813 | 1.9822e-07 | 0.0013359 | 2.2869e-09
[120 empty] | 7.3.3.17.5 (Remote Grid) Updates to grid topology to minimize risk of ignition in HFTDs Remote GridWLDFRVegetation ContactAggregated | WLDFR | HFTD - Distribution - Tier 3 - 4QU CoRE ¦ 1QU LoRE | Non-Red Flag Warning - Catastrophic Fires | Vegetation Contact | Aggregated | 2056 | 1.6023e-07 | 607.6134 | 9.7358e-05 | 2056 | Mitigation | 0.95 | 45 | 0 | esc | 0.00097009 | 1.5544e-10 | 0.00097009 | 1.5544e-10 | 0.0027813 | 1.9822e-07 | 0.0013359 | 2.2869e-09
[120 empty] | 7.3.3.17.5 (Remote Grid) Updates to grid topology to minimize risk of ignition in HFTDs Remote GridWLDFRVegetation ContactAggregated | WLDFR | HFTD - Distribution - Tier 3 - 4QU CoRE ¦ 1QU LoRE | Non-Red Flag Warning - Catastrophic Fires | Vegetation Contact | Aggregated | 2057 | 1.6023e-07 | 607.6134 | 9.7358e-05 | 2057 | Mitigation | 0.95 | 45 | 0 | esc | 0.00097009 | 1.5544e-10 | 0.00097009 | 1.5544e-10 | 0.0027813 | 1.9822e-07 | 0.0013359 | 2.2869e-09
[120 empty] | 7.3.3.17.5 (Remote Grid) Updates to grid topology to minimize risk of ignition in HFTDs Remote GridWLDFRVegetation ContactAggregated | WLDFR | HFTD - Distribution - Tier 3 - 4QU CoRE ¦ 1QU LoRE | Non-Red Flag Warning - Catastrophic Fires | Vegetation Contact | Aggregated | 2058 | 1.6023e-07 | 607.6134 | 9.7358e-05 | 2058 | Mitigation | 0.95 | 45 | 0 | esc | 0.00097009 | 1.5544e-10 | 0.00097009 | 1.5544e-10 | 0.0027813 | 1.9822e-07 | 0.0013359 | 2.2869e-09
[120 empty] | 7.3.3.17.5 (Remote Grid) Updates to grid topology to minimize risk of ignition in HFTDs Remote GridWLDFRVegetation ContactAggregated | WLDFR | HFTD - Distribution - Tier 3 - 4QU CoRE ¦ 1QU LoRE | Non-Red Flag Warning - Catastrophic Fires | Vegetation Contact | Aggregated | 2059 | 1.6023e-07 | 607.6134 | 9.7358e-05 | 2059 | Mitigation | 0.95 | 45 | 0 | esc | 0.00097009 | 1.5544e-10 | 0.00097009 | 1.5544e-10 | 0.0027813 | 1.9822e-07 | 0.0013359 | 2.2869e-09
[120 empty] | 7.3.3.17.5 (Remote Grid) Updates to grid topology to minimize risk of ignition in HFTDs Remote GridWLDFRVegetation ContactAggregated | WLDFR | HFTD - Distribution - Tier 3 - 4QU CoRE ¦ 1QU LoRE | Non-Red Flag Warning - Catastrophic Fires | Vegetation Contact | Aggregated | 2060 | 1.6023e-07 | 607.6134 | 9.7358e-05 | 2060 | Mitigation | 0.95 | 45 | 0 | esc | 0.00097009 | 1.5544e-10 | 0.00097009 | 1.5544e-10 | 0.0027813 | 1.9822e-07 | 0 | 0
[120 empty] | 7.3.3.17.5 (Remote Grid) Updates to grid topology to minimize risk of ignition in HFTDs Remote GridWLDFRVegetation ContactAggregated | WLDFR | HFTD - Distribution - Tier 3 - 4QU CoRE ¦ 1QU LoRE | Non-Red Flag Warning - Catastrophic Fires | Vegetation Contact | Aggregated | 2061 | 1.6023e-07 | 607.6134 | 9.7358e-05 | 2061 | Mitigation | 0.95 | 45 | 0 | esc | 0.00097009 | 1.5544e-10 | 0.00097009 | 1.5544e-10 | 0.0027813 | 1.9822e-07 | 0 | 0
[120 empty] | 7.3.3.17.5 (Remote Grid) Updates to grid topology to minimize risk of ignition in HFTDs Remote GridWLDFRVegetation ContactAggregated | WLDFR | HFTD - Distribution - Tier 3 - 4QU CoRE ¦ 1QU LoRE | Non-Red Flag Warning - Catastrophic Fires | Vegetation Contact | Aggregated | 2062 | 1.6023e-07 | 607.6134 | 9.7358e-05 | 2062 | Mitigation | 0.95 | 45 | 0 | esc | 0.00097009 | 1.5544e-10 | 0.00097009 | 1.5544e-10 | 0.0027813 | 1.9822e-07 | 0.0093813 | 2.1503e-07
[120 empty] | 7.3.3.17.5 (Remote Grid) Updates to grid topology to minimize risk of ignition in HFTDs Remote GridWLDFRVegetation ContactAggregated | WLDFR | HFTD - Distribution - Tier 3 - 4QU CoRE ¦ 1QU LoRE | Non-Red Flag Warning - Catastrophic Fires | Vegetation Contact | Aggregated | 2063 | 1.6023e-07 | 607.6134 | 9.7358e-05 | 2063 | Mitigation | 0.95 | 45 | 0 | esc | 0.00097009 | 1.5544e-10 | 0.00097009 | 1.5544e-10 | 0.0027813 | 1.9822e-07 | 0.0093813 | 2.1503e-07
[120 empty] | 7.3.3.17.5 (Remote Grid) Updates to grid topology to minimize risk of ignition in HFTDs Remote GridWLDFRVegetation ContactAggregated | WLDFR | HFTD - Distribution - Tier 3 - 4QU CoRE ¦ 1QU LoRE | Non-Red Flag Warning - Catastrophic Fires | Vegetation Contact | Aggregated | 2064 | 1.6023e-07 | 607.6134 | 9.7358e-05 | 2064 | Mitigation | 0.95 | 45 | 0 | esc | 0.00097009 | 1.5544e-10 | 0.00097009 | 1.5544e-10 | 0.0027813 | 1.9822e-07 | 0.0093813 | 2.1503e-07
[120 empty] | 7.3.3.17.5 (Remote Grid) Updates to grid topology to minimize risk of ignition in HFTDs Remote GridWLDFRVegetation ContactAggregated | WLDFR | HFTD - Distribution - Tier 3 - 4QU CoRE ¦ 1QU LoRE | Non-Red Flag Warning - Catastrophic Fires | Vegetation Contact | Aggregated | 2065 | 1.6023e-07 | 607.6134 | 9.7358e-05 | 2065 | Mitigation | 0.95 | 45 | 0 | esc | 0.00097009 | 1.5544e-10 | 0.00097009 | 1.5544e-10 | 0.0027813 | 1.9822e-07 | 0.0093813 | 2.1503e-07
[120 empty] | 7.3.3.17.5 (Remote Grid) Updates to grid topology to minimize risk of ignition in HFTDs Remote GridWLDFRVegetation ContactAggregated | WLDFR | HFTD - Distribution - Tier 3 - 4QU CoRE ¦ 1QU LoRE | Non-Red Flag Warning - Catastrophic Fires | Vegetation Contact | Aggregated | 2066 | 1.6023e-07 | 607.6134 | 9.7358e-05 | 2066 | Mitigation | 0.95 | 45 | 0 | esc | 0.00097009 | 1.5544e-10 | 0.00097009 | 1.5544e-10 | 0.0027813 | 1.9822e-07 | 0.0093813 | 2.1503e-07
[120 empty] | 7.3.3.17.5 (Remote Grid) Updates to grid topology to minimize risk of ignition in HFTDs Remote GridWLDFRVegetation ContactAggregated | WLDFR | HFTD - Distribution - Tier 3 - 4QU CoRE ¦ 1QU LoRE | Non-Red Flag Warning - Catastrophic Fires | Vegetation Contact | Aggregated | 2067 | 1.6023e-07 | 607.6134 | 9.7358e-05 | 2067 | Mitigation | 0.95 | 45 | 0 | esc | 0 | 0 | 0.00097009 | 1.5544e-10 | 0.0027813 | 1.9822e-07 | 0.0093813 | 2.1503e-07
[120 empty] | 7.3.3.17.5 (Remote Grid) Updates to grid topology to minimize risk of ignition in HFTDs Remote GridWLDFRWire-to-wire contactAggregated | WLDFR | HFTD - Distribution - Tier 3 - 4QU CoRE ¦ 1QU LoRE | Non-Red Flag Warning - Catastrophic Fires | Wire-to-wire contact | Aggregated | 2022 | 1.1407e-07 | 607.6134 | 6.9313e-05 | 2022 | Mitigation | 0.95 | 45 | 0 | esc | 0.00097009 | 1.1066e-10 | 0 | 0 | 0.0027813 | 1.9822e-07 | 0.0093813 | 2.1503e-07
[120 empty] | 7.3.3.17.5 (Remote Grid) Updates to grid topology to minimize risk of ignition in HFTDs Remote GridWLDFRWire-to-wire contactAggregated | WLDFR | HFTD - Distribution - Tier 3 - 4QU CoRE ¦ 1QU LoRE | Non-Red Flag Warning - Catastrophic Fires | Wire-to-wire contact | Aggregated | 2023 | 1.1407e-07 | 607.6134 | 6.9313e-05 | 2023 | Mitigation | 0.95 | 45 | 0 | esc | 0.00097009 | 1.1066e-10 | 0.00097009 | 1.1066e-10 | 0.0027813 | 1.9822e-07 | 0.0093813 | 2.1503e-07
[120 empty] | 7.3.3.17.5 (Remote Grid) Updates to grid topology to minimize risk of ignition in HFTDs Remote GridWLDFRWire-to-wire contactAggregated | WLDFR | HFTD - Distribution - Tier 3 - 4QU CoRE ¦ 1QU LoRE | Non-Red Flag Warning - Catastrophic Fires | Wire-to-wire contact | Aggregated | 2024 | 1.1407e-07 | 607.6134 | 6.9313e-05 | 2024 | Mitigation | 0.95 | 45 | 0 | esc | 0.00097009 | 1.1066e-10 | 0.00097009 | 1.1066e-10 | 0.0027813 | 1.9822e-07 | 0.0093813 | 2.1503e-07
[120 empty] | 7.3.3.17.5 (Remote Grid) Updates to grid topology to minimize risk of ignition in HFTDs Remote GridWLDFRWire-to-wire contactAggregated | WLDFR | HFTD - Distribution - Tier 3 - 4QU CoRE ¦ 1QU LoRE | Non-Red Flag Warning - Catastrophic Fires | Wire-to-wire contact | Aggregated | 2025 | 1.1407e-07 | 607.6134 | 6.9313e-05 | 2025 | Mitigation | 0.95 | 45 | 0 | esc | 0.00097009 | 1.1066e-10 | 0.00097009 | 1.1066e-10 | 0.0027813 | 1.9822e-07 | 0.0093813 | 2.1503e-07
[120 empty] | 7.3.3.17.5 (Remote Grid) Updates to grid topology to minimize risk of ignition in HFTDs Remote GridWLDFRWire-to-wire contactAggregated | WLDFR | HFTD - Distribution - Tier 3 - 4QU CoRE ¦ 1QU LoRE | Non-Red Flag Warning - Catastrophic Fires | Wire-to-wire contact | Aggregated | 2026 | 1.1407e-07 | 607.6134 | 6.9313e-05 | 2026 | Mitigation | 0.95 | 45 | 0 | esc | 0.00097009 | 1.1066e-10 | 0.00097009 | 1.1066e-10 | 0.0027813 | 1.9822e-07 | 0.0093813 | 2.1503e-07
[120 empty] | 7.3.3.17.5 (Remote Grid) Updates to grid topology to minimize risk of ignition in HFTDs Remote GridWLDFRWire-to-wire contactAggregated | WLDFR | HFTD - Distribution - Tier 3 - 4QU CoRE ¦ 1QU LoRE | Non-Red Flag Warning - Catastrophic Fires | Wire-to-wire contact | Aggregated | 2027 | 1.1407e-07 | 607.6134 | 6.9313e-05 | 2027 | Mitigation | 0.95 | 45 | 0 | esc | 0.00097009 | 1.1066e-10 | 0.00097009 | 1.1066e-10 | 0.0027813 | 1.9822e-07 | 0.0093813 | 2.1503e-07
[120 empty] | 7.3.3.17.5 (Remote Grid) Updates to grid topology to minimize risk of ignition in HFTDs Remote GridWLDFRWire-to-wire contactAggregated | WLDFR | HFTD - Distribution - Tier 3 - 4QU CoRE ¦ 1QU LoRE | Non-Red Flag Warning - Catastrophic Fires | Wire-to-wire contact | Aggregated | 2028 | 1.1407e-07 | 607.6134 | 6.9313e-05 | 2028 | Mitigation | 0.95 | 45 | 0 | esc | 0.00097009 | 1.1066e-10 | 0.00097009 | 1.1066e-10 | 0.0027813 | 1.9822e-07 | 0.0093813 | 2.1503e-07
[120 empty] | 7.3.3.17.5 (Remote Grid) Updates to grid topology to minimize risk of ignition in HFTDs Remote GridWLDFRWire-to-wire contactAggregated | WLDFR | HFTD - Distribution - Tier 3 - 4QU CoRE ¦ 1QU LoRE | Non-Red Flag Warning - Catastrophic Fires | Wire-to-wire contact | Aggregated | 2029 | 1.1407e-07 | 607.6134 | 6.9313e-05 | 2029 | Mitigation | 0.95 | 45 | 0 | esc | 0.00097009 | 1.1066e-10 | 0.00097009 | 1.1066e-10 | 0.0027813 | 1.9822e-07 | 0.0093813 | 2.1503e-07
[120 empty] | 7.3.3.17.5 (Remote Grid) Updates to grid topology to minimize risk of ignition in HFTDs Remote GridWLDFRWire-to-wire contactAggregated | WLDFR | HFTD - Distribution - Tier 3 - 4QU CoRE ¦ 1QU LoRE | Non-Red Flag Warning - Catastrophic Fires | Wire-to-wire contact | Aggregated | 2030 | 1.1407e-07 | 607.6134 | 6.9313e-05 | 2030 | Mitigation | 0.95 | 45 | 0 | esc | 0.00097009 | 1.1066e-10 | 0.00097009 | 1.1066e-10 | 0.0027813 | 1.9822e-07 | 0.0093813 | 2.1503e-07
[120 empty] | 7.3.3.17.5 (Remote Grid) Updates to grid topology to minimize risk of ignition in HFTDs Remote GridWLDFRWire-to-wire contactAggregated | WLDFR | HFTD - Distribution - Tier 3 - 4QU CoRE ¦ 1QU LoRE | Non-Red Flag Warning - Catastrophic Fires | Wire-to-wire contact | Aggregated | 2031 | 1.1407e-07 | 607.6134 | 6.9313e-05 | 2031 | Mitigation | 0.95 | 45 | 0 | esc | 0.00097009 | 1.1066e-10 | 0.00097009 | 1.1066e-10 | 0.0027813 | 1.9822e-07 | 0.0093813 | 2.1503e-07
[120 empty] | 7.3.3.17.5 (Remote Grid) Updates to grid topology to minimize risk of ignition in HFTDs Remote GridWLDFRWire-to-wire contactAggregated | WLDFR | HFTD - Distribution - Tier 3 - 4QU CoRE ¦ 1QU LoRE | Non-Red Flag Warning - Catastrophic Fires | Wire-to-wire contact | Aggregated | 2032 | 1.1407e-07 | 607.6134 | 6.9313e-05 | 2032 | Mitigation | 0.95 | 45 | 0 | esc | 0.00097009 | 1.1066e-10 | 0.00097009 | 1.1066e-10 | 0.0027813 | 1.9822e-07 | 0.0093813 | 2.1503e-07
[120 empty] | 7.3.3.17.5 (Remote Grid) Updates to grid topology to minimize risk of ignition in HFTDs Remote GridWLDFRWire-to-wire contactAggregated | WLDFR | HFTD - Distribution - Tier 3 - 4QU CoRE ¦ 1QU LoRE | Non-Red Flag Warning - Catastrophic Fires | Wire-to-wire contact | Aggregated | 2033 | 1.1407e-07 | 607.6134 | 6.9313e-05 | 2033 | Mitigation | 0.95 | 45 | 0 | esc | 0.00097009 | 1.1066e-10 | 0.00097009 | 1.1066e-10 | 0.0027813 | 1.9822e-07 | 0.0093813 | 2.1503e-07
[120 empty] | 7.3.3.17.5 (Remote Grid) Updates to grid topology to minimize risk of ignition in HFTDs Remote GridWLDFRWire-to-wire contactAggregated | WLDFR | HFTD - Distribution - Tier 3 - 4QU CoRE ¦ 1QU LoRE | Non-Red Flag Warning - Catastrophic Fires | Wire-to-wire contact | Aggregated | 2034 | 1.1407e-07 | 607.6134 | 6.9313e-05 | 2034 | Mitigation | 0.95 | 45 | 0 | esc | 0.00097009 | 1.1066e-10 | 0.00097009 | 1.1066e-10 | 0.0027813 | 1.9822e-07 | 0.0093813 | 2.1503e-07
[120 empty] | 7.3.3.17.5 (Remote Grid) Updates to grid topology to minimize risk of ignition in HFTDs Remote GridWLDFRWire-to-wire contactAggregated | WLDFR | HFTD - Distribution - Tier 3 - 4QU CoRE ¦ 1QU LoRE | Non-Red Flag Warning - Catastrophic Fires | Wire-to-wire contact | Aggregated | 2035 | 1.1407e-07 | 607.6134 | 6.9313e-05 | 2035 | Mitigation | 0.95 | 45 | 0 | esc | 0.00097009 | 1.1066e-10 | 0.00097009 | 1.1066e-10 | 0.0027813 | 1.9822e-07 | 0.0093813 | 2.1503e-07
[120 empty] | 7.3.3.17.5 (Remote Grid) Updates to grid topology to minimize risk of ignition in HFTDs Remote GridWLDFRWire-to-wire contactAggregated | WLDFR | HFTD - Distribution - Tier 3 - 4QU CoRE ¦ 1QU LoRE | Non-Red Flag Warning - Catastrophic Fires | Wire-to-wire contact | Aggregated | 2036 | 1.1407e-07 | 607.6134 | 6.9313e-05 | 2036 | Mitigation | 0.95 | 45 | 0 | esc | 0.00097009 | 1.1066e-10 | 0.00097009 | 1.1066e-10 | 0.0027813 | 1.9822e-07 | 0.0093813 | 2.1503e-07
[120 empty] | 7.3.3.17.5 (Remote Grid) Updates to grid topology to minimize risk of ignition in HFTDs Remote GridWLDFRWire-to-wire contactAggregated | WLDFR | HFTD - Distribution - Tier 3 - 4QU CoRE ¦ 1QU LoRE | Non-Red Flag Warning - Catastrophic Fires | Wire-to-wire contact | Aggregated | 2037 | 1.1407e-07 | 607.6134 | 6.9313e-05 | 2037 | Mitigation | 0.95 | 45 | 0 | esc | 0.00097009 | 1.1066e-10 | 0.00097009 | 1.1066e-10 | 0.0027813 | 1.9822e-07 | 0.0093813 | 2.1503e-07
[120 empty] | 7.3.3.17.5 (Remote Grid) Updates to grid topology to minimize risk of ignition in HFTDs Remote GridWLDFRWire-to-wire contactAggregated | WLDFR | HFTD - Distribution - Tier 3 - 4QU CoRE ¦ 1QU LoRE | Non-Red Flag Warning - Catastrophic Fires | Wire-to-wire contact | Aggregated | 2038 | 1.1407e-07 | 607.6134 | 6.9313e-05 | 2038 | Mitigation | 0.95 | 45 | 0 | esc | 0.00097009 | 1.1066e-10 | 0.00097009 | 1.1066e-10 | 0.0027813 | 1.9822e-07 | 0.0093813 | 2.1503e-07
[120 empty] | 7.3.3.17.5 (Remote Grid) Updates to grid topology to minimize risk of ignition in HFTDs Remote GridWLDFRWire-to-wire contactAggregated | WLDFR | HFTD - Distribution - Tier 3 - 4QU CoRE ¦ 1QU LoRE | Non-Red Flag Warning - Catastrophic Fires | Wire-to-wire contact | Aggregated | 2039 | 1.1407e-07 | 607.6134 | 6.9313e-05 | 2039 | Mitigation | 0.95 | 45 | 0 | esc | 0.00097009 | 1.1066e-10 | 0.00097009 | 1.1066e-10 | 0.0027813 | 1.9822e-07 | 0.0093813 | 2.1503e-07
[120 empty] | 7.3.3.17.5 (Remote Grid) Updates to grid topology to minimize risk of ignition in HFTDs Remote GridWLDFRWire-to-wire contactAggregated | WLDFR | HFTD - Distribution - Tier 3 - 4QU CoRE ¦ 1QU LoRE | Non-Red Flag Warning - Catastrophic Fires | Wire-to-wire contact | Aggregated | 2040 | 1.1407e-07 | 607.6134 | 6.9313e-05 | 2040 | Mitigation | 0.95 | 45 | 0 | esc | 0.00097009 | 1.1066e-10 | 0.00097009 | 1.1066e-10 | 0.0027813 | 1.9822e-07 | 0.0093813 | 2.1503e-07
[120 empty] | 7.3.3.17.5 (Remote Grid) Updates to grid topology to minimize risk of ignition in HFTDs Remote GridWLDFRWire-to-wire contactAggregated | WLDFR | HFTD - Distribution - Tier 3 - 4QU CoRE ¦ 1QU LoRE | Non-Red Flag Warning - Catastrophic Fires | Wire-to-wire contact | Aggregated | 2041 | 1.1407e-07 | 607.6134 | 6.9313e-05 | 2041 | Mitigation | 0.95 | 45 | 0 | esc | 0.00097009 | 1.1066e-10 | 0.00097009 | 1.1066e-10 | 0.0027813 | 1.9822e-07 | 0.0093813 | 2.1503e-07
[120 empty] | 7.3.3.17.5 (Remote Grid) Updates to grid topology to minimize risk of ignition in HFTDs Remote GridWLDFRWire-to-wire contactAggregated | WLDFR | HFTD - Distribution - Tier 3 - 4QU CoRE ¦ 1QU LoRE | Non-Red Flag Warning - Catastrophic Fires | Wire-to-wire contact | Aggregated | 2042 | 1.1407e-07 | 607.6134 | 6.9313e-05 | 2042 | Mitigation | 0.95 | 45 | 0 | esc | 0.00097009 | 1.1066e-10 | 0.00097009 | 1.1066e-10 | 0.0027813 | 1.9822e-07 | 0.0093813 | 2.1503e-07
[120 empty] | 7.3.3.17.5 (Remote Grid) Updates to grid topology to minimize risk of ignition in HFTDs Remote GridWLDFRWire-to-wire contactAggregated | WLDFR | HFTD - Distribution - Tier 3 - 4QU CoRE ¦ 1QU LoRE | Non-Red Flag Warning - Catastrophic Fires | Wire-to-wire contact | Aggregated | 2043 | 1.1407e-07 | 607.6134 | 6.9313e-05 | 2043 | Mitigation | 0.95 | 45 | 0 | esc | 0.00097009 | 1.1066e-10 | 0.00097009 | 1.1066e-10 | 0.0027813 | 1.9822e-07 | 0.0093813 | 2.1503e-07
[120 empty] | 7.3.3.17.5 (Remote Grid) Updates to grid topology to minimize risk of ignition in HFTDs Remote GridWLDFRWire-to-wire contactAggregated | WLDFR | HFTD - Distribution - Tier 3 - 4QU CoRE ¦ 1QU LoRE | Non-Red Flag Warning - Catastrophic Fires | Wire-to-wire contact | Aggregated | 2044 | 1.1407e-07 | 607.6134 | 6.9313e-05 | 2044 | Mitigation | 0.95 | 45 | 0 | esc | 0.00097009 | 1.1066e-10 | 0.00097009 | 1.1066e-10 | 0.0027813 | 1.9822e-07 | 0.0093813 | 2.1503e-07
[120 empty] | 7.3.3.17.5 (Remote Grid) Updates to grid topology to minimize risk of ignition in HFTDs Remote GridWLDFRWire-to-wire contactAggregated | WLDFR | HFTD - Distribution - Tier 3 - 4QU CoRE ¦ 1QU LoRE | Non-Red Flag Warning - Catastrophic Fires | Wire-to-wire contact | Aggregated | 2045 | 1.1407e-07 | 607.6134 | 6.9313e-05 | 2045 | Mitigation | 0.95 | 45 | 0 | esc | 0.00097009 | 1.1066e-10 | 0.00097009 | 1.1066e-10 | 0.0027813 | 1.9822e-07 | 0.0093813 | 2.1503e-07
[120 empty] | 7.3.3.17.5 (Remote Grid) Updates to grid topology to minimize risk of ignition in HFTDs Remote GridWLDFRWire-to-wire contactAggregated | WLDFR | HFTD - Distribution - Tier 3 - 4QU CoRE ¦ 1QU LoRE | Non-Red Flag Warning - Catastrophic Fires | Wire-to-wire contact | Aggregated | 2046 | 1.1407e-07 | 607.6134 | 6.9313e-05 | 2046 | Mitigation | 0.95 | 45 | 0 | esc | 0.00097009 | 1.1066e-10 | 0.00097009 | 1.1066e-10 | 0.0027813 | 1.9822e-07 | 0 | 0
[120 empty] | 7.3.3.17.5 (Remote Grid) Updates to grid topology to minimize risk of ignition in HFTDs Remote GridWLDFRWire-to-wire contactAggregated | WLDFR | HFTD - Distribution - Tier 3 - 4QU CoRE ¦ 1QU LoRE | Non-Red Flag Warning - Catastrophic Fires | Wire-to-wire contact | Aggregated | 2047 | 1.1407e-07 | 607.6134 | 6.9313e-05 | 2047 | Mitigation | 0.95 | 45 | 0 | esc | 0.00097009 | 1.1066e-10 | 0.00097009 | 1.1066e-10 | 0.0027813 | 1.9822e-07 | 0 | 0
[120 empty] | 7.3.3.17.5 (Remote Grid) Updates to grid topology to minimize risk of ignition in HFTDs Remote GridWLDFRWire-to-wire contactAggregated | WLDFR | HFTD - Distribution - Tier 3 - 4QU CoRE ¦ 1QU LoRE | Non-Red Flag Warning - Catastrophic Fires | Wire-to-wire contact | Aggregated | 2048 | 1.1407e-07 | 607.6134 | 6.9313e-05 | 2048 | Mitigation | 0.95 | 45 | 0 | esc | 0.00097009 | 1.1066e-10 | 0.00097009 | 1.1066e-10 | 0 | 0 | 0.014004 | 1.0418e-07
[120 empty] | 7.3.3.17.5 (Remote Grid) Updates to grid topology to minimize risk of ignition in HFTDs Remote GridWLDFRWire-to-wire contactAggregated | WLDFR | HFTD - Distribution - Tier 3 - 4QU CoRE ¦ 1QU LoRE | Non-Red Flag Warning - Catastrophic Fires | Wire-to-wire contact | Aggregated | 2049 | 1.1407e-07 | 607.6134 | 6.9313e-05 | 2049 | Mitigation | 0.95 | 45 | 0 | esc | 0.00097009 | 1.1066e-10 | 0.00097009 | 1.1066e-10 | 0.0027813 | 4.1839e-09 | 0.014004 | 1.0418e-07
[120 empty] | 7.3.3.17.5 (Remote Grid) Updates to grid topology to minimize risk of ignition in HFTDs Remote GridWLDFRWire-to-wire contactAggregated | WLDFR | HFTD - Distribution - Tier 3 - 4QU CoRE ¦ 1QU LoRE | Non-Red Flag Warning - Catastrophic Fires | Wire-to-wire contact | Aggregated | 2050 | 1.1407e-07 | 607.6134 | 6.9313e-05 | 2050 | Mitigation | 0.95 | 45 | 0 | esc | 0.00097009 | 1.1066e-10 | 0.00097009 | 1.1066e-10 | 0.0027813 | 4.1839e-09 | 0.014004 | 1.0418e-07
[120 empty] | 7.3.3.17.5 (Remote Grid) Updates to grid topology to minimize risk of ignition in HFTDs Remote GridWLDFRWire-to-wire contactAggregated | WLDFR | HFTD - Distribution - Tier 3 - 4QU CoRE ¦ 1QU LoRE | Non-Red Flag Warning - Catastrophic Fires | Wire-to-wire contact | Aggregated | 2051 | 1.1407e-07 | 607.6134 | 6.9313e-05 | 2051 | Mitigation | 0.95 | 45 | 0 | esc | 0.00097009 | 1.1066e-10 | 0.00097009 | 1.1066e-10 | 0.0027813 | 4.1839e-09 | 0.014004 | 1.0418e-07
[120 empty] | 7.3.3.17.5 (Remote Grid) Updates to grid topology to minimize risk of ignition in HFTDs Remote GridWLDFRWire-to-wire contactAggregated | WLDFR | HFTD - Distribution - Tier 3 - 4QU CoRE ¦ 1QU LoRE | Non-Red Flag Warning - Catastrophic Fires | Wire-to-wire contact | Aggregated | 2052 | 1.1407e-07 | 607.6134 | 6.9313e-05 | 2052 | Mitigation | 0.95 | 45 | 0 | esc | 0.00097009 | 1.1066e-10 | 0.00097009 | 1.1066e-10 | 0.0027813 | 4.1839e-09 | 0.014004 | 1.0418e-07
[120 empty] | 7.3.3.17.5 (Remote Grid) Updates to grid topology to minimize risk of ignition in HFTDs Remote GridWLDFRWire-to-wire contactAggregated | WLDFR | HFTD - Distribution - Tier 3 - 4QU CoRE ¦ 1QU LoRE | Non-Red Flag Warning - Catastrophic Fires | Wire-to-wire contact | Aggregated | 2053 | 1.1407e-07 | 607.6134 | 6.9313e-05 | 2053 | Mitigation | 0.95 | 45 | 0 | esc | 0.00097009 | 1.1066e-10 | 0.00097009 | 1.1066e-10 | 0.0027813 | 4.1839e-09 | 0.014004 | 1.0418e-07
[120 empty] | 7.3.3.17.5 (Remote Grid) Updates to grid topology to minimize risk of ignition in HFTDs Remote GridWLDFRWire-to-wire contactAggregated | WLDFR | HFTD - Distribution - Tier 3 - 4QU CoRE ¦ 1QU LoRE | Non-Red Flag Warning - Catastrophic Fires | Wire-to-wire contact | Aggregated | 2054 | 1.1407e-07 | 607.6134 | 6.9313e-05 | 2054 | Mitigation | 0.95 | 45 | 0 | esc | 0.00097009 | 1.1066e-10 | 0.00097009 | 1.1066e-10 | 0.0027813 | 4.1839e-09 | 0.014004 | 1.0418e-07
[120 empty] | 7.3.3.17.5 (Remote Grid) Updates to grid topology to minimize risk of ignition in HFTDs Remote GridWLDFRWire-to-wire contactAggregated | WLDFR | HFTD - Distribution - Tier 3 - 4QU CoRE ¦ 1QU LoRE | Non-Red Flag Warning - Catastrophic Fires | Wire-to-wire contact | Aggregated | 2055 | 1.1407e-07 | 607.6134 | 6.9313e-05 | 2055 | Mitigation | 0.95 | 45 | 0 | esc | 0.00097009 | 1.1066e-10 | 0.00097009 | 1.1066e-10 | 0.0027813 | 4.1839e-09 | 0.014004 | 1.0418e-07
[120 empty] | 7.3.3.17.5 (Remote Grid) Updates to grid topology to minimize risk of ignition in HFTDs Remote GridWLDFRWire-to-wire contactAggregated | WLDFR | HFTD - Distribution - Tier 3 - 4QU CoRE ¦ 1QU LoRE | Non-Red Flag Warning - Catastrophic Fires | Wire-to-wire contact | Aggregated | 2056 | 1.1407e-07 | 607.6134 | 6.9313e-05 | 2056 | Mitigation | 0.95 | 45 | 0 | esc | 0.00097009 | 1.1066e-10 | 0.00097009 | 1.1066e-10 | 0.0027813 | 4.1839e-09 | 0.014004 | 1.0418e-07
[120 empty] | 7.3.3.17.5 (Remote Grid) Updates to grid topology to minimize risk of ignition in HFTDs Remote GridWLDFRWire-to-wire contactAggregated | WLDFR | HFTD - Distribution - Tier 3 - 4QU CoRE ¦ 1QU LoRE | Non-Red Flag Warning - Catastrophic Fires | Wire-to-wire contact | Aggregated | 2057 | 1.1407e-07 | 607.6134 | 6.9313e-05 | 2057 | Mitigation | 0.95 | 45 | 0 | esc | 0.00097009 | 1.1066e-10 | 0.00097009 | 1.1066e-10 | 0.0027813 | 4.1839e-09 | 0.014004 | 1.0418e-07
[120 empty] | 7.3.3.17.5 (Remote Grid) Updates to grid topology to minimize risk of ignition in HFTDs Remote GridWLDFRWire-to-wire contactAggregated | WLDFR | HFTD - Distribution - Tier 3 - 4QU CoRE ¦ 1QU LoRE | Non-Red Flag Warning - Catastrophic Fires | Wire-to-wire contact | Aggregated | 2058 | 1.1407e-07 | 607.6134 | 6.9313e-05 | 2058 | Mitigation | 0.95 | 45 | 0 | esc | 0.00097009 | 1.1066e-10 | 0.00097009 | 1.1066e-10 | 0.0027813 | 4.1839e-09 | 0.014004 | 1.0418e-07
[120 empty] | 7.3.3.17.5 (Remote Grid) Updates to grid topology to minimize risk of ignition in HFTDs Remote GridWLDFRWire-to-wire contactAggregated | WLDFR | HFTD - Distribution - Tier 3 - 4QU CoRE ¦ 1QU LoRE | Non-Red Flag Warning - Catastrophic Fires | Wire-to-wire contact | Aggregated | 2059 | 1.1407e-07 | 607.6134 | 6.9313e-05 | 2059 | Mitigation | 0.95 | 45 | 0 | esc | 0.00097009 | 1.1066e-10 | 0.00097009 | 1.1066e-10 | 0.0027813 | 4.1839e-09 | 0.014004 | 1.0418e-07
[120 empty] | 7.3.3.17.5 (Remote Grid) Updates to grid topology to minimize risk of ignition in HFTDs Remote GridWLDFRWire-to-wire contactAggregated | WLDFR | HFTD - Distribution - Tier 3 - 4QU CoRE ¦ 1QU LoRE | Non-Red Flag Warning - Catastrophic Fires | Wire-to-wire contact | Aggregated | 2060 | 1.1407e-07 | 607.6134 | 6.9313e-05 | 2060 | Mitigation | 0.95 | 45 | 0 | esc | 0.00097009 | 1.1066e-10 | 0.00097009 | 1.1066e-10 | 0.0027813 | 4.1839e-09 | 0.014004 | 1.0418e-07
[120 empty] | 7.3.3.17.5 (Remote Grid) Updates to grid topology to minimize risk of ignition in HFTDs Remote GridWLDFRWire-to-wire contactAggregated | WLDFR | HFTD - Distribution - Tier 3 - 4QU CoRE ¦ 1QU LoRE | Non-Red Flag Warning - Catastrophic Fires | Wire-to-wire contact | Aggregated | 2061 | 1.1407e-07 | 607.6134 | 6.9313e-05 | 2061 | Mitigation | 0.95 | 45 | 0 | esc | 0.00097009 | 1.1066e-10 | 0.00097009 | 1.1066e-10 | 0.0027813 | 4.1839e-09 | 0.014004 | 1.0418e-07
[120 empty] | 7.3.3.17.5 (Remote Grid) Updates to grid topology to minimize risk of ignition in HFTDs Remote GridWLDFRWire-to-wire contactAggregated | WLDFR | HFTD - Distribution - Tier 3 - 4QU CoRE ¦ 1QU LoRE | Non-Red Flag Warning - Catastrophic Fires | Wire-to-wire contact | Aggregated | 2062 | 1.1407e-07 | 607.6134 | 6.9313e-05 | 2062 | Mitigation | 0.95 | 45 | 0 | esc | 0.00097009 | 1.1066e-10 | 0.00097009 | 1.1066e-10 | 0.0027813 | 4.1839e-09 | 0.014004 | 1.0418e-07
[120 empty] | 7.3.3.17.5 (Remote Grid) Updates to grid topology to minimize risk of ignition in HFTDs Remote GridWLDFRWire-to-wire contactAggregated | WLDFR | HFTD - Distribution - Tier 3 - 4QU CoRE ¦ 1QU LoRE | Non-Red Flag Warning - Catastrophic Fires | Wire-to-wire contact | Aggregated | 2063 | 1.1407e-07 | 607.6134 | 6.9313e-05 | 2063 | Mitigation | 0.95 | 45 | 0 | esc | 0.00097009 | 1.1066e-10 | 0.00097009 | 1.1066e-10 | 0.0027813 | 4.1839e-09 | 0.014004 | 1.0418e-07
[120 empty] | 7.3.3.17.5 (Remote Grid) Updates to grid topology to minimize risk of ignition in HFTDs Remote GridWLDFRWire-to-wire contactAggregated | WLDFR | HFTD - Distribution - Tier 3 - 4QU CoRE ¦ 1QU LoRE | Non-Red Flag Warning - Catastrophic Fires | Wire-to-wire contact | Aggregated | 2064 | 1.1407e-07 | 607.6134 | 6.9313e-05 | 2064 | Mitigation | 0.95 | 45 | 0 | esc | 0.00097009 | 1.1066e-10 | 0.00097009 | 1.1066e-10 | 0.0027813 | 4.1839e-09 | 0.014004 | 1.0418e-07
[120 empty] | 7.3.3.17.5 (Remote Grid) Updates to grid topology to minimize risk of ignition in HFTDs Remote GridWLDFRWire-to-wire contactAggregated | WLDFR | HFTD - Distribution - Tier 3 - 4QU CoRE ¦ 1QU LoRE | Non-Red Flag Warning - Catastrophic Fires | Wire-to-wire contact | Aggregated | 2065 | 1.1407e-07 | 607.6134 | 6.9313e-05 | 2065 | Mitigation | 0.95 | 45 | 0 | esc | 0.00097009 | 1.1066e-10 | 0.00097009 | 1.1066e-10 | 0.0027813 | 4.1839e-09 | 0.014004 | 1.0418e-07
[120 empty] | 7.3.3.17.5 (Remote Grid) Updates to grid topology to minimize risk of ignition in HFTDs Remote GridWLDFRWire-to-wire contactAggregated | WLDFR | HFTD - Distribution - Tier 3 - 4QU CoRE ¦ 1QU LoRE | Non-Red Flag Warning - Catastrophic Fires | Wire-to-wire contact | Aggregated | 2066 | 1.1407e-07 | 607.6134 | 6.9313e-05 | 2066 | Mitigation | 0.95 | 45 | 0 | esc | 0.00097009 | 1.1066e-10 | 0.00097009 | 1.1066e-10 | 0.0027813 | 4.1839e-09 | 0.014004 | 1.0418e-07
[120 empty] | 7.3.3.17.5 (Remote Grid) Updates to grid topology to minimize risk of ignition in HFTDs Remote GridWLDFRWire-to-wire contactAggregated | WLDFR | HFTD - Distribution - Tier 3 - 4QU CoRE ¦ 1QU LoRE | Non-Red Flag Warning - Catastrophic Fires | Wire-to-wire contact | Aggregated | 2067 | 1.1407e-07 | 607.6134 | 6.9313e-05 | 2067 | Mitigation | 0.95 | 45 | 0 | esc | 0 | 0 | 0.00097009 | 1.1066e-10 | 0.0027813 | 4.1839e-09 | 0.014004 | 1.0418e-07
[120 empty] | 7.3.3.17.5 (Remote Grid) Updates to grid topology to minimize risk of ignition in HFTDs Remote GridWLDFRContact from objectAggregated | WLDFR | HFTD - Distribution - Tier 3 - 4QU CoRE ¦ 1QU LoRE | Non-Red Flag Warning - Destructive Fires | Contact from object | Aggregated | 2022 | 2.7525e-07 | 607.6134 | 0.00016725 | 2022 | Mitigation | 0.95 | 45 | 0 | esc | 0.00097009 | 2.6702e-10 | 0 | 0 | 0.0027813 | 4.1839e-09 | 0.014004 | 1.0418e-07
[120 empty] | 7.3.3.17.5 (Remote Grid) Updates to grid topology to minimize risk of ignition in HFTDs Remote GridWLDFRContact from objectAggregated | WLDFR | HFTD - Distribution - Tier 3 - 4QU CoRE ¦ 1QU LoRE | Non-Red Flag Warning - Destructive Fires | Contact from object | Aggregated | 2023 | 2.7525e-07 | 607.6134 | 0.00016725 | 2023 | Mitigation | 0.95 | 45 | 0 | esc | 0.00097009 | 2.6702e-10 | 0.00097009 | 2.6702e-10 | 0.0027813 | 4.1839e-09 | 0.014004 | 1.0418e-07
[120 empty] | 7.3.3.17.5 (Remote Grid) Updates to grid topology to minimize risk of ignition in HFTDs Remote GridWLDFRContact from objectAggregated | WLDFR | HFTD - Distribution - Tier 3 - 4QU CoRE ¦ 1QU LoRE | Non-Red Flag Warning - Destructive Fires | Contact from object | Aggregated | 2024 | 2.7525e-07 | 607.6134 | 0.00016725 | 2024 | Mitigation | 0.95 | 45 | 0 | esc | 0.00097009 | 2.6702e-10 | 0.00097009 | 2.6702e-10 | 0.0027813 | 4.1839e-09 | 0.014004 | 1.0418e-07
[120 empty] | 7.3.3.17.5 (Remote Grid) Updates to grid topology to minimize risk of ignition in HFTDs Remote GridWLDFRContact from objectAggregated | WLDFR | HFTD - Distribution - Tier 3 - 4QU CoRE ¦ 1QU LoRE | Non-Red Flag Warning - Destructive Fires | Contact from object | Aggregated | 2025 | 2.7525e-07 | 607.6134 | 0.00016725 | 2025 | Mitigation | 0.95 | 45 | 0 | esc | 0.00097009 | 2.6702e-10 | 0.00097009 | 2.6702e-10 | 0.0027813 | 4.1839e-09 | 0.014004 | 1.0418e-07
[120 empty] | 7.3.3.17.5 (Remote Grid) Updates to grid topology to minimize risk of ignition in HFTDs Remote GridWLDFRContact from objectAggregated | WLDFR | HFTD - Distribution - Tier 3 - 4QU CoRE ¦ 1QU LoRE | Non-Red Flag Warning - Destructive Fires | Contact from object | Aggregated | 2026 | 2.7525e-07 | 607.6134 | 0.00016725 | 2026 | Mitigation | 0.95 | 45 | 0 | esc | 0.00097009 | 2.6702e-10 | 0.00097009 | 2.6702e-10 | 0.0027813 | 4.1839e-09 | 0.014004 | 1.0418e-07
[120 empty] | 7.3.3.17.5 (Remote Grid) Updates to grid topology to minimize risk of ignition in HFTDs Remote GridWLDFRContact from objectAggregated | WLDFR | HFTD - Distribution - Tier 3 - 4QU CoRE ¦ 1QU LoRE | Non-Red Flag Warning - Destructive Fires | Contact from object | Aggregated | 2027 | 2.7525e-07 | 607.6134 | 0.00016725 | 2027 | Mitigation | 0.95 | 45 | 0 | esc | 0.00097009 | 2.6702e-10 | 0.00097009 | 2.6702e-10 | 0.0027813 | 4.1839e-09 | 0.014004 | 1.0418e-07
[120 empty] | 7.3.3.17.5 (Remote Grid) Updates to grid topology to minimize risk of ignition in HFTDs Remote GridWLDFRContact from objectAggregated | WLDFR | HFTD - Distribution - Tier 3 - 4QU CoRE ¦ 1QU LoRE | Non-Red Flag Warning - Destructive Fires | Contact from object | Aggregated | 2028 | 2.7525e-07 | 607.6134 | 0.00016725 | 2028 | Mitigation | 0.95 | 45 | 0 | esc | 0.00097009 | 2.6702e-10 | 0.00097009 | 2.6702e-10 | 0.0027813 | 4.1839e-09 | 0.014004 | 1.0418e-07
[120 empty] | 7.3.3.17.5 (Remote Grid) Updates to grid topology to minimize risk of ignition in HFTDs Remote GridWLDFRContact from objectAggregated | WLDFR | HFTD - Distribution - Tier 3 - 4QU CoRE ¦ 1QU LoRE | Non-Red Flag Warning - Destructive Fires | Contact from object | Aggregated | 2029 | 2.7525e-07 | 607.6134 | 0.00016725 | 2029 | Mitigation | 0.95 | 45 | 0 | esc | 0.00097009 | 2.6702e-10 | 0.00097009 | 2.6702e-10 | 0.0027813 | 4.1839e-09 | 0.014004 | 1.0418e-07
[120 empty] | 7.3.3.17.5 (Remote Grid) Updates to grid topology to minimize risk of ignition in HFTDs Remote GridWLDFRContact from objectAggregated | WLDFR | HFTD - Distribution - Tier 3 - 4QU CoRE ¦ 1QU LoRE | Non-Red Flag Warning - Destructive Fires | Contact from object | Aggregated | 2030 | 2.7525e-07 | 607.6134 | 0.00016725 | 2030 | Mitigation | 0.95 | 45 | 0 | esc | 0.00097009 | 2.6702e-10 | 0.00097009 | 2.6702e-10 | 0.0027813 | 4.1839e-09 | 0.014004 | 1.0418e-07
[120 empty] | 7.3.3.17.5 (Remote Grid) Updates to grid topology to minimize risk of ignition in HFTDs Remote GridWLDFRContact from objectAggregated | WLDFR | HFTD - Distribution - Tier 3 - 4QU CoRE ¦ 1QU LoRE | Non-Red Flag Warning - Destructive Fires | Contact from object | Aggregated | 2031 | 2.7525e-07 | 607.6134 | 0.00016725 | 2031 | Mitigation | 0.95 | 45 | 0 | esc | 0.00097009 | 2.6702e-10 | 0.00097009 | 2.6702e-10 | 0.0027813 | 4.1839e-09 | 0.014004 | 1.0418e-07
[120 empty] | 7.3.3.17.5 (Remote Grid) Updates to grid topology to minimize risk of ignition in HFTDs Remote GridWLDFRContact from objectAggregated | WLDFR | HFTD - Distribution - Tier 3 - 4QU CoRE ¦ 1QU LoRE | Non-Red Flag Warning - Destructive Fires | Contact from object | Aggregated | 2032 | 2.7525e-07 | 607.6134 | 0.00016725 | 2032 | Mitigation | 0.95 | 45 | 0 | esc | 0.00097009 | 2.6702e-10 | 0.00097009 | 2.6702e-10 | 0.0027813 | 4.1839e-09 | 0 | 0
[120 empty] | 7.3.3.17.5 (Remote Grid) Updates to grid topology to minimize risk of ignition in HFTDs Remote GridWLDFRContact from objectAggregated | WLDFR | HFTD - Distribution - Tier 3 - 4QU CoRE ¦ 1QU LoRE | Non-Red Flag Warning - Destructive Fires | Contact from object | Aggregated | 2033 | 2.7525e-07 | 607.6134 | 0.00016725 | 2033 | Mitigation | 0.95 | 45 | 0 | esc | 0.00097009 | 2.6702e-10 | 0.00097009 | 2.6702e-10 | 0.0027813 | 4.1839e-09 | 0 | 0
[120 empty] | 7.3.3.17.5 (Remote Grid) Updates to grid topology to minimize risk of ignition in HFTDs Remote GridWLDFRContact from objectAggregated | WLDFR | HFTD - Distribution - Tier 3 - 4QU CoRE ¦ 1QU LoRE | Non-Red Flag Warning - Destructive Fires | Contact from object | Aggregated | 2034 | 2.7525e-07 | 607.6134 | 0.00016725 | 2034 | Mitigation | 0.95 | 45 | 0 | esc | 0.00097009 | 2.6702e-10 | 0.00097009 | 2.6702e-10 | 0.0027813 | 4.1839e-09 | 0.012777 | 9.9865e-08
[120 empty] | 7.3.3.17.5 (Remote Grid) Updates to grid topology to minimize risk of ignition in HFTDs Remote GridWLDFRContact from objectAggregated | WLDFR | HFTD - Distribution - Tier 3 - 4QU CoRE ¦ 1QU LoRE | Non-Red Flag Warning - Destructive Fires | Contact from object | Aggregated | 2035 | 2.7525e-07 | 607.6134 | 0.00016725 | 2035 | Mitigation | 0.95 | 45 | 0 | esc | 0.00097009 | 2.6702e-10 | 0.00097009 | 2.6702e-10 | 0.0027813 | 4.1839e-09 | 0.012777 | 9.9865e-08
[120 empty] | 7.3.3.17.5 (Remote Grid) Updates to grid topology to minimize risk of ignition in HFTDs Remote GridWLDFRContact from objectAggregated | WLDFR | HFTD - Distribution - Tier 3 - 4QU CoRE ¦ 1QU LoRE | Non-Red Flag Warning - Destructive Fires | Contact from object | Aggregated | 2036 | 2.7525e-07 | 607.6134 | 0.00016725 | 2036 | Mitigation | 0.95 | 45 | 0 | esc | 0.00097009 | 2.6702e-10 | 0.00097009 | 2.6702e-10 | 0.0027813 | 4.1839e-09 | 0.012777 | 9.9865e-08
[120 empty] | 7.3.3.17.5 (Remote Grid) Updates to grid topology to minimize risk of ignition in HFTDs Remote GridWLDFRContact from objectAggregated | WLDFR | HFTD - Distribution - Tier 3 - 4QU CoRE ¦ 1QU LoRE | Non-Red Flag Warning - Destructive Fires | Contact from object | Aggregated | 2037 | 2.7525e-07 | 607.6134 | 0.00016725 | 2037 | Mitigation | 0.95 | 45 | 0 | esc | 0.00097009 | 2.6702e-10 | 0.00097009 | 2.6702e-10 | 0.0027813 | 4.1839e-09 | 0.012777 | 9.9865e-08
[120 empty] | 7.3.3.17.5 (Remote Grid) Updates to grid topology to minimize risk of ignition in HFTDs Remote GridWLDFRContact from objectAggregated | WLDFR | HFTD - Distribution - Tier 3 - 4QU CoRE ¦ 1QU LoRE | Non-Red Flag Warning - Destructive Fires | Contact from object | Aggregated | 2038 | 2.7525e-07 | 607.6134 | 0.00016725 | 2038 | Mitigation | 0.95 | 45 | 0 | esc | 0.00097009 | 2.6702e-10 | 0.00097009 | 2.6702e-10 | 0.0027813 | 4.1839e-09 | 0.012777 | 9.9865e-08
[120 empty] | 7.3.3.17.5 (Remote Grid) Updates to grid topology to minimize risk of ignition in HFTDs Remote GridWLDFRContact from objectAggregated | WLDFR | HFTD - Distribution - Tier 3 - 4QU CoRE ¦ 1QU LoRE | Non-Red Flag Warning - Destructive Fires | Contact from object | Aggregated | 2039 | 2.7525e-07 | 607.6134 | 0.00016725 | 2039 | Mitigation | 0.95 | 45 | 0 | esc | 0.00097009 | 2.6702e-10 | 0.00097009 | 2.6702e-10 | 0.0027813 | 4.1839e-09 | 0.012777 | 9.9865e-08
[120 empty] | 7.3.3.17.5 (Remote Grid) Updates to grid topology to minimize risk of ignition in HFTDs Remote GridWLDFRContact from objectAggregated | WLDFR | HFTD - Distribution - Tier 3 - 4QU CoRE ¦ 1QU LoRE | Non-Red Flag Warning - Destructive Fires | Contact from object | Aggregated | 2040 | 2.7525e-07 | 607.6134 | 0.00016725 | 2040 | Mitigation | 0.95 | 45 | 0 | esc | 0.00097009 | 2.6702e-10 | 0.00097009 | 2.6702e-10 | 0.0027813 | 4.1839e-09 | 0.012777 | 9.9865e-08
[120 empty] | 7.3.3.17.5 (Remote Grid) Updates to grid topology to minimize risk of ignition in HFTDs Remote GridWLDFRContact from objectAggregated | WLDFR | HFTD - Distribution - Tier 3 - 4QU CoRE ¦ 1QU LoRE | Non-Red Flag Warning - Destructive Fires | Contact from object | Aggregated | 2041 | 2.7525e-07 | 607.6134 | 0.00016725 | 2041 | Mitigation | 0.95 | 45 | 0 | esc | 0.00097009 | 2.6702e-10 | 0.00097009 | 2.6702e-10 | 0.0027813 | 4.1839e-09 | 0.012777 | 9.9865e-08
[120 empty] | 7.3.3.17.5 (Remote Grid) Updates to grid topology to minimize risk of ignition in HFTDs Remote GridWLDFRContact from objectAggregated | WLDFR | HFTD - Distribution - Tier 3 - 4QU CoRE ¦ 1QU LoRE | Non-Red Flag Warning - Destructive Fires | Contact from object | Aggregated | 2042 | 2.7525e-07 | 607.6134 | 0.00016725 | 2042 | Mitigation | 0.95 | 45 | 0 | esc | 0.00097009 | 2.6702e-10 | 0.00097009 | 2.6702e-10 | 0.0027813 | 4.1839e-09 | 0.012777 | 9.9865e-08
[120 empty] | 7.3.3.17.5 (Remote Grid) Updates to grid topology to minimize risk of ignition in HFTDs Remote GridWLDFRContact from objectAggregated | WLDFR | HFTD - Distribution - Tier 3 - 4QU CoRE ¦ 1QU LoRE | Non-Red Flag Warning - Destructive Fires | Contact from object | Aggregated | 2043 | 2.7525e-07 | 607.6134 | 0.00016725 | 2043 | Mitigation | 0.95 | 45 | 0 | esc | 0.00097009 | 2.6702e-10 | 0.00097009 | 2.6702e-10 | 0.0027813 | 4.1839e-09 | 0.012777 | 9.9865e-08
[120 empty] | 7.3.3.17.5 (Remote Grid) Updates to grid topology to minimize risk of ignition in HFTDs Remote GridWLDFRContact from objectAggregated | WLDFR | HFTD - Distribution - Tier 3 - 4QU CoRE ¦ 1QU LoRE | Non-Red Flag Warning - Destructive Fires | Contact from object | Aggregated | 2044 | 2.7525e-07 | 607.6134 | 0.00016725 | 2044 | Mitigation | 0.95 | 45 | 0 | esc | 0.00097009 | 2.6702e-10 | 0.00097009 | 2.6702e-10 | 0.0027813 | 4.1839e-09 | 0.012777 | 9.9865e-08
[120 empty] | 7.3.3.17.5 (Remote Grid) Updates to grid topology to minimize risk of ignition in HFTDs Remote GridWLDFRContact from objectAggregated | WLDFR | HFTD - Distribution - Tier 3 - 4QU CoRE ¦ 1QU LoRE | Non-Red Flag Warning - Destructive Fires | Contact from object | Aggregated | 2045 | 2.7525e-07 | 607.6134 | 0.00016725 | 2045 | Mitigation | 0.95 | 45 | 0 | esc | 0.00097009 | 2.6702e-10 | 0.00097009 | 2.6702e-10 | 0.0027813 | 4.1839e-09 | 0.012777 | 9.9865e-08
[120 empty] | 7.3.3.17.5 (Remote Grid) Updates to grid topology to minimize risk of ignition in HFTDs Remote GridWLDFRContact from objectAggregated | WLDFR | HFTD - Distribution - Tier 3 - 4QU CoRE ¦ 1QU LoRE | Non-Red Flag Warning - Destructive Fires | Contact from object | Aggregated | 2046 | 2.7525e-07 | 607.6134 | 0.00016725 | 2046 | Mitigation | 0.95 | 45 | 0 | esc | 0.00097009 | 2.6702e-10 | 0.00097009 | 2.6702e-10 | 0.0027813 | 4.1839e-09 | 0.012777 | 9.9865e-08
[120 empty] | 7.3.3.17.5 (Remote Grid) Updates to grid topology to minimize risk of ignition in HFTDs Remote GridWLDFRContact from objectAggregated | WLDFR | HFTD - Distribution - Tier 3 - 4QU CoRE ¦ 1QU LoRE | Non-Red Flag Warning - Destructive Fires | Contact from object | Aggregated | 2047 | 2.7525e-07 | 607.6134 | 0.00016725 | 2047 | Mitigation | 0.95 | 45 | 0 | esc | 0.00097009 | 2.6702e-10 | 0.00097009 | 2.6702e-10 | 0.0027813 | 4.1839e-09 | 0.012777 | 9.9865e-08
[120 empty] | 7.3.3.17.5 (Remote Grid) Updates to grid topology to minimize risk of ignition in HFTDs Remote GridWLDFRContact from objectAggregated | WLDFR | HFTD - Distribution - Tier 3 - 4QU CoRE ¦ 1QU LoRE | Non-Red Flag Warning - Destructive Fires | Contact from object | Aggregated | 2048 | 2.7525e-07 | 607.6134 | 0.00016725 | 2048 | Mitigation | 0.95 | 45 | 0 | esc | 0.00097009 | 2.6702e-10 | 0.00097009 | 2.6702e-10 | 0.0027813 | 4.1839e-09 | 0.012777 | 9.9865e-08
[120 empty] | 7.3.3.17.5 (Remote Grid) Updates to grid topology to minimize risk of ignition in HFTDs Remote GridWLDFRContact from objectAggregated | WLDFR | HFTD - Distribution - Tier 3 - 4QU CoRE ¦ 1QU LoRE | Non-Red Flag Warning - Destructive Fires | Contact from object | Aggregated | 2049 | 2.7525e-07 | 607.6134 | 0.00016725 | 2049 | Mitigation | 0.95 | 45 | 0 | esc | 0.00097009 | 2.6702e-10 | 0.00097009 | 2.6702e-10 | 0.0027813 | 4.1839e-09 | 0.012777 | 9.9865e-08
[120 empty] | 7.3.3.17.5 (Remote Grid) Updates to grid topology to minimize risk of ignition in HFTDs Remote GridWLDFRContact from objectAggregated | WLDFR | HFTD - Distribution - Tier 3 - 4QU CoRE ¦ 1QU LoRE | Non-Red Flag Warning - Destructive Fires | Contact from object | Aggregated | 2050 | 2.7525e-07 | 607.6134 | 0.00016725 | 2050 | Mitigation | 0.95 | 45 | 0 | esc | 0.00097009 | 2.6702e-10 | 0.00097009 | 2.6702e-10 | 0.0027813 | 4.1839e-09 | 0.012777 | 9.9865e-08
[120 empty] | 7.3.3.17.5 (Remote Grid) Updates to grid topology to minimize risk of ignition in HFTDs Remote GridWLDFRContact from objectAggregated | WLDFR | HFTD - Distribution - Tier 3 - 4QU CoRE ¦ 1QU LoRE | Non-Red Flag Warning - Destructive Fires | Contact from object | Aggregated | 2051 | 2.7525e-07 | 607.6134 | 0.00016725 | 2051 | Mitigation | 0.95 | 45 | 0 | esc | 0.00097009 | 2.6702e-10 | 0.00097009 | 2.6702e-10 | 0.0027813 | 4.1839e-09 | 0.012777 | 9.9865e-08
[120 empty] | 7.3.3.17.5 (Remote Grid) Updates to grid topology to minimize risk of ignition in HFTDs Remote GridWLDFRContact from objectAggregated | WLDFR | HFTD - Distribution - Tier 3 - 4QU CoRE ¦ 1QU LoRE | Non-Red Flag Warning - Destructive Fires | Contact from object | Aggregated | 2052 | 2.7525e-07 | 607.6134 | 0.00016725 | 2052 | Mitigation | 0.95 | 45 | 0 | esc | 0.00097009 | 2.6702e-10 | 0.00097009 | 2.6702e-10 | 0 | 0 | 0.012777 | 9.9865e-08
[120 empty] | 7.3.3.17.5 (Remote Grid) Updates to grid topology to minimize risk of ignition in HFTDs Remote GridWLDFRContact from objectAggregated | WLDFR | HFTD - Distribution - Tier 3 - 4QU CoRE ¦ 1QU LoRE | Non-Red Flag Warning - Destructive Fires | Contact from object | Aggregated | 2053 | 2.7525e-07 | 607.6134 | 0.00016725 | 2053 | Mitigation | 0.95 | 45 | 0 | esc | 0.00097009 | 2.6702e-10 | 0.00097009 | 2.6702e-10 | 0.0027813 | 1.4769e-08 | 0.012777 | 9.9865e-08
[120 empty] | 7.3.3.17.5 (Remote Grid) Updates to grid topology to minimize risk of ignition in HFTDs Remote GridWLDFRContact from objectAggregated | WLDFR | HFTD - Distribution - Tier 3 - 4QU CoRE ¦ 1QU LoRE | Non-Red Flag Warning - Destructive Fires | Contact from object | Aggregated | 2054 | 2.7525e-07 | 607.6134 | 0.00016725 | 2054 | Mitigation | 0.95 | 45 | 0 | esc | 0.00097009 | 2.6702e-10 | 0.00097009 | 2.6702e-10 | 0.0027813 | 1.4769e-08 | 0.012777 | 9.9865e-08
[120 empty] | 7.3.3.17.5 (Remote Grid) Updates to grid topology to minimize risk of ignition in HFTDs Remote GridWLDFRContact from objectAggregated | WLDFR | HFTD - Distribution - Tier 3 - 4QU CoRE ¦ 1QU LoRE | Non-Red Flag Warning - Destructive Fires | Contact from object | Aggregated | 2055 | 2.7525e-07 | 607.6134 | 0.00016725 | 2055 | Mitigation | 0.95 | 45 | 0 | esc | 0.00097009 | 2.6702e-10 | 0.00097009 | 2.6702e-10 | 0.0027813 | 1.4769e-08 | 0.012777 | 9.9865e-08
[120 empty] | 7.3.3.17.5 (Remote Grid) Updates to grid topology to minimize risk of ignition in HFTDs Remote GridWLDFRContact from objectAggregated | WLDFR | HFTD - Distribution - Tier 3 - 4QU CoRE ¦ 1QU LoRE | Non-Red Flag Warning - Destructive Fires | Contact from object | Aggregated | 2056 | 2.7525e-07 | 607.6134 | 0.00016725 | 2056 | Mitigation | 0.95 | 45 | 0 | esc | 0.00097009 | 2.6702e-10 | 0.00097009 | 2.6702e-10 | 0.0027813 | 1.4769e-08 | 0.012777 | 9.9865e-08
[120 empty] | 7.3.3.17.5 (Remote Grid) Updates to grid topology to minimize risk of ignition in HFTDs Remote GridWLDFRContact from objectAggregated | WLDFR | HFTD - Distribution - Tier 3 - 4QU CoRE ¦ 1QU LoRE | Non-Red Flag Warning - Destructive Fires | Contact from object | Aggregated | 2057 | 2.7525e-07 | 607.6134 | 0.00016725 | 2057 | Mitigation | 0.95 | 45 | 0 | esc | 0.00097009 | 2.6702e-10 | 0.00097009 | 2.6702e-10 | 0.0027813 | 1.4769e-08 | 0.012777 | 9.9865e-08
[120 empty] | 7.3.3.17.5 (Remote Grid) Updates to grid topology to minimize risk of ignition in HFTDs Remote GridWLDFRContact from objectAggregated | WLDFR | HFTD - Distribution - Tier 3 - 4QU CoRE ¦ 1QU LoRE | Non-Red Flag Warning - Destructive Fires | Contact from object | Aggregated | 2058 | 2.7525e-07 | 607.6134 | 0.00016725 | 2058 | Mitigation | 0.95 | 45 | 0 | esc | 0.00097009 | 2.6702e-10 | 0.00097009 | 2.6702e-10 | 0.0027813 | 1.4769e-08 | 0.012777 | 9.9865e-08
[120 empty] | 7.3.3.17.5 (Remote Grid) Updates to grid topology to minimize risk of ignition in HFTDs Remote GridWLDFRContact from objectAggregated | WLDFR | HFTD - Distribution - Tier 3 - 4QU CoRE ¦ 1QU LoRE | Non-Red Flag Warning - Destructive Fires | Contact from object | Aggregated | 2059 | 2.7525e-07 | 607.6134 | 0.00016725 | 2059 | Mitigation | 0.95 | 45 | 0 | esc | 0.00097009 | 2.6702e-10 | 0.00097009 | 2.6702e-10 | 0.0027813 | 1.4769e-08 | 0.012777 | 9.9865e-08
[120 empty] | 7.3.3.17.5 (Remote Grid) Updates to grid topology to minimize risk of ignition in HFTDs Remote GridWLDFRContact from objectAggregated | WLDFR | HFTD - Distribution - Tier 3 - 4QU CoRE ¦ 1QU LoRE | Non-Red Flag Warning - Destructive Fires | Contact from object | Aggregated | 2060 | 2.7525e-07 | 607.6134 | 0.00016725 | 2060 | Mitigation | 0.95 | 45 | 0 | esc | 0.00097009 | 2.6702e-10 | 0.00097009 | 2.6702e-10 | 0.0027813 | 1.4769e-08 | 0.012777 | 9.9865e-08
[120 empty] | 7.3.3.17.5 (Remote Grid) Updates to grid topology to minimize risk of ignition in HFTDs Remote GridWLDFRContact from objectAggregated | WLDFR | HFTD - Distribution - Tier 3 - 4QU CoRE ¦ 1QU LoRE | Non-Red Flag Warning - Destructive Fires | Contact from object | Aggregated | 2061 | 2.7525e-07 | 607.6134 | 0.00016725 | 2061 | Mitigation | 0.95 | 45 | 0 | esc | 0.00097009 | 2.6702e-10 | 0.00097009 | 2.6702e-10 | 0.0027813 | 1.4769e-08 | 0.012777 | 9.9865e-08
[120 empty] | 7.3.3.17.5 (Remote Grid) Updates to grid topology to minimize risk of ignition in HFTDs Remote GridWLDFRContact from objectAggregated | WLDFR | HFTD - Distribution - Tier 3 - 4QU CoRE ¦ 1QU LoRE | Non-Red Flag Warning - Destructive Fires | Contact from object | Aggregated | 2062 | 2.7525e-07 | 607.6134 | 0.00016725 | 2062 | Mitigation | 0.95 | 45 | 0 | esc | 0.00097009 | 2.6702e-10 | 0.00097009 | 2.6702e-10 | 0.0027813 | 1.4769e-08 | 0.012777 | 9.9865e-08
[120 empty] | 7.3.3.17.5 (Remote Grid) Updates to grid topology to minimize risk of ignition in HFTDs Remote GridWLDFRContact from objectAggregated | WLDFR | HFTD - Distribution - Tier 3 - 4QU CoRE ¦ 1QU LoRE | Non-Red Flag Warning - Destructive Fires | Contact from object | Aggregated | 2063 | 2.7525e-07 | 607.6134 | 0.00016725 | 2063 | Mitigation | 0.95 | 45 | 0 | esc | 0.00097009 | 2.6702e-10 | 0.00097009 | 2.6702e-10 | 0.0027813 | 1.4769e-08 | 0.012777 | 9.9865e-08
[120 empty] | 7.3.3.17.5 (Remote Grid) Updates to grid topology to minimize risk of ignition in HFTDs Remote GridWLDFRContact from objectAggregated | WLDFR | HFTD - Distribution - Tier 3 - 4QU CoRE ¦ 1QU LoRE | Non-Red Flag Warning - Destructive Fires | Contact from object | Aggregated | 2064 | 2.7525e-07 | 607.6134 | 0.00016725 | 2064 | Mitigation | 0.95 | 45 | 0 | esc | 0.00097009 | 2.6702e-10 | 0.00097009 | 2.6702e-10 | 0.0027813 | 1.4769e-08 | 0 | 0
[120 empty] | 7.3.3.17.5 (Remote Grid) Updates to grid topology to minimize risk of ignition in HFTDs Remote GridWLDFRContact from objectAggregated | WLDFR | HFTD - Distribution - Tier 3 - 4QU CoRE ¦ 1QU LoRE | Non-Red Flag Warning - Destructive Fires | Contact from object | Aggregated | 2065 | 2.7525e-07 | 607.6134 | 0.00016725 | 2065 | Mitigation | 0.95 | 45 | 0 | esc | 0.00097009 | 2.6702e-10 | 0.00097009 | 2.6702e-10 | 0.0027813 | 1.4769e-08 | 0 | 0
[120 empty] | 7.3.3.17.5 (Remote Grid) Updates to grid topology to minimize risk of ignition in HFTDs Remote GridWLDFRContact from objectAggregated | WLDFR | HFTD - Distribution - Tier 3 - 4QU CoRE ¦ 1QU LoRE | Non-Red Flag Warning - Destructive Fires | Contact from object | Aggregated | 2066 | 2.7525e-07 | 607.6134 | 0.00016725 | 2066 | Mitigation | 0.95 | 45 | 0 | esc | 0.00097009 | 2.6702e-10 | 0.00097009 | 2.6702e-10 | 0.0027813 | 1.4769e-08 | 0.012705 | 1.001e-07
[120 empty] | 7.3.3.17.5 (Remote Grid) Updates to grid topology to minimize risk of ignition in HFTDs Remote GridWLDFRContact from objectAggregated | WLDFR | HFTD - Distribution - Tier 3 - 4QU CoRE ¦ 1QU LoRE | Non-Red Flag Warning - Destructive Fires | Contact from object | Aggregated | 2067 | 2.7525e-07 | 607.6134 | 0.00016725 | 2067 | Mitigation | 0.95 | 45 | 0 | esc | 0 | 0 | 0.00097009 | 2.6702e-10 | 0.0027813 | 1.4769e-08 | 0.012705 | 1.001e-07
[120 empty] | 7.3.3.17.5 (Remote Grid) Updates to grid topology to minimize risk of ignition in HFTDs Remote GridWLDFRContaminationAggregated | WLDFR | HFTD - Distribution - Tier 3 - 4QU CoRE ¦ 1QU LoRE | Non-Red Flag Warning - Destructive Fires | Contamination | Aggregated | 2022 | 5.2892e-09 | 607.6134 | 3.2138e-06 | 2022 | Mitigation | 0.95 | 45 | 0 | esc | 0.00097009 | 5.131e-12 | 0 | 0 | 0.0027813 | 1.4769e-08 | 0.012705 | 1.001e-07
[120 empty] | 7.3.3.17.5 (Remote Grid) Updates to grid topology to minimize risk of ignition in HFTDs Remote GridWLDFRContaminationAggregated | WLDFR | HFTD - Distribution - Tier 3 - 4QU CoRE ¦ 1QU LoRE | Non-Red Flag Warning - Destructive Fires | Contamination | Aggregated | 2023 | 5.2892e-09 | 607.6134 | 3.2138e-06 | 2023 | Mitigation | 0.95 | 45 | 0 | esc | 0.00097009 | 5.131e-12 | 0.00097009 | 5.131e-12 | 0.0027813 | 1.4769e-08 | 0.012705 | 1.001e-07
[120 empty] | 7.3.3.17.5 (Remote Grid) Updates to grid topology to minimize risk of ignition in HFTDs Remote GridWLDFRContaminationAggregated | WLDFR | HFTD - Distribution - Tier 3 - 4QU CoRE ¦ 1QU LoRE | Non-Red Flag Warning - Destructive Fires | Contamination | Aggregated | 2024 | 5.2892e-09 | 607.6134 | 3.2138e-06 | 2024 | Mitigation | 0.95 | 45 | 0 | esc | 0.00097009 | 5.131e-12 | 0.00097009 | 5.131e-12 | 0.0027813 | 1.4769e-08 | 0.012705 | 1.001e-07
[120 empty] | 7.3.3.17.5 (Remote Grid) Updates to grid topology to minimize risk of ignition in HFTDs Remote GridWLDFRContaminationAggregated | WLDFR | HFTD - Distribution - Tier 3 - 4QU CoRE ¦ 1QU LoRE | Non-Red Flag Warning - Destructive Fires | Contamination | Aggregated | 2025 | 5.2892e-09 | 607.6134 | 3.2138e-06 | 2025 | Mitigation | 0.95 | 45 | 0 | esc | 0.00097009 | 5.131e-12 | 0.00097009 | 5.131e-12 | 0.0027813 | 1.4769e-08 | 0.012705 | 1.001e-07
[120 empty] | 7.3.3.17.5 (Remote Grid) Updates to grid topology to minimize risk of ignition in HFTDs Remote GridWLDFRContaminationAggregated | WLDFR | HFTD - Distribution - Tier 3 - 4QU CoRE ¦ 1QU LoRE | Non-Red Flag Warning - Destructive Fires | Contamination | Aggregated | 2026 | 5.2892e-09 | 607.6134 | 3.2138e-06 | 2026 | Mitigation | 0.95 | 45 | 0 | esc | 0.00097009 | 5.131e-12 | 0.00097009 | 5.131e-12 | 0.0027813 | 1.4769e-08 | 0.012705 | 1.001e-07
[120 empty] | 7.3.3.17.5 (Remote Grid) Updates to grid topology to minimize risk of ignition in HFTDs Remote GridWLDFRContaminationAggregated | WLDFR | HFTD - Distribution - Tier 3 - 4QU CoRE ¦ 1QU LoRE | Non-Red Flag Warning - Destructive Fires | Contamination | Aggregated | 2027 | 5.2892e-09 | 607.6134 | 3.2138e-06 | 2027 | Mitigation | 0.95 | 45 | 0 | esc | 0.00097009 | 5.131e-12 | 0.00097009 | 5.131e-12 | 0.0027813 | 1.4769e-08 | 0.012705 | 1.001e-07
[120 empty] | 7.3.3.17.5 (Remote Grid) Updates to grid topology to minimize risk of ignition in HFTDs Remote GridWLDFRContaminationAggregated | WLDFR | HFTD - Distribution - Tier 3 - 4QU CoRE ¦ 1QU LoRE | Non-Red Flag Warning - Destructive Fires | Contamination | Aggregated | 2028 | 5.2892e-09 | 607.6134 | 3.2138e-06 | 2028 | Mitigation | 0.95 | 45 | 0 | esc | 0.00097009 | 5.131e-12 | 0.00097009 | 5.131e-12 | 0.0027813 | 1.4769e-08 | 0.012705 | 1.001e-07
[120 empty] | 7.3.3.17.5 (Remote Grid) Updates to grid topology to minimize risk of ignition in HFTDs Remote GridWLDFRContaminationAggregated | WLDFR | HFTD - Distribution - Tier 3 - 4QU CoRE ¦ 1QU LoRE | Non-Red Flag Warning - Destructive Fires | Contamination | Aggregated | 2029 | 5.2892e-09 | 607.6134 | 3.2138e-06 | 2029 | Mitigation | 0.95 | 45 | 0 | esc | 0.00097009 | 5.131e-12 | 0.00097009 | 5.131e-12 | 0.0027813 | 1.4769e-08 | 0.012705 | 1.001e-07
[120 empty] | 7.3.3.17.5 (Remote Grid) Updates to grid topology to minimize risk of ignition in HFTDs Remote GridWLDFRContaminationAggregated | WLDFR | HFTD - Distribution - Tier 3 - 4QU CoRE ¦ 1QU LoRE | Non-Red Flag Warning - Destructive Fires | Contamination | Aggregated | 2030 | 5.2892e-09 | 607.6134 | 3.2138e-06 | 2030 | Mitigation | 0.95 | 45 | 0 | esc | 0.00097009 | 5.131e-12 | 0.00097009 | 5.131e-12 | 0.0027813 | 1.4769e-08 | 0.012705 | 1.001e-07
[120 empty] | 7.3.3.17.5 (Remote Grid) Updates to grid topology to minimize risk of ignition in HFTDs Remote GridWLDFRContaminationAggregated | WLDFR | HFTD - Distribution - Tier 3 - 4QU CoRE ¦ 1QU LoRE | Non-Red Flag Warning - Destructive Fires | Contamination | Aggregated | 2031 | 5.2892e-09 | 607.6134 | 3.2138e-06 | 2031 | Mitigation | 0.95 | 45 | 0 | esc | 0.00097009 | 5.131e-12 | 0.00097009 | 5.131e-12 | 0.0027813 | 1.4769e-08 | 0.012705 | 1.001e-07
[120 empty] | 7.3.3.17.5 (Remote Grid) Updates to grid topology to minimize risk of ignition in HFTDs Remote GridWLDFRContaminationAggregated | WLDFR | HFTD - Distribution - Tier 3 - 4QU CoRE ¦ 1QU LoRE | Non-Red Flag Warning - Destructive Fires | Contamination | Aggregated | 2032 | 5.2892e-09 | 607.6134 | 3.2138e-06 | 2032 | Mitigation | 0.95 | 45 | 0 | esc | 0.00097009 | 5.131e-12 | 0.00097009 | 5.131e-12 | 0.0027813 | 1.4769e-08 | 0.012705 | 1.001e-07
[120 empty] | 7.3.3.17.5 (Remote Grid) Updates to grid topology to minimize risk of ignition in HFTDs Remote GridWLDFRContaminationAggregated | WLDFR | HFTD - Distribution - Tier 3 - 4QU CoRE ¦ 1QU LoRE | Non-Red Flag Warning - Destructive Fires | Contamination | Aggregated | 2033 | 5.2892e-09 | 607.6134 | 3.2138e-06 | 2033 | Mitigation | 0.95 | 45 | 0 | esc | 0.00097009 | 5.131e-12 | 0.00097009 | 5.131e-12 | 0.0027813 | 1.4769e-08 | 0.012705 | 1.001e-07
[120 empty] | 7.3.3.17.5 (Remote Grid) Updates to grid topology to minimize risk of ignition in HFTDs Remote GridWLDFRContaminationAggregated | WLDFR | HFTD - Distribution - Tier 3 - 4QU CoRE ¦ 1QU LoRE | Non-Red Flag Warning - Destructive Fires | Contamination | Aggregated | 2034 | 5.2892e-09 | 607.6134 | 3.2138e-06 | 2034 | Mitigation | 0.95 | 45 | 0 | esc | 0.00097009 | 5.131e-12 | 0.00097009 | 5.131e-12 | 0.0027813 | 1.4769e-08 | 0.012705 | 1.001e-07
[120 empty] | 7.3.3.17.5 (Remote Grid) Updates to grid topology to minimize risk of ignition in HFTDs Remote GridWLDFRContaminationAggregated | WLDFR | HFTD - Distribution - Tier 3 - 4QU CoRE ¦ 1QU LoRE | Non-Red Flag Warning - Destructive Fires | Contamination | Aggregated | 2035 | 5.2892e-09 | 607.6134 | 3.2138e-06 | 2035 | Mitigation | 0.95 | 45 | 0 | esc | 0.00097009 | 5.131e-12 | 0.00097009 | 5.131e-12 | 0.0027813 | 1.4769e-08 | 0.012705 | 1.001e-07
[120 empty] | 7.3.3.17.5 (Remote Grid) Updates to grid topology to minimize risk of ignition in HFTDs Remote GridWLDFRContaminationAggregated | WLDFR | HFTD - Distribution - Tier 3 - 4QU CoRE ¦ 1QU LoRE | Non-Red Flag Warning - Destructive Fires | Contamination | Aggregated | 2036 | 5.2892e-09 | 607.6134 | 3.2138e-06 | 2036 | Mitigation | 0.95 | 45 | 0 | esc | 0.00097009 | 5.131e-12 | 0.00097009 | 5.131e-12 | 0.0027813 | 1.4769e-08 | 0.012705 | 1.001e-07
[120 empty] | 7.3.3.17.5 (Remote Grid) Updates to grid topology to minimize risk of ignition in HFTDs Remote GridWLDFRContaminationAggregated | WLDFR | HFTD - Distribution - Tier 3 - 4QU CoRE ¦ 1QU LoRE | Non-Red Flag Warning - Destructive Fires | Contamination | Aggregated | 2037 | 5.2892e-09 | 607.6134 | 3.2138e-06 | 2037 | Mitigation | 0.95 | 45 | 0 | esc | 0.00097009 | 5.131e-12 | 0.00097009 | 5.131e-12 | 0.0027813 | 1.4769e-08 | 0.012705 | 1.001e-07
[120 empty] | 7.3.3.17.5 (Remote Grid) Updates to grid topology to minimize risk of ignition in HFTDs Remote GridWLDFRContaminationAggregated | WLDFR | HFTD - Distribution - Tier 3 - 4QU CoRE ¦ 1QU LoRE | Non-Red Flag Warning - Destructive Fires | Contamination | Aggregated | 2038 | 5.2892e-09 | 607.6134 | 3.2138e-06 | 2038 | Mitigation | 0.95 | 45 | 0 | esc | 0.00097009 | 5.131e-12 | 0.00097009 | 5.131e-12 | 0.0027813 | 1.4769e-08 | 0.012705 | 1.001e-07
[120 empty] | 7.3.3.17.5 (Remote Grid) Updates to grid topology to minimize risk of ignition in HFTDs Remote GridWLDFRContaminationAggregated | WLDFR | HFTD - Distribution - Tier 3 - 4QU CoRE ¦ 1QU LoRE | Non-Red Flag Warning - Destructive Fires | Contamination | Aggregated | 2039 | 5.2892e-09 | 607.6134 | 3.2138e-06 | 2039 | Mitigation | 0.95 | 45 | 0 | esc | 0.00097009 | 5.131e-12 | 0.00097009 | 5.131e-12 | 0.0027813 | 1.4769e-08 | 0.012705 | 1.001e-07
[120 empty] | 7.3.3.17.5 (Remote Grid) Updates to grid topology to minimize risk of ignition in HFTDs Remote GridWLDFRContaminationAggregated | WLDFR | HFTD - Distribution - Tier 3 - 4QU CoRE ¦ 1QU LoRE | Non-Red Flag Warning - Destructive Fires | Contamination | Aggregated | 2040 | 5.2892e-09 | 607.6134 | 3.2138e-06 | 2040 | Mitigation | 0.95 | 45 | 0 | esc | 0.00097009 | 5.131e-12 | 0.00097009 | 5.131e-12 | 0.0027813 | 1.4769e-08 | 0.012705 | 1.001e-07
[120 empty] | 7.3.3.17.5 (Remote Grid) Updates to grid topology to minimize risk of ignition in HFTDs Remote GridWLDFRContaminationAggregated | WLDFR | HFTD - Distribution - Tier 3 - 4QU CoRE ¦ 1QU LoRE | Non-Red Flag Warning - Destructive Fires | Contamination | Aggregated | 2041 | 5.2892e-09 | 607.6134 | 3.2138e-06 | 2041 | Mitigation | 0.95 | 45 | 0 | esc | 0.00097009 | 5.131e-12 | 0.00097009 | 5.131e-12 | 0.0027813 | 1.4769e-08 | 0.012705 | 1.001e-07
[120 empty] | 7.3.3.17.5 (Remote Grid) Updates to grid topology to minimize risk of ignition in HFTDs Remote GridWLDFRContaminationAggregated | WLDFR | HFTD - Distribution - Tier 3 - 4QU CoRE ¦ 1QU LoRE | Non-Red Flag Warning - Destructive Fires | Contamination | Aggregated | 2042 | 5.2892e-09 | 607.6134 | 3.2138e-06 | 2042 | Mitigation | 0.95 | 45 | 0 | esc | 0.00097009 | 5.131e-12 | 0.00097009 | 5.131e-12 | 0.0027813 | 1.4769e-08 | 0.012705 | 1.001e-07
[120 empty] | 7.3.3.17.5 (Remote Grid) Updates to grid topology to minimize risk of ignition in HFTDs Remote GridWLDFRContaminationAggregated | WLDFR | HFTD - Distribution - Tier 3 - 4QU CoRE ¦ 1QU LoRE | Non-Red Flag Warning - Destructive Fires | Contamination | Aggregated | 2043 | 5.2892e-09 | 607.6134 | 3.2138e-06 | 2043 | Mitigation | 0.95 | 45 | 0 | esc | 0.00097009 | 5.131e-12 | 0.00097009 | 5.131e-12 | 0.0027813 | 1.4769e-08 | 0.012705 | 1.001e-07
[120 empty] | 7.3.3.17.5 (Remote Grid) Updates to grid topology to minimize risk of ignition in HFTDs Remote GridWLDFRContaminationAggregated | WLDFR | HFTD - Distribution - Tier 3 - 4QU CoRE ¦ 1QU LoRE | Non-Red Flag Warning - Destructive Fires | Contamination | Aggregated | 2044 | 5.2892e-09 | 607.6134 | 3.2138e-06 | 2044 | Mitigation | 0.95 | 45 | 0 | esc | 0.00097009 | 5.131e-12 | 0.00097009 | 5.131e-12 | 0.0027813 | 1.4769e-08 | 0.012705 | 1.001e-07
[120 empty] | 7.3.3.17.5 (Remote Grid) Updates to grid topology to minimize risk of ignition in HFTDs Remote GridWLDFRContaminationAggregated | WLDFR | HFTD - Distribution - Tier 3 - 4QU CoRE ¦ 1QU LoRE | Non-Red Flag Warning - Destructive Fires | Contamination | Aggregated | 2045 | 5.2892e-09 | 607.6134 | 3.2138e-06 | 2045 | Mitigation | 0.95 | 45 | 0 | esc | 0.00097009 | 5.131e-12 | 0.00097009 | 5.131e-12 | 0.0027813 | 1.4769e-08 | 0.012705 | 1.001e-07
[120 empty] | 7.3.3.17.5 (Remote Grid) Updates to grid topology to minimize risk of ignition in HFTDs Remote GridWLDFRContaminationAggregated | WLDFR | HFTD - Distribution - Tier 3 - 4QU CoRE ¦ 1QU LoRE | Non-Red Flag Warning - Destructive Fires | Contamination | Aggregated | 2046 | 5.2892e-09 | 607.6134 | 3.2138e-06 | 2046 | Mitigation | 0.95 | 45 | 0 | esc | 0.00097009 | 5.131e-12 | 0.00097009 | 5.131e-12 | 0.0027813 | 1.4769e-08 | 0.012705 | 1.001e-07
[120 empty] | 7.3.3.17.5 (Remote Grid) Updates to grid topology to minimize risk of ignition in HFTDs Remote GridWLDFRContaminationAggregated | WLDFR | HFTD - Distribution - Tier 3 - 4QU CoRE ¦ 1QU LoRE | Non-Red Flag Warning - Destructive Fires | Contamination | Aggregated | 2047 | 5.2892e-09 | 607.6134 | 3.2138e-06 | 2047 | Mitigation | 0.95 | 45 | 0 | esc | 0.00097009 | 5.131e-12 | 0.00097009 | 5.131e-12 | 0.0027813 | 1.4769e-08 | 0.012705 | 1.001e-07
[120 empty] | 7.3.3.17.5 (Remote Grid) Updates to grid topology to minimize risk of ignition in HFTDs Remote GridWLDFRContaminationAggregated | WLDFR | HFTD - Distribution - Tier 3 - 4QU CoRE ¦ 1QU LoRE | Non-Red Flag Warning - Destructive Fires | Contamination | Aggregated | 2048 | 5.2892e-09 | 607.6134 | 3.2138e-06 | 2048 | Mitigation | 0.95 | 45 | 0 | esc | 0.00097009 | 5.131e-12 | 0.00097009 | 5.131e-12 | 0.0027813 | 1.4769e-08 | 0.012705 | 1.001e-07
[120 empty] | 7.3.3.17.5 (Remote Grid) Updates to grid topology to minimize risk of ignition in HFTDs Remote GridWLDFRContaminationAggregated | WLDFR | HFTD - Distribution - Tier 3 - 4QU CoRE ¦ 1QU LoRE | Non-Red Flag Warning - Destructive Fires | Contamination | Aggregated | 2049 | 5.2892e-09 | 607.6134 | 3.2138e-06 | 2049 | Mitigation | 0.95 | 45 | 0 | esc | 0.00097009 | 5.131e-12 | 0.00097009 | 5.131e-12 | 0.0027813 | 1.4769e-08 | 0.012705 | 1.001e-07
[120 empty] | 7.3.3.17.5 (Remote Grid) Updates to grid topology to minimize risk of ignition in HFTDs Remote GridWLDFRContaminationAggregated | WLDFR | HFTD - Distribution - Tier 3 - 4QU CoRE ¦ 1QU LoRE | Non-Red Flag Warning - Destructive Fires | Contamination | Aggregated | 2050 | 5.2892e-09 | 607.6134 | 3.2138e-06 | 2050 | Mitigation | 0.95 | 45 | 0 | esc | 0.00097009 | 5.131e-12 | 0.00097009 | 5.131e-12 | 0.0027813 | 1.4769e-08 | 0 | 0
[120 empty] | 7.3.3.17.5 (Remote Grid) Updates to grid topology to minimize risk of ignition in HFTDs Remote GridWLDFRContaminationAggregated | WLDFR | HFTD - Distribution - Tier 3 - 4QU CoRE ¦ 1QU LoRE | Non-Red Flag Warning - Destructive Fires | Contamination | Aggregated | 2051 | 5.2892e-09 | 607.6134 | 3.2138e-06 | 2051 | Mitigation | 0.95 | 45 | 0 | esc | 0.00097009 | 5.131e-12 | 0.00097009 | 5.131e-12 | 0.0027813 | 1.4769e-08 | 0 | 0
[120 empty] | 7.3.3.17.5 (Remote Grid) Updates to grid topology to minimize risk of ignition in HFTDs Remote GridWLDFRContaminationAggregated | WLDFR | HFTD - Distribution - Tier 3 - 4QU CoRE ¦ 1QU LoRE | Non-Red Flag Warning - Destructive Fires | Contamination | Aggregated | 2052 | 5.2892e-09 | 607.6134 | 3.2138e-06 | 2052 | Mitigation | 0.95 | 45 | 0 | esc | 0.00097009 | 5.131e-12 | 0.00097009 | 5.131e-12 | 0.0027813 | 1.4769e-08 | 0.01662 | 1.3311e-08
[120 empty] | 7.3.3.17.5 (Remote Grid) Updates to grid topology to minimize risk of ignition in HFTDs Remote GridWLDFRContaminationAggregated | WLDFR | HFTD - Distribution - Tier 3 - 4QU CoRE ¦ 1QU LoRE | Non-Red Flag Warning - Destructive Fires | Contamination | Aggregated | 2053 | 5.2892e-09 | 607.6134 | 3.2138e-06 | 2053 | Mitigation | 0.95 | 45 | 0 | esc | 0.00097009 | 5.131e-12 | 0.00097009 | 5.131e-12 | 0.0027813 | 1.4769e-08 | 0.01662 | 1.3311e-08
[120 empty] | 7.3.3.17.5 (Remote Grid) Updates to grid topology to minimize risk of ignition in HFTDs Remote GridWLDFRContaminationAggregated | WLDFR | HFTD - Distribution - Tier 3 - 4QU CoRE ¦ 1QU LoRE | Non-Red Flag Warning - Destructive Fires | Contamination | Aggregated | 2054 | 5.2892e-09 | 607.6134 | 3.2138e-06 | 2054 | Mitigation | 0.95 | 45 | 0 | esc | 0.00097009 | 5.131e-12 | 0.00097009 | 5.131e-12 | 0.0027813 | 1.4769e-08 | 0.01662 | 1.3311e-08
[120 empty] | 7.3.3.17.5 (Remote Grid) Updates to grid topology to minimize risk of ignition in HFTDs Remote GridWLDFRContaminationAggregated | WLDFR | HFTD - Distribution - Tier 3 - 4QU CoRE ¦ 1QU LoRE | Non-Red Flag Warning - Destructive Fires | Contamination | Aggregated | 2055 | 5.2892e-09 | 607.6134 | 3.2138e-06 | 2055 | Mitigation | 0.95 | 45 | 0 | esc | 0.00097009 | 5.131e-12 | 0.00097009 | 5.131e-12 | 0.0027813 | 1.4769e-08 | 0.01662 | 1.3311e-08
[120 empty] | 7.3.3.17.5 (Remote Grid) Updates to grid topology to minimize risk of ignition in HFTDs Remote GridWLDFRContaminationAggregated | WLDFR | HFTD - Distribution - Tier 3 - 4QU CoRE ¦ 1QU LoRE | Non-Red Flag Warning - Destructive Fires | Contamination | Aggregated | 2056 | 5.2892e-09 | 607.6134 | 3.2138e-06 | 2056 | Mitigation | 0.95 | 45 | 0 | esc | 0.00097009 | 5.131e-12 | 0.00097009 | 5.131e-12 | 0 | 0 | 0.01662 | 1.3311e-08
[120 empty] | 7.3.3.17.5 (Remote Grid) Updates to grid topology to minimize risk of ignition in HFTDs Remote GridWLDFRContaminationAggregated | WLDFR | HFTD - Distribution - Tier 3 - 4QU CoRE ¦ 1QU LoRE | Non-Red Flag Warning - Destructive Fires | Contamination | Aggregated | 2057 | 5.2892e-09 | 607.6134 | 3.2138e-06 | 2057 | Mitigation | 0.95 | 45 | 0 | esc | 0.00097009 | 5.131e-12 | 0.00097009 | 5.131e-12 | 0.0027813 | 1.6095e-12 | 0.01662 | 1.3311e-08
[120 empty] | 7.3.3.17.5 (Remote Grid) Updates to grid topology to minimize risk of ignition in HFTDs Remote GridWLDFRContaminationAggregated | WLDFR | HFTD - Distribution - Tier 3 - 4QU CoRE ¦ 1QU LoRE | Non-Red Flag Warning - Destructive Fires | Contamination | Aggregated | 2058 | 5.2892e-09 | 607.6134 | 3.2138e-06 | 2058 | Mitigation | 0.95 | 45 | 0 | esc | 0.00097009 | 5.131e-12 | 0.00097009 | 5.131e-12 | 0.0027813 | 1.6095e-12 | 0.01662 | 1.3311e-08
[120 empty] | 7.3.3.17.5 (Remote Grid) Updates to grid topology to minimize risk of ignition in HFTDs Remote GridWLDFRContaminationAggregated | WLDFR | HFTD - Distribution - Tier 3 - 4QU CoRE ¦ 1QU LoRE | Non-Red Flag Warning - Destructive Fires | Contamination | Aggregated | 2059 | 5.2892e-09 | 607.6134 | 3.2138e-06 | 2059 | Mitigation | 0.95 | 45 | 0 | esc | 0.00097009 | 5.131e-12 | 0.00097009 | 5.131e-12 | 0.0027813 | 1.6095e-12 | 0.01662 | 1.3311e-08
[120 empty] | 7.3.3.17.5 (Remote Grid) Updates to grid topology to minimize risk of ignition in HFTDs Remote GridWLDFRContaminationAggregated | WLDFR | HFTD - Distribution - Tier 3 - 4QU CoRE ¦ 1QU LoRE | Non-Red Flag Warning - Destructive Fires | Contamination | Aggregated | 2060 | 5.2892e-09 | 607.6134 | 3.2138e-06 | 2060 | Mitigation | 0.95 | 45 | 0 | esc | 0.00097009 | 5.131e-12 | 0.00097009 | 5.131e-12 | 0.0027813 | 1.6095e-12 | 0.01662 | 1.3311e-08
[120 empty] | 7.3.3.17.5 (Remote Grid) Updates to grid topology to minimize risk of ignition in HFTDs Remote GridWLDFRContaminationAggregated | WLDFR | HFTD - Distribution - Tier 3 - 4QU CoRE ¦ 1QU LoRE | Non-Red Flag Warning - Destructive Fires | Contamination | Aggregated | 2061 | 5.2892e-09 | 607.6134 | 3.2138e-06 | 2061 | Mitigation | 0.95 | 45 | 0 | esc | 0.00097009 | 5.131e-12 | 0.00097009 | 5.131e-12 | 0.0027813 | 1.6095e-12 | 0.01662 | 1.3311e-08
[120 empty] | 7.3.3.17.5 (Remote Grid) Updates to grid topology to minimize risk of ignition in HFTDs Remote GridWLDFRContaminationAggregated | WLDFR | HFTD - Distribution - Tier 3 - 4QU CoRE ¦ 1QU LoRE | Non-Red Flag Warning - Destructive Fires | Contamination | Aggregated | 2062 | 5.2892e-09 | 607.6134 | 3.2138e-06 | 2062 | Mitigation | 0.95 | 45 | 0 | esc | 0.00097009 | 5.131e-12 | 0.00097009 | 5.131e-12 | 0.0027813 | 1.6095e-12 | 0.01662 | 1.3311e-08
[120 empty] | 7.3.3.17.5 (Remote Grid) Updates to grid topology to minimize risk of ignition in HFTDs Remote GridWLDFRContaminationAggregated | WLDFR | HFTD - Distribution - Tier 3 - 4QU CoRE ¦ 1QU LoRE | Non-Red Flag Warning - Destructive Fires | Contamination | Aggregated | 2063 | 5.2892e-09 | 607.6134 | 3.2138e-06 | 2063 | Mitigation | 0.95 | 45 | 0 | esc | 0.00097009 | 5.131e-12 | 0.00097009 | 5.131e-12 | 0.0027813 | 1.6095e-12 | 0.01662 | 1.3311e-08
[120 empty] | 7.3.3.17.5 (Remote Grid) Updates to grid topology to minimize risk of ignition in HFTDs Remote GridWLDFRContaminationAggregated | WLDFR | HFTD - Distribution - Tier 3 - 4QU CoRE ¦ 1QU LoRE | Non-Red Flag Warning - Destructive Fires | Contamination | Aggregated | 2064 | 5.2892e-09 | 607.6134 | 3.2138e-06 | 2064 | Mitigation | 0.95 | 45 | 0 | esc | 0.00097009 | 5.131e-12 | 0.00097009 | 5.131e-12 | 0.0027813 | 1.6095e-12 | 0.01662 | 1.3311e-08
[120 empty] | 7.3.3.17.5 (Remote Grid) Updates to grid topology to minimize risk of ignition in HFTDs Remote GridWLDFRContaminationAggregated | WLDFR | HFTD - Distribution - Tier 3 - 4QU CoRE ¦ 1QU LoRE | Non-Red Flag Warning - Destructive Fires | Contamination | Aggregated | 2065 | 5.2892e-09 | 607.6134 | 3.2138e-06 | 2065 | Mitigation | 0.95 | 45 | 0 | esc | 0.00097009 | 5.131e-12 | 0.00097009 | 5.131e-12 | 0.0027813 | 1.6095e-12 | 0.01662 | 1.3311e-08
[120 empty] | 7.3.3.17.5 (Remote Grid) Updates to grid topology to minimize risk of ignition in HFTDs Remote GridWLDFRContaminationAggregated | WLDFR | HFTD - Distribution - Tier 3 - 4QU CoRE ¦ 1QU LoRE | Non-Red Flag Warning - Destructive Fires | Contamination | Aggregated | 2066 | 5.2892e-09 | 607.6134 | 3.2138e-06 | 2066 | Mitigation | 0.95 | 45 | 0 | esc | 0.00097009 | 5.131e-12 | 0.00097009 | 5.131e-12 | 0.0027813 | 1.6095e-12 | 0.01662 | 1.3311e-08
[120 empty] | 7.3.3.17.5 (Remote Grid) Updates to grid topology to minimize risk of ignition in HFTDs Remote GridWLDFRContaminationAggregated | WLDFR | HFTD - Distribution - Tier 3 - 4QU CoRE ¦ 1QU LoRE | Non-Red Flag Warning - Destructive Fires | Contamination | Aggregated | 2067 | 5.2892e-09 | 607.6134 | 3.2138e-06 | 2067 | Mitigation | 0.95 | 45 | 0 | esc | 0 | 0 | 0.00097009 | 5.131e-12 | 0.0027813 | 1.6095e-12 | 0.01662 | 1.3311e-08
[120 empty] | 7.3.3.17.5 (Remote Grid) Updates to grid topology to minimize risk of ignition in HFTDs Remote GridWLDFREquipment / facility failureAggregated | WLDFR | HFTD - Distribution - Tier 3 - 4QU CoRE ¦ 1QU LoRE | Non-Red Flag Warning - Destructive Fires | Equipment / facility failure | Aggregated | 2022 | 6.5825e-08 | 607.6134 | 3.9996e-05 | 2022 | Mitigation | 0.95 | 45 | 0 | esc | 0.00097009 | 6.3856e-11 | 0 | 0 | 0.0027813 | 1.6095e-12 | 0.01662 | 1.3311e-08
[120 empty] | 7.3.3.17.5 (Remote Grid) Updates to grid topology to minimize risk of ignition in HFTDs Remote GridWLDFREquipment / facility failureAggregated | WLDFR | HFTD - Distribution - Tier 3 - 4QU CoRE ¦ 1QU LoRE | Non-Red Flag Warning - Destructive Fires | Equipment / facility failure | Aggregated | 2023 | 6.5825e-08 | 607.6134 | 3.9996e-05 | 2023 | Mitigation | 0.95 | 45 | 0 | esc | 0.00097009 | 6.3856e-11 | 0.00097009 | 6.3856e-11 | 0.0027813 | 1.6095e-12 | 0.01662 | 1.3311e-08
[120 empty] | 7.3.3.17.5 (Remote Grid) Updates to grid topology to minimize risk of ignition in HFTDs Remote GridWLDFREquipment / facility failureAggregated | WLDFR | HFTD - Distribution - Tier 3 - 4QU CoRE ¦ 1QU LoRE | Non-Red Flag Warning - Destructive Fires | Equipment / facility failure | Aggregated | 2024 | 6.5825e-08 | 607.6134 | 3.9996e-05 | 2024 | Mitigation | 0.95 | 45 | 0 | esc | 0.00097009 | 6.3856e-11 | 0.00097009 | 6.3856e-11 | 0.0027813 | 1.6095e-12 | 0.01662 | 1.3311e-08
[120 empty] | 7.3.3.17.5 (Remote Grid) Updates to grid topology to minimize risk of ignition in HFTDs Remote GridWLDFREquipment / facility failureAggregated | WLDFR | HFTD - Distribution - Tier 3 - 4QU CoRE ¦ 1QU LoRE | Non-Red Flag Warning - Destructive Fires | Equipment / facility failure | Aggregated | 2025 | 6.5825e-08 | 607.6134 | 3.9996e-05 | 2025 | Mitigation | 0.95 | 45 | 0 | esc | 0.00097009 | 6.3856e-11 | 0.00097009 | 6.3856e-11 | 0.0027813 | 1.6095e-12 | 0.01662 | 1.3311e-08
[120 empty] | 7.3.3.17.5 (Remote Grid) Updates to grid topology to minimize risk of ignition in HFTDs Remote GridWLDFREquipment / facility failureAggregated | WLDFR | HFTD - Distribution - Tier 3 - 4QU CoRE ¦ 1QU LoRE | Non-Red Flag Warning - Destructive Fires | Equipment / facility failure | Aggregated | 2026 | 6.5825e-08 | 607.6134 | 3.9996e-05 | 2026 | Mitigation | 0.95 | 45 | 0 | esc | 0.00097009 | 6.3856e-11 | 0.00097009 | 6.3856e-11 | 0.0027813 | 1.6095e-12 | 0.01662 | 1.3311e-08
[120 empty] | 7.3.3.17.5 (Remote Grid) Updates to grid topology to minimize risk of ignition in HFTDs Remote GridWLDFREquipment / facility failureAggregated | WLDFR | HFTD - Distribution - Tier 3 - 4QU CoRE ¦ 1QU LoRE | Non-Red Flag Warning - Destructive Fires | Equipment / facility failure | Aggregated | 2027 | 6.5825e-08 | 607.6134 | 3.9996e-05 | 2027 | Mitigation | 0.95 | 45 | 0 | esc | 0.00097009 | 6.3856e-11 | 0.00097009 | 6.3856e-11 | 0.0027813 | 1.6095e-12 | 0.01662 | 1.3311e-08
[120 empty] | 7.3.3.17.5 (Remote Grid) Updates to grid topology to minimize risk of ignition in HFTDs Remote GridWLDFREquipment / facility failureAggregated | WLDFR | HFTD - Distribution - Tier 3 - 4QU CoRE ¦ 1QU LoRE | Non-Red Flag Warning - Destructive Fires | Equipment / facility failure | Aggregated | 2028 | 6.5825e-08 | 607.6134 | 3.9996e-05 | 2028 | Mitigation | 0.95 | 45 | 0 | esc | 0.00097009 | 6.3856e-11 | 0.00097009 | 6.3856e-11 | 0.0027813 | 1.6095e-12 | 0.01662 | 1.3311e-08
[120 empty] | 7.3.3.17.5 (Remote Grid) Updates to grid topology to minimize risk of ignition in HFTDs Remote GridWLDFREquipment / facility failureAggregated | WLDFR | HFTD - Distribution - Tier 3 - 4QU CoRE ¦ 1QU LoRE | Non-Red Flag Warning - Destructive Fires | Equipment / facility failure | Aggregated | 2029 | 6.5825e-08 | 607.6134 | 3.9996e-05 | 2029 | Mitigation | 0.95 | 45 | 0 | esc | 0.00097009 | 6.3856e-11 | 0.00097009 | 6.3856e-11 | 0.0027813 | 1.6095e-12 | 0.01662 | 1.3311e-08
[120 empty] | 7.3.3.17.5 (Remote Grid) Updates to grid topology to minimize risk of ignition in HFTDs Remote GridWLDFREquipment / facility failureAggregated | WLDFR | HFTD - Distribution - Tier 3 - 4QU CoRE ¦ 1QU LoRE | Non-Red Flag Warning - Destructive Fires | Equipment / facility failure | Aggregated | 2030 | 6.5825e-08 | 607.6134 | 3.9996e-05 | 2030 | Mitigation | 0.95 | 45 | 0 | esc | 0.00097009 | 6.3856e-11 | 0.00097009 | 6.3856e-11 | 0.0027813 | 1.6095e-12 | 0.01662 | 1.3311e-08
[120 empty] | 7.3.3.17.5 (Remote Grid) Updates to grid topology to minimize risk of ignition in HFTDs Remote GridWLDFREquipment / facility failureAggregated | WLDFR | HFTD - Distribution - Tier 3 - 4QU CoRE ¦ 1QU LoRE | Non-Red Flag Warning - Destructive Fires | Equipment / facility failure | Aggregated | 2031 | 6.5825e-08 | 607.6134 | 3.9996e-05 | 2031 | Mitigation | 0.95 | 45 | 0 | esc | 0.00097009 | 6.3856e-11 | 0.00097009 | 6.3856e-11 | 0.0027813 | 1.6095e-12 | 0.01662 | 1.3311e-08
[120 empty] | 7.3.3.17.5 (Remote Grid) Updates to grid topology to minimize risk of ignition in HFTDs Remote GridWLDFREquipment / facility failureAggregated | WLDFR | HFTD - Distribution - Tier 3 - 4QU CoRE ¦ 1QU LoRE | Non-Red Flag Warning - Destructive Fires | Equipment / facility failure | Aggregated | 2032 | 6.5825e-08 | 607.6134 | 3.9996e-05 | 2032 | Mitigation | 0.95 | 45 | 0 | esc | 0.00097009 | 6.3856e-11 | 0.00097009 | 6.3856e-11 | 0.0027813 | 1.6095e-12 | 0.01662 | 1.3311e-08
[120 empty] | 7.3.3.17.5 (Remote Grid) Updates to grid topology to minimize risk of ignition in HFTDs Remote GridWLDFREquipment / facility failureAggregated | WLDFR | HFTD - Distribution - Tier 3 - 4QU CoRE ¦ 1QU LoRE | Non-Red Flag Warning - Destructive Fires | Equipment / facility failure | Aggregated | 2033 | 6.5825e-08 | 607.6134 | 3.9996e-05 | 2033 | Mitigation | 0.95 | 45 | 0 | esc | 0.00097009 | 6.3856e-11 | 0.00097009 | 6.3856e-11 | 0.0027813 | 1.6095e-12 | 0.01662 | 1.3311e-08
[120 empty] | 7.3.3.17.5 (Remote Grid) Updates to grid topology to minimize risk of ignition in HFTDs Remote GridWLDFREquipment / facility failureAggregated | WLDFR | HFTD - Distribution - Tier 3 - 4QU CoRE ¦ 1QU LoRE | Non-Red Flag Warning - Destructive Fires | Equipment / facility failure | Aggregated | 2034 | 6.5825e-08 | 607.6134 | 3.9996e-05 | 2034 | Mitigation | 0.95 | 45 | 0 | esc | 0.00097009 | 6.3856e-11 | 0.00097009 | 6.3856e-11 | 0.0027813 | 1.6095e-12 | 0.01662 | 1.3311e-08
[120 empty] | 7.3.3.17.5 (Remote Grid) Updates to grid topology to minimize risk of ignition in HFTDs Remote GridWLDFREquipment / facility failureAggregated | WLDFR | HFTD - Distribution - Tier 3 - 4QU CoRE ¦ 1QU LoRE | Non-Red Flag Warning - Destructive Fires | Equipment / facility failure | Aggregated | 2035 | 6.5825e-08 | 607.6134 | 3.9996e-05 | 2035 | Mitigation | 0.95 | 45 | 0 | esc | 0.00097009 | 6.3856e-11 | 0.00097009 | 6.3856e-11 | 0.0027813 | 1.6095e-12 | 0.01662 | 1.3311e-08
[120 empty] | 7.3.3.17.5 (Remote Grid) Updates to grid topology to minimize risk of ignition in HFTDs Remote GridWLDFREquipment / facility failureAggregated | WLDFR | HFTD - Distribution - Tier 3 - 4QU CoRE ¦ 1QU LoRE | Non-Red Flag Warning - Destructive Fires | Equipment / facility failure | Aggregated | 2036 | 6.5825e-08 | 607.6134 | 3.9996e-05 | 2036 | Mitigation | 0.95 | 45 | 0 | esc | 0.00097009 | 6.3856e-11 | 0.00097009 | 6.3856e-11 | 0.0027813 | 1.6095e-12 | 0 | 0
[120 empty] | 7.3.3.17.5 (Remote Grid) Updates to grid topology to minimize risk of ignition in HFTDs Remote GridWLDFREquipment / facility failureAggregated | WLDFR | HFTD - Distribution - Tier 3 - 4QU CoRE ¦ 1QU LoRE | Non-Red Flag Warning - Destructive Fires | Equipment / facility failure | Aggregated | 2037 | 6.5825e-08 | 607.6134 | 3.9996e-05 | 2037 | Mitigation | 0.95 | 45 | 0 | esc | 0.00097009 | 6.3856e-11 | 0.00097009 | 6.3856e-11 | 0.0027813 | 1.6095e-12 | 0 | 0
[120 empty] | 7.3.3.17.5 (Remote Grid) Updates to grid topology to minimize risk of ignition in HFTDs Remote GridWLDFREquipment / facility failureAggregated | WLDFR | HFTD - Distribution - Tier 3 - 4QU CoRE ¦ 1QU LoRE | Non-Red Flag Warning - Destructive Fires | Equipment / facility failure | Aggregated | 2038 | 6.5825e-08 | 607.6134 | 3.9996e-05 | 2038 | Mitigation | 0.95 | 45 | 0 | esc | 0.00097009 | 6.3856e-11 | 0.00097009 | 6.3856e-11 | 0.0027813 | 1.6095e-12 | 0.0080352 | 8.3311e-08
[120 empty] | 7.3.3.17.5 (Remote Grid) Updates to grid topology to minimize risk of ignition in HFTDs Remote GridWLDFREquipment / facility failureAggregated | WLDFR | HFTD - Distribution - Tier 3 - 4QU CoRE ¦ 1QU LoRE | Non-Red Flag Warning - Destructive Fires | Equipment / facility failure | Aggregated | 2039 | 6.5825e-08 | 607.6134 | 3.9996e-05 | 2039 | Mitigation | 0.95 | 45 | 0 | esc | 0.00097009 | 6.3856e-11 | 0.00097009 | 6.3856e-11 | 0.0027813 | 1.6095e-12 | 0.0080352 | 8.3311e-08
[120 empty] | 7.3.3.17.5 (Remote Grid) Updates to grid topology to minimize risk of ignition in HFTDs Remote GridWLDFREquipment / facility failureAggregated | WLDFR | HFTD - Distribution - Tier 3 - 4QU CoRE ¦ 1QU LoRE | Non-Red Flag Warning - Destructive Fires | Equipment / facility failure | Aggregated | 2040 | 6.5825e-08 | 607.6134 | 3.9996e-05 | 2040 | Mitigation | 0.95 | 45 | 0 | esc | 0.00097009 | 6.3856e-11 | 0.00097009 | 6.3856e-11 | 0.0027813 | 1.6095e-12 | 0.0080352 | 8.3311e-08
[120 empty] | 7.3.3.17.5 (Remote Grid) Updates to grid topology to minimize risk of ignition in HFTDs Remote GridWLDFREquipment / facility failureAggregated | WLDFR | HFTD - Distribution - Tier 3 - 4QU CoRE ¦ 1QU LoRE | Non-Red Flag Warning - Destructive Fires | Equipment / facility failure | Aggregated | 2041 | 6.5825e-08 | 607.6134 | 3.9996e-05 | 2041 | Mitigation | 0.95 | 45 | 0 | esc | 0.00097009 | 6.3856e-11 | 0.00097009 | 6.3856e-11 | 0.0027813 | 1.6095e-12 | 0.0080352 | 8.3311e-08
[120 empty] | 7.3.3.17.5 (Remote Grid) Updates to grid topology to minimize risk of ignition in HFTDs Remote GridWLDFREquipment / facility failureAggregated | WLDFR | HFTD - Distribution - Tier 3 - 4QU CoRE ¦ 1QU LoRE | Non-Red Flag Warning - Destructive Fires | Equipment / facility failure | Aggregated | 2042 | 6.5825e-08 | 607.6134 | 3.9996e-05 | 2042 | Mitigation | 0.95 | 45 | 0 | esc | 0.00097009 | 6.3856e-11 | 0.00097009 | 6.3856e-11 | 0.0027813 | 1.6095e-12 | 0.0080352 | 8.3311e-08
[120 empty] | 7.3.3.17.5 (Remote Grid) Updates to grid topology to minimize risk of ignition in HFTDs Remote GridWLDFREquipment / facility failureAggregated | WLDFR | HFTD - Distribution - Tier 3 - 4QU CoRE ¦ 1QU LoRE | Non-Red Flag Warning - Destructive Fires | Equipment / facility failure | Aggregated | 2043 | 6.5825e-08 | 607.6134 | 3.9996e-05 | 2043 | Mitigation | 0.95 | 45 | 0 | esc | 0.00097009 | 6.3856e-11 | 0.00097009 | 6.3856e-11 | 0.0027813 | 1.6095e-12 | 0.0080352 | 8.3311e-08
[120 empty] | 7.3.3.17.5 (Remote Grid) Updates to grid topology to minimize risk of ignition in HFTDs Remote GridWLDFREquipment / facility failureAggregated | WLDFR | HFTD - Distribution - Tier 3 - 4QU CoRE ¦ 1QU LoRE | Non-Red Flag Warning - Destructive Fires | Equipment / facility failure | Aggregated | 2044 | 6.5825e-08 | 607.6134 | 3.9996e-05 | 2044 | Mitigation | 0.95 | 45 | 0 | esc | 0.00097009 | 6.3856e-11 | 0.00097009 | 6.3856e-11 | 0.0027813 | 1.6095e-12 | 0.0080352 | 8.3311e-08
[120 empty] | 7.3.3.17.5 (Remote Grid) Updates to grid topology to minimize risk of ignition in HFTDs Remote GridWLDFREquipment / facility failureAggregated | WLDFR | HFTD - Distribution - Tier 3 - 4QU CoRE ¦ 1QU LoRE | Non-Red Flag Warning - Destructive Fires | Equipment / facility failure | Aggregated | 2045 | 6.5825e-08 | 607.6134 | 3.9996e-05 | 2045 | Mitigation | 0.95 | 45 | 0 | esc | 0.00097009 | 6.3856e-11 | 0.00097009 | 6.3856e-11 | 0.0027813 | 1.6095e-12 | 0.0080352 | 8.3311e-08
[120 empty] | 7.3.3.17.5 (Remote Grid) Updates to grid topology to minimize risk of ignition in HFTDs Remote GridWLDFREquipment / facility failureAggregated | WLDFR | HFTD - Distribution - Tier 3 - 4QU CoRE ¦ 1QU LoRE | Non-Red Flag Warning - Destructive Fires | Equipment / facility failure | Aggregated | 2046 | 6.5825e-08 | 607.6134 | 3.9996e-05 | 2046 | Mitigation | 0.95 | 45 | 0 | esc | 0.00097009 | 6.3856e-11 | 0.00097009 | 6.3856e-11 | 0.0027813 | 1.6095e-12 | 0.0080352 | 8.3311e-08
[120 empty] | 7.3.3.17.5 (Remote Grid) Updates to grid topology to minimize risk of ignition in HFTDs Remote GridWLDFREquipment / facility failureAggregated | WLDFR | HFTD - Distribution - Tier 3 - 4QU CoRE ¦ 1QU LoRE | Non-Red Flag Warning - Destructive Fires | Equipment / facility failure | Aggregated | 2047 | 6.5825e-08 | 607.6134 | 3.9996e-05 | 2047 | Mitigation | 0.95 | 45 | 0 | esc | 0.00097009 | 6.3856e-11 | 0.00097009 | 6.3856e-11 | 0.0027813 | 1.6095e-12 | 0.0080352 | 8.3311e-08
[120 empty] | 7.3.3.17.5 (Remote Grid) Updates to grid topology to minimize risk of ignition in HFTDs Remote GridWLDFREquipment / facility failureAggregated | WLDFR | HFTD - Distribution - Tier 3 - 4QU CoRE ¦ 1QU LoRE | Non-Red Flag Warning - Destructive Fires | Equipment / facility failure | Aggregated | 2048 | 6.5825e-08 | 607.6134 | 3.9996e-05 | 2048 | Mitigation | 0.95 | 45 | 0 | esc | 0.00097009 | 6.3856e-11 | 0.00097009 | 6.3856e-11 | 0.0027813 | 1.6095e-12 | 0.0080352 | 8.3311e-08
[120 empty] | 7.3.3.17.5 (Remote Grid) Updates to grid topology to minimize risk of ignition in HFTDs Remote GridWLDFREquipment / facility failureAggregated | WLDFR | HFTD - Distribution - Tier 3 - 4QU CoRE ¦ 1QU LoRE | Non-Red Flag Warning - Destructive Fires | Equipment / facility failure | Aggregated | 2049 | 6.5825e-08 | 607.6134 | 3.9996e-05 | 2049 | Mitigation | 0.95 | 45 | 0 | esc | 0.00097009 | 6.3856e-11 | 0.00097009 | 6.3856e-11 | 0.0027813 | 1.6095e-12 | 0.0080352 | 8.3311e-08
[120 empty] | 7.3.3.17.5 (Remote Grid) Updates to grid topology to minimize risk of ignition in HFTDs Remote GridWLDFREquipment / facility failureAggregated | WLDFR | HFTD - Distribution - Tier 3 - 4QU CoRE ¦ 1QU LoRE | Non-Red Flag Warning - Destructive Fires | Equipment / facility failure | Aggregated | 2050 | 6.5825e-08 | 607.6134 | 3.9996e-05 | 2050 | Mitigation | 0.95 | 45 | 0 | esc | 0.00097009 | 6.3856e-11 | 0.00097009 | 6.3856e-11 | 0.0027813 | 1.6095e-12 | 0.0080352 | 8.3311e-08
[120 empty] | 7.3.3.17.5 (Remote Grid) Updates to grid topology to minimize risk of ignition in HFTDs Remote GridWLDFREquipment / facility failureAggregated | WLDFR | HFTD - Distribution - Tier 3 - 4QU CoRE ¦ 1QU LoRE | Non-Red Flag Warning - Destructive Fires | Equipment / facility failure | Aggregated | 2051 | 6.5825e-08 | 607.6134 | 3.9996e-05 | 2051 | Mitigation | 0.95 | 45 | 0 | esc | 0.00097009 | 6.3856e-11 | 0.00097009 | 6.3856e-11 | 0.0027813 | 1.6095e-12 | 0.0080352 | 8.3311e-08
[120 empty] | 7.3.3.17.5 (Remote Grid) Updates to grid topology to minimize risk of ignition in HFTDs Remote GridWLDFREquipment / facility failureAggregated | WLDFR | HFTD - Distribution - Tier 3 - 4QU CoRE ¦ 1QU LoRE | Non-Red Flag Warning - Destructive Fires | Equipment / facility failure | Aggregated | 2052 | 6.5825e-08 | 607.6134 | 3.9996e-05 | 2052 | Mitigation | 0.95 | 45 | 0 | esc | 0.00097009 | 6.3856e-11 | 0.00097009 | 6.3856e-11 | 0.0027813 | 1.6095e-12 | 0.0080352 | 8.3311e-08
[120 empty] | 7.3.3.17.5 (Remote Grid) Updates to grid topology to minimize risk of ignition in HFTDs Remote GridWLDFREquipment / facility failureAggregated | WLDFR | HFTD - Distribution - Tier 3 - 4QU CoRE ¦ 1QU LoRE | Non-Red Flag Warning - Destructive Fires | Equipment / facility failure | Aggregated | 2053 | 6.5825e-08 | 607.6134 | 3.9996e-05 | 2053 | Mitigation | 0.95 | 45 | 0 | esc | 0.00097009 | 6.3856e-11 | 0.00097009 | 6.3856e-11 | 0.0027813 | 1.6095e-12 | 0.0080352 | 8.3311e-08
[120 empty] | 7.3.3.17.5 (Remote Grid) Updates to grid topology to minimize risk of ignition in HFTDs Remote GridWLDFREquipment / facility failureAggregated | WLDFR | HFTD - Distribution - Tier 3 - 4QU CoRE ¦ 1QU LoRE | Non-Red Flag Warning - Destructive Fires | Equipment / facility failure | Aggregated | 2054 | 6.5825e-08 | 607.6134 | 3.9996e-05 | 2054 | Mitigation | 0.95 | 45 | 0 | esc | 0.00097009 | 6.3856e-11 | 0.00097009 | 6.3856e-11 | 0.0027813 | 1.6095e-12 | 0.0080352 | 8.3311e-08
[120 empty] | 7.3.3.17.5 (Remote Grid) Updates to grid topology to minimize risk of ignition in HFTDs Remote GridWLDFREquipment / facility failureAggregated | WLDFR | HFTD - Distribution - Tier 3 - 4QU CoRE ¦ 1QU LoRE | Non-Red Flag Warning - Destructive Fires | Equipment / facility failure | Aggregated | 2055 | 6.5825e-08 | 607.6134 | 3.9996e-05 | 2055 | Mitigation | 0.95 | 45 | 0 | esc | 0.00097009 | 6.3856e-11 | 0.00097009 | 6.3856e-11 | 0.0027813 | 1.6095e-12 | 0.0080352 | 8.3311e-08
[120 empty] | 7.3.3.17.5 (Remote Grid) Updates to grid topology to minimize risk of ignition in HFTDs Remote GridWLDFREquipment / facility failureAggregated | WLDFR | HFTD - Distribution - Tier 3 - 4QU CoRE ¦ 1QU LoRE | Non-Red Flag Warning - Destructive Fires | Equipment / facility failure | Aggregated | 2056 | 6.5825e-08 | 607.6134 | 3.9996e-05 | 2056 | Mitigation | 0.95 | 45 | 0 | esc | 0.00097009 | 6.3856e-11 | 0.00097009 | 6.3856e-11 | 0.0027813 | 1.6095e-12 | 0.0080352 | 8.3311e-08
[120 empty] | 7.3.3.17.5 (Remote Grid) Updates to grid topology to minimize risk of ignition in HFTDs Remote GridWLDFREquipment / facility failureAggregated | WLDFR | HFTD - Distribution - Tier 3 - 4QU CoRE ¦ 1QU LoRE | Non-Red Flag Warning - Destructive Fires | Equipment / facility failure | Aggregated | 2057 | 6.5825e-08 | 607.6134 | 3.9996e-05 | 2057 | Mitigation | 0.95 | 45 | 0 | esc | 0.00097009 | 6.3856e-11 | 0.00097009 | 6.3856e-11 | 0.0027813 | 1.6095e-12 | 0.0080352 | 8.3311e-08
[120 empty] | 7.3.3.17.5 (Remote Grid) Updates to grid topology to minimize risk of ignition in HFTDs Remote GridWLDFREquipment / facility failureAggregated | WLDFR | HFTD - Distribution - Tier 3 - 4QU CoRE ¦ 1QU LoRE | Non-Red Flag Warning - Destructive Fires | Equipment / facility failure | Aggregated | 2058 | 6.5825e-08 | 607.6134 | 3.9996e-05 | 2058 | Mitigation | 0.95 | 45 | 0 | esc | 0.00097009 | 6.3856e-11 | 0.00097009 | 6.3856e-11 | 0.0027813 | 1.6095e-12 | 0.0080352 | 8.3311e-08
[120 empty] | 7.3.3.17.5 (Remote Grid) Updates to grid topology to minimize risk of ignition in HFTDs Remote GridWLDFREquipment / facility failureAggregated | WLDFR | HFTD - Distribution - Tier 3 - 4QU CoRE ¦ 1QU LoRE | Non-Red Flag Warning - Destructive Fires | Equipment / facility failure | Aggregated | 2059 | 6.5825e-08 | 607.6134 | 3.9996e-05 | 2059 | Mitigation | 0.95 | 45 | 0 | esc | 0.00097009 | 6.3856e-11 | 0.00097009 | 6.3856e-11 | 0.0027813 | 1.6095e-12 | 0.0080352 | 8.3311e-08
[120 empty] | 7.3.3.17.5 (Remote Grid) Updates to grid topology to minimize risk of ignition in HFTDs Remote GridWLDFREquipment / facility failureAggregated | WLDFR | HFTD - Distribution - Tier 3 - 4QU CoRE ¦ 1QU LoRE | Non-Red Flag Warning - Destructive Fires | Equipment / facility failure | Aggregated | 2060 | 6.5825e-08 | 607.6134 | 3.9996e-05 | 2060 | Mitigation | 0.95 | 45 | 0 | esc | 0.00097009 | 6.3856e-11 | 0.00097009 | 6.3856e-11 | 0 | 0 | 0.0080352 | 8.3311e-08
[120 empty] | 7.3.3.17.5 (Remote Grid) Updates to grid topology to minimize risk of ignition in HFTDs Remote GridWLDFREquipment / facility failureAggregated | WLDFR | HFTD - Distribution - Tier 3 - 4QU CoRE ¦ 1QU LoRE | Non-Red Flag Warning - Destructive Fires | Equipment / facility failure | Aggregated | 2061 | 6.5825e-08 | 607.6134 | 3.9996e-05 | 2061 | Mitigation | 0.95 | 45 | 0 | esc | 0.00097009 | 6.3856e-11 | 0.00097009 | 6.3856e-11 | 0.0027813 | 3.7363e-07 | 0.0080352 | 8.3311e-08
[120 empty] | 7.3.3.17.5 (Remote Grid) Updates to grid topology to minimize risk of ignition in HFTDs Remote GridWLDFREquipment / facility failureAggregated | WLDFR | HFTD - Distribution - Tier 3 - 4QU CoRE ¦ 1QU LoRE | Non-Red Flag Warning - Destructive Fires | Equipment / facility failure | Aggregated | 2062 | 6.5825e-08 | 607.6134 | 3.9996e-05 | 2062 | Mitigation | 0.95 | 45 | 0 | esc | 0.00097009 | 6.3856e-11 | 0.00097009 | 6.3856e-11 | 0.0027813 | 3.7363e-07 | 0.0080352 | 8.3311e-08
[120 empty] | 7.3.3.17.5 (Remote Grid) Updates to grid topology to minimize risk of ignition in HFTDs Remote GridWLDFREquipment / facility failureAggregated | WLDFR | HFTD - Distribution - Tier 3 - 4QU CoRE ¦ 1QU LoRE | Non-Red Flag Warning - Destructive Fires | Equipment / facility failure | Aggregated | 2063 | 6.5825e-08 | 607.6134 | 3.9996e-05 | 2063 | Mitigation | 0.95 | 45 | 0 | esc | 0.00097009 | 6.3856e-11 | 0.00097009 | 6.3856e-11 | 0.0027813 | 3.7363e-07 | 0.0080352 | 8.3311e-08
[120 empty] | 7.3.3.17.5 (Remote Grid) Updates to grid topology to minimize risk of ignition in HFTDs Remote GridWLDFREquipment / facility failureAggregated | WLDFR | HFTD - Distribution - Tier 3 - 4QU CoRE ¦ 1QU LoRE | Non-Red Flag Warning - Destructive Fires | Equipment / facility failure | Aggregated | 2064 | 6.5825e-08 | 607.6134 | 3.9996e-05 | 2064 | Mitigation | 0.95 | 45 | 0 | esc | 0.00097009 | 6.3856e-11 | 0.00097009 | 6.3856e-11 | 0.0027813 | 3.7363e-07 | 0.0080352 | 8.3311e-08
[120 empty] | 7.3.3.17.5 (Remote Grid) Updates to grid topology to minimize risk of ignition in HFTDs Remote GridWLDFREquipment / facility failureAggregated | WLDFR | HFTD - Distribution - Tier 3 - 4QU CoRE ¦ 1QU LoRE | Non-Red Flag Warning - Destructive Fires | Equipment / facility failure | Aggregated | 2065 | 6.5825e-08 | 607.6134 | 3.9996e-05 | 2065 | Mitigation | 0.95 | 45 | 0 | esc | 0.00097009 | 6.3856e-11 | 0.00097009 | 6.3856e-11 | 0.0027813 | 3.7363e-07 | 0.0080352 | 8.3311e-08
[120 empty] | 7.3.3.17.5 (Remote Grid) Updates to grid topology to minimize risk of ignition in HFTDs Remote GridWLDFREquipment / facility failureAggregated | WLDFR | HFTD - Distribution - Tier 3 - 4QU CoRE ¦ 1QU LoRE | Non-Red Flag Warning - Destructive Fires | Equipment / facility failure | Aggregated | 2066 | 6.5825e-08 | 607.6134 | 3.9996e-05 | 2066 | Mitigation | 0.95 | 45 | 0 | esc | 0.00097009 | 6.3856e-11 | 0.00097009 | 6.3856e-11 | 0.0027813 | 3.7363e-07 | 0.0080352 | 8.3311e-08
[120 empty] | 7.3.3.17.5 (Remote Grid) Updates to grid topology to minimize risk of ignition in HFTDs Remote GridWLDFREquipment / facility failureAggregated | WLDFR | HFTD - Distribution - Tier 3 - 4QU CoRE ¦ 1QU LoRE | Non-Red Flag Warning - Destructive Fires | Equipment / facility failure | Aggregated | 2067 | 6.5825e-08 | 607.6134 | 3.9996e-05 | 2067 | Mitigation | 0.95 | 45 | 0 | esc | 0 | 0 | 0.00097009 | 6.3856e-11 | 0.0027813 | 3.7363e-07 | 0.0080352 | 8.3311e-08
[120 empty] | 7.3.3.17.5 (Remote Grid) Updates to grid topology to minimize risk of ignition in HFTDs Remote GridWLDFRVegetation ContactAggregated | WLDFR | HFTD - Distribution - Tier 3 - 4QU CoRE ¦ 1QU LoRE | Non-Red Flag Warning - Destructive Fires | Vegetation Contact | Aggregated | 2022 | 4.3885e-07 | 607.6134 | 0.00026665 | 2022 | Mitigation | 0.95 | 45 | 0 | esc | 0.00097009 | 4.2572e-10 | 0 | 0 | 0.0027813 | 3.7363e-07 | 0 | 0
[120 empty] | 7.3.3.17.5 (Remote Grid) Updates to grid topology to minimize risk of ignition in HFTDs Remote GridWLDFRVegetation ContactAggregated | WLDFR | HFTD - Distribution - Tier 3 - 4QU CoRE ¦ 1QU LoRE | Non-Red Flag Warning - Destructive Fires | Vegetation Contact | Aggregated | 2023 | 4.3885e-07 | 607.6134 | 0.00026665 | 2023 | Mitigation | 0.95 | 45 | 0 | esc | 0.00097009 | 4.2572e-10 | 0.00097009 | 4.2572e-10 | 0.0027813 | 3.7363e-07 | 0 | 0
[120 empty] | 7.3.3.17.5 (Remote Grid) Updates to grid topology to minimize risk of ignition in HFTDs Remote GridWLDFRVegetation ContactAggregated | WLDFR | HFTD - Distribution - Tier 3 - 4QU CoRE ¦ 1QU LoRE | Non-Red Flag Warning - Destructive Fires | Vegetation Contact | Aggregated | 2024 | 4.3885e-07 | 607.6134 | 0.00026665 | 2024 | Mitigation | 0.95 | 45 | 0 | esc | 0.00097009 | 4.2572e-10 | 0.00097009 | 4.2572e-10 | 0.0027813 | 3.7363e-07 | 0.010315 | 6.465e-08
[120 empty] | 7.3.3.17.5 (Remote Grid) Updates to grid topology to minimize risk of ignition in HFTDs Remote GridWLDFRVegetation ContactAggregated | WLDFR | HFTD - Distribution - Tier 3 - 4QU CoRE ¦ 1QU LoRE | Non-Red Flag Warning - Destructive Fires | Vegetation Contact | Aggregated | 2025 | 4.3885e-07 | 607.6134 | 0.00026665 | 2025 | Mitigation | 0.95 | 45 | 0 | esc | 0.00097009 | 4.2572e-10 | 0.00097009 | 4.2572e-10 | 0.0027813 | 3.7363e-07 | 0.010315 | 6.465e-08
[120 empty] | 7.3.3.17.5 (Remote Grid) Updates to grid topology to minimize risk of ignition in HFTDs Remote GridWLDFRVegetation ContactAggregated | WLDFR | HFTD - Distribution - Tier 3 - 4QU CoRE ¦ 1QU LoRE | Non-Red Flag Warning - Destructive Fires | Vegetation Contact | Aggregated | 2026 | 4.3885e-07 | 607.6134 | 0.00026665 | 2026 | Mitigation | 0.95 | 45 | 0 | esc | 0.00097009 | 4.2572e-10 | 0.00097009 | 4.2572e-10 | 0.0027813 | 3.7363e-07 | 0.010315 | 6.465e-08
[120 empty] | 7.3.3.17.5 (Remote Grid) Updates to grid topology to minimize risk of ignition in HFTDs Remote GridWLDFRVegetation ContactAggregated | WLDFR | HFTD - Distribution - Tier 3 - 4QU CoRE ¦ 1QU LoRE | Non-Red Flag Warning - Destructive Fires | Vegetation Contact | Aggregated | 2027 | 4.3885e-07 | 607.6134 | 0.00026665 | 2027 | Mitigation | 0.95 | 45 | 0 | esc | 0.00097009 | 4.2572e-10 | 0.00097009 | 4.2572e-10 | 0.0027813 | 3.7363e-07 | 0.010315 | 6.465e-08
[120 empty] | 7.3.3.17.5 (Remote Grid) Updates to grid topology to minimize risk of ignition in HFTDs Remote GridWLDFRVegetation ContactAggregated | WLDFR | HFTD - Distribution - Tier 3 - 4QU CoRE ¦ 1QU LoRE | Non-Red Flag Warning - Destructive Fires | Vegetation Contact | Aggregated | 2028 | 4.3885e-07 | 607.6134 | 0.00026665 | 2028 | Mitigation | 0.95 | 45 | 0 | esc | 0.00097009 | 4.2572e-10 | 0.00097009 | 4.2572e-10 | 0.0027813 | 3.7363e-07 | 0.010315 | 6.465e-08
[120 empty] | 7.3.3.17.5 (Remote Grid) Updates to grid topology to minimize risk of ignition in HFTDs Remote GridWLDFRVegetation ContactAggregated | WLDFR | HFTD - Distribution - Tier 3 - 4QU CoRE ¦ 1QU LoRE | Non-Red Flag Warning - Destructive Fires | Vegetation Contact | Aggregated | 2029 | 4.3885e-07 | 607.6134 | 0.00026665 | 2029 | Mitigation | 0.95 | 45 | 0 | esc | 0.00097009 | 4.2572e-10 | 0.00097009 | 4.2572e-10 | 0.0027813 | 3.7363e-07 | 0.010315 | 6.465e-08
[120 empty] | 7.3.3.17.5 (Remote Grid) Updates to grid topology to minimize risk of ignition in HFTDs Remote GridWLDFRVegetation ContactAggregated | WLDFR | HFTD - Distribution - Tier 3 - 4QU CoRE ¦ 1QU LoRE | Non-Red Flag Warning - Destructive Fires | Vegetation Contact | Aggregated | 2030 | 4.3885e-07 | 607.6134 | 0.00026665 | 2030 | Mitigation | 0.95 | 45 | 0 | esc | 0.00097009 | 4.2572e-10 | 0.00097009 | 4.2572e-10 | 0.0027813 | 3.7363e-07 | 0.010315 | 6.465e-08
[120 empty] | 7.3.3.17.5 (Remote Grid) Updates to grid topology to minimize risk of ignition in HFTDs Remote GridWLDFRVegetation ContactAggregated | WLDFR | HFTD - Distribution - Tier 3 - 4QU CoRE ¦ 1QU LoRE | Non-Red Flag Warning - Destructive Fires | Vegetation Contact | Aggregated | 2031 | 4.3885e-07 | 607.6134 | 0.00026665 | 2031 | Mitigation | 0.95 | 45 | 0 | esc | 0.00097009 | 4.2572e-10 | 0.00097009 | 4.2572e-10 | 0.0027813 | 3.7363e-07 | 0.010315 | 6.465e-08
[120 empty] | 7.3.3.17.5 (Remote Grid) Updates to grid topology to minimize risk of ignition in HFTDs Remote GridWLDFRVegetation ContactAggregated | WLDFR | HFTD - Distribution - Tier 3 - 4QU CoRE ¦ 1QU LoRE | Non-Red Flag Warning - Destructive Fires | Vegetation Contact | Aggregated | 2032 | 4.3885e-07 | 607.6134 | 0.00026665 | 2032 | Mitigation | 0.95 | 45 | 0 | esc | 0.00097009 | 4.2572e-10 | 0.00097009 | 4.2572e-10 | 0.0027813 | 3.7363e-07 | 0.010315 | 6.465e-08
[120 empty] | 7.3.3.17.5 (Remote Grid) Updates to grid topology to minimize risk of ignition in HFTDs Remote GridWLDFRVegetation ContactAggregated | WLDFR | HFTD - Distribution - Tier 3 - 4QU CoRE ¦ 1QU LoRE | Non-Red Flag Warning - Destructive Fires | Vegetation Contact | Aggregated | 2033 | 4.3885e-07 | 607.6134 | 0.00026665 | 2033 | Mitigation | 0.95 | 45 | 0 | esc | 0.00097009 | 4.2572e-10 | 0.00097009 | 4.2572e-10 | 0.0027813 | 3.7363e-07 | 0.010315 | 6.465e-08
[120 empty] | 7.3.3.17.5 (Remote Grid) Updates to grid topology to minimize risk of ignition in HFTDs Remote GridWLDFRVegetation ContactAggregated | WLDFR | HFTD - Distribution - Tier 3 - 4QU CoRE ¦ 1QU LoRE | Non-Red Flag Warning - Destructive Fires | Vegetation Contact | Aggregated | 2034 | 4.3885e-07 | 607.6134 | 0.00026665 | 2034 | Mitigation | 0.95 | 45 | 0 | esc | 0.00097009 | 4.2572e-10 | 0.00097009 | 4.2572e-10 | 0.0027813 | 3.7363e-07 | 0.010315 | 6.465e-08
[120 empty] | 7.3.3.17.5 (Remote Grid) Updates to grid topology to minimize risk of ignition in HFTDs Remote GridWLDFRVegetation ContactAggregated | WLDFR | HFTD - Distribution - Tier 3 - 4QU CoRE ¦ 1QU LoRE | Non-Red Flag Warning - Destructive Fires | Vegetation Contact | Aggregated | 2035 | 4.3885e-07 | 607.6134 | 0.00026665 | 2035 | Mitigation | 0.95 | 45 | 0 | esc | 0.00097009 | 4.2572e-10 | 0.00097009 | 4.2572e-10 | 0.0027813 | 3.7363e-07 | 0.010315 | 6.465e-08
[120 empty] | 7.3.3.17.5 (Remote Grid) Updates to grid topology to minimize risk of ignition in HFTDs Remote GridWLDFRVegetation ContactAggregated | WLDFR | HFTD - Distribution - Tier 3 - 4QU CoRE ¦ 1QU LoRE | Non-Red Flag Warning - Destructive Fires | Vegetation Contact | Aggregated | 2036 | 4.3885e-07 | 607.6134 | 0.00026665 | 2036 | Mitigation | 0.95 | 45 | 0 | esc | 0.00097009 | 4.2572e-10 | 0.00097009 | 4.2572e-10 | 0.0027813 | 3.7363e-07 | 0.010315 | 6.465e-08
[120 empty] | 7.3.3.17.5 (Remote Grid) Updates to grid topology to minimize risk of ignition in HFTDs Remote GridWLDFRVegetation ContactAggregated | WLDFR | HFTD - Distribution - Tier 3 - 4QU CoRE ¦ 1QU LoRE | Non-Red Flag Warning - Destructive Fires | Vegetation Contact | Aggregated | 2037 | 4.3885e-07 | 607.6134 | 0.00026665 | 2037 | Mitigation | 0.95 | 45 | 0 | esc | 0.00097009 | 4.2572e-10 | 0.00097009 | 4.2572e-10 | 0.0027813 | 3.7363e-07 | 0.010315 | 6.465e-08
[120 empty] | 7.3.3.17.5 (Remote Grid) Updates to grid topology to minimize risk of ignition in HFTDs Remote GridWLDFRVegetation ContactAggregated | WLDFR | HFTD - Distribution - Tier 3 - 4QU CoRE ¦ 1QU LoRE | Non-Red Flag Warning - Destructive Fires | Vegetation Contact | Aggregated | 2038 | 4.3885e-07 | 607.6134 | 0.00026665 | 2038 | Mitigation | 0.95 | 45 | 0 | esc | 0.00097009 | 4.2572e-10 | 0.00097009 | 4.2572e-10 | 0.0027813 | 3.7363e-07 | 0.010315 | 6.465e-08
[120 empty] | 7.3.3.17.5 (Remote Grid) Updates to grid topology to minimize risk of ignition in HFTDs Remote GridWLDFRVegetation ContactAggregated | WLDFR | HFTD - Distribution - Tier 3 - 4QU CoRE ¦ 1QU LoRE | Non-Red Flag Warning - Destructive Fires | Vegetation Contact | Aggregated | 2039 | 4.3885e-07 | 607.6134 | 0.00026665 | 2039 | Mitigation | 0.95 | 45 | 0 | esc | 0.00097009 | 4.2572e-10 | 0.00097009 | 4.2572e-10 | 0.0027813 | 3.7363e-07 | 0.010315 | 6.465e-08
[120 empty] | 7.3.3.17.5 (Remote Grid) Updates to grid topology to minimize risk of ignition in HFTDs Remote GridWLDFRVegetation ContactAggregated | WLDFR | HFTD - Distribution - Tier 3 - 4QU CoRE ¦ 1QU LoRE | Non-Red Flag Warning - Destructive Fires | Vegetation Contact | Aggregated | 2040 | 4.3885e-07 | 607.6134 | 0.00026665 | 2040 | Mitigation | 0.95 | 45 | 0 | esc | 0.00097009 | 4.2572e-10 | 0.00097009 | 4.2572e-10 | 0.0027813 | 3.7363e-07 | 0.010315 | 6.465e-08
[120 empty] | 7.3.3.17.5 (Remote Grid) Updates to grid topology to minimize risk of ignition in HFTDs Remote GridWLDFRVegetation ContactAggregated | WLDFR | HFTD - Distribution - Tier 3 - 4QU CoRE ¦ 1QU LoRE | Non-Red Flag Warning - Destructive Fires | Vegetation Contact | Aggregated | 2041 | 4.3885e-07 | 607.6134 | 0.00026665 | 2041 | Mitigation | 0.95 | 45 | 0 | esc | 0.00097009 | 4.2572e-10 | 0.00097009 | 4.2572e-10 | 0.0027813 | 3.7363e-07 | 0.010315 | 6.465e-08
[120 empty] | 7.3.3.17.5 (Remote Grid) Updates to grid topology to minimize risk of ignition in HFTDs Remote GridWLDFRVegetation ContactAggregated | WLDFR | HFTD - Distribution - Tier 3 - 4QU CoRE ¦ 1QU LoRE | Non-Red Flag Warning - Destructive Fires | Vegetation Contact | Aggregated | 2042 | 4.3885e-07 | 607.6134 | 0.00026665 | 2042 | Mitigation | 0.95 | 45 | 0 | esc | 0.00097009 | 4.2572e-10 | 0.00097009 | 4.2572e-10 | 0.0027813 | 3.7363e-07 | 0.010315 | 6.465e-08
[120 empty] | 7.3.3.17.5 (Remote Grid) Updates to grid topology to minimize risk of ignition in HFTDs Remote GridWLDFRVegetation ContactAggregated | WLDFR | HFTD - Distribution - Tier 3 - 4QU CoRE ¦ 1QU LoRE | Non-Red Flag Warning - Destructive Fires | Vegetation Contact | Aggregated | 2043 | 4.3885e-07 | 607.6134 | 0.00026665 | 2043 | Mitigation | 0.95 | 45 | 0 | esc | 0.00097009 | 4.2572e-10 | 0.00097009 | 4.2572e-10 | 0.0027813 | 3.7363e-07 | 0.010315 | 6.465e-08
[120 empty] | 7.3.3.17.5 (Remote Grid) Updates to grid topology to minimize risk of ignition in HFTDs Remote GridWLDFRVegetation ContactAggregated | WLDFR | HFTD - Distribution - Tier 3 - 4QU CoRE ¦ 1QU LoRE | Non-Red Flag Warning - Destructive Fires | Vegetation Contact | Aggregated | 2044 | 4.3885e-07 | 607.6134 | 0.00026665 | 2044 | Mitigation | 0.95 | 45 | 0 | esc | 0.00097009 | 4.2572e-10 | 0.00097009 | 4.2572e-10 | 0.0027813 | 3.7363e-07 | 0.010315 | 6.465e-08
[120 empty] | 7.3.3.17.5 (Remote Grid) Updates to grid topology to minimize risk of ignition in HFTDs Remote GridWLDFRVegetation ContactAggregated | WLDFR | HFTD - Distribution - Tier 3 - 4QU CoRE ¦ 1QU LoRE | Non-Red Flag Warning - Destructive Fires | Vegetation Contact | Aggregated | 2045 | 4.3885e-07 | 607.6134 | 0.00026665 | 2045 | Mitigation | 0.95 | 45 | 0 | esc | 0.00097009 | 4.2572e-10 | 0.00097009 | 4.2572e-10 | 0.0027813 | 3.7363e-07 | 0.010315 | 6.465e-08
[120 empty] | 7.3.3.17.5 (Remote Grid) Updates to grid topology to minimize risk of ignition in HFTDs Remote GridWLDFRVegetation ContactAggregated | WLDFR | HFTD - Distribution - Tier 3 - 4QU CoRE ¦ 1QU LoRE | Non-Red Flag Warning - Destructive Fires | Vegetation Contact | Aggregated | 2046 | 4.3885e-07 | 607.6134 | 0.00026665 | 2046 | Mitigation | 0.95 | 45 | 0 | esc | 0.00097009 | 4.2572e-10 | 0.00097009 | 4.2572e-10 | 0.0027813 | 3.7363e-07 | 0.010315 | 6.465e-08
[120 empty] | 7.3.3.17.5 (Remote Grid) Updates to grid topology to minimize risk of ignition in HFTDs Remote GridWLDFRVegetation ContactAggregated | WLDFR | HFTD - Distribution - Tier 3 - 4QU CoRE ¦ 1QU LoRE | Non-Red Flag Warning - Destructive Fires | Vegetation Contact | Aggregated | 2047 | 4.3885e-07 | 607.6134 | 0.00026665 | 2047 | Mitigation | 0.95 | 45 | 0 | esc | 0.00097009 | 4.2572e-10 | 0.00097009 | 4.2572e-10 | 0.0027813 | 3.7363e-07 | 0.010315 | 6.465e-08
[120 empty] | 7.3.3.17.5 (Remote Grid) Updates to grid topology to minimize risk of ignition in HFTDs Remote GridWLDFRVegetation ContactAggregated | WLDFR | HFTD - Distribution - Tier 3 - 4QU CoRE ¦ 1QU LoRE | Non-Red Flag Warning - Destructive Fires | Vegetation Contact | Aggregated | 2048 | 4.3885e-07 | 607.6134 | 0.00026665 | 2048 | Mitigation | 0.95 | 45 | 0 | esc | 0.00097009 | 4.2572e-10 | 0.00097009 | 4.2572e-10 | 0.0027813 | 3.7363e-07 | 0.010315 | 6.465e-08
[120 empty] | 7.3.3.17.5 (Remote Grid) Updates to grid topology to minimize risk of ignition in HFTDs Remote GridWLDFRVegetation ContactAggregated | WLDFR | HFTD - Distribution - Tier 3 - 4QU CoRE ¦ 1QU LoRE | Non-Red Flag Warning - Destructive Fires | Vegetation Contact | Aggregated | 2049 | 4.3885e-07 | 607.6134 | 0.00026665 | 2049 | Mitigation | 0.95 | 45 | 0 | esc | 0.00097009 | 4.2572e-10 | 0.00097009 | 4.2572e-10 | 0.0027813 | 3.7363e-07 | 0.010315 | 6.465e-08
[120 empty] | 7.3.3.17.5 (Remote Grid) Updates to grid topology to minimize risk of ignition in HFTDs Remote GridWLDFRVegetation ContactAggregated | WLDFR | HFTD - Distribution - Tier 3 - 4QU CoRE ¦ 1QU LoRE | Non-Red Flag Warning - Destructive Fires | Vegetation Contact | Aggregated | 2050 | 4.3885e-07 | 607.6134 | 0.00026665 | 2050 | Mitigation | 0.95 | 45 | 0 | esc | 0.00097009 | 4.2572e-10 | 0.00097009 | 4.2572e-10 | 0.0027813 | 3.7363e-07 | 0.010315 | 6.465e-08
[120 empty] | 7.3.3.17.5 (Remote Grid) Updates to grid topology to minimize risk of ignition in HFTDs Remote GridWLDFRVegetation ContactAggregated | WLDFR | HFTD - Distribution - Tier 3 - 4QU CoRE ¦ 1QU LoRE | Non-Red Flag Warning - Destructive Fires | Vegetation Contact | Aggregated | 2051 | 4.3885e-07 | 607.6134 | 0.00026665 | 2051 | Mitigation | 0.95 | 45 | 0 | esc | 0.00097009 | 4.2572e-10 | 0.00097009 | 4.2572e-10 | 0.0027813 | 3.7363e-07 | 0.010315 | 6.465e-08
[120 empty] | 7.3.3.17.5 (Remote Grid) Updates to grid topology to minimize risk of ignition in HFTDs Remote GridWLDFRVegetation ContactAggregated | WLDFR | HFTD - Distribution - Tier 3 - 4QU CoRE ¦ 1QU LoRE | Non-Red Flag Warning - Destructive Fires | Vegetation Contact | Aggregated | 2052 | 4.3885e-07 | 607.6134 | 0.00026665 | 2052 | Mitigation | 0.95 | 45 | 0 | esc | 0.00097009 | 4.2572e-10 | 0.00097009 | 4.2572e-10 | 0.0027813 | 3.7363e-07 | 0.010315 | 6.465e-08
[120 empty] | 7.3.3.17.5 (Remote Grid) Updates to grid topology to minimize risk of ignition in HFTDs Remote GridWLDFRVegetation ContactAggregated | WLDFR | HFTD - Distribution - Tier 3 - 4QU CoRE ¦ 1QU LoRE | Non-Red Flag Warning - Destructive Fires | Vegetation Contact | Aggregated | 2053 | 4.3885e-07 | 607.6134 | 0.00026665 | 2053 | Mitigation | 0.95 | 45 | 0 | esc | 0.00097009 | 4.2572e-10 | 0.00097009 | 4.2572e-10 | 0.0027813 | 3.7363e-07 | 0.010315 | 6.465e-08
[120 empty] | 7.3.3.17.5 (Remote Grid) Updates to grid topology to minimize risk of ignition in HFTDs Remote GridWLDFRVegetation ContactAggregated | WLDFR | HFTD - Distribution - Tier 3 - 4QU CoRE ¦ 1QU LoRE | Non-Red Flag Warning - Destructive Fires | Vegetation Contact | Aggregated | 2054 | 4.3885e-07 | 607.6134 | 0.00026665 | 2054 | Mitigation | 0.95 | 45 | 0 | esc | 0.00097009 | 4.2572e-10 | 0.00097009 | 4.2572e-10 | 0.0027813 | 3.7363e-07 | 0 | 0
[120 empty] | 7.3.3.17.5 (Remote Grid) Updates to grid topology to minimize risk of ignition in HFTDs Remote GridWLDFRVegetation ContactAggregated | WLDFR | HFTD - Distribution - Tier 3 - 4QU CoRE ¦ 1QU LoRE | Non-Red Flag Warning - Destructive Fires | Vegetation Contact | Aggregated | 2055 | 4.3885e-07 | 607.6134 | 0.00026665 | 2055 | Mitigation | 0.95 | 45 | 0 | esc | 0.00097009 | 4.2572e-10 | 0.00097009 | 4.2572e-10 | 0.0027813 | 3.7363e-07 | 0 | 0
[120 empty] | 7.3.3.17.5 (Remote Grid) Updates to grid topology to minimize risk of ignition in HFTDs Remote GridWLDFRVegetation ContactAggregated | WLDFR | HFTD - Distribution - Tier 3 - 4QU CoRE ¦ 1QU LoRE | Non-Red Flag Warning - Destructive Fires | Vegetation Contact | Aggregated | 2056 | 4.3885e-07 | 607.6134 | 0.00026665 | 2056 | Mitigation | 0.95 | 45 | 0 | esc | 0.00097009 | 4.2572e-10 | 0.00097009 | 4.2572e-10 | 0.0027813 | 3.7363e-07 | 0.013666 | 6.388e-08
[120 empty] | 7.3.3.17.5 (Remote Grid) Updates to grid topology to minimize risk of ignition in HFTDs Remote GridWLDFRVegetation ContactAggregated | WLDFR | HFTD - Distribution - Tier 3 - 4QU CoRE ¦ 1QU LoRE | Non-Red Flag Warning - Destructive Fires | Vegetation Contact | Aggregated | 2057 | 4.3885e-07 | 607.6134 | 0.00026665 | 2057 | Mitigation | 0.95 | 45 | 0 | esc | 0.00097009 | 4.2572e-10 | 0.00097009 | 4.2572e-10 | 0.0027813 | 3.7363e-07 | 0.013666 | 6.388e-08
[120 empty] | 7.3.3.17.5 (Remote Grid) Updates to grid topology to minimize risk of ignition in HFTDs Remote GridWLDFRVegetation ContactAggregated | WLDFR | HFTD - Distribution - Tier 3 - 4QU CoRE ¦ 1QU LoRE | Non-Red Flag Warning - Destructive Fires | Vegetation Contact | Aggregated | 2058 | 4.3885e-07 | 607.6134 | 0.00026665 | 2058 | Mitigation | 0.95 | 45 | 0 | esc | 0.00097009 | 4.2572e-10 | 0.00097009 | 4.2572e-10 | 0.0027813 | 3.7363e-07 | 0.013666 | 6.388e-08
[120 empty] | 7.3.3.17.5 (Remote Grid) Updates to grid topology to minimize risk of ignition in HFTDs Remote GridWLDFRVegetation ContactAggregated | WLDFR | HFTD - Distribution - Tier 3 - 4QU CoRE ¦ 1QU LoRE | Non-Red Flag Warning - Destructive Fires | Vegetation Contact | Aggregated | 2059 | 4.3885e-07 | 607.6134 | 0.00026665 | 2059 | Mitigation | 0.95 | 45 | 0 | esc | 0.00097009 | 4.2572e-10 | 0.00097009 | 4.2572e-10 | 0.0027813 | 3.7363e-07 | 0.013666 | 6.388e-08
[120 empty] | 7.3.3.17.5 (Remote Grid) Updates to grid topology to minimize risk of ignition in HFTDs Remote GridWLDFRVegetation ContactAggregated | WLDFR | HFTD - Distribution - Tier 3 - 4QU CoRE ¦ 1QU LoRE | Non-Red Flag Warning - Destructive Fires | Vegetation Contact | Aggregated | 2060 | 4.3885e-07 | 607.6134 | 0.00026665 | 2060 | Mitigation | 0.95 | 45 | 0 | esc | 0.00097009 | 4.2572e-10 | 0.00097009 | 4.2572e-10 | 0.0027813 | 3.7363e-07 | 0.013666 | 6.388e-08
[120 empty] | 7.3.3.17.5 (Remote Grid) Updates to grid topology to minimize risk of ignition in HFTDs Remote GridWLDFRVegetation ContactAggregated | WLDFR | HFTD - Distribution - Tier 3 - 4QU CoRE ¦ 1QU LoRE | Non-Red Flag Warning - Destructive Fires | Vegetation Contact | Aggregated | 2061 | 4.3885e-07 | 607.6134 | 0.00026665 | 2061 | Mitigation | 0.95 | 45 | 0 | esc | 0.00097009 | 4.2572e-10 | 0.00097009 | 4.2572e-10 | 0.0027813 | 3.7363e-07 | 0.013666 | 6.388e-08
[120 empty] | 7.3.3.17.5 (Remote Grid) Updates to grid topology to minimize risk of ignition in HFTDs Remote GridWLDFRVegetation ContactAggregated | WLDFR | HFTD - Distribution - Tier 3 - 4QU CoRE ¦ 1QU LoRE | Non-Red Flag Warning - Destructive Fires | Vegetation Contact | Aggregated | 2062 | 4.3885e-07 | 607.6134 | 0.00026665 | 2062 | Mitigation | 0.95 | 45 | 0 | esc | 0.00097009 | 4.2572e-10 | 0.00097009 | 4.2572e-10 | 0.0027813 | 3.7363e-07 | 0.013666 | 6.388e-08
[120 empty] | 7.3.3.17.5 (Remote Grid) Updates to grid topology to minimize risk of ignition in HFTDs Remote GridWLDFRVegetation ContactAggregated | WLDFR | HFTD - Distribution - Tier 3 - 4QU CoRE ¦ 1QU LoRE | Non-Red Flag Warning - Destructive Fires | Vegetation Contact | Aggregated | 2063 | 4.3885e-07 | 607.6134 | 0.00026665 | 2063 | Mitigation | 0.95 | 45 | 0 | esc | 0.00097009 | 4.2572e-10 | 0.00097009 | 4.2572e-10 | 0.0027813 | 3.7363e-07 | 0.013666 | 6.388e-08
[120 empty] | 7.3.3.17.5 (Remote Grid) Updates to grid topology to minimize risk of ignition in HFTDs Remote GridWLDFRVegetation ContactAggregated | WLDFR | HFTD - Distribution - Tier 3 - 4QU CoRE ¦ 1QU LoRE | Non-Red Flag Warning - Destructive Fires | Vegetation Contact | Aggregated | 2064 | 4.3885e-07 | 607.6134 | 0.00026665 | 2064 | Mitigation | 0.95 | 45 | 0 | esc | 0.00097009 | 4.2572e-10 | 0.00097009 | 4.2572e-10 | 0 | 0 | 0.013666 | 6.388e-08
[120 empty] | 7.3.3.17.5 (Remote Grid) Updates to grid topology to minimize risk of ignition in HFTDs Remote GridWLDFRVegetation ContactAggregated | WLDFR | HFTD - Distribution - Tier 3 - 4QU CoRE ¦ 1QU LoRE | Non-Red Flag Warning - Destructive Fires | Vegetation Contact | Aggregated | 2065 | 4.3885e-07 | 607.6134 | 0.00026665 | 2065 | Mitigation | 0.95 | 45 | 0 | esc | 0.00097009 | 4.2572e-10 | 0.00097009 | 4.2572e-10 | 0.0027813 | 1.4796e-08 | 0.013666 | 6.388e-08
[120 empty] | 7.3.3.17.5 (Remote Grid) Updates to grid topology to minimize risk of ignition in HFTDs Remote GridWLDFRVegetation ContactAggregated | WLDFR | HFTD - Distribution - Tier 3 - 4QU CoRE ¦ 1QU LoRE | Non-Red Flag Warning - Destructive Fires | Vegetation Contact | Aggregated | 2066 | 4.3885e-07 | 607.6134 | 0.00026665 | 2066 | Mitigation | 0.95 | 45 | 0 | esc | 0.00097009 | 4.2572e-10 | 0.00097009 | 4.2572e-10 | 0.0027813 | 1.4796e-08 | 0.013666 | 6.388e-08
[120 empty] | 7.3.3.17.5 (Remote Grid) Updates to grid topology to minimize risk of ignition in HFTDs Remote GridWLDFRVegetation ContactAggregated | WLDFR | HFTD - Distribution - Tier 3 - 4QU CoRE ¦ 1QU LoRE | Non-Red Flag Warning - Destructive Fires | Vegetation Contact | Aggregated | 2067 | 4.3885e-07 | 607.6134 | 0.00026665 | 2067 | Mitigation | 0.95 | 45 | 0 | esc | 0 | 0 | 0.00097009 | 4.2572e-10 | 0.0027813 | 1.4796e-08 | 0.013666 | 6.388e-08
[120 empty] | 7.3.3.17.5 (Remote Grid) Updates to grid topology to minimize risk of ignition in HFTDs Remote GridWLDFRWire-to-wire contactAggregated | WLDFR | HFTD - Distribution - Tier 3 - 4QU CoRE ¦ 1QU LoRE | Non-Red Flag Warning - Destructive Fires | Wire-to-wire contact | Aggregated | 2022 | 8.9943e-08 | 607.6134 | 5.4651e-05 | 2022 | Mitigation | 0.95 | 45 | 0 | esc | 0.00097009 | 8.7253e-11 | 0 | 0 | 0.0027813 | 1.4796e-08 | 0.013666 | 6.388e-08
[120 empty] | 7.3.3.17.5 (Remote Grid) Updates to grid topology to minimize risk of ignition in HFTDs Remote GridWLDFRWire-to-wire contactAggregated | WLDFR | HFTD - Distribution - Tier 3 - 4QU CoRE ¦ 1QU LoRE | Non-Red Flag Warning - Destructive Fires | Wire-to-wire contact | Aggregated | 2023 | 8.9943e-08 | 607.6134 | 5.4651e-05 | 2023 | Mitigation | 0.95 | 45 | 0 | esc | 0.00097009 | 8.7253e-11 | 0.00097009 | 8.7253e-11 | 0.0027813 | 1.4796e-08 | 0.013666 | 6.388e-08
[120 empty] | 7.3.3.17.5 (Remote Grid) Updates to grid topology to minimize risk of ignition in HFTDs Remote GridWLDFRWire-to-wire contactAggregated | WLDFR | HFTD - Distribution - Tier 3 - 4QU CoRE ¦ 1QU LoRE | Non-Red Flag Warning - Destructive Fires | Wire-to-wire contact | Aggregated | 2024 | 8.9943e-08 | 607.6134 | 5.4651e-05 | 2024 | Mitigation | 0.95 | 45 | 0 | esc | 0.00097009 | 8.7253e-11 | 0.00097009 | 8.7253e-11 | 0.0027813 | 1.4796e-08 | 0.013666 | 6.388e-08
[120 empty] | 7.3.3.17.5 (Remote Grid) Updates to grid topology to minimize risk of ignition in HFTDs Remote GridWLDFRWire-to-wire contactAggregated | WLDFR | HFTD - Distribution - Tier 3 - 4QU CoRE ¦ 1QU LoRE | Non-Red Flag Warning - Destructive Fires | Wire-to-wire contact | Aggregated | 2025 | 8.9943e-08 | 607.6134 | 5.4651e-05 | 2025 | Mitigation | 0.95 | 45 | 0 | esc | 0.00097009 | 8.7253e-11 | 0.00097009 | 8.7253e-11 | 0.0027813 | 1.4796e-08 | 0.013666 | 6.388e-08
[120 empty] | 7.3.3.17.5 (Remote Grid) Updates to grid topology to minimize risk of ignition in HFTDs Remote GridWLDFRWire-to-wire contactAggregated | WLDFR | HFTD - Distribution - Tier 3 - 4QU CoRE ¦ 1QU LoRE | Non-Red Flag Warning - Destructive Fires | Wire-to-wire contact | Aggregated | 2026 | 8.9943e-08 | 607.6134 | 5.4651e-05 | 2026 | Mitigation | 0.95 | 45 | 0 | esc | 0.00097009 | 8.7253e-11 | 0.00097009 | 8.7253e-11 | 0.0027813 | 1.4796e-08 | 0.013666 | 6.388e-08
[120 empty] | 7.3.3.17.5 (Remote Grid) Updates to grid topology to minimize risk of ignition in HFTDs Remote GridWLDFRWire-to-wire contactAggregated | WLDFR | HFTD - Distribution - Tier 3 - 4QU CoRE ¦ 1QU LoRE | Non-Red Flag Warning - Destructive Fires | Wire-to-wire contact | Aggregated | 2027 | 8.9943e-08 | 607.6134 | 5.4651e-05 | 2027 | Mitigation | 0.95 | 45 | 0 | esc | 0.00097009 | 8.7253e-11 | 0.00097009 | 8.7253e-11 | 0.0027813 | 1.4796e-08 | 0.013666 | 6.388e-08
[120 empty] | 7.3.3.17.5 (Remote Grid) Updates to grid topology to minimize risk of ignition in HFTDs Remote GridWLDFRWire-to-wire contactAggregated | WLDFR | HFTD - Distribution - Tier 3 - 4QU CoRE ¦ 1QU LoRE | Non-Red Flag Warning - Destructive Fires | Wire-to-wire contact | Aggregated | 2028 | 8.9943e-08 | 607.6134 | 5.4651e-05 | 2028 | Mitigation | 0.95 | 45 | 0 | esc | 0.00097009 | 8.7253e-11 | 0.00097009 | 8.7253e-11 | 0.0027813 | 1.4796e-08 | 0.013666 | 6.388e-08
[120 empty] | 7.3.3.17.5 (Remote Grid) Updates to grid topology to minimize risk of ignition in HFTDs Remote GridWLDFRWire-to-wire contactAggregated | WLDFR | HFTD - Distribution - Tier 3 - 4QU CoRE ¦ 1QU LoRE | Non-Red Flag Warning - Destructive Fires | Wire-to-wire contact | Aggregated | 2029 | 8.9943e-08 | 607.6134 | 5.4651e-05 | 2029 | Mitigation | 0.95 | 45 | 0 | esc | 0.00097009 | 8.7253e-11 | 0.00097009 | 8.7253e-11 | 0.0027813 | 1.4796e-08 | 0.013666 | 6.388e-08
[120 empty] | 7.3.3.17.5 (Remote Grid) Updates to grid topology to minimize risk of ignition in HFTDs Remote GridWLDFRWire-to-wire contactAggregated | WLDFR | HFTD - Distribution - Tier 3 - 4QU CoRE ¦ 1QU LoRE | Non-Red Flag Warning - Destructive Fires | Wire-to-wire contact | Aggregated | 2030 | 8.9943e-08 | 607.6134 | 5.4651e-05 | 2030 | Mitigation | 0.95 | 45 | 0 | esc | 0.00097009 | 8.7253e-11 | 0.00097009 | 8.7253e-11 | 0.0027813 | 1.4796e-08 | 0.013666 | 6.388e-08
[120 empty] | 7.3.3.17.5 (Remote Grid) Updates to grid topology to minimize risk of ignition in HFTDs Remote GridWLDFRWire-to-wire contactAggregated | WLDFR | HFTD - Distribution - Tier 3 - 4QU CoRE ¦ 1QU LoRE | Non-Red Flag Warning - Destructive Fires | Wire-to-wire contact | Aggregated | 2031 | 8.9943e-08 | 607.6134 | 5.4651e-05 | 2031 | Mitigation | 0.95 | 45 | 0 | esc | 0.00097009 | 8.7253e-11 | 0.00097009 | 8.7253e-11 | 0.0027813 | 1.4796e-08 | 0.013666 | 6.388e-08
[120 empty] | 7.3.3.17.5 (Remote Grid) Updates to grid topology to minimize risk of ignition in HFTDs Remote GridWLDFRWire-to-wire contactAggregated | WLDFR | HFTD - Distribution - Tier 3 - 4QU CoRE ¦ 1QU LoRE | Non-Red Flag Warning - Destructive Fires | Wire-to-wire contact | Aggregated | 2032 | 8.9943e-08 | 607.6134 | 5.4651e-05 | 2032 | Mitigation | 0.95 | 45 | 0 | esc | 0.00097009 | 8.7253e-11 | 0.00097009 | 8.7253e-11 | 0.0027813 | 1.4796e-08 | 0.013666 | 6.388e-08
[120 empty] | 7.3.3.17.5 (Remote Grid) Updates to grid topology to minimize risk of ignition in HFTDs Remote GridWLDFRWire-to-wire contactAggregated | WLDFR | HFTD - Distribution - Tier 3 - 4QU CoRE ¦ 1QU LoRE | Non-Red Flag Warning - Destructive Fires | Wire-to-wire contact | Aggregated | 2033 | 8.9943e-08 | 607.6134 | 5.4651e-05 | 2033 | Mitigation | 0.95 | 45 | 0 | esc | 0.00097009 | 8.7253e-11 | 0.00097009 | 8.7253e-11 | 0.0027813 | 1.4796e-08 | 0.013666 | 6.388e-08
[120 empty] | 7.3.3.17.5 (Remote Grid) Updates to grid topology to minimize risk of ignition in HFTDs Remote GridWLDFRWire-to-wire contactAggregated | WLDFR | HFTD - Distribution - Tier 3 - 4QU CoRE ¦ 1QU LoRE | Non-Red Flag Warning - Destructive Fires | Wire-to-wire contact | Aggregated | 2034 | 8.9943e-08 | 607.6134 | 5.4651e-05 | 2034 | Mitigation | 0.95 | 45 | 0 | esc | 0.00097009 | 8.7253e-11 | 0.00097009 | 8.7253e-11 | 0.0027813 | 1.4796e-08 | 0.013666 | 6.388e-08
[120 empty] | 7.3.3.17.5 (Remote Grid) Updates to grid topology to minimize risk of ignition in HFTDs Remote GridWLDFRWire-to-wire contactAggregated | WLDFR | HFTD - Distribution - Tier 3 - 4QU CoRE ¦ 1QU LoRE | Non-Red Flag Warning - Destructive Fires | Wire-to-wire contact | Aggregated | 2035 | 8.9943e-08 | 607.6134 | 5.4651e-05 | 2035 | Mitigation | 0.95 | 45 | 0 | esc | 0.00097009 | 8.7253e-11 | 0.00097009 | 8.7253e-11 | 0.0027813 | 1.4796e-08 | 0.013666 | 6.388e-08
[120 empty] | 7.3.3.17.5 (Remote Grid) Updates to grid topology to minimize risk of ignition in HFTDs Remote GridWLDFRWire-to-wire contactAggregated | WLDFR | HFTD - Distribution - Tier 3 - 4QU CoRE ¦ 1QU LoRE | Non-Red Flag Warning - Destructive Fires | Wire-to-wire contact | Aggregated | 2036 | 8.9943e-08 | 607.6134 | 5.4651e-05 | 2036 | Mitigation | 0.95 | 45 | 0 | esc | 0.00097009 | 8.7253e-11 | 0.00097009 | 8.7253e-11 | 0.0027813 | 1.4796e-08 | 0.013666 | 6.388e-08
[120 empty] | 7.3.3.17.5 (Remote Grid) Updates to grid topology to minimize risk of ignition in HFTDs Remote GridWLDFRWire-to-wire contactAggregated | WLDFR | HFTD - Distribution - Tier 3 - 4QU CoRE ¦ 1QU LoRE | Non-Red Flag Warning - Destructive Fires | Wire-to-wire contact | Aggregated | 2037 | 8.9943e-08 | 607.6134 | 5.4651e-05 | 2037 | Mitigation | 0.95 | 45 | 0 | esc | 0.00097009 | 8.7253e-11 | 0.00097009 | 8.7253e-11 | 0.0027813 | 1.4796e-08 | 0.013666 | 6.388e-08
[120 empty] | 7.3.3.17.5 (Remote Grid) Updates to grid topology to minimize risk of ignition in HFTDs Remote GridWLDFRWire-to-wire contactAggregated | WLDFR | HFTD - Distribution - Tier 3 - 4QU CoRE ¦ 1QU LoRE | Non-Red Flag Warning - Destructive Fires | Wire-to-wire contact | Aggregated | 2038 | 8.9943e-08 | 607.6134 | 5.4651e-05 | 2038 | Mitigation | 0.95 | 45 | 0 | esc | 0.00097009 | 8.7253e-11 | 0.00097009 | 8.7253e-11 | 0.0027813 | 1.4796e-08 | 0.013666 | 6.388e-08
[120 empty] | 7.3.3.17.5 (Remote Grid) Updates to grid topology to minimize risk of ignition in HFTDs Remote GridWLDFRWire-to-wire contactAggregated | WLDFR | HFTD - Distribution - Tier 3 - 4QU CoRE ¦ 1QU LoRE | Non-Red Flag Warning - Destructive Fires | Wire-to-wire contact | Aggregated | 2039 | 8.9943e-08 | 607.6134 | 5.4651e-05 | 2039 | Mitigation | 0.95 | 45 | 0 | esc | 0.00097009 | 8.7253e-11 | 0.00097009 | 8.7253e-11 | 0.0027813 | 1.4796e-08 | 0.013666 | 6.388e-08
[120 empty] | 7.3.3.17.5 (Remote Grid) Updates to grid topology to minimize risk of ignition in HFTDs Remote GridWLDFRWire-to-wire contactAggregated | WLDFR | HFTD - Distribution - Tier 3 - 4QU CoRE ¦ 1QU LoRE | Non-Red Flag Warning - Destructive Fires | Wire-to-wire contact | Aggregated | 2040 | 8.9943e-08 | 607.6134 | 5.4651e-05 | 2040 | Mitigation | 0.95 | 45 | 0 | esc | 0.00097009 | 8.7253e-11 | 0.00097009 | 8.7253e-11 | 0.0027813 | 1.4796e-08 | 0 | 0
[120 empty] | 7.3.3.17.5 (Remote Grid) Updates to grid topology to minimize risk of ignition in HFTDs Remote GridWLDFRWire-to-wire contactAggregated | WLDFR | HFTD - Distribution - Tier 3 - 4QU CoRE ¦ 1QU LoRE | Non-Red Flag Warning - Destructive Fires | Wire-to-wire contact | Aggregated | 2041 | 8.9943e-08 | 607.6134 | 5.4651e-05 | 2041 | Mitigation | 0.95 | 45 | 0 | esc | 0.00097009 | 8.7253e-11 | 0.00097009 | 8.7253e-11 | 0.0027813 | 1.4796e-08 | 0 | 0
[120 empty] | 7.3.3.17.5 (Remote Grid) Updates to grid topology to minimize risk of ignition in HFTDs Remote GridWLDFRWire-to-wire contactAggregated | WLDFR | HFTD - Distribution - Tier 3 - 4QU CoRE ¦ 1QU LoRE | Non-Red Flag Warning - Destructive Fires | Wire-to-wire contact | Aggregated | 2042 | 8.9943e-08 | 607.6134 | 5.4651e-05 | 2042 | Mitigation | 0.95 | 45 | 0 | esc | 0.00097009 | 8.7253e-11 | 0.00097009 | 8.7253e-11 | 0.0027813 | 1.4796e-08 | 0.0063316 | 2.1475e-09
[120 empty] | 7.3.3.17.5 (Remote Grid) Updates to grid topology to minimize risk of ignition in HFTDs Remote GridWLDFRWire-to-wire contactAggregated | WLDFR | HFTD - Distribution - Tier 3 - 4QU CoRE ¦ 1QU LoRE | Non-Red Flag Warning - Destructive Fires | Wire-to-wire contact | Aggregated | 2043 | 8.9943e-08 | 607.6134 | 5.4651e-05 | 2043 | Mitigation | 0.95 | 45 | 0 | esc | 0.00097009 | 8.7253e-11 | 0.00097009 | 8.7253e-11 | 0.0027813 | 1.4796e-08 | 0.0063316 | 2.1475e-09
[120 empty] | 7.3.3.17.5 (Remote Grid) Updates to grid topology to minimize risk of ignition in HFTDs Remote GridWLDFRWire-to-wire contactAggregated | WLDFR | HFTD - Distribution - Tier 3 - 4QU CoRE ¦ 1QU LoRE | Non-Red Flag Warning - Destructive Fires | Wire-to-wire contact | Aggregated | 2044 | 8.9943e-08 | 607.6134 | 5.4651e-05 | 2044 | Mitigation | 0.95 | 45 | 0 | esc | 0.00097009 | 8.7253e-11 | 0.00097009 | 8.7253e-11 | 0.0027813 | 1.4796e-08 | 0.0063316 | 2.1475e-09
[120 empty] | 7.3.3.17.5 (Remote Grid) Updates to grid topology to minimize risk of ignition in HFTDs Remote GridWLDFRWire-to-wire contactAggregated | WLDFR | HFTD - Distribution - Tier 3 - 4QU CoRE ¦ 1QU LoRE | Non-Red Flag Warning - Destructive Fires | Wire-to-wire contact | Aggregated | 2045 | 8.9943e-08 | 607.6134 | 5.4651e-05 | 2045 | Mitigation | 0.95 | 45 | 0 | esc | 0.00097009 | 8.7253e-11 | 0.00097009 | 8.7253e-11 | 0.0027813 | 1.4796e-08 | 0.0063316 | 2.1475e-09
[120 empty] | 7.3.3.17.5 (Remote Grid) Updates to grid topology to minimize risk of ignition in HFTDs Remote GridWLDFRWire-to-wire contactAggregated | WLDFR | HFTD - Distribution - Tier 3 - 4QU CoRE ¦ 1QU LoRE | Non-Red Flag Warning - Destructive Fires | Wire-to-wire contact | Aggregated | 2046 | 8.9943e-08 | 607.6134 | 5.4651e-05 | 2046 | Mitigation | 0.95 | 45 | 0 | esc | 0.00097009 | 8.7253e-11 | 0.00097009 | 8.7253e-11 | 0.0027813 | 1.4796e-08 | 0.0063316 | 2.1475e-09
[120 empty] | 7.3.3.17.5 (Remote Grid) Updates to grid topology to minimize risk of ignition in HFTDs Remote GridWLDFRWire-to-wire contactAggregated | WLDFR | HFTD - Distribution - Tier 3 - 4QU CoRE ¦ 1QU LoRE | Non-Red Flag Warning - Destructive Fires | Wire-to-wire contact | Aggregated | 2047 | 8.9943e-08 | 607.6134 | 5.4651e-05 | 2047 | Mitigation | 0.95 | 45 | 0 | esc | 0.00097009 | 8.7253e-11 | 0.00097009 | 8.7253e-11 | 0.0027813 | 1.4796e-08 | 0.0063316 | 2.1475e-09
[120 empty] | 7.3.3.17.5 (Remote Grid) Updates to grid topology to minimize risk of ignition in HFTDs Remote GridWLDFRWire-to-wire contactAggregated | WLDFR | HFTD - Distribution - Tier 3 - 4QU CoRE ¦ 1QU LoRE | Non-Red Flag Warning - Destructive Fires | Wire-to-wire contact | Aggregated | 2048 | 8.9943e-08 | 607.6134 | 5.4651e-05 | 2048 | Mitigation | 0.95 | 45 | 0 | esc | 0.00097009 | 8.7253e-11 | 0.00097009 | 8.7253e-11 | 0.0027813 | 1.4796e-08 | 0.0063316 | 2.1475e-09
[120 empty] | 7.3.3.17.5 (Remote Grid) Updates to grid topology to minimize risk of ignition in HFTDs Remote GridWLDFRWire-to-wire contactAggregated | WLDFR | HFTD - Distribution - Tier 3 - 4QU CoRE ¦ 1QU LoRE | Non-Red Flag Warning - Destructive Fires | Wire-to-wire contact | Aggregated | 2049 | 8.9943e-08 | 607.6134 | 5.4651e-05 | 2049 | Mitigation | 0.95 | 45 | 0 | esc | 0.00097009 | 8.7253e-11 | 0.00097009 | 8.7253e-11 | 0.0027813 | 1.4796e-08 | 0.0063316 | 2.1475e-09
[120 empty] | 7.3.3.17.5 (Remote Grid) Updates to grid topology to minimize risk of ignition in HFTDs Remote GridWLDFRWire-to-wire contactAggregated | WLDFR | HFTD - Distribution - Tier 3 - 4QU CoRE ¦ 1QU LoRE | Non-Red Flag Warning - Destructive Fires | Wire-to-wire contact | Aggregated | 2050 | 8.9943e-08 | 607.6134 | 5.4651e-05 | 2050 | Mitigation | 0.95 | 45 | 0 | esc | 0.00097009 | 8.7253e-11 | 0.00097009 | 8.7253e-11 | 0.0027813 | 1.4796e-08 | 0.0063316 | 2.1475e-09
[120 empty] | 7.3.3.17.5 (Remote Grid) Updates to grid topology to minimize risk of ignition in HFTDs Remote GridWLDFRWire-to-wire contactAggregated | WLDFR | HFTD - Distribution - Tier 3 - 4QU CoRE ¦ 1QU LoRE | Non-Red Flag Warning - Destructive Fires | Wire-to-wire contact | Aggregated | 2051 | 8.9943e-08 | 607.6134 | 5.4651e-05 | 2051 | Mitigation | 0.95 | 45 | 0 | esc | 0.00097009 | 8.7253e-11 | 0.00097009 | 8.7253e-11 | 0.0027813 | 1.4796e-08 | 0.0063316 | 2.1475e-09
[120 empty] | 7.3.3.17.5 (Remote Grid) Updates to grid topology to minimize risk of ignition in HFTDs Remote GridWLDFRWire-to-wire contactAggregated | WLDFR | HFTD - Distribution - Tier 3 - 4QU CoRE ¦ 1QU LoRE | Non-Red Flag Warning - Destructive Fires | Wire-to-wire contact | Aggregated | 2052 | 8.9943e-08 | 607.6134 | 5.4651e-05 | 2052 | Mitigation | 0.95 | 45 | 0 | esc | 0.00097009 | 8.7253e-11 | 0.00097009 | 8.7253e-11 | 0.0027813 | 1.4796e-08 | 0.0063316 | 2.1475e-09
[120 empty] | 7.3.3.17.5 (Remote Grid) Updates to grid topology to minimize risk of ignition in HFTDs Remote GridWLDFRWire-to-wire contactAggregated | WLDFR | HFTD - Distribution - Tier 3 - 4QU CoRE ¦ 1QU LoRE | Non-Red Flag Warning - Destructive Fires | Wire-to-wire contact | Aggregated | 2053 | 8.9943e-08 | 607.6134 | 5.4651e-05 | 2053 | Mitigation | 0.95 | 45 | 0 | esc | 0.00097009 | 8.7253e-11 | 0.00097009 | 8.7253e-11 | 0.0027813 | 1.4796e-08 | 0.0063316 | 2.1475e-09
[120 empty] | 7.3.3.17.5 (Remote Grid) Updates to grid topology to minimize risk of ignition in HFTDs Remote GridWLDFRWire-to-wire contactAggregated | WLDFR | HFTD - Distribution - Tier 3 - 4QU CoRE ¦ 1QU LoRE | Non-Red Flag Warning - Destructive Fires | Wire-to-wire contact | Aggregated | 2054 | 8.9943e-08 | 607.6134 | 5.4651e-05 | 2054 | Mitigation | 0.95 | 45 | 0 | esc | 0.00097009 | 8.7253e-11 | 0.00097009 | 8.7253e-11 | 0.0027813 | 1.4796e-08 | 0.0063316 | 2.1475e-09
[120 empty] | 7.3.3.17.5 (Remote Grid) Updates to grid topology to minimize risk of ignition in HFTDs Remote GridWLDFRWire-to-wire contactAggregated | WLDFR | HFTD - Distribution - Tier 3 - 4QU CoRE ¦ 1QU LoRE | Non-Red Flag Warning - Destructive Fires | Wire-to-wire contact | Aggregated | 2055 | 8.9943e-08 | 607.6134 | 5.4651e-05 | 2055 | Mitigation | 0.95 | 45 | 0 | esc | 0.00097009 | 8.7253e-11 | 0.00097009 | 8.7253e-11 | 0.0027813 | 1.4796e-08 | 0.0063316 | 2.1475e-09
[120 empty] | 7.3.3.17.5 (Remote Grid) Updates to grid topology to minimize risk of ignition in HFTDs Remote GridWLDFRWire-to-wire contactAggregated | WLDFR | HFTD - Distribution - Tier 3 - 4QU CoRE ¦ 1QU LoRE | Non-Red Flag Warning - Destructive Fires | Wire-to-wire contact | Aggregated | 2056 | 8.9943e-08 | 607.6134 | 5.4651e-05 | 2056 | Mitigation | 0.95 | 45 | 0 | esc | 0.00097009 | 8.7253e-11 | 0.00097009 | 8.7253e-11 | 0.0027813 | 1.4796e-08 | 0.0063316 | 2.1475e-09
[120 empty] | 7.3.3.17.5 (Remote Grid) Updates to grid topology to minimize risk of ignition in HFTDs Remote GridWLDFRWire-to-wire contactAggregated | WLDFR | HFTD - Distribution - Tier 3 - 4QU CoRE ¦ 1QU LoRE | Non-Red Flag Warning - Destructive Fires | Wire-to-wire contact | Aggregated | 2057 | 8.9943e-08 | 607.6134 | 5.4651e-05 | 2057 | Mitigation | 0.95 | 45 | 0 | esc | 0.00097009 | 8.7253e-11 | 0.00097009 | 8.7253e-11 | 0.0027813 | 1.4796e-08 | 0.0063316 | 2.1475e-09
[120 empty] | 7.3.3.17.5 (Remote Grid) Updates to grid topology to minimize risk of ignition in HFTDs Remote GridWLDFRWire-to-wire contactAggregated | WLDFR | HFTD - Distribution - Tier 3 - 4QU CoRE ¦ 1QU LoRE | Non-Red Flag Warning - Destructive Fires | Wire-to-wire contact | Aggregated | 2058 | 8.9943e-08 | 607.6134 | 5.4651e-05 | 2058 | Mitigation | 0.95 | 45 | 0 | esc | 0.00097009 | 8.7253e-11 | 0.00097009 | 8.7253e-11 | 0.0027813 | 1.4796e-08 | 0.0063316 | 2.1475e-09
[120 empty] | 7.3.3.17.5 (Remote Grid) Updates to grid topology to minimize risk of ignition in HFTDs Remote GridWLDFRWire-to-wire contactAggregated | WLDFR | HFTD - Distribution - Tier 3 - 4QU CoRE ¦ 1QU LoRE | Non-Red Flag Warning - Destructive Fires | Wire-to-wire contact | Aggregated | 2059 | 8.9943e-08 | 607.6134 | 5.4651e-05 | 2059 | Mitigation | 0.95 | 45 | 0 | esc | 0.00097009 | 8.7253e-11 | 0.00097009 | 8.7253e-11 | 0.0027813 | 1.4796e-08 | 0.0063316 | 2.1475e-09
[120 empty] | 7.3.3.17.5 (Remote Grid) Updates to grid topology to minimize risk of ignition in HFTDs Remote GridWLDFRWire-to-wire contactAggregated | WLDFR | HFTD - Distribution - Tier 3 - 4QU CoRE ¦ 1QU LoRE | Non-Red Flag Warning - Destructive Fires | Wire-to-wire contact | Aggregated | 2060 | 8.9943e-08 | 607.6134 | 5.4651e-05 | 2060 | Mitigation | 0.95 | 45 | 0 | esc | 0.00097009 | 8.7253e-11 | 0.00097009 | 8.7253e-11 | 0.0027813 | 1.4796e-08 | 0.0063316 | 2.1475e-09
[120 empty] | 7.3.3.17.5 (Remote Grid) Updates to grid topology to minimize risk of ignition in HFTDs Remote GridWLDFRWire-to-wire contactAggregated | WLDFR | HFTD - Distribution - Tier 3 - 4QU CoRE ¦ 1QU LoRE | Non-Red Flag Warning - Destructive Fires | Wire-to-wire contact | Aggregated | 2061 | 8.9943e-08 | 607.6134 | 5.4651e-05 | 2061 | Mitigation | 0.95 | 45 | 0 | esc | 0.00097009 | 8.7253e-11 | 0.00097009 | 8.7253e-11 | 0.0027813 | 1.4796e-08 | 0.0063316 | 2.1475e-09
[120 empty] | 7.3.3.17.5 (Remote Grid) Updates to grid topology to minimize risk of ignition in HFTDs Remote GridWLDFRWire-to-wire contactAggregated | WLDFR | HFTD - Distribution - Tier 3 - 4QU CoRE ¦ 1QU LoRE | Non-Red Flag Warning - Destructive Fires | Wire-to-wire contact | Aggregated | 2062 | 8.9943e-08 | 607.6134 | 5.4651e-05 | 2062 | Mitigation | 0.95 | 45 | 0 | esc | 0.00097009 | 8.7253e-11 | 0.00097009 | 8.7253e-11 | 0.0027813 | 1.4796e-08 | 0.0063316 | 2.1475e-09
[120 empty] | 7.3.3.17.5 (Remote Grid) Updates to grid topology to minimize risk of ignition in HFTDs Remote GridWLDFRWire-to-wire contactAggregated | WLDFR | HFTD - Distribution - Tier 3 - 4QU CoRE ¦ 1QU LoRE | Non-Red Flag Warning - Destructive Fires | Wire-to-wire contact | Aggregated | 2063 | 8.9943e-08 | 607.6134 | 5.4651e-05 | 2063 | Mitigation | 0.95 | 45 | 0 | esc | 0.00097009 | 8.7253e-11 | 0.00097009 | 8.7253e-11 | 0.0027813 | 1.4796e-08 | 0.0063316 | 2.1475e-09
[120 empty] | 7.3.3.17.5 (Remote Grid) Updates to grid topology to minimize risk of ignition in HFTDs Remote GridWLDFRWire-to-wire contactAggregated | WLDFR | HFTD - Distribution - Tier 3 - 4QU CoRE ¦ 1QU LoRE | Non-Red Flag Warning - Destructive Fires | Wire-to-wire contact | Aggregated | 2064 | 8.9943e-08 | 607.6134 | 5.4651e-05 | 2064 | Mitigation | 0.95 | 45 | 0 | esc | 0.00097009 | 8.7253e-11 | 0.00097009 | 8.7253e-11 | 0.0027813 | 1.4796e-08 | 0.0063316 | 2.1475e-09
[120 empty] | 7.3.3.17.5 (Remote Grid) Updates to grid topology to minimize risk of ignition in HFTDs Remote GridWLDFRWire-to-wire contactAggregated | WLDFR | HFTD - Distribution - Tier 3 - 4QU CoRE ¦ 1QU LoRE | Non-Red Flag Warning - Destructive Fires | Wire-to-wire contact | Aggregated | 2065 | 8.9943e-08 | 607.6134 | 5.4651e-05 | 2065 | Mitigation | 0.95 | 45 | 0 | esc | 0.00097009 | 8.7253e-11 | 0.00097009 | 8.7253e-11 | 0.0027813 | 1.4796e-08 | 0.0063316 | 2.1475e-09
[120 empty] | 7.3.3.17.5 (Remote Grid) Updates to grid topology to minimize risk of ignition in HFTDs Remote GridWLDFRWire-to-wire contactAggregated | WLDFR | HFTD - Distribution - Tier 3 - 4QU CoRE ¦ 1QU LoRE | Non-Red Flag Warning - Destructive Fires | Wire-to-wire contact | Aggregated | 2066 | 8.9943e-08 | 607.6134 | 5.4651e-05 | 2066 | Mitigation | 0.95 | 45 | 0 | esc | 0.00097009 | 8.7253e-11 | 0.00097009 | 8.7253e-11 | 0.0027813 | 1.4796e-08 | 0.0063316 | 2.1475e-09
[120 empty] | 7.3.3.17.5 (Remote Grid) Updates to grid topology to minimize risk of ignition in HFTDs Remote GridWLDFRWire-to-wire contactAggregated | WLDFR | HFTD - Distribution - Tier 3 - 4QU CoRE ¦ 1QU LoRE | Non-Red Flag Warning - Destructive Fires | Wire-to-wire contact | Aggregated | 2067 | 8.9943e-08 | 607.6134 | 5.4651e-05 | 2067 | Mitigation | 0.95 | 45 | 0 | esc | 0 | 0 | 0.00097009 | 8.7253e-11 | 0.0027813 | 1.4796e-08 | 0.0063316 | 2.1475e-09
[120 empty] | 7.3.3.17.5 (Remote Grid) Updates to grid topology to minimize risk of ignition in HFTDs Remote GridWLDFRContact from objectAggregated | WLDFR | HFTD - Distribution - Tier 3 - 4QU CoRE ¦ 1QU LoRE | Non-Red Flag Warning - Large Fires | Contact from object | Aggregated | 2022 | 5.447e-06 | 607.6134 | 0.0033097 | 2022 | Mitigation | 0.95 | 45 | 0 | esc | 0.00097009 | 5.2841e-09 | 0 | 0 | 0 | 0 | 0.0063316 | 2.1475e-09
[120 empty] | 7.3.3.17.5 (Remote Grid) Updates to grid topology to minimize risk of ignition in HFTDs Remote GridWLDFRContact from objectAggregated | WLDFR | HFTD - Distribution - Tier 3 - 4QU CoRE ¦ 1QU LoRE | Non-Red Flag Warning - Large Fires | Contact from object | Aggregated | 2023 | 5.447e-06 | 607.6134 | 0.0033097 | 2023 | Mitigation | 0.95 | 45 | 0 | esc | 0.00097009 | 5.2841e-09 | 0.00097009 | 5.2841e-09 | 0.034217 | 2.741e-07 | 0.0063316 | 2.1475e-09
[120 empty] | 7.3.3.17.5 (Remote Grid) Updates to grid topology to minimize risk of ignition in HFTDs Remote GridWLDFRContact from objectAggregated | WLDFR | HFTD - Distribution - Tier 3 - 4QU CoRE ¦ 1QU LoRE | Non-Red Flag Warning - Large Fires | Contact from object | Aggregated | 2024 | 5.447e-06 | 607.6134 | 0.0033097 | 2024 | Mitigation | 0.95 | 45 | 0 | esc | 0.00097009 | 5.2841e-09 | 0.00097009 | 5.2841e-09 | 0.034217 | 2.741e-07 | 0.0063316 | 2.1475e-09
[120 empty] | 7.3.3.17.5 (Remote Grid) Updates to grid topology to minimize risk of ignition in HFTDs Remote GridWLDFRContact from objectAggregated | WLDFR | HFTD - Distribution - Tier 3 - 4QU CoRE ¦ 1QU LoRE | Non-Red Flag Warning - Large Fires | Contact from object | Aggregated | 2025 | 5.447e-06 | 607.6134 | 0.0033097 | 2025 | Mitigation | 0.95 | 45 | 0 | esc | 0.00097009 | 5.2841e-09 | 0.00097009 | 5.2841e-09 | 0.034217 | 2.741e-07 | 0.0063316 | 2.1475e-09
[120 empty] | 7.3.3.17.5 (Remote Grid) Updates to grid topology to minimize risk of ignition in HFTDs Remote GridWLDFRContact from objectAggregated | WLDFR | HFTD - Distribution - Tier 3 - 4QU CoRE ¦ 1QU LoRE | Non-Red Flag Warning - Large Fires | Contact from object | Aggregated | 2026 | 5.447e-06 | 607.6134 | 0.0033097 | 2026 | Mitigation | 0.95 | 45 | 0 | esc | 0.00097009 | 5.2841e-09 | 0.00097009 | 5.2841e-09 | 0.034217 | 2.741e-07 | 0 | 0
[120 empty] | 7.3.3.17.5 (Remote Grid) Updates to grid topology to minimize risk of ignition in HFTDs Remote GridWLDFRContact from objectAggregated | WLDFR | HFTD - Distribution - Tier 3 - 4QU CoRE ¦ 1QU LoRE | Non-Red Flag Warning - Large Fires | Contact from object | Aggregated | 2027 | 5.447e-06 | 607.6134 | 0.0033097 | 2027 | Mitigation | 0.95 | 45 | 0 | esc | 0.00097009 | 5.2841e-09 | 0.00097009 | 5.2841e-09 | 0.034217 | 2.741e-07 | 0 | 0
[120 empty] | 7.3.3.17.5 (Remote Grid) Updates to grid topology to minimize risk of ignition in HFTDs Remote GridWLDFRContact from objectAggregated | WLDFR | HFTD - Distribution - Tier 3 - 4QU CoRE ¦ 1QU LoRE | Non-Red Flag Warning - Large Fires | Contact from object | Aggregated | 2028 | 5.447e-06 | 607.6134 | 0.0033097 | 2028 | Mitigation | 0.95 | 45 | 0 | esc | 0.00097009 | 5.2841e-09 | 0.00097009 | 5.2841e-09 | 0.034217 | 2.741e-07 | 0.010957 | 2.997e-08
[120 empty] | 7.3.3.17.5 (Remote Grid) Updates to grid topology to minimize risk of ignition in HFTDs Remote GridWLDFRContact from objectAggregated | WLDFR | HFTD - Distribution - Tier 3 - 4QU CoRE ¦ 1QU LoRE | Non-Red Flag Warning - Large Fires | Contact from object | Aggregated | 2029 | 5.447e-06 | 607.6134 | 0.0033097 | 2029 | Mitigation | 0.95 | 45 | 0 | esc | 0.00097009 | 5.2841e-09 | 0.00097009 | 5.2841e-09 | 0.034217 | 2.741e-07 | 0.010957 | 2.997e-08
[120 empty] | 7.3.3.17.5 (Remote Grid) Updates to grid topology to minimize risk of ignition in HFTDs Remote GridWLDFRContact from objectAggregated | WLDFR | HFTD - Distribution - Tier 3 - 4QU CoRE ¦ 1QU LoRE | Non-Red Flag Warning - Large Fires | Contact from object | Aggregated | 2030 | 5.447e-06 | 607.6134 | 0.0033097 | 2030 | Mitigation | 0.95 | 45 | 0 | esc | 0.00097009 | 5.2841e-09 | 0.00097009 | 5.2841e-09 | 0.034217 | 2.741e-07 | 0.010957 | 2.997e-08
[120 empty] | 7.3.3.17.5 (Remote Grid) Updates to grid topology to minimize risk of ignition in HFTDs Remote GridWLDFRContact from objectAggregated | WLDFR | HFTD - Distribution - Tier 3 - 4QU CoRE ¦ 1QU LoRE | Non-Red Flag Warning - Large Fires | Contact from object | Aggregated | 2031 | 5.447e-06 | 607.6134 | 0.0033097 | 2031 | Mitigation | 0.95 | 45 | 0 | esc | 0.00097009 | 5.2841e-09 | 0.00097009 | 5.2841e-09 | 0.034217 | 2.741e-07 | 0.010957 | 2.997e-08
[120 empty] | 7.3.3.17.5 (Remote Grid) Updates to grid topology to minimize risk of ignition in HFTDs Remote GridWLDFRContact from objectAggregated | WLDFR | HFTD - Distribution - Tier 3 - 4QU CoRE ¦ 1QU LoRE | Non-Red Flag Warning - Large Fires | Contact from object | Aggregated | 2032 | 5.447e-06 | 607.6134 | 0.0033097 | 2032 | Mitigation | 0.95 | 45 | 0 | esc | 0.00097009 | 5.2841e-09 | 0.00097009 | 5.2841e-09 | 0.034217 | 2.741e-07 | 0.010957 | 2.997e-08
[120 empty] | 7.3.3.17.5 (Remote Grid) Updates to grid topology to minimize risk of ignition in HFTDs Remote GridWLDFRContact from objectAggregated | WLDFR | HFTD - Distribution - Tier 3 - 4QU CoRE ¦ 1QU LoRE | Non-Red Flag Warning - Large Fires | Contact from object | Aggregated | 2033 | 5.447e-06 | 607.6134 | 0.0033097 | 2033 | Mitigation | 0.95 | 45 | 0 | esc | 0.00097009 | 5.2841e-09 | 0.00097009 | 5.2841e-09 | 0.034217 | 2.741e-07 | 0.010957 | 2.997e-08
[120 empty] | 7.3.3.17.5 (Remote Grid) Updates to grid topology to minimize risk of ignition in HFTDs Remote GridWLDFRContact from objectAggregated | WLDFR | HFTD - Distribution - Tier 3 - 4QU CoRE ¦ 1QU LoRE | Non-Red Flag Warning - Large Fires | Contact from object | Aggregated | 2034 | 5.447e-06 | 607.6134 | 0.0033097 | 2034 | Mitigation | 0.95 | 45 | 0 | esc | 0.00097009 | 5.2841e-09 | 0.00097009 | 5.2841e-09 | 0.034217 | 2.741e-07 | 0.010957 | 2.997e-08
[120 empty] | 7.3.3.17.5 (Remote Grid) Updates to grid topology to minimize risk of ignition in HFTDs Remote GridWLDFRContact from objectAggregated | WLDFR | HFTD - Distribution - Tier 3 - 4QU CoRE ¦ 1QU LoRE | Non-Red Flag Warning - Large Fires | Contact from object | Aggregated | 2035 | 5.447e-06 | 607.6134 | 0.0033097 | 2035 | Mitigation | 0.95 | 45 | 0 | esc | 0.00097009 | 5.2841e-09 | 0.00097009 | 5.2841e-09 | 0.034217 | 2.741e-07 | 0.010957 | 2.997e-08
[120 empty] | 7.3.3.17.5 (Remote Grid) Updates to grid topology to minimize risk of ignition in HFTDs Remote GridWLDFRContact from objectAggregated | WLDFR | HFTD - Distribution - Tier 3 - 4QU CoRE ¦ 1QU LoRE | Non-Red Flag Warning - Large Fires | Contact from object | Aggregated | 2036 | 5.447e-06 | 607.6134 | 0.0033097 | 2036 | Mitigation | 0.95 | 45 | 0 | esc | 0.00097009 | 5.2841e-09 | 0.00097009 | 5.2841e-09 | 0.034217 | 2.741e-07 | 0.010957 | 2.997e-08
[120 empty] | 7.3.3.17.5 (Remote Grid) Updates to grid topology to minimize risk of ignition in HFTDs Remote GridWLDFRContact from objectAggregated | WLDFR | HFTD - Distribution - Tier 3 - 4QU CoRE ¦ 1QU LoRE | Non-Red Flag Warning - Large Fires | Contact from object | Aggregated | 2037 | 5.447e-06 | 607.6134 | 0.0033097 | 2037 | Mitigation | 0.95 | 45 | 0 | esc | 0.00097009 | 5.2841e-09 | 0.00097009 | 5.2841e-09 | 0.034217 | 2.741e-07 | 0.010957 | 2.997e-08
[120 empty] | 7.3.3.17.5 (Remote Grid) Updates to grid topology to minimize risk of ignition in HFTDs Remote GridWLDFRContact from objectAggregated | WLDFR | HFTD - Distribution - Tier 3 - 4QU CoRE ¦ 1QU LoRE | Non-Red Flag Warning - Large Fires | Contact from object | Aggregated | 2038 | 5.447e-06 | 607.6134 | 0.0033097 | 2038 | Mitigation | 0.95 | 45 | 0 | esc | 0.00097009 | 5.2841e-09 | 0.00097009 | 5.2841e-09 | 0.034217 | 2.741e-07 | 0.010957 | 2.997e-08
[120 empty] | 7.3.3.17.5 (Remote Grid) Updates to grid topology to minimize risk of ignition in HFTDs Remote GridWLDFRContact from objectAggregated | WLDFR | HFTD - Distribution - Tier 3 - 4QU CoRE ¦ 1QU LoRE | Non-Red Flag Warning - Large Fires | Contact from object | Aggregated | 2039 | 5.447e-06 | 607.6134 | 0.0033097 | 2039 | Mitigation | 0.95 | 45 | 0 | esc | 0.00097009 | 5.2841e-09 | 0.00097009 | 5.2841e-09 | 0.034217 | 2.741e-07 | 0.010957 | 2.997e-08
[120 empty] | 7.3.3.17.5 (Remote Grid) Updates to grid topology to minimize risk of ignition in HFTDs Remote GridWLDFRContact from objectAggregated | WLDFR | HFTD - Distribution - Tier 3 - 4QU CoRE ¦ 1QU LoRE | Non-Red Flag Warning - Large Fires | Contact from object | Aggregated | 2040 | 5.447e-06 | 607.6134 | 0.0033097 | 2040 | Mitigation | 0.95 | 45 | 0 | esc | 0.00097009 | 5.2841e-09 | 0.00097009 | 5.2841e-09 | 0.034217 | 2.741e-07 | 0.010957 | 2.997e-08
[120 empty] | 7.3.3.17.5 (Remote Grid) Updates to grid topology to minimize risk of ignition in HFTDs Remote GridWLDFRContact from objectAggregated | WLDFR | HFTD - Distribution - Tier 3 - 4QU CoRE ¦ 1QU LoRE | Non-Red Flag Warning - Large Fires | Contact from object | Aggregated | 2041 | 5.447e-06 | 607.6134 | 0.0033097 | 2041 | Mitigation | 0.95 | 45 | 0 | esc | 0.00097009 | 5.2841e-09 | 0.00097009 | 5.2841e-09 | 0.034217 | 2.741e-07 | 0.010957 | 2.997e-08
[120 empty] | 7.3.3.17.5 (Remote Grid) Updates to grid topology to minimize risk of ignition in HFTDs Remote GridWLDFRContact from objectAggregated | WLDFR | HFTD - Distribution - Tier 3 - 4QU CoRE ¦ 1QU LoRE | Non-Red Flag Warning - Large Fires | Contact from object | Aggregated | 2042 | 5.447e-06 | 607.6134 | 0.0033097 | 2042 | Mitigation | 0.95 | 45 | 0 | esc | 0.00097009 | 5.2841e-09 | 0.00097009 | 5.2841e-09 | 0.034217 | 2.741e-07 | 0.010957 | 2.997e-08
[120 empty] | 7.3.3.17.5 (Remote Grid) Updates to grid topology to minimize risk of ignition in HFTDs Remote GridWLDFRContact from objectAggregated | WLDFR | HFTD - Distribution - Tier 3 - 4QU CoRE ¦ 1QU LoRE | Non-Red Flag Warning - Large Fires | Contact from object | Aggregated | 2043 | 5.447e-06 | 607.6134 | 0.0033097 | 2043 | Mitigation | 0.95 | 45 | 0 | esc | 0.00097009 | 5.2841e-09 | 0.00097009 | 5.2841e-09 | 0.034217 | 2.741e-07 | 0.010957 | 2.997e-08
[120 empty] | 7.3.3.17.5 (Remote Grid) Updates to grid topology to minimize risk of ignition in HFTDs Remote GridWLDFRContact from objectAggregated | WLDFR | HFTD - Distribution - Tier 3 - 4QU CoRE ¦ 1QU LoRE | Non-Red Flag Warning - Large Fires | Contact from object | Aggregated | 2044 | 5.447e-06 | 607.6134 | 0.0033097 | 2044 | Mitigation | 0.95 | 45 | 0 | esc | 0.00097009 | 5.2841e-09 | 0.00097009 | 5.2841e-09 | 0.034217 | 2.741e-07 | 0.010957 | 2.997e-08
[120 empty] | 7.3.3.17.5 (Remote Grid) Updates to grid topology to minimize risk of ignition in HFTDs Remote GridWLDFRContact from objectAggregated | WLDFR | HFTD - Distribution - Tier 3 - 4QU CoRE ¦ 1QU LoRE | Non-Red Flag Warning - Large Fires | Contact from object | Aggregated | 2045 | 5.447e-06 | 607.6134 | 0.0033097 | 2045 | Mitigation | 0.95 | 45 | 0 | esc | 0.00097009 | 5.2841e-09 | 0.00097009 | 5.2841e-09 | 0.034217 | 2.741e-07 | 0.010957 | 2.997e-08
[120 empty] | 7.3.3.17.5 (Remote Grid) Updates to grid topology to minimize risk of ignition in HFTDs Remote GridWLDFRContact from objectAggregated | WLDFR | HFTD - Distribution - Tier 3 - 4QU CoRE ¦ 1QU LoRE | Non-Red Flag Warning - Large Fires | Contact from object | Aggregated | 2046 | 5.447e-06 | 607.6134 | 0.0033097 | 2046 | Mitigation | 0.95 | 45 | 0 | esc | 0.00097009 | 5.2841e-09 | 0.00097009 | 5.2841e-09 | 0.034217 | 2.741e-07 | 0.010957 | 2.997e-08
[120 empty] | 7.3.3.17.5 (Remote Grid) Updates to grid topology to minimize risk of ignition in HFTDs Remote GridWLDFRContact from objectAggregated | WLDFR | HFTD - Distribution - Tier 3 - 4QU CoRE ¦ 1QU LoRE | Non-Red Flag Warning - Large Fires | Contact from object | Aggregated | 2047 | 5.447e-06 | 607.6134 | 0.0033097 | 2047 | Mitigation | 0.95 | 45 | 0 | esc | 0.00097009 | 5.2841e-09 | 0.00097009 | 5.2841e-09 | 0.034217 | 2.741e-07 | 0.010957 | 2.997e-08
[120 empty] | 7.3.3.17.5 (Remote Grid) Updates to grid topology to minimize risk of ignition in HFTDs Remote GridWLDFRContact from objectAggregated | WLDFR | HFTD - Distribution - Tier 3 - 4QU CoRE ¦ 1QU LoRE | Non-Red Flag Warning - Large Fires | Contact from object | Aggregated | 2048 | 5.447e-06 | 607.6134 | 0.0033097 | 2048 | Mitigation | 0.95 | 45 | 0 | esc | 0.00097009 | 5.2841e-09 | 0.00097009 | 5.2841e-09 | 0.034217 | 2.741e-07 | 0.010957 | 2.997e-08
[120 empty] | 7.3.3.17.5 (Remote Grid) Updates to grid topology to minimize risk of ignition in HFTDs Remote GridWLDFRContact from objectAggregated | WLDFR | HFTD - Distribution - Tier 3 - 4QU CoRE ¦ 1QU LoRE | Non-Red Flag Warning - Large Fires | Contact from object | Aggregated | 2049 | 5.447e-06 | 607.6134 | 0.0033097 | 2049 | Mitigation | 0.95 | 45 | 0 | esc | 0.00097009 | 5.2841e-09 | 0.00097009 | 5.2841e-09 | 0.034217 | 2.741e-07 | 0.010957 | 2.997e-08
[120 empty] | 7.3.3.17.5 (Remote Grid) Updates to grid topology to minimize risk of ignition in HFTDs Remote GridWLDFRContact from objectAggregated | WLDFR | HFTD - Distribution - Tier 3 - 4QU CoRE ¦ 1QU LoRE | Non-Red Flag Warning - Large Fires | Contact from object | Aggregated | 2050 | 5.447e-06 | 607.6134 | 0.0033097 | 2050 | Mitigation | 0.95 | 45 | 0 | esc | 0.00097009 | 5.2841e-09 | 0.00097009 | 5.2841e-09 | 0.034217 | 2.741e-07 | 0.010957 | 2.997e-08
[120 empty] | 7.3.3.17.5 (Remote Grid) Updates to grid topology to minimize risk of ignition in HFTDs Remote GridWLDFRContact from objectAggregated | WLDFR | HFTD - Distribution - Tier 3 - 4QU CoRE ¦ 1QU LoRE | Non-Red Flag Warning - Large Fires | Contact from object | Aggregated | 2051 | 5.447e-06 | 607.6134 | 0.0033097 | 2051 | Mitigation | 0.95 | 45 | 0 | esc | 0.00097009 | 5.2841e-09 | 0.00097009 | 5.2841e-09 | 0.034217 | 2.741e-07 | 0.010957 | 2.997e-08
[120 empty] | 7.3.3.17.5 (Remote Grid) Updates to grid topology to minimize risk of ignition in HFTDs Remote GridWLDFRContact from objectAggregated | WLDFR | HFTD - Distribution - Tier 3 - 4QU CoRE ¦ 1QU LoRE | Non-Red Flag Warning - Large Fires | Contact from object | Aggregated | 2052 | 5.447e-06 | 607.6134 | 0.0033097 | 2052 | Mitigation | 0.95 | 45 | 0 | esc | 0.00097009 | 5.2841e-09 | 0.00097009 | 5.2841e-09 | 0.034217 | 2.741e-07 | 0.010957 | 2.997e-08
[120 empty] | 7.3.3.17.5 (Remote Grid) Updates to grid topology to minimize risk of ignition in HFTDs Remote GridWLDFRContact from objectAggregated | WLDFR | HFTD - Distribution - Tier 3 - 4QU CoRE ¦ 1QU LoRE | Non-Red Flag Warning - Large Fires | Contact from object | Aggregated | 2053 | 5.447e-06 | 607.6134 | 0.0033097 | 2053 | Mitigation | 0.95 | 45 | 0 | esc | 0.00097009 | 5.2841e-09 | 0.00097009 | 5.2841e-09 | 0.034217 | 2.741e-07 | 0.010957 | 2.997e-08
[120 empty] | 7.3.3.17.5 (Remote Grid) Updates to grid topology to minimize risk of ignition in HFTDs Remote GridWLDFRContact from objectAggregated | WLDFR | HFTD - Distribution - Tier 3 - 4QU CoRE ¦ 1QU LoRE | Non-Red Flag Warning - Large Fires | Contact from object | Aggregated | 2054 | 5.447e-06 | 607.6134 | 0.0033097 | 2054 | Mitigation | 0.95 | 45 | 0 | esc | 0.00097009 | 5.2841e-09 | 0.00097009 | 5.2841e-09 | 0.034217 | 2.741e-07 | 0.010957 | 2.997e-08
[120 empty] | 7.3.3.17.5 (Remote Grid) Updates to grid topology to minimize risk of ignition in HFTDs Remote GridWLDFRContact from objectAggregated | WLDFR | HFTD - Distribution - Tier 3 - 4QU CoRE ¦ 1QU LoRE | Non-Red Flag Warning - Large Fires | Contact from object | Aggregated | 2055 | 5.447e-06 | 607.6134 | 0.0033097 | 2055 | Mitigation | 0.95 | 45 | 0 | esc | 0.00097009 | 5.2841e-09 | 0.00097009 | 5.2841e-09 | 0.034217 | 2.741e-07 | 0.010957 | 2.997e-08
[120 empty] | 7.3.3.17.5 (Remote Grid) Updates to grid topology to minimize risk of ignition in HFTDs Remote GridWLDFRContact from objectAggregated | WLDFR | HFTD - Distribution - Tier 3 - 4QU CoRE ¦ 1QU LoRE | Non-Red Flag Warning - Large Fires | Contact from object | Aggregated | 2056 | 5.447e-06 | 607.6134 | 0.0033097 | 2056 | Mitigation | 0.95 | 45 | 0 | esc | 0.00097009 | 5.2841e-09 | 0.00097009 | 5.2841e-09 | 0.034217 | 2.741e-07 | 0.010957 | 2.997e-08
[120 empty] | 7.3.3.17.5 (Remote Grid) Updates to grid topology to minimize risk of ignition in HFTDs Remote GridWLDFRContact from objectAggregated | WLDFR | HFTD - Distribution - Tier 3 - 4QU CoRE ¦ 1QU LoRE | Non-Red Flag Warning - Large Fires | Contact from object | Aggregated | 2057 | 5.447e-06 | 607.6134 | 0.0033097 | 2057 | Mitigation | 0.95 | 45 | 0 | esc | 0.00097009 | 5.2841e-09 | 0.00097009 | 5.2841e-09 | 0.034217 | 2.741e-07 | 0.010957 | 2.997e-08
[120 empty] | 7.3.3.17.5 (Remote Grid) Updates to grid topology to minimize risk of ignition in HFTDs Remote GridWLDFRContact from objectAggregated | WLDFR | HFTD - Distribution - Tier 3 - 4QU CoRE ¦ 1QU LoRE | Non-Red Flag Warning - Large Fires | Contact from object | Aggregated | 2058 | 5.447e-06 | 607.6134 | 0.0033097 | 2058 | Mitigation | 0.95 | 45 | 0 | esc | 0.00097009 | 5.2841e-09 | 0.00097009 | 5.2841e-09 | 0.034217 | 2.741e-07 | 0 | 0
[120 empty] | 7.3.3.17.5 (Remote Grid) Updates to grid topology to minimize risk of ignition in HFTDs Remote GridWLDFRContact from objectAggregated | WLDFR | HFTD - Distribution - Tier 3 - 4QU CoRE ¦ 1QU LoRE | Non-Red Flag Warning - Large Fires | Contact from object | Aggregated | 2059 | 5.447e-06 | 607.6134 | 0.0033097 | 2059 | Mitigation | 0.95 | 45 | 0 | esc | 0.00097009 | 5.2841e-09 | 0.00097009 | 5.2841e-09 | 0.034217 | 2.741e-07 | 0 | 0
[120 empty] | 7.3.3.17.5 (Remote Grid) Updates to grid topology to minimize risk of ignition in HFTDs Remote GridWLDFRContact from objectAggregated | WLDFR | HFTD - Distribution - Tier 3 - 4QU CoRE ¦ 1QU LoRE | Non-Red Flag Warning - Large Fires | Contact from object | Aggregated | 2060 | 5.447e-06 | 607.6134 | 0.0033097 | 2060 | Mitigation | 0.95 | 45 | 0 | esc | 0.00097009 | 5.2841e-09 | 0.00097009 | 5.2841e-09 | 0.034217 | 2.741e-07 | 0.012004 | 4.4162e-08
[120 empty] | 7.3.3.17.5 (Remote Grid) Updates to grid topology to minimize risk of ignition in HFTDs Remote GridWLDFRContact from objectAggregated | WLDFR | HFTD - Distribution - Tier 3 - 4QU CoRE ¦ 1QU LoRE | Non-Red Flag Warning - Large Fires | Contact from object | Aggregated | 2061 | 5.447e-06 | 607.6134 | 0.0033097 | 2061 | Mitigation | 0.95 | 45 | 0 | esc | 0.00097009 | 5.2841e-09 | 0.00097009 | 5.2841e-09 | 0.034217 | 2.741e-07 | 0.012004 | 4.4162e-08
[120 empty] | 7.3.3.17.5 (Remote Grid) Updates to grid topology to minimize risk of ignition in HFTDs Remote GridWLDFRContact from objectAggregated | WLDFR | HFTD - Distribution - Tier 3 - 4QU CoRE ¦ 1QU LoRE | Non-Red Flag Warning - Large Fires | Contact from object | Aggregated | 2062 | 5.447e-06 | 607.6134 | 0.0033097 | 2062 | Mitigation | 0.95 | 45 | 0 | esc | 0.00097009 | 5.2841e-09 | 0.00097009 | 5.2841e-09 | 0.034217 | 2.741e-07 | 0.012004 | 4.4162e-08
[120 empty] | 7.3.3.17.5 (Remote Grid) Updates to grid topology to minimize risk of ignition in HFTDs Remote GridWLDFRContact from objectAggregated | WLDFR | HFTD - Distribution - Tier 3 - 4QU CoRE ¦ 1QU LoRE | Non-Red Flag Warning - Large Fires | Contact from object | Aggregated | 2063 | 5.447e-06 | 607.6134 | 0.0033097 | 2063 | Mitigation | 0.95 | 45 | 0 | esc | 0.00097009 | 5.2841e-09 | 0.00097009 | 5.2841e-09 | 0.034217 | 2.741e-07 | 0.012004 | 4.4162e-08
[120 empty] | 7.3.3.17.5 (Remote Grid) Updates to grid topology to minimize risk of ignition in HFTDs Remote GridWLDFRContact from objectAggregated | WLDFR | HFTD - Distribution - Tier 3 - 4QU CoRE ¦ 1QU LoRE | Non-Red Flag Warning - Large Fires | Contact from object | Aggregated | 2064 | 5.447e-06 | 607.6134 | 0.0033097 | 2064 | Mitigation | 0.95 | 45 | 0 | esc | 0.00097009 | 5.2841e-09 | 0.00097009 | 5.2841e-09 | 0.034217 | 2.741e-07 | 0.012004 | 4.4162e-08
[120 empty] | 7.3.3.17.5 (Remote Grid) Updates to grid topology to minimize risk of ignition in HFTDs Remote GridWLDFRContact from objectAggregated | WLDFR | HFTD - Distribution - Tier 3 - 4QU CoRE ¦ 1QU LoRE | Non-Red Flag Warning - Large Fires | Contact from object | Aggregated | 2065 | 5.447e-06 | 607.6134 | 0.0033097 | 2065 | Mitigation | 0.95 | 45 | 0 | esc | 0.00097009 | 5.2841e-09 | 0.00097009 | 5.2841e-09 | 0.034217 | 2.741e-07 | 0.012004 | 4.4162e-08
[120 empty] | 7.3.3.17.5 (Remote Grid) Updates to grid topology to minimize risk of ignition in HFTDs Remote GridWLDFRContact from objectAggregated | WLDFR | HFTD - Distribution - Tier 3 - 4QU CoRE ¦ 1QU LoRE | Non-Red Flag Warning - Large Fires | Contact from object | Aggregated | 2066 | 5.447e-06 | 607.6134 | 0.0033097 | 2066 | Mitigation | 0.95 | 45 | 0 | esc | 0.00097009 | 5.2841e-09 | 0.00097009 | 5.2841e-09 | 0.034217 | 2.741e-07 | 0.012004 | 4.4162e-08
[120 empty] | 7.3.3.17.5 (Remote Grid) Updates to grid topology to minimize risk of ignition in HFTDs Remote GridWLDFRContact from objectAggregated | WLDFR | HFTD - Distribution - Tier 3 - 4QU CoRE ¦ 1QU LoRE | Non-Red Flag Warning - Large Fires | Contact from object | Aggregated | 2067 | 5.447e-06 | 607.6134 | 0.0033097 | 2067 | Mitigation | 0.95 | 45 | 0 | esc | 0 | 0 | 0.00097009 | 5.2841e-09 | 0.034217 | 2.741e-07 | 0.012004 | 4.4162e-08
[120 empty] | 7.3.3.17.5 (Remote Grid) Updates to grid topology to minimize risk of ignition in HFTDs Remote GridWLDFRContaminationAggregated | WLDFR | HFTD - Distribution - Tier 3 - 4QU CoRE ¦ 1QU LoRE | Non-Red Flag Warning - Large Fires | Contamination | Aggregated | 2022 | 1.0371e-07 | 607.6134 | 6.3015e-05 | 2022 | Mitigation | 0.95 | 45 | 0 | esc | 0.00097009 | 1.0061e-10 | 0 | 0 | 0.034217 | 2.741e-07 | 0.012004 | 4.4162e-08
[120 empty] | 7.3.3.17.5 (Remote Grid) Updates to grid topology to minimize risk of ignition in HFTDs Remote GridWLDFRContaminationAggregated | WLDFR | HFTD - Distribution - Tier 3 - 4QU CoRE ¦ 1QU LoRE | Non-Red Flag Warning - Large Fires | Contamination | Aggregated | 2023 | 1.0371e-07 | 607.6134 | 6.3015e-05 | 2023 | Mitigation | 0.95 | 45 | 0 | esc | 0.00097009 | 1.0061e-10 | 0.00097009 | 1.0061e-10 | 0.034217 | 2.741e-07 | 0.012004 | 4.4162e-08
[120 empty] | 7.3.3.17.5 (Remote Grid) Updates to grid topology to minimize risk of ignition in HFTDs Remote GridWLDFRContaminationAggregated | WLDFR | HFTD - Distribution - Tier 3 - 4QU CoRE ¦ 1QU LoRE | Non-Red Flag Warning - Large Fires | Contamination | Aggregated | 2024 | 1.0371e-07 | 607.6134 | 6.3015e-05 | 2024 | Mitigation | 0.95 | 45 | 0 | esc | 0.00097009 | 1.0061e-10 | 0.00097009 | 1.0061e-10 | 0.034217 | 2.741e-07 | 0.012004 | 4.4162e-08
[120 empty] | 7.3.3.17.5 (Remote Grid) Updates to grid topology to minimize risk of ignition in HFTDs Remote GridWLDFRContaminationAggregated | WLDFR | HFTD - Distribution - Tier 3 - 4QU CoRE ¦ 1QU LoRE | Non-Red Flag Warning - Large Fires | Contamination | Aggregated | 2025 | 1.0371e-07 | 607.6134 | 6.3015e-05 | 2025 | Mitigation | 0.95 | 45 | 0 | esc | 0.00097009 | 1.0061e-10 | 0.00097009 | 1.0061e-10 | 0.034217 | 2.741e-07 | 0.012004 | 4.4162e-08
[120 empty] | 7.3.3.17.5 (Remote Grid) Updates to grid topology to minimize risk of ignition in HFTDs Remote GridWLDFRContaminationAggregated | WLDFR | HFTD - Distribution - Tier 3 - 4QU CoRE ¦ 1QU LoRE | Non-Red Flag Warning - Large Fires | Contamination | Aggregated | 2026 | 1.0371e-07 | 607.6134 | 6.3015e-05 | 2026 | Mitigation | 0.95 | 45 | 0 | esc | 0.00097009 | 1.0061e-10 | 0.00097009 | 1.0061e-10 | 0 | 0 | 0.012004 | 4.4162e-08
[120 empty] | 7.3.3.17.5 (Remote Grid) Updates to grid topology to minimize risk of ignition in HFTDs Remote GridWLDFRContaminationAggregated | WLDFR | HFTD - Distribution - Tier 3 - 4QU CoRE ¦ 1QU LoRE | Non-Red Flag Warning - Large Fires | Contamination | Aggregated | 2027 | 1.0371e-07 | 607.6134 | 6.3015e-05 | 2027 | Mitigation | 0.95 | 45 | 0 | esc | 0.00097009 | 1.0061e-10 | 0.00097009 | 1.0061e-10 | 0.034217 | 4.5655e-09 | 0.012004 | 4.4162e-08
[120 empty] | 7.3.3.17.5 (Remote Grid) Updates to grid topology to minimize risk of ignition in HFTDs Remote GridWLDFRContaminationAggregated | WLDFR | HFTD - Distribution - Tier 3 - 4QU CoRE ¦ 1QU LoRE | Non-Red Flag Warning - Large Fires | Contamination | Aggregated | 2028 | 1.0371e-07 | 607.6134 | 6.3015e-05 | 2028 | Mitigation | 0.95 | 45 | 0 | esc | 0.00097009 | 1.0061e-10 | 0.00097009 | 1.0061e-10 | 0.034217 | 4.5655e-09 | 0.012004 | 4.4162e-08
[120 empty] | 7.3.3.17.5 (Remote Grid) Updates to grid topology to minimize risk of ignition in HFTDs Remote GridWLDFRContaminationAggregated | WLDFR | HFTD - Distribution - Tier 3 - 4QU CoRE ¦ 1QU LoRE | Non-Red Flag Warning - Large Fires | Contamination | Aggregated | 2029 | 1.0371e-07 | 607.6134 | 6.3015e-05 | 2029 | Mitigation | 0.95 | 45 | 0 | esc | 0.00097009 | 1.0061e-10 | 0.00097009 | 1.0061e-10 | 0.034217 | 4.5655e-09 | 0.012004 | 4.4162e-08
[120 empty] | 7.3.3.17.5 (Remote Grid) Updates to grid topology to minimize risk of ignition in HFTDs Remote GridWLDFRContaminationAggregated | WLDFR | HFTD - Distribution - Tier 3 - 4QU CoRE ¦ 1QU LoRE | Non-Red Flag Warning - Large Fires | Contamination | Aggregated | 2030 | 1.0371e-07 | 607.6134 | 6.3015e-05 | 2030 | Mitigation | 0.95 | 45 | 0 | esc | 0.00097009 | 1.0061e-10 | 0.00097009 | 1.0061e-10 | 0.034217 | 4.5655e-09 | 0.012004 | 4.4162e-08
[120 empty] | 7.3.3.17.5 (Remote Grid) Updates to grid topology to minimize risk of ignition in HFTDs Remote GridWLDFRContaminationAggregated | WLDFR | HFTD - Distribution - Tier 3 - 4QU CoRE ¦ 1QU LoRE | Non-Red Flag Warning - Large Fires | Contamination | Aggregated | 2031 | 1.0371e-07 | 607.6134 | 6.3015e-05 | 2031 | Mitigation | 0.95 | 45 | 0 | esc | 0.00097009 | 1.0061e-10 | 0.00097009 | 1.0061e-10 | 0.034217 | 4.5655e-09 | 0.012004 | 4.4162e-08
[120 empty] | 7.3.3.17.5 (Remote Grid) Updates to grid topology to minimize risk of ignition in HFTDs Remote GridWLDFRContaminationAggregated | WLDFR | HFTD - Distribution - Tier 3 - 4QU CoRE ¦ 1QU LoRE | Non-Red Flag Warning - Large Fires | Contamination | Aggregated | 2032 | 1.0371e-07 | 607.6134 | 6.3015e-05 | 2032 | Mitigation | 0.95 | 45 | 0 | esc | 0.00097009 | 1.0061e-10 | 0.00097009 | 1.0061e-10 | 0.034217 | 4.5655e-09 | 0.012004 | 4.4162e-08
[120 empty] | 7.3.3.17.5 (Remote Grid) Updates to grid topology to minimize risk of ignition in HFTDs Remote GridWLDFRContaminationAggregated | WLDFR | HFTD - Distribution - Tier 3 - 4QU CoRE ¦ 1QU LoRE | Non-Red Flag Warning - Large Fires | Contamination | Aggregated | 2033 | 1.0371e-07 | 607.6134 | 6.3015e-05 | 2033 | Mitigation | 0.95 | 45 | 0 | esc | 0.00097009 | 1.0061e-10 | 0.00097009 | 1.0061e-10 | 0.034217 | 4.5655e-09 | 0.012004 | 4.4162e-08
[120 empty] | 7.3.3.17.5 (Remote Grid) Updates to grid topology to minimize risk of ignition in HFTDs Remote GridWLDFRContaminationAggregated | WLDFR | HFTD - Distribution - Tier 3 - 4QU CoRE ¦ 1QU LoRE | Non-Red Flag Warning - Large Fires | Contamination | Aggregated | 2034 | 1.0371e-07 | 607.6134 | 6.3015e-05 | 2034 | Mitigation | 0.95 | 45 | 0 | esc | 0.00097009 | 1.0061e-10 | 0.00097009 | 1.0061e-10 | 0.034217 | 4.5655e-09 | 0.012004 | 4.4162e-08
[120 empty] | 7.3.3.17.5 (Remote Grid) Updates to grid topology to minimize risk of ignition in HFTDs Remote GridWLDFRContaminationAggregated | WLDFR | HFTD - Distribution - Tier 3 - 4QU CoRE ¦ 1QU LoRE | Non-Red Flag Warning - Large Fires | Contamination | Aggregated | 2035 | 1.0371e-07 | 607.6134 | 6.3015e-05 | 2035 | Mitigation | 0.95 | 45 | 0 | esc | 0.00097009 | 1.0061e-10 | 0.00097009 | 1.0061e-10 | 0.034217 | 4.5655e-09 | 0.012004 | 4.4162e-08
[120 empty] | 7.3.3.17.5 (Remote Grid) Updates to grid topology to minimize risk of ignition in HFTDs Remote GridWLDFRContaminationAggregated | WLDFR | HFTD - Distribution - Tier 3 - 4QU CoRE ¦ 1QU LoRE | Non-Red Flag Warning - Large Fires | Contamination | Aggregated | 2036 | 1.0371e-07 | 607.6134 | 6.3015e-05 | 2036 | Mitigation | 0.95 | 45 | 0 | esc | 0.00097009 | 1.0061e-10 | 0.00097009 | 1.0061e-10 | 0.034217 | 4.5655e-09 | 0.012004 | 4.4162e-08
[120 empty] | 7.3.3.17.5 (Remote Grid) Updates to grid topology to minimize risk of ignition in HFTDs Remote GridWLDFRContaminationAggregated | WLDFR | HFTD - Distribution - Tier 3 - 4QU CoRE ¦ 1QU LoRE | Non-Red Flag Warning - Large Fires | Contamination | Aggregated | 2037 | 1.0371e-07 | 607.6134 | 6.3015e-05 | 2037 | Mitigation | 0.95 | 45 | 0 | esc | 0.00097009 | 1.0061e-10 | 0.00097009 | 1.0061e-10 | 0.034217 | 4.5655e-09 | 0.012004 | 4.4162e-08
[120 empty] | 7.3.3.17.5 (Remote Grid) Updates to grid topology to minimize risk of ignition in HFTDs Remote GridWLDFRContaminationAggregated | WLDFR | HFTD - Distribution - Tier 3 - 4QU CoRE ¦ 1QU LoRE | Non-Red Flag Warning - Large Fires | Contamination | Aggregated | 2038 | 1.0371e-07 | 607.6134 | 6.3015e-05 | 2038 | Mitigation | 0.95 | 45 | 0 | esc | 0.00097009 | 1.0061e-10 | 0.00097009 | 1.0061e-10 | 0.034217 | 4.5655e-09 | 0.012004 | 4.4162e-08
[120 empty] | 7.3.3.17.5 (Remote Grid) Updates to grid topology to minimize risk of ignition in HFTDs Remote GridWLDFRContaminationAggregated | WLDFR | HFTD - Distribution - Tier 3 - 4QU CoRE ¦ 1QU LoRE | Non-Red Flag Warning - Large Fires | Contamination | Aggregated | 2039 | 1.0371e-07 | 607.6134 | 6.3015e-05 | 2039 | Mitigation | 0.95 | 45 | 0 | esc | 0.00097009 | 1.0061e-10 | 0.00097009 | 1.0061e-10 | 0.034217 | 4.5655e-09 | 0.012004 | 4.4162e-08
[120 empty] | 7.3.3.17.5 (Remote Grid) Updates to grid topology to minimize risk of ignition in HFTDs Remote GridWLDFRContaminationAggregated | WLDFR | HFTD - Distribution - Tier 3 - 4QU CoRE ¦ 1QU LoRE | Non-Red Flag Warning - Large Fires | Contamination | Aggregated | 2040 | 1.0371e-07 | 607.6134 | 6.3015e-05 | 2040 | Mitigation | 0.95 | 45 | 0 | esc | 0.00097009 | 1.0061e-10 | 0.00097009 | 1.0061e-10 | 0.034217 | 4.5655e-09 | 0.012004 | 4.4162e-08
[120 empty] | 7.3.3.17.5 (Remote Grid) Updates to grid topology to minimize risk of ignition in HFTDs Remote GridWLDFRContaminationAggregated | WLDFR | HFTD - Distribution - Tier 3 - 4QU CoRE ¦ 1QU LoRE | Non-Red Flag Warning - Large Fires | Contamination | Aggregated | 2041 | 1.0371e-07 | 607.6134 | 6.3015e-05 | 2041 | Mitigation | 0.95 | 45 | 0 | esc | 0.00097009 | 1.0061e-10 | 0.00097009 | 1.0061e-10 | 0.034217 | 4.5655e-09 | 0.012004 | 4.4162e-08
[120 empty] | 7.3.3.17.5 (Remote Grid) Updates to grid topology to minimize risk of ignition in HFTDs Remote GridWLDFRContaminationAggregated | WLDFR | HFTD - Distribution - Tier 3 - 4QU CoRE ¦ 1QU LoRE | Non-Red Flag Warning - Large Fires | Contamination | Aggregated | 2042 | 1.0371e-07 | 607.6134 | 6.3015e-05 | 2042 | Mitigation | 0.95 | 45 | 0 | esc | 0.00097009 | 1.0061e-10 | 0.00097009 | 1.0061e-10 | 0.034217 | 4.5655e-09 | 0.012004 | 4.4162e-08
[120 empty] | 7.3.3.17.5 (Remote Grid) Updates to grid topology to minimize risk of ignition in HFTDs Remote GridWLDFRContaminationAggregated | WLDFR | HFTD - Distribution - Tier 3 - 4QU CoRE ¦ 1QU LoRE | Non-Red Flag Warning - Large Fires | Contamination | Aggregated | 2043 | 1.0371e-07 | 607.6134 | 6.3015e-05 | 2043 | Mitigation | 0.95 | 45 | 0 | esc | 0.00097009 | 1.0061e-10 | 0.00097009 | 1.0061e-10 | 0.034217 | 4.5655e-09 | 0.012004 | 4.4162e-08
[120 empty] | 7.3.3.17.5 (Remote Grid) Updates to grid topology to minimize risk of ignition in HFTDs Remote GridWLDFRContaminationAggregated | WLDFR | HFTD - Distribution - Tier 3 - 4QU CoRE ¦ 1QU LoRE | Non-Red Flag Warning - Large Fires | Contamination | Aggregated | 2044 | 1.0371e-07 | 607.6134 | 6.3015e-05 | 2044 | Mitigation | 0.95 | 45 | 0 | esc | 0.00097009 | 1.0061e-10 | 0.00097009 | 1.0061e-10 | 0.034217 | 4.5655e-09 | 0 | 0
[120 empty] | 7.3.3.17.5 (Remote Grid) Updates to grid topology to minimize risk of ignition in HFTDs Remote GridWLDFRContaminationAggregated | WLDFR | HFTD - Distribution - Tier 3 - 4QU CoRE ¦ 1QU LoRE | Non-Red Flag Warning - Large Fires | Contamination | Aggregated | 2045 | 1.0371e-07 | 607.6134 | 6.3015e-05 | 2045 | Mitigation | 0.95 | 45 | 0 | esc | 0.00097009 | 1.0061e-10 | 0.00097009 | 1.0061e-10 | 0.034217 | 4.5655e-09 | 0 | 0
[120 empty] | 7.3.3.17.5 (Remote Grid) Updates to grid topology to minimize risk of ignition in HFTDs Remote GridWLDFRContaminationAggregated | WLDFR | HFTD - Distribution - Tier 3 - 4QU CoRE ¦ 1QU LoRE | Non-Red Flag Warning - Large Fires | Contamination | Aggregated | 2046 | 1.0371e-07 | 607.6134 | 6.3015e-05 | 2046 | Mitigation | 0.95 | 45 | 0 | esc | 0.00097009 | 1.0061e-10 | 0.00097009 | 1.0061e-10 | 0.034217 | 4.5655e-09 | 0.010025 | 6.0573e-08
[120 empty] | 7.3.3.17.5 (Remote Grid) Updates to grid topology to minimize risk of ignition in HFTDs Remote GridWLDFRContaminationAggregated | WLDFR | HFTD - Distribution - Tier 3 - 4QU CoRE ¦ 1QU LoRE | Non-Red Flag Warning - Large Fires | Contamination | Aggregated | 2047 | 1.0371e-07 | 607.6134 | 6.3015e-05 | 2047 | Mitigation | 0.95 | 45 | 0 | esc | 0.00097009 | 1.0061e-10 | 0.00097009 | 1.0061e-10 | 0.034217 | 4.5655e-09 | 0.010025 | 6.0573e-08
[120 empty] | 7.3.3.17.5 (Remote Grid) Updates to grid topology to minimize risk of ignition in HFTDs Remote GridWLDFRContaminationAggregated | WLDFR | HFTD - Distribution - Tier 3 - 4QU CoRE ¦ 1QU LoRE | Non-Red Flag Warning - Large Fires | Contamination | Aggregated | 2048 | 1.0371e-07 | 607.6134 | 6.3015e-05 | 2048 | Mitigation | 0.95 | 45 | 0 | esc | 0.00097009 | 1.0061e-10 | 0.00097009 | 1.0061e-10 | 0.034217 | 4.5655e-09 | 0.010025 | 6.0573e-08
[120 empty] | 7.3.3.17.5 (Remote Grid) Updates to grid topology to minimize risk of ignition in HFTDs Remote GridWLDFRContaminationAggregated | WLDFR | HFTD - Distribution - Tier 3 - 4QU CoRE ¦ 1QU LoRE | Non-Red Flag Warning - Large Fires | Contamination | Aggregated | 2049 | 1.0371e-07 | 607.6134 | 6.3015e-05 | 2049 | Mitigation | 0.95 | 45 | 0 | esc | 0.00097009 | 1.0061e-10 | 0.00097009 | 1.0061e-10 | 0.034217 | 4.5655e-09 | 0.010025 | 6.0573e-08
[120 empty] | 7.3.3.17.5 (Remote Grid) Updates to grid topology to minimize risk of ignition in HFTDs Remote GridWLDFRContaminationAggregated | WLDFR | HFTD - Distribution - Tier 3 - 4QU CoRE ¦ 1QU LoRE | Non-Red Flag Warning - Large Fires | Contamination | Aggregated | 2050 | 1.0371e-07 | 607.6134 | 6.3015e-05 | 2050 | Mitigation | 0.95 | 45 | 0 | esc | 0.00097009 | 1.0061e-10 | 0.00097009 | 1.0061e-10 | 0.034217 | 4.5655e-09 | 0.010025 | 6.0573e-08
[120 empty] | 7.3.3.17.5 (Remote Grid) Updates to grid topology to minimize risk of ignition in HFTDs Remote GridWLDFRContaminationAggregated | WLDFR | HFTD - Distribution - Tier 3 - 4QU CoRE ¦ 1QU LoRE | Non-Red Flag Warning - Large Fires | Contamination | Aggregated | 2051 | 1.0371e-07 | 607.6134 | 6.3015e-05 | 2051 | Mitigation | 0.95 | 45 | 0 | esc | 0.00097009 | 1.0061e-10 | 0.00097009 | 1.0061e-10 | 0.034217 | 4.5655e-09 | 0.010025 | 6.0573e-08
[120 empty] | 7.3.3.17.5 (Remote Grid) Updates to grid topology to minimize risk of ignition in HFTDs Remote GridWLDFRContaminationAggregated | WLDFR | HFTD - Distribution - Tier 3 - 4QU CoRE ¦ 1QU LoRE | Non-Red Flag Warning - Large Fires | Contamination | Aggregated | 2052 | 1.0371e-07 | 607.6134 | 6.3015e-05 | 2052 | Mitigation | 0.95 | 45 | 0 | esc | 0.00097009 | 1.0061e-10 | 0.00097009 | 1.0061e-10 | 0.034217 | 4.5655e-09 | 0.010025 | 6.0573e-08
[120 empty] | 7.3.3.17.5 (Remote Grid) Updates to grid topology to minimize risk of ignition in HFTDs Remote GridWLDFRContaminationAggregated | WLDFR | HFTD - Distribution - Tier 3 - 4QU CoRE ¦ 1QU LoRE | Non-Red Flag Warning - Large Fires | Contamination | Aggregated | 2053 | 1.0371e-07 | 607.6134 | 6.3015e-05 | 2053 | Mitigation | 0.95 | 45 | 0 | esc | 0.00097009 | 1.0061e-10 | 0.00097009 | 1.0061e-10 | 0.034217 | 4.5655e-09 | 0.010025 | 6.0573e-08
[120 empty] | 7.3.3.17.5 (Remote Grid) Updates to grid topology to minimize risk of ignition in HFTDs Remote GridWLDFRContaminationAggregated | WLDFR | HFTD - Distribution - Tier 3 - 4QU CoRE ¦ 1QU LoRE | Non-Red Flag Warning - Large Fires | Contamination | Aggregated | 2054 | 1.0371e-07 | 607.6134 | 6.3015e-05 | 2054 | Mitigation | 0.95 | 45 | 0 | esc | 0.00097009 | 1.0061e-10 | 0.00097009 | 1.0061e-10 | 0.034217 | 4.5655e-09 | 0.010025 | 6.0573e-08
[120 empty] | 7.3.3.17.5 (Remote Grid) Updates to grid topology to minimize risk of ignition in HFTDs Remote GridWLDFRContaminationAggregated | WLDFR | HFTD - Distribution - Tier 3 - 4QU CoRE ¦ 1QU LoRE | Non-Red Flag Warning - Large Fires | Contamination | Aggregated | 2055 | 1.0371e-07 | 607.6134 | 6.3015e-05 | 2055 | Mitigation | 0.95 | 45 | 0 | esc | 0.00097009 | 1.0061e-10 | 0.00097009 | 1.0061e-10 | 0.034217 | 4.5655e-09 | 0.010025 | 6.0573e-08
[120 empty] | 7.3.3.17.5 (Remote Grid) Updates to grid topology to minimize risk of ignition in HFTDs Remote GridWLDFRContaminationAggregated | WLDFR | HFTD - Distribution - Tier 3 - 4QU CoRE ¦ 1QU LoRE | Non-Red Flag Warning - Large Fires | Contamination | Aggregated | 2056 | 1.0371e-07 | 607.6134 | 6.3015e-05 | 2056 | Mitigation | 0.95 | 45 | 0 | esc | 0.00097009 | 1.0061e-10 | 0.00097009 | 1.0061e-10 | 0.034217 | 4.5655e-09 | 0.010025 | 6.0573e-08
[120 empty] | 7.3.3.17.5 (Remote Grid) Updates to grid topology to minimize risk of ignition in HFTDs Remote GridWLDFRContaminationAggregated | WLDFR | HFTD - Distribution - Tier 3 - 4QU CoRE ¦ 1QU LoRE | Non-Red Flag Warning - Large Fires | Contamination | Aggregated | 2057 | 1.0371e-07 | 607.6134 | 6.3015e-05 | 2057 | Mitigation | 0.95 | 45 | 0 | esc | 0.00097009 | 1.0061e-10 | 0.00097009 | 1.0061e-10 | 0.034217 | 4.5655e-09 | 0.010025 | 6.0573e-08
[120 empty] | 7.3.3.17.5 (Remote Grid) Updates to grid topology to minimize risk of ignition in HFTDs Remote GridWLDFRContaminationAggregated | WLDFR | HFTD - Distribution - Tier 3 - 4QU CoRE ¦ 1QU LoRE | Non-Red Flag Warning - Large Fires | Contamination | Aggregated | 2058 | 1.0371e-07 | 607.6134 | 6.3015e-05 | 2058 | Mitigation | 0.95 | 45 | 0 | esc | 0.00097009 | 1.0061e-10 | 0.00097009 | 1.0061e-10 | 0.034217 | 4.5655e-09 | 0.010025 | 6.0573e-08
[120 empty] | 7.3.3.17.5 (Remote Grid) Updates to grid topology to minimize risk of ignition in HFTDs Remote GridWLDFRContaminationAggregated | WLDFR | HFTD - Distribution - Tier 3 - 4QU CoRE ¦ 1QU LoRE | Non-Red Flag Warning - Large Fires | Contamination | Aggregated | 2059 | 1.0371e-07 | 607.6134 | 6.3015e-05 | 2059 | Mitigation | 0.95 | 45 | 0 | esc | 0.00097009 | 1.0061e-10 | 0.00097009 | 1.0061e-10 | 0.034217 | 4.5655e-09 | 0.010025 | 6.0573e-08
[120 empty] | 7.3.3.17.5 (Remote Grid) Updates to grid topology to minimize risk of ignition in HFTDs Remote GridWLDFRContaminationAggregated | WLDFR | HFTD - Distribution - Tier 3 - 4QU CoRE ¦ 1QU LoRE | Non-Red Flag Warning - Large Fires | Contamination | Aggregated | 2060 | 1.0371e-07 | 607.6134 | 6.3015e-05 | 2060 | Mitigation | 0.95 | 45 | 0 | esc | 0.00097009 | 1.0061e-10 | 0.00097009 | 1.0061e-10 | 0.034217 | 4.5655e-09 | 0.010025 | 6.0573e-08
[120 empty] | 7.3.3.17.5 (Remote Grid) Updates to grid topology to minimize risk of ignition in HFTDs Remote GridWLDFRContaminationAggregated | WLDFR | HFTD - Distribution - Tier 3 - 4QU CoRE ¦ 1QU LoRE | Non-Red Flag Warning - Large Fires | Contamination | Aggregated | 2061 | 1.0371e-07 | 607.6134 | 6.3015e-05 | 2061 | Mitigation | 0.95 | 45 | 0 | esc | 0.00097009 | 1.0061e-10 | 0.00097009 | 1.0061e-10 | 0.034217 | 4.5655e-09 | 0.010025 | 6.0573e-08
[120 empty] | 7.3.3.17.5 (Remote Grid) Updates to grid topology to minimize risk of ignition in HFTDs Remote GridWLDFRContaminationAggregated | WLDFR | HFTD - Distribution - Tier 3 - 4QU CoRE ¦ 1QU LoRE | Non-Red Flag Warning - Large Fires | Contamination | Aggregated | 2062 | 1.0371e-07 | 607.6134 | 6.3015e-05 | 2062 | Mitigation | 0.95 | 45 | 0 | esc | 0.00097009 | 1.0061e-10 | 0.00097009 | 1.0061e-10 | 0.034217 | 4.5655e-09 | 0.010025 | 6.0573e-08
[120 empty] | 7.3.3.17.5 (Remote Grid) Updates to grid topology to minimize risk of ignition in HFTDs Remote GridWLDFRContaminationAggregated | WLDFR | HFTD - Distribution - Tier 3 - 4QU CoRE ¦ 1QU LoRE | Non-Red Flag Warning - Large Fires | Contamination | Aggregated | 2063 | 1.0371e-07 | 607.6134 | 6.3015e-05 | 2063 | Mitigation | 0.95 | 45 | 0 | esc | 0.00097009 | 1.0061e-10 | 0.00097009 | 1.0061e-10 | 0.034217 | 4.5655e-09 | 0.010025 | 6.0573e-08
[120 empty] | 7.3.3.17.5 (Remote Grid) Updates to grid topology to minimize risk of ignition in HFTDs Remote GridWLDFRContaminationAggregated | WLDFR | HFTD - Distribution - Tier 3 - 4QU CoRE ¦ 1QU LoRE | Non-Red Flag Warning - Large Fires | Contamination | Aggregated | 2064 | 1.0371e-07 | 607.6134 | 6.3015e-05 | 2064 | Mitigation | 0.95 | 45 | 0 | esc | 0.00097009 | 1.0061e-10 | 0.00097009 | 1.0061e-10 | 0.034217 | 4.5655e-09 | 0.010025 | 6.0573e-08
[120 empty] | 7.3.3.17.5 (Remote Grid) Updates to grid topology to minimize risk of ignition in HFTDs Remote GridWLDFRContaminationAggregated | WLDFR | HFTD - Distribution - Tier 3 - 4QU CoRE ¦ 1QU LoRE | Non-Red Flag Warning - Large Fires | Contamination | Aggregated | 2065 | 1.0371e-07 | 607.6134 | 6.3015e-05 | 2065 | Mitigation | 0.95 | 45 | 0 | esc | 0.00097009 | 1.0061e-10 | 0.00097009 | 1.0061e-10 | 0.034217 | 4.5655e-09 | 0.010025 | 6.0573e-08
[120 empty] | 7.3.3.17.5 (Remote Grid) Updates to grid topology to minimize risk of ignition in HFTDs Remote GridWLDFRContaminationAggregated | WLDFR | HFTD - Distribution - Tier 3 - 4QU CoRE ¦ 1QU LoRE | Non-Red Flag Warning - Large Fires | Contamination | Aggregated | 2066 | 1.0371e-07 | 607.6134 | 6.3015e-05 | 2066 | Mitigation | 0.95 | 45 | 0 | esc | 0.00097009 | 1.0061e-10 | 0.00097009 | 1.0061e-10 | 0.034217 | 4.5655e-09 | 0.010025 | 6.0573e-08
[120 empty] | 7.3.3.17.5 (Remote Grid) Updates to grid topology to minimize risk of ignition in HFTDs Remote GridWLDFRContaminationAggregated | WLDFR | HFTD - Distribution - Tier 3 - 4QU CoRE ¦ 1QU LoRE | Non-Red Flag Warning - Large Fires | Contamination | Aggregated | 2067 | 1.0371e-07 | 607.6134 | 6.3015e-05 | 2067 | Mitigation | 0.95 | 45 | 0 | esc | 0 | 0 | 0.00097009 | 1.0061e-10 | 0.034217 | 4.5655e-09 | 0.010025 | 6.0573e-08
[120 empty] | 7.3.3.17.5 (Remote Grid) Updates to grid topology to minimize risk of ignition in HFTDs Remote GridWLDFREquipment / facility failureAggregated | WLDFR | HFTD - Distribution - Tier 3 - 4QU CoRE ¦ 1QU LoRE | Non-Red Flag Warning - Large Fires | Equipment / facility failure | Aggregated | 2022 | 1.7518e-06 | 607.6134 | 0.0010644 | 2022 | Mitigation | 0.95 | 45 | 0 | esc | 0.00097009 | 1.6994e-09 | 0 | 0 | 0.034217 | 4.5655e-09 | 0.010025 | 6.0573e-08
[120 empty] | 7.3.3.17.5 (Remote Grid) Updates to grid topology to minimize risk of ignition in HFTDs Remote GridWLDFREquipment / facility failureAggregated | WLDFR | HFTD - Distribution - Tier 3 - 4QU CoRE ¦ 1QU LoRE | Non-Red Flag Warning - Large Fires | Equipment / facility failure | Aggregated | 2023 | 1.7518e-06 | 607.6134 | 0.0010644 | 2023 | Mitigation | 0.95 | 45 | 0 | esc | 0.00097009 | 1.6994e-09 | 0.00097009 | 1.6994e-09 | 0.034217 | 4.5655e-09 | 0.010025 | 6.0573e-08
[120 empty] | 7.3.3.17.5 (Remote Grid) Updates to grid topology to minimize risk of ignition in HFTDs Remote GridWLDFREquipment / facility failureAggregated | WLDFR | HFTD - Distribution - Tier 3 - 4QU CoRE ¦ 1QU LoRE | Non-Red Flag Warning - Large Fires | Equipment / facility failure | Aggregated | 2024 | 1.7518e-06 | 607.6134 | 0.0010644 | 2024 | Mitigation | 0.95 | 45 | 0 | esc | 0.00097009 | 1.6994e-09 | 0.00097009 | 1.6994e-09 | 0.034217 | 4.5655e-09 | 0.010025 | 6.0573e-08
[120 empty] | 7.3.3.17.5 (Remote Grid) Updates to grid topology to minimize risk of ignition in HFTDs Remote GridWLDFREquipment / facility failureAggregated | WLDFR | HFTD - Distribution - Tier 3 - 4QU CoRE ¦ 1QU LoRE | Non-Red Flag Warning - Large Fires | Equipment / facility failure | Aggregated | 2025 | 1.7518e-06 | 607.6134 | 0.0010644 | 2025 | Mitigation | 0.95 | 45 | 0 | esc | 0.00097009 | 1.6994e-09 | 0.00097009 | 1.6994e-09 | 0.034217 | 4.5655e-09 | 0.010025 | 6.0573e-08
[120 empty] | 7.3.3.17.5 (Remote Grid) Updates to grid topology to minimize risk of ignition in HFTDs Remote GridWLDFREquipment / facility failureAggregated | WLDFR | HFTD - Distribution - Tier 3 - 4QU CoRE ¦ 1QU LoRE | Non-Red Flag Warning - Large Fires | Equipment / facility failure | Aggregated | 2026 | 1.7518e-06 | 607.6134 | 0.0010644 | 2026 | Mitigation | 0.95 | 45 | 0 | esc | 0.00097009 | 1.6994e-09 | 0.00097009 | 1.6994e-09 | 0.034217 | 4.5655e-09 | 0.010025 | 6.0573e-08
[120 empty] | 7.3.3.17.5 (Remote Grid) Updates to grid topology to minimize risk of ignition in HFTDs Remote GridWLDFREquipment / facility failureAggregated | WLDFR | HFTD - Distribution - Tier 3 - 4QU CoRE ¦ 1QU LoRE | Non-Red Flag Warning - Large Fires | Equipment / facility failure | Aggregated | 2027 | 1.7518e-06 | 607.6134 | 0.0010644 | 2027 | Mitigation | 0.95 | 45 | 0 | esc | 0.00097009 | 1.6994e-09 | 0.00097009 | 1.6994e-09 | 0.034217 | 4.5655e-09 | 0.010025 | 6.0573e-08
[120 empty] | 7.3.3.17.5 (Remote Grid) Updates to grid topology to minimize risk of ignition in HFTDs Remote GridWLDFREquipment / facility failureAggregated | WLDFR | HFTD - Distribution - Tier 3 - 4QU CoRE ¦ 1QU LoRE | Non-Red Flag Warning - Large Fires | Equipment / facility failure | Aggregated | 2028 | 1.7518e-06 | 607.6134 | 0.0010644 | 2028 | Mitigation | 0.95 | 45 | 0 | esc | 0.00097009 | 1.6994e-09 | 0.00097009 | 1.6994e-09 | 0.034217 | 4.5655e-09 | 0.010025 | 6.0573e-08
[120 empty] | 7.3.3.17.5 (Remote Grid) Updates to grid topology to minimize risk of ignition in HFTDs Remote GridWLDFREquipment / facility failureAggregated | WLDFR | HFTD - Distribution - Tier 3 - 4QU CoRE ¦ 1QU LoRE | Non-Red Flag Warning - Large Fires | Equipment / facility failure | Aggregated | 2029 | 1.7518e-06 | 607.6134 | 0.0010644 | 2029 | Mitigation | 0.95 | 45 | 0 | esc | 0.00097009 | 1.6994e-09 | 0.00097009 | 1.6994e-09 | 0.034217 | 4.5655e-09 | 0.010025 | 6.0573e-08
[120 empty] | 7.3.3.17.5 (Remote Grid) Updates to grid topology to minimize risk of ignition in HFTDs Remote GridWLDFREquipment / facility failureAggregated | WLDFR | HFTD - Distribution - Tier 3 - 4QU CoRE ¦ 1QU LoRE | Non-Red Flag Warning - Large Fires | Equipment / facility failure | Aggregated | 2030 | 1.7518e-06 | 607.6134 | 0.0010644 | 2030 | Mitigation | 0.95 | 45 | 0 | esc | 0.00097009 | 1.6994e-09 | 0.00097009 | 1.6994e-09 | 0 | 0 | 0 | 0
[120 empty] | 7.3.3.17.5 (Remote Grid) Updates to grid topology to minimize risk of ignition in HFTDs Remote GridWLDFREquipment / facility failureAggregated | WLDFR | HFTD - Distribution - Tier 3 - 4QU CoRE ¦ 1QU LoRE | Non-Red Flag Warning - Large Fires | Equipment / facility failure | Aggregated | 2031 | 1.7518e-06 | 607.6134 | 0.0010644 | 2031 | Mitigation | 0.95 | 45 | 0 | esc | 0.00097009 | 1.6994e-09 | 0.00097009 | 1.6994e-09 | 0.034217 | 1.1521e-08 | 0 | 0
[120 empty] | 7.3.3.17.5 (Remote Grid) Updates to grid topology to minimize risk of ignition in HFTDs Remote GridWLDFREquipment / facility failureAggregated | WLDFR | HFTD - Distribution - Tier 3 - 4QU CoRE ¦ 1QU LoRE | Non-Red Flag Warning - Large Fires | Equipment / facility failure | Aggregated | 2032 | 1.7518e-06 | 607.6134 | 0.0010644 | 2032 | Mitigation | 0.95 | 45 | 0 | esc | 0.00097009 | 1.6994e-09 | 0.00097009 | 1.6994e-09 | 0.034217 | 1.1521e-08 | 0.0094681 | 2.765e-07
[120 empty] | 7.3.3.17.5 (Remote Grid) Updates to grid topology to minimize risk of ignition in HFTDs Remote GridWLDFREquipment / facility failureAggregated | WLDFR | HFTD - Distribution - Tier 3 - 4QU CoRE ¦ 1QU LoRE | Non-Red Flag Warning - Large Fires | Equipment / facility failure | Aggregated | 2033 | 1.7518e-06 | 607.6134 | 0.0010644 | 2033 | Mitigation | 0.95 | 45 | 0 | esc | 0.00097009 | 1.6994e-09 | 0.00097009 | 1.6994e-09 | 0.034217 | 1.1521e-08 | 0.0094681 | 2.765e-07
[120 empty] | 7.3.3.17.5 (Remote Grid) Updates to grid topology to minimize risk of ignition in HFTDs Remote GridWLDFREquipment / facility failureAggregated | WLDFR | HFTD - Distribution - Tier 3 - 4QU CoRE ¦ 1QU LoRE | Non-Red Flag Warning - Large Fires | Equipment / facility failure | Aggregated | 2034 | 1.7518e-06 | 607.6134 | 0.0010644 | 2034 | Mitigation | 0.95 | 45 | 0 | esc | 0.00097009 | 1.6994e-09 | 0.00097009 | 1.6994e-09 | 0.034217 | 1.1521e-08 | 0.0094681 | 2.765e-07
[120 empty] | 7.3.3.17.5 (Remote Grid) Updates to grid topology to minimize risk of ignition in HFTDs Remote GridWLDFREquipment / facility failureAggregated | WLDFR | HFTD - Distribution - Tier 3 - 4QU CoRE ¦ 1QU LoRE | Non-Red Flag Warning - Large Fires | Equipment / facility failure | Aggregated | 2035 | 1.7518e-06 | 607.6134 | 0.0010644 | 2035 | Mitigation | 0.95 | 45 | 0 | esc | 0.00097009 | 1.6994e-09 | 0.00097009 | 1.6994e-09 | 0.034217 | 1.1521e-08 | 0.0094681 | 2.765e-07
[120 empty] | 7.3.3.17.5 (Remote Grid) Updates to grid topology to minimize risk of ignition in HFTDs Remote GridWLDFREquipment / facility failureAggregated | WLDFR | HFTD - Distribution - Tier 3 - 4QU CoRE ¦ 1QU LoRE | Non-Red Flag Warning - Large Fires | Equipment / facility failure | Aggregated | 2036 | 1.7518e-06 | 607.6134 | 0.0010644 | 2036 | Mitigation | 0.95 | 45 | 0 | esc | 0.00097009 | 1.6994e-09 | 0.00097009 | 1.6994e-09 | 0.034217 | 1.1521e-08 | 0.0094681 | 2.765e-07
[120 empty] | 7.3.3.17.5 (Remote Grid) Updates to grid topology to minimize risk of ignition in HFTDs Remote GridWLDFREquipment / facility failureAggregated | WLDFR | HFTD - Distribution - Tier 3 - 4QU CoRE ¦ 1QU LoRE | Non-Red Flag Warning - Large Fires | Equipment / facility failure | Aggregated | 2037 | 1.7518e-06 | 607.6134 | 0.0010644 | 2037 | Mitigation | 0.95 | 45 | 0 | esc | 0.00097009 | 1.6994e-09 | 0.00097009 | 1.6994e-09 | 0.034217 | 1.1521e-08 | 0.0094681 | 2.765e-07
[120 empty] | 7.3.3.17.5 (Remote Grid) Updates to grid topology to minimize risk of ignition in HFTDs Remote GridWLDFREquipment / facility failureAggregated | WLDFR | HFTD - Distribution - Tier 3 - 4QU CoRE ¦ 1QU LoRE | Non-Red Flag Warning - Large Fires | Equipment / facility failure | Aggregated | 2038 | 1.7518e-06 | 607.6134 | 0.0010644 | 2038 | Mitigation | 0.95 | 45 | 0 | esc | 0.00097009 | 1.6994e-09 | 0.00097009 | 1.6994e-09 | 0.034217 | 1.1521e-08 | 0.0094681 | 2.765e-07
[120 empty] | 7.3.3.17.5 (Remote Grid) Updates to grid topology to minimize risk of ignition in HFTDs Remote GridWLDFREquipment / facility failureAggregated | WLDFR | HFTD - Distribution - Tier 3 - 4QU CoRE ¦ 1QU LoRE | Non-Red Flag Warning - Large Fires | Equipment / facility failure | Aggregated | 2039 | 1.7518e-06 | 607.6134 | 0.0010644 | 2039 | Mitigation | 0.95 | 45 | 0 | esc | 0.00097009 | 1.6994e-09 | 0.00097009 | 1.6994e-09 | 0.034217 | 1.1521e-08 | 0.0094681 | 2.765e-07
[120 empty] | 7.3.3.17.5 (Remote Grid) Updates to grid topology to minimize risk of ignition in HFTDs Remote GridWLDFREquipment / facility failureAggregated | WLDFR | HFTD - Distribution - Tier 3 - 4QU CoRE ¦ 1QU LoRE | Non-Red Flag Warning - Large Fires | Equipment / facility failure | Aggregated | 2040 | 1.7518e-06 | 607.6134 | 0.0010644 | 2040 | Mitigation | 0.95 | 45 | 0 | esc | 0.00097009 | 1.6994e-09 | 0.00097009 | 1.6994e-09 | 0.034217 | 1.1521e-08 | 0.0094681 | 2.765e-07
[120 empty] | 7.3.3.17.5 (Remote Grid) Updates to grid topology to minimize risk of ignition in HFTDs Remote GridWLDFREquipment / facility failureAggregated | WLDFR | HFTD - Distribution - Tier 3 - 4QU CoRE ¦ 1QU LoRE | Non-Red Flag Warning - Large Fires | Equipment / facility failure | Aggregated | 2041 | 1.7518e-06 | 607.6134 | 0.0010644 | 2041 | Mitigation | 0.95 | 45 | 0 | esc | 0.00097009 | 1.6994e-09 | 0.00097009 | 1.6994e-09 | 0.034217 | 1.1521e-08 | 0.0094681 | 2.765e-07
[120 empty] | 7.3.3.17.5 (Remote Grid) Updates to grid topology to minimize risk of ignition in HFTDs Remote GridWLDFREquipment / facility failureAggregated | WLDFR | HFTD - Distribution - Tier 3 - 4QU CoRE ¦ 1QU LoRE | Non-Red Flag Warning - Large Fires | Equipment / facility failure | Aggregated | 2042 | 1.7518e-06 | 607.6134 | 0.0010644 | 2042 | Mitigation | 0.95 | 45 | 0 | esc | 0.00097009 | 1.6994e-09 | 0.00097009 | 1.6994e-09 | 0.034217 | 1.1521e-08 | 0.0094681 | 2.765e-07
[120 empty] | 7.3.3.17.5 (Remote Grid) Updates to grid topology to minimize risk of ignition in HFTDs Remote GridWLDFREquipment / facility failureAggregated | WLDFR | HFTD - Distribution - Tier 3 - 4QU CoRE ¦ 1QU LoRE | Non-Red Flag Warning - Large Fires | Equipment / facility failure | Aggregated | 2043 | 1.7518e-06 | 607.6134 | 0.0010644 | 2043 | Mitigation | 0.95 | 45 | 0 | esc | 0.00097009 | 1.6994e-09 | 0.00097009 | 1.6994e-09 | 0.034217 | 1.1521e-08 | 0.0094681 | 2.765e-07
[120 empty] | 7.3.3.17.5 (Remote Grid) Updates to grid topology to minimize risk of ignition in HFTDs Remote GridWLDFREquipment / facility failureAggregated | WLDFR | HFTD - Distribution - Tier 3 - 4QU CoRE ¦ 1QU LoRE | Non-Red Flag Warning - Large Fires | Equipment / facility failure | Aggregated | 2044 | 1.7518e-06 | 607.6134 | 0.0010644 | 2044 | Mitigation | 0.95 | 45 | 0 | esc | 0.00097009 | 1.6994e-09 | 0.00097009 | 1.6994e-09 | 0.034217 | 1.1521e-08 | 0.0094681 | 2.765e-07
[120 empty] | 7.3.3.17.5 (Remote Grid) Updates to grid topology to minimize risk of ignition in HFTDs Remote GridWLDFREquipment / facility failureAggregated | WLDFR | HFTD - Distribution - Tier 3 - 4QU CoRE ¦ 1QU LoRE | Non-Red Flag Warning - Large Fires | Equipment / facility failure | Aggregated | 2045 | 1.7518e-06 | 607.6134 | 0.0010644 | 2045 | Mitigation | 0.95 | 45 | 0 | esc | 0.00097009 | 1.6994e-09 | 0.00097009 | 1.6994e-09 | 0.034217 | 1.1521e-08 | 0.0094681 | 2.765e-07
[120 empty] | 7.3.3.17.5 (Remote Grid) Updates to grid topology to minimize risk of ignition in HFTDs Remote GridWLDFREquipment / facility failureAggregated | WLDFR | HFTD - Distribution - Tier 3 - 4QU CoRE ¦ 1QU LoRE | Non-Red Flag Warning - Large Fires | Equipment / facility failure | Aggregated | 2046 | 1.7518e-06 | 607.6134 | 0.0010644 | 2046 | Mitigation | 0.95 | 45 | 0 | esc | 0.00097009 | 1.6994e-09 | 0.00097009 | 1.6994e-09 | 0.034217 | 1.1521e-08 | 0.0094681 | 2.765e-07
[120 empty] | 7.3.3.17.5 (Remote Grid) Updates to grid topology to minimize risk of ignition in HFTDs Remote GridWLDFREquipment / facility failureAggregated | WLDFR | HFTD - Distribution - Tier 3 - 4QU CoRE ¦ 1QU LoRE | Non-Red Flag Warning - Large Fires | Equipment / facility failure | Aggregated | 2047 | 1.7518e-06 | 607.6134 | 0.0010644 | 2047 | Mitigation | 0.95 | 45 | 0 | esc | 0.00097009 | 1.6994e-09 | 0.00097009 | 1.6994e-09 | 0.034217 | 1.1521e-08 | 0.0094681 | 2.765e-07
[120 empty] | 7.3.3.17.5 (Remote Grid) Updates to grid topology to minimize risk of ignition in HFTDs Remote GridWLDFREquipment / facility failureAggregated | WLDFR | HFTD - Distribution - Tier 3 - 4QU CoRE ¦ 1QU LoRE | Non-Red Flag Warning - Large Fires | Equipment / facility failure | Aggregated | 2048 | 1.7518e-06 | 607.6134 | 0.0010644 | 2048 | Mitigation | 0.95 | 45 | 0 | esc | 0.00097009 | 1.6994e-09 | 0.00097009 | 1.6994e-09 | 0.034217 | 1.1521e-08 | 0.0094681 | 2.765e-07
[120 empty] | 7.3.3.17.5 (Remote Grid) Updates to grid topology to minimize risk of ignition in HFTDs Remote GridWLDFREquipment / facility failureAggregated | WLDFR | HFTD - Distribution - Tier 3 - 4QU CoRE ¦ 1QU LoRE | Non-Red Flag Warning - Large Fires | Equipment / facility failure | Aggregated | 2049 | 1.7518e-06 | 607.6134 | 0.0010644 | 2049 | Mitigation | 0.95 | 45 | 0 | esc | 0.00097009 | 1.6994e-09 | 0.00097009 | 1.6994e-09 | 0.034217 | 1.1521e-08 | 0.0094681 | 2.765e-07
[120 empty] | 7.3.3.17.5 (Remote Grid) Updates to grid topology to minimize risk of ignition in HFTDs Remote GridWLDFREquipment / facility failureAggregated | WLDFR | HFTD - Distribution - Tier 3 - 4QU CoRE ¦ 1QU LoRE | Non-Red Flag Warning - Large Fires | Equipment / facility failure | Aggregated | 2050 | 1.7518e-06 | 607.6134 | 0.0010644 | 2050 | Mitigation | 0.95 | 45 | 0 | esc | 0.00097009 | 1.6994e-09 | 0.00097009 | 1.6994e-09 | 0.034217 | 1.1521e-08 | 0.0094681 | 2.765e-07
[120 empty] | 7.3.3.17.5 (Remote Grid) Updates to grid topology to minimize risk of ignition in HFTDs Remote GridWLDFREquipment / facility failureAggregated | WLDFR | HFTD - Distribution - Tier 3 - 4QU CoRE ¦ 1QU LoRE | Non-Red Flag Warning - Large Fires | Equipment / facility failure | Aggregated | 2051 | 1.7518e-06 | 607.6134 | 0.0010644 | 2051 | Mitigation | 0.95 | 45 | 0 | esc | 0.00097009 | 1.6994e-09 | 0.00097009 | 1.6994e-09 | 0.034217 | 1.1521e-08 | 0.0094681 | 2.765e-07
[120 empty] | 7.3.3.17.5 (Remote Grid) Updates to grid topology to minimize risk of ignition in HFTDs Remote GridWLDFREquipment / facility failureAggregated | WLDFR | HFTD - Distribution - Tier 3 - 4QU CoRE ¦ 1QU LoRE | Non-Red Flag Warning - Large Fires | Equipment / facility failure | Aggregated | 2052 | 1.7518e-06 | 607.6134 | 0.0010644 | 2052 | Mitigation | 0.95 | 45 | 0 | esc | 0.00097009 | 1.6994e-09 | 0.00097009 | 1.6994e-09 | 0.034217 | 1.1521e-08 | 0.0094681 | 2.765e-07
[120 empty] | 7.3.3.17.5 (Remote Grid) Updates to grid topology to minimize risk of ignition in HFTDs Remote GridWLDFREquipment / facility failureAggregated | WLDFR | HFTD - Distribution - Tier 3 - 4QU CoRE ¦ 1QU LoRE | Non-Red Flag Warning - Large Fires | Equipment / facility failure | Aggregated | 2053 | 1.7518e-06 | 607.6134 | 0.0010644 | 2053 | Mitigation | 0.95 | 45 | 0 | esc | 0.00097009 | 1.6994e-09 | 0.00097009 | 1.6994e-09 | 0.034217 | 1.1521e-08 | 0.0094681 | 2.765e-07
[120 empty] | 7.3.3.17.5 (Remote Grid) Updates to grid topology to minimize risk of ignition in HFTDs Remote GridWLDFREquipment / facility failureAggregated | WLDFR | HFTD - Distribution - Tier 3 - 4QU CoRE ¦ 1QU LoRE | Non-Red Flag Warning - Large Fires | Equipment / facility failure | Aggregated | 2054 | 1.7518e-06 | 607.6134 | 0.0010644 | 2054 | Mitigation | 0.95 | 45 | 0 | esc | 0.00097009 | 1.6994e-09 | 0.00097009 | 1.6994e-09 | 0.034217 | 1.1521e-08 | 0.0094681 | 2.765e-07
[120 empty] | 7.3.3.17.5 (Remote Grid) Updates to grid topology to minimize risk of ignition in HFTDs Remote GridWLDFREquipment / facility failureAggregated | WLDFR | HFTD - Distribution - Tier 3 - 4QU CoRE ¦ 1QU LoRE | Non-Red Flag Warning - Large Fires | Equipment / facility failure | Aggregated | 2055 | 1.7518e-06 | 607.6134 | 0.0010644 | 2055 | Mitigation | 0.95 | 45 | 0 | esc | 0.00097009 | 1.6994e-09 | 0.00097009 | 1.6994e-09 | 0.034217 | 1.1521e-08 | 0.0094681 | 2.765e-07
[120 empty] | 7.3.3.17.5 (Remote Grid) Updates to grid topology to minimize risk of ignition in HFTDs Remote GridWLDFREquipment / facility failureAggregated | WLDFR | HFTD - Distribution - Tier 3 - 4QU CoRE ¦ 1QU LoRE | Non-Red Flag Warning - Large Fires | Equipment / facility failure | Aggregated | 2056 | 1.7518e-06 | 607.6134 | 0.0010644 | 2056 | Mitigation | 0.95 | 45 | 0 | esc | 0.00097009 | 1.6994e-09 | 0.00097009 | 1.6994e-09 | 0.034217 | 1.1521e-08 | 0.0094681 | 2.765e-07
[120 empty] | 7.3.3.17.5 (Remote Grid) Updates to grid topology to minimize risk of ignition in HFTDs Remote GridWLDFREquipment / facility failureAggregated | WLDFR | HFTD - Distribution - Tier 3 - 4QU CoRE ¦ 1QU LoRE | Non-Red Flag Warning - Large Fires | Equipment / facility failure | Aggregated | 2057 | 1.7518e-06 | 607.6134 | 0.0010644 | 2057 | Mitigation | 0.95 | 45 | 0 | esc | 0.00097009 | 1.6994e-09 | 0.00097009 | 1.6994e-09 | 0.034217 | 1.1521e-08 | 0.0094681 | 2.765e-07
[120 empty] | 7.3.3.17.5 (Remote Grid) Updates to grid topology to minimize risk of ignition in HFTDs Remote GridWLDFREquipment / facility failureAggregated | WLDFR | HFTD - Distribution - Tier 3 - 4QU CoRE ¦ 1QU LoRE | Non-Red Flag Warning - Large Fires | Equipment / facility failure | Aggregated | 2058 | 1.7518e-06 | 607.6134 | 0.0010644 | 2058 | Mitigation | 0.95 | 45 | 0 | esc | 0.00097009 | 1.6994e-09 | 0.00097009 | 1.6994e-09 | 0.034217 | 1.1521e-08 | 0.0094681 | 2.765e-07
[120 empty] | 7.3.3.17.5 (Remote Grid) Updates to grid topology to minimize risk of ignition in HFTDs Remote GridWLDFREquipment / facility failureAggregated | WLDFR | HFTD - Distribution - Tier 3 - 4QU CoRE ¦ 1QU LoRE | Non-Red Flag Warning - Large Fires | Equipment / facility failure | Aggregated | 2059 | 1.7518e-06 | 607.6134 | 0.0010644 | 2059 | Mitigation | 0.95 | 45 | 0 | esc | 0.00097009 | 1.6994e-09 | 0.00097009 | 1.6994e-09 | 0.034217 | 1.1521e-08 | 0.0094681 | 2.765e-07
[120 empty] | 7.3.3.17.5 (Remote Grid) Updates to grid topology to minimize risk of ignition in HFTDs Remote GridWLDFREquipment / facility failureAggregated | WLDFR | HFTD - Distribution - Tier 3 - 4QU CoRE ¦ 1QU LoRE | Non-Red Flag Warning - Large Fires | Equipment / facility failure | Aggregated | 2060 | 1.7518e-06 | 607.6134 | 0.0010644 | 2060 | Mitigation | 0.95 | 45 | 0 | esc | 0.00097009 | 1.6994e-09 | 0.00097009 | 1.6994e-09 | 0.034217 | 1.1521e-08 | 0.0094681 | 2.765e-07
[120 empty] | 7.3.3.17.5 (Remote Grid) Updates to grid topology to minimize risk of ignition in HFTDs Remote GridWLDFREquipment / facility failureAggregated | WLDFR | HFTD - Distribution - Tier 3 - 4QU CoRE ¦ 1QU LoRE | Non-Red Flag Warning - Large Fires | Equipment / facility failure | Aggregated | 2061 | 1.7518e-06 | 607.6134 | 0.0010644 | 2061 | Mitigation | 0.95 | 45 | 0 | esc | 0.00097009 | 1.6994e-09 | 0.00097009 | 1.6994e-09 | 0.034217 | 1.1521e-08 | 0.0094681 | 2.765e-07
[120 empty] | 7.3.3.17.5 (Remote Grid) Updates to grid topology to minimize risk of ignition in HFTDs Remote GridWLDFREquipment / facility failureAggregated | WLDFR | HFTD - Distribution - Tier 3 - 4QU CoRE ¦ 1QU LoRE | Non-Red Flag Warning - Large Fires | Equipment / facility failure | Aggregated | 2062 | 1.7518e-06 | 607.6134 | 0.0010644 | 2062 | Mitigation | 0.95 | 45 | 0 | esc | 0.00097009 | 1.6994e-09 | 0.00097009 | 1.6994e-09 | 0.034217 | 1.1521e-08 | 0 | 0
[120 empty] | 7.3.3.17.5 (Remote Grid) Updates to grid topology to minimize risk of ignition in HFTDs Remote GridWLDFREquipment / facility failureAggregated | WLDFR | HFTD - Distribution - Tier 3 - 4QU CoRE ¦ 1QU LoRE | Non-Red Flag Warning - Large Fires | Equipment / facility failure | Aggregated | 2063 | 1.7518e-06 | 607.6134 | 0.0010644 | 2063 | Mitigation | 0.95 | 45 | 0 | esc | 0.00097009 | 1.6994e-09 | 0.00097009 | 1.6994e-09 | 0.034217 | 1.1521e-08 | 0 | 0
[120 empty] | 7.3.3.17.5 (Remote Grid) Updates to grid topology to minimize risk of ignition in HFTDs Remote GridWLDFREquipment / facility failureAggregated | WLDFR | HFTD - Distribution - Tier 3 - 4QU CoRE ¦ 1QU LoRE | Non-Red Flag Warning - Large Fires | Equipment / facility failure | Aggregated | 2064 | 1.7518e-06 | 607.6134 | 0.0010644 | 2064 | Mitigation | 0.95 | 45 | 0 | esc | 0.00097009 | 1.6994e-09 | 0.00097009 | 1.6994e-09 | 0.034217 | 1.1521e-08 | 0.010598 | 8.95e-09
[120 empty] | 7.3.3.17.5 (Remote Grid) Updates to grid topology to minimize risk of ignition in HFTDs Remote GridWLDFREquipment / facility failureAggregated | WLDFR | HFTD - Distribution - Tier 3 - 4QU CoRE ¦ 1QU LoRE | Non-Red Flag Warning - Large Fires | Equipment / facility failure | Aggregated | 2065 | 1.7518e-06 | 607.6134 | 0.0010644 | 2065 | Mitigation | 0.95 | 45 | 0 | esc | 0.00097009 | 1.6994e-09 | 0.00097009 | 1.6994e-09 | 0.034217 | 1.1521e-08 | 0.010598 | 8.95e-09
[120 empty] | 7.3.3.17.5 (Remote Grid) Updates to grid topology to minimize risk of ignition in HFTDs Remote GridWLDFREquipment / facility failureAggregated | WLDFR | HFTD - Distribution - Tier 3 - 4QU CoRE ¦ 1QU LoRE | Non-Red Flag Warning - Large Fires | Equipment / facility failure | Aggregated | 2066 | 1.7518e-06 | 607.6134 | 0.0010644 | 2066 | Mitigation | 0.95 | 45 | 0 | esc | 0.00097009 | 1.6994e-09 | 0.00097009 | 1.6994e-09 | 0.034217 | 1.1521e-08 | 0.010598 | 8.95e-09
[120 empty] | 7.3.3.17.5 (Remote Grid) Updates to grid topology to minimize risk of ignition in HFTDs Remote GridWLDFREquipment / facility failureAggregated | WLDFR | HFTD - Distribution - Tier 3 - 4QU CoRE ¦ 1QU LoRE | Non-Red Flag Warning - Large Fires | Equipment / facility failure | Aggregated | 2067 | 1.7518e-06 | 607.6134 | 0.0010644 | 2067 | Mitigation | 0.95 | 45 | 0 | esc | 0 | 0 | 0.00097009 | 1.6994e-09 | 0.034217 | 1.1521e-08 | 0.010598 | 8.95e-09
[120 empty] | 7.3.3.17.5 (Remote Grid) Updates to grid topology to minimize risk of ignition in HFTDs Remote GridWLDFRVegetation ContactAggregated | WLDFR | HFTD - Distribution - Tier 3 - 4QU CoRE ¦ 1QU LoRE | Non-Red Flag Warning - Large Fires | Vegetation Contact | Aggregated | 2022 | 1.0073e-05 | 607.6134 | 0.0061205 | 2022 | Mitigation | 0.95 | 45 | 0 | esc | 0.00097009 | 9.7717e-09 | 0 | 0 | 0.034217 | 1.1521e-08 | 0.010598 | 8.95e-09
[120 empty] | 7.3.3.17.5 (Remote Grid) Updates to grid topology to minimize risk of ignition in HFTDs Remote GridWLDFRVegetation ContactAggregated | WLDFR | HFTD - Distribution - Tier 3 - 4QU CoRE ¦ 1QU LoRE | Non-Red Flag Warning - Large Fires | Vegetation Contact | Aggregated | 2023 | 1.0073e-05 | 607.6134 | 0.0061205 | 2023 | Mitigation | 0.95 | 45 | 0 | esc | 0.00097009 | 9.7717e-09 | 0.00097009 | 9.7717e-09 | 0.034217 | 1.1521e-08 | 0.010598 | 8.95e-09
[120 empty] | 7.3.3.17.5 (Remote Grid) Updates to grid topology to minimize risk of ignition in HFTDs Remote GridWLDFRVegetation ContactAggregated | WLDFR | HFTD - Distribution - Tier 3 - 4QU CoRE ¦ 1QU LoRE | Non-Red Flag Warning - Large Fires | Vegetation Contact | Aggregated | 2024 | 1.0073e-05 | 607.6134 | 0.0061205 | 2024 | Mitigation | 0.95 | 45 | 0 | esc | 0.00097009 | 9.7717e-09 | 0.00097009 | 9.7717e-09 | 0.034217 | 1.1521e-08 | 0.010598 | 8.95e-09
[120 empty] | 7.3.3.17.5 (Remote Grid) Updates to grid topology to minimize risk of ignition in HFTDs Remote GridWLDFRVegetation ContactAggregated | WLDFR | HFTD - Distribution - Tier 3 - 4QU CoRE ¦ 1QU LoRE | Non-Red Flag Warning - Large Fires | Vegetation Contact | Aggregated | 2025 | 1.0073e-05 | 607.6134 | 0.0061205 | 2025 | Mitigation | 0.95 | 45 | 0 | esc | 0.00097009 | 9.7717e-09 | 0.00097009 | 9.7717e-09 | 0.034217 | 1.1521e-08 | 0.010598 | 8.95e-09
[120 empty] | 7.3.3.17.5 (Remote Grid) Updates to grid topology to minimize risk of ignition in HFTDs Remote GridWLDFRVegetation ContactAggregated | WLDFR | HFTD - Distribution - Tier 3 - 4QU CoRE ¦ 1QU LoRE | Non-Red Flag Warning - Large Fires | Vegetation Contact | Aggregated | 2026 | 1.0073e-05 | 607.6134 | 0.0061205 | 2026 | Mitigation | 0.95 | 45 | 0 | esc | 0.00097009 | 9.7717e-09 | 0.00097009 | 9.7717e-09 | 0.034217 | 1.1521e-08 | 0.010598 | 8.95e-09
[120 empty] | 7.3.3.17.5 (Remote Grid) Updates to grid topology to minimize risk of ignition in HFTDs Remote GridWLDFRVegetation ContactAggregated | WLDFR | HFTD - Distribution - Tier 3 - 4QU CoRE ¦ 1QU LoRE | Non-Red Flag Warning - Large Fires | Vegetation Contact | Aggregated | 2027 | 1.0073e-05 | 607.6134 | 0.0061205 | 2027 | Mitigation | 0.95 | 45 | 0 | esc | 0.00097009 | 9.7717e-09 | 0.00097009 | 9.7717e-09 | 0.034217 | 1.1521e-08 | 0.010598 | 8.95e-09
[120 empty] | 7.3.3.17.5 (Remote Grid) Updates to grid topology to minimize risk of ignition in HFTDs Remote GridWLDFRVegetation ContactAggregated | WLDFR | HFTD - Distribution - Tier 3 - 4QU CoRE ¦ 1QU LoRE | Non-Red Flag Warning - Large Fires | Vegetation Contact | Aggregated | 2028 | 1.0073e-05 | 607.6134 | 0.0061205 | 2028 | Mitigation | 0.95 | 45 | 0 | esc | 0.00097009 | 9.7717e-09 | 0.00097009 | 9.7717e-09 | 0.034217 | 1.1521e-08 | 0.010598 | 8.95e-09
[120 empty] | 7.3.3.17.5 (Remote Grid) Updates to grid topology to minimize risk of ignition in HFTDs Remote GridWLDFRVegetation ContactAggregated | WLDFR | HFTD - Distribution - Tier 3 - 4QU CoRE ¦ 1QU LoRE | Non-Red Flag Warning - Large Fires | Vegetation Contact | Aggregated | 2029 | 1.0073e-05 | 607.6134 | 0.0061205 | 2029 | Mitigation | 0.95 | 45 | 0 | esc | 0.00097009 | 9.7717e-09 | 0.00097009 | 9.7717e-09 | 0.034217 | 1.1521e-08 | 0.010598 | 8.95e-09
[120 empty] | 7.3.3.17.5 (Remote Grid) Updates to grid topology to minimize risk of ignition in HFTDs Remote GridWLDFRVegetation ContactAggregated | WLDFR | HFTD - Distribution - Tier 3 - 4QU CoRE ¦ 1QU LoRE | Non-Red Flag Warning - Large Fires | Vegetation Contact | Aggregated | 2030 | 1.0073e-05 | 607.6134 | 0.0061205 | 2030 | Mitigation | 0.95 | 45 | 0 | esc | 0.00097009 | 9.7717e-09 | 0.00097009 | 9.7717e-09 | 0.034217 | 1.1521e-08 | 0.010598 | 8.95e-09
[120 empty] | 7.3.3.17.5 (Remote Grid) Updates to grid topology to minimize risk of ignition in HFTDs Remote GridWLDFRVegetation ContactAggregated | WLDFR | HFTD - Distribution - Tier 3 - 4QU CoRE ¦ 1QU LoRE | Non-Red Flag Warning - Large Fires | Vegetation Contact | Aggregated | 2031 | 1.0073e-05 | 607.6134 | 0.0061205 | 2031 | Mitigation | 0.95 | 45 | 0 | esc | 0.00097009 | 9.7717e-09 | 0.00097009 | 9.7717e-09 | 0.034217 | 1.1521e-08 | 0.010598 | 8.95e-09
[120 empty] | 7.3.3.17.5 (Remote Grid) Updates to grid topology to minimize risk of ignition in HFTDs Remote GridWLDFRVegetation ContactAggregated | WLDFR | HFTD - Distribution - Tier 3 - 4QU CoRE ¦ 1QU LoRE | Non-Red Flag Warning - Large Fires | Vegetation Contact | Aggregated | 2032 | 1.0073e-05 | 607.6134 | 0.0061205 | 2032 | Mitigation | 0.95 | 45 | 0 | esc | 0.00097009 | 9.7717e-09 | 0.00097009 | 9.7717e-09 | 0.034217 | 1.1521e-08 | 0.010598 | 8.95e-09
[120 empty] | 7.3.3.17.5 (Remote Grid) Updates to grid topology to minimize risk of ignition in HFTDs Remote GridWLDFRVegetation ContactAggregated | WLDFR | HFTD - Distribution - Tier 3 - 4QU CoRE ¦ 1QU LoRE | Non-Red Flag Warning - Large Fires | Vegetation Contact | Aggregated | 2033 | 1.0073e-05 | 607.6134 | 0.0061205 | 2033 | Mitigation | 0.95 | 45 | 0 | esc | 0.00097009 | 9.7717e-09 | 0.00097009 | 9.7717e-09 | 0.034217 | 1.1521e-08 | 0.010598 | 8.95e-09
[120 empty] | 7.3.3.17.5 (Remote Grid) Updates to grid topology to minimize risk of ignition in HFTDs Remote GridWLDFRVegetation ContactAggregated | WLDFR | HFTD - Distribution - Tier 3 - 4QU CoRE ¦ 1QU LoRE | Non-Red Flag Warning - Large Fires | Vegetation Contact | Aggregated | 2034 | 1.0073e-05 | 607.6134 | 0.0061205 | 2034 | Mitigation | 0.95 | 45 | 0 | esc | 0.00097009 | 9.7717e-09 | 0.00097009 | 9.7717e-09 | 0 | 0 | 0.010598 | 8.95e-09
[120 empty] | 7.3.3.17.5 (Remote Grid) Updates to grid topology to minimize risk of ignition in HFTDs Remote GridWLDFRVegetation ContactAggregated | WLDFR | HFTD - Distribution - Tier 3 - 4QU CoRE ¦ 1QU LoRE | Non-Red Flag Warning - Large Fires | Vegetation Contact | Aggregated | 2035 | 1.0073e-05 | 607.6134 | 0.0061205 | 2035 | Mitigation | 0.95 | 45 | 0 | esc | 0.00097009 | 9.7717e-09 | 0.00097009 | 9.7717e-09 | 0.034217 | 2.434e-07 | 0.010598 | 8.95e-09
[120 empty] | 7.3.3.17.5 (Remote Grid) Updates to grid topology to minimize risk of ignition in HFTDs Remote GridWLDFRVegetation ContactAggregated | WLDFR | HFTD - Distribution - Tier 3 - 4QU CoRE ¦ 1QU LoRE | Non-Red Flag Warning - Large Fires | Vegetation Contact | Aggregated | 2036 | 1.0073e-05 | 607.6134 | 0.0061205 | 2036 | Mitigation | 0.95 | 45 | 0 | esc | 0.00097009 | 9.7717e-09 | 0.00097009 | 9.7717e-09 | 0.034217 | 2.434e-07 | 0.010598 | 8.95e-09
[120 empty] | 7.3.3.17.5 (Remote Grid) Updates to grid topology to minimize risk of ignition in HFTDs Remote GridWLDFRVegetation ContactAggregated | WLDFR | HFTD - Distribution - Tier 3 - 4QU CoRE ¦ 1QU LoRE | Non-Red Flag Warning - Large Fires | Vegetation Contact | Aggregated | 2037 | 1.0073e-05 | 607.6134 | 0.0061205 | 2037 | Mitigation | 0.95 | 45 | 0 | esc | 0.00097009 | 9.7717e-09 | 0.00097009 | 9.7717e-09 | 0.034217 | 2.434e-07 | 0.010598 | 8.95e-09
[120 empty] | 7.3.3.17.5 (Remote Grid) Updates to grid topology to minimize risk of ignition in HFTDs Remote GridWLDFRVegetation ContactAggregated | WLDFR | HFTD - Distribution - Tier 3 - 4QU CoRE ¦ 1QU LoRE | Non-Red Flag Warning - Large Fires | Vegetation Contact | Aggregated | 2038 | 1.0073e-05 | 607.6134 | 0.0061205 | 2038 | Mitigation | 0.95 | 45 | 0 | esc | 0.00097009 | 9.7717e-09 | 0.00097009 | 9.7717e-09 | 0.034217 | 2.434e-07 | 0.010598 | 8.95e-09
[120 empty] | 7.3.3.17.5 (Remote Grid) Updates to grid topology to minimize risk of ignition in HFTDs Remote GridWLDFRVegetation ContactAggregated | WLDFR | HFTD - Distribution - Tier 3 - 4QU CoRE ¦ 1QU LoRE | Non-Red Flag Warning - Large Fires | Vegetation Contact | Aggregated | 2039 | 1.0073e-05 | 607.6134 | 0.0061205 | 2039 | Mitigation | 0.95 | 45 | 0 | esc | 0.00097009 | 9.7717e-09 | 0.00097009 | 9.7717e-09 | 0.034217 | 2.434e-07 | 0.010598 | 8.95e-09
[120 empty] | 7.3.3.17.5 (Remote Grid) Updates to grid topology to minimize risk of ignition in HFTDs Remote GridWLDFRVegetation ContactAggregated | WLDFR | HFTD - Distribution - Tier 3 - 4QU CoRE ¦ 1QU LoRE | Non-Red Flag Warning - Large Fires | Vegetation Contact | Aggregated | 2040 | 1.0073e-05 | 607.6134 | 0.0061205 | 2040 | Mitigation | 0.95 | 45 | 0 | esc | 0.00097009 | 9.7717e-09 | 0.00097009 | 9.7717e-09 | 0.034217 | 2.434e-07 | 0.010598 | 8.95e-09
[120 empty] | 7.3.3.17.5 (Remote Grid) Updates to grid topology to minimize risk of ignition in HFTDs Remote GridWLDFRVegetation ContactAggregated | WLDFR | HFTD - Distribution - Tier 3 - 4QU CoRE ¦ 1QU LoRE | Non-Red Flag Warning - Large Fires | Vegetation Contact | Aggregated | 2041 | 1.0073e-05 | 607.6134 | 0.0061205 | 2041 | Mitigation | 0.95 | 45 | 0 | esc | 0.00097009 | 9.7717e-09 | 0.00097009 | 9.7717e-09 | 0.034217 | 2.434e-07 | 0.010598 | 8.95e-09
[120 empty] | 7.3.3.17.5 (Remote Grid) Updates to grid topology to minimize risk of ignition in HFTDs Remote GridWLDFRVegetation ContactAggregated | WLDFR | HFTD - Distribution - Tier 3 - 4QU CoRE ¦ 1QU LoRE | Non-Red Flag Warning - Large Fires | Vegetation Contact | Aggregated | 2042 | 1.0073e-05 | 607.6134 | 0.0061205 | 2042 | Mitigation | 0.95 | 45 | 0 | esc | 0.00097009 | 9.7717e-09 | 0.00097009 | 9.7717e-09 | 0.034217 | 2.434e-07 | 0.010598 | 8.95e-09
[120 empty] | 7.3.3.17.5 (Remote Grid) Updates to grid topology to minimize risk of ignition in HFTDs Remote GridWLDFRVegetation ContactAggregated | WLDFR | HFTD - Distribution - Tier 3 - 4QU CoRE ¦ 1QU LoRE | Non-Red Flag Warning - Large Fires | Vegetation Contact | Aggregated | 2043 | 1.0073e-05 | 607.6134 | 0.0061205 | 2043 | Mitigation | 0.95 | 45 | 0 | esc | 0.00097009 | 9.7717e-09 | 0.00097009 | 9.7717e-09 | 0.034217 | 2.434e-07 | 0.010598 | 8.95e-09
[120 empty] | 7.3.3.17.5 (Remote Grid) Updates to grid topology to minimize risk of ignition in HFTDs Remote GridWLDFRVegetation ContactAggregated | WLDFR | HFTD - Distribution - Tier 3 - 4QU CoRE ¦ 1QU LoRE | Non-Red Flag Warning - Large Fires | Vegetation Contact | Aggregated | 2044 | 1.0073e-05 | 607.6134 | 0.0061205 | 2044 | Mitigation | 0.95 | 45 | 0 | esc | 0.00097009 | 9.7717e-09 | 0.00097009 | 9.7717e-09 | 0.034217 | 2.434e-07 | 0.010598 | 8.95e-09
[120 empty] | 7.3.3.17.5 (Remote Grid) Updates to grid topology to minimize risk of ignition in HFTDs Remote GridWLDFRVegetation ContactAggregated | WLDFR | HFTD - Distribution - Tier 3 - 4QU CoRE ¦ 1QU LoRE | Non-Red Flag Warning - Large Fires | Vegetation Contact | Aggregated | 2045 | 1.0073e-05 | 607.6134 | 0.0061205 | 2045 | Mitigation | 0.95 | 45 | 0 | esc | 0.00097009 | 9.7717e-09 | 0.00097009 | 9.7717e-09 | 0.034217 | 2.434e-07 | 0.010598 | 8.95e-09
[120 empty] | 7.3.3.17.5 (Remote Grid) Updates to grid topology to minimize risk of ignition in HFTDs Remote GridWLDFRVegetation ContactAggregated | WLDFR | HFTD - Distribution - Tier 3 - 4QU CoRE ¦ 1QU LoRE | Non-Red Flag Warning - Large Fires | Vegetation Contact | Aggregated | 2046 | 1.0073e-05 | 607.6134 | 0.0061205 | 2046 | Mitigation | 0.95 | 45 | 0 | esc | 0.00097009 | 9.7717e-09 | 0.00097009 | 9.7717e-09 | 0.034217 | 2.434e-07 | 0.010598 | 8.95e-09
[120 empty] | 7.3.3.17.5 (Remote Grid) Updates to grid topology to minimize risk of ignition in HFTDs Remote GridWLDFRVegetation ContactAggregated | WLDFR | HFTD - Distribution - Tier 3 - 4QU CoRE ¦ 1QU LoRE | Non-Red Flag Warning - Large Fires | Vegetation Contact | Aggregated | 2047 | 1.0073e-05 | 607.6134 | 0.0061205 | 2047 | Mitigation | 0.95 | 45 | 0 | esc | 0.00097009 | 9.7717e-09 | 0.00097009 | 9.7717e-09 | 0.034217 | 2.434e-07 | 0.010598 | 8.95e-09
[120 empty] | 7.3.3.17.5 (Remote Grid) Updates to grid topology to minimize risk of ignition in HFTDs Remote GridWLDFRVegetation ContactAggregated | WLDFR | HFTD - Distribution - Tier 3 - 4QU CoRE ¦ 1QU LoRE | Non-Red Flag Warning - Large Fires | Vegetation Contact | Aggregated | 2048 | 1.0073e-05 | 607.6134 | 0.0061205 | 2048 | Mitigation | 0.95 | 45 | 0 | esc | 0.00097009 | 9.7717e-09 | 0.00097009 | 9.7717e-09 | 0.034217 | 2.434e-07 | 0 | 0
[120 empty] | 7.3.3.17.5 (Remote Grid) Updates to grid topology to minimize risk of ignition in HFTDs Remote GridWLDFRVegetation ContactAggregated | WLDFR | HFTD - Distribution - Tier 3 - 4QU CoRE ¦ 1QU LoRE | Non-Red Flag Warning - Large Fires | Vegetation Contact | Aggregated | 2049 | 1.0073e-05 | 607.6134 | 0.0061205 | 2049 | Mitigation | 0.95 | 45 | 0 | esc | 0.00097009 | 9.7717e-09 | 0.00097009 | 9.7717e-09 | 0.034217 | 2.434e-07 | 0 | 0
[120 empty] | 7.3.3.17.5 (Remote Grid) Updates to grid topology to minimize risk of ignition in HFTDs Remote GridWLDFRVegetation ContactAggregated | WLDFR | HFTD - Distribution - Tier 3 - 4QU CoRE ¦ 1QU LoRE | Non-Red Flag Warning - Large Fires | Vegetation Contact | Aggregated | 2050 | 1.0073e-05 | 607.6134 | 0.0061205 | 2050 | Mitigation | 0.95 | 45 | 0 | esc | 0.00097009 | 9.7717e-09 | 0.00097009 | 9.7717e-09 | 0.034217 | 2.434e-07 | 0.0087991 | 4.3842e-07
[120 empty] | 7.3.3.17.5 (Remote Grid) Updates to grid topology to minimize risk of ignition in HFTDs Remote GridWLDFRVegetation ContactAggregated | WLDFR | HFTD - Distribution - Tier 3 - 4QU CoRE ¦ 1QU LoRE | Non-Red Flag Warning - Large Fires | Vegetation Contact | Aggregated | 2051 | 1.0073e-05 | 607.6134 | 0.0061205 | 2051 | Mitigation | 0.95 | 45 | 0 | esc | 0.00097009 | 9.7717e-09 | 0.00097009 | 9.7717e-09 | 0.034217 | 2.434e-07 | 0.0087991 | 4.3842e-07
[120 empty] | 7.3.3.17.5 (Remote Grid) Updates to grid topology to minimize risk of ignition in HFTDs Remote GridWLDFRVegetation ContactAggregated | WLDFR | HFTD - Distribution - Tier 3 - 4QU CoRE ¦ 1QU LoRE | Non-Red Flag Warning - Large Fires | Vegetation Contact | Aggregated | 2052 | 1.0073e-05 | 607.6134 | 0.0061205 | 2052 | Mitigation | 0.95 | 45 | 0 | esc | 0.00097009 | 9.7717e-09 | 0.00097009 | 9.7717e-09 | 0.034217 | 2.434e-07 | 0.0087991 | 4.3842e-07
[120 empty] | 7.3.3.17.5 (Remote Grid) Updates to grid topology to minimize risk of ignition in HFTDs Remote GridWLDFRVegetation ContactAggregated | WLDFR | HFTD - Distribution - Tier 3 - 4QU CoRE ¦ 1QU LoRE | Non-Red Flag Warning - Large Fires | Vegetation Contact | Aggregated | 2053 | 1.0073e-05 | 607.6134 | 0.0061205 | 2053 | Mitigation | 0.95 | 45 | 0 | esc | 0.00097009 | 9.7717e-09 | 0.00097009 | 9.7717e-09 | 0.034217 | 2.434e-07 | 0.0087991 | 4.3842e-07
[120 empty] | 7.3.3.17.5 (Remote Grid) Updates to grid topology to minimize risk of ignition in HFTDs Remote GridWLDFRVegetation ContactAggregated | WLDFR | HFTD - Distribution - Tier 3 - 4QU CoRE ¦ 1QU LoRE | Non-Red Flag Warning - Large Fires | Vegetation Contact | Aggregated | 2054 | 1.0073e-05 | 607.6134 | 0.0061205 | 2054 | Mitigation | 0.95 | 45 | 0 | esc | 0.00097009 | 9.7717e-09 | 0.00097009 | 9.7717e-09 | 0.034217 | 2.434e-07 | 0.0087991 | 4.3842e-07
[120 empty] | 7.3.3.17.5 (Remote Grid) Updates to grid topology to minimize risk of ignition in HFTDs Remote GridWLDFRVegetation ContactAggregated | WLDFR | HFTD - Distribution - Tier 3 - 4QU CoRE ¦ 1QU LoRE | Non-Red Flag Warning - Large Fires | Vegetation Contact | Aggregated | 2055 | 1.0073e-05 | 607.6134 | 0.0061205 | 2055 | Mitigation | 0.95 | 45 | 0 | esc | 0.00097009 | 9.7717e-09 | 0.00097009 | 9.7717e-09 | 0.034217 | 2.434e-07 | 0.0087991 | 4.3842e-07
[120 empty] | 7.3.3.17.5 (Remote Grid) Updates to grid topology to minimize risk of ignition in HFTDs Remote GridWLDFRVegetation ContactAggregated | WLDFR | HFTD - Distribution - Tier 3 - 4QU CoRE ¦ 1QU LoRE | Non-Red Flag Warning - Large Fires | Vegetation Contact | Aggregated | 2056 | 1.0073e-05 | 607.6134 | 0.0061205 | 2056 | Mitigation | 0.95 | 45 | 0 | esc | 0.00097009 | 9.7717e-09 | 0.00097009 | 9.7717e-09 | 0.034217 | 2.434e-07 | 0.0087991 | 4.3842e-07
[120 empty] | 7.3.3.17.5 (Remote Grid) Updates to grid topology to minimize risk of ignition in HFTDs Remote GridWLDFRVegetation ContactAggregated | WLDFR | HFTD - Distribution - Tier 3 - 4QU CoRE ¦ 1QU LoRE | Non-Red Flag Warning - Large Fires | Vegetation Contact | Aggregated | 2057 | 1.0073e-05 | 607.6134 | 0.0061205 | 2057 | Mitigation | 0.95 | 45 | 0 | esc | 0.00097009 | 9.7717e-09 | 0.00097009 | 9.7717e-09 | 0.034217 | 2.434e-07 | 0.0087991 | 4.3842e-07
[120 empty] | 7.3.3.17.5 (Remote Grid) Updates to grid topology to minimize risk of ignition in HFTDs Remote GridWLDFRVegetation ContactAggregated | WLDFR | HFTD - Distribution - Tier 3 - 4QU CoRE ¦ 1QU LoRE | Non-Red Flag Warning - Large Fires | Vegetation Contact | Aggregated | 2058 | 1.0073e-05 | 607.6134 | 0.0061205 | 2058 | Mitigation | 0.95 | 45 | 0 | esc | 0.00097009 | 9.7717e-09 | 0.00097009 | 9.7717e-09 | 0.034217 | 2.434e-07 | 0.0087991 | 4.3842e-07
[120 empty] | 7.3.3.17.5 (Remote Grid) Updates to grid topology to minimize risk of ignition in HFTDs Remote GridWLDFRVegetation ContactAggregated | WLDFR | HFTD - Distribution - Tier 3 - 4QU CoRE ¦ 1QU LoRE | Non-Red Flag Warning - Large Fires | Vegetation Contact | Aggregated | 2059 | 1.0073e-05 | 607.6134 | 0.0061205 | 2059 | Mitigation | 0.95 | 45 | 0 | esc | 0.00097009 | 9.7717e-09 | 0.00097009 | 9.7717e-09 | 0.034217 | 2.434e-07 | 0.0087991 | 4.3842e-07
[120 empty] | 7.3.3.17.5 (Remote Grid) Updates to grid topology to minimize risk of ignition in HFTDs Remote GridWLDFRVegetation ContactAggregated | WLDFR | HFTD - Distribution - Tier 3 - 4QU CoRE ¦ 1QU LoRE | Non-Red Flag Warning - Large Fires | Vegetation Contact | Aggregated | 2060 | 1.0073e-05 | 607.6134 | 0.0061205 | 2060 | Mitigation | 0.95 | 45 | 0 | esc | 0.00097009 | 9.7717e-09 | 0.00097009 | 9.7717e-09 | 0.034217 | 2.434e-07 | 0.0087991 | 4.3842e-07
[120 empty] | 7.3.3.17.5 (Remote Grid) Updates to grid topology to minimize risk of ignition in HFTDs Remote GridWLDFRVegetation ContactAggregated | WLDFR | HFTD - Distribution - Tier 3 - 4QU CoRE ¦ 1QU LoRE | Non-Red Flag Warning - Large Fires | Vegetation Contact | Aggregated | 2061 | 1.0073e-05 | 607.6134 | 0.0061205 | 2061 | Mitigation | 0.95 | 45 | 0 | esc | 0.00097009 | 9.7717e-09 | 0.00097009 | 9.7717e-09 | 0.034217 | 2.434e-07 | 0.0087991 | 4.3842e-07
[120 empty] | 7.3.3.17.5 (Remote Grid) Updates to grid topology to minimize risk of ignition in HFTDs Remote GridWLDFRVegetation ContactAggregated | WLDFR | HFTD - Distribution - Tier 3 - 4QU CoRE ¦ 1QU LoRE | Non-Red Flag Warning - Large Fires | Vegetation Contact | Aggregated | 2062 | 1.0073e-05 | 607.6134 | 0.0061205 | 2062 | Mitigation | 0.95 | 45 | 0 | esc | 0.00097009 | 9.7717e-09 | 0.00097009 | 9.7717e-09 | 0.034217 | 2.434e-07 | 0.0087991 | 4.3842e-07
[120 empty] | 7.3.3.17.5 (Remote Grid) Updates to grid topology to minimize risk of ignition in HFTDs Remote GridWLDFRVegetation ContactAggregated | WLDFR | HFTD - Distribution - Tier 3 - 4QU CoRE ¦ 1QU LoRE | Non-Red Flag Warning - Large Fires | Vegetation Contact | Aggregated | 2063 | 1.0073e-05 | 607.6134 | 0.0061205 | 2063 | Mitigation | 0.95 | 45 | 0 | esc | 0.00097009 | 9.7717e-09 | 0.00097009 | 9.7717e-09 | 0.034217 | 2.434e-07 | 0.0087991 | 4.3842e-07
[120 empty] | 7.3.3.17.5 (Remote Grid) Updates to grid topology to minimize risk of ignition in HFTDs Remote GridWLDFRVegetation ContactAggregated | WLDFR | HFTD - Distribution - Tier 3 - 4QU CoRE ¦ 1QU LoRE | Non-Red Flag Warning - Large Fires | Vegetation Contact | Aggregated | 2064 | 1.0073e-05 | 607.6134 | 0.0061205 | 2064 | Mitigation | 0.95 | 45 | 0 | esc | 0.00097009 | 9.7717e-09 | 0.00097009 | 9.7717e-09 | 0.034217 | 2.434e-07 | 0.0087991 | 4.3842e-07
[120 empty] | 7.3.3.17.5 (Remote Grid) Updates to grid topology to minimize risk of ignition in HFTDs Remote GridWLDFRVegetation ContactAggregated | WLDFR | HFTD - Distribution - Tier 3 - 4QU CoRE ¦ 1QU LoRE | Non-Red Flag Warning - Large Fires | Vegetation Contact | Aggregated | 2065 | 1.0073e-05 | 607.6134 | 0.0061205 | 2065 | Mitigation | 0.95 | 45 | 0 | esc | 0.00097009 | 9.7717e-09 | 0.00097009 | 9.7717e-09 | 0.034217 | 2.434e-07 | 0.0087991 | 4.3842e-07
[120 empty] | 7.3.3.17.5 (Remote Grid) Updates to grid topology to minimize risk of ignition in HFTDs Remote GridWLDFRVegetation ContactAggregated | WLDFR | HFTD - Distribution - Tier 3 - 4QU CoRE ¦ 1QU LoRE | Non-Red Flag Warning - Large Fires | Vegetation Contact | Aggregated | 2066 | 1.0073e-05 | 607.6134 | 0.0061205 | 2066 | Mitigation | 0.95 | 45 | 0 | esc | 0.00097009 | 9.7717e-09 | 0.00097009 | 9.7717e-09 | 0.034217 | 2.434e-07 | 0.0087991 | 4.3842e-07
[120 empty] | 7.3.3.17.5 (Remote Grid) Updates to grid topology to minimize risk of ignition in HFTDs Remote GridWLDFRVegetation ContactAggregated | WLDFR | HFTD - Distribution - Tier 3 - 4QU CoRE ¦ 1QU LoRE | Non-Red Flag Warning - Large Fires | Vegetation Contact | Aggregated | 2067 | 1.0073e-05 | 607.6134 | 0.0061205 | 2067 | Mitigation | 0.95 | 45 | 0 | esc | 0 | 0 | 0.00097009 | 9.7717e-09 | 0.034217 | 2.434e-07 | 0.0087991 | 4.3842e-07
[120 empty] | 7.3.3.17.5 (Remote Grid) Updates to grid topology to minimize risk of ignition in HFTDs Remote GridWLDFRWire-to-wire contactAggregated | WLDFR | HFTD - Distribution - Tier 3 - 4QU CoRE ¦ 1QU LoRE | Non-Red Flag Warning - Large Fires | Wire-to-wire contact | Aggregated | 2022 | 1.3423e-06 | 607.6134 | 0.0008156 | 2022 | Mitigation | 0.95 | 45 | 0 | esc | 0.00097009 | 1.3021e-09 | 0 | 0 | 0.034217 | 2.434e-07 | 0.0087991 | 4.3842e-07
[120 empty] | 7.3.3.17.5 (Remote Grid) Updates to grid topology to minimize risk of ignition in HFTDs Remote GridWLDFRWire-to-wire contactAggregated | WLDFR | HFTD - Distribution - Tier 3 - 4QU CoRE ¦ 1QU LoRE | Non-Red Flag Warning - Large Fires | Wire-to-wire contact | Aggregated | 2023 | 1.3423e-06 | 607.6134 | 0.0008156 | 2023 | Mitigation | 0.95 | 45 | 0 | esc | 0.00097009 | 1.3021e-09 | 0.00097009 | 1.3021e-09 | 0.034217 | 2.434e-07 | 0.0087991 | 4.3842e-07
[120 empty] | 7.3.3.17.5 (Remote Grid) Updates to grid topology to minimize risk of ignition in HFTDs Remote GridWLDFRWire-to-wire contactAggregated | WLDFR | HFTD - Distribution - Tier 3 - 4QU CoRE ¦ 1QU LoRE | Non-Red Flag Warning - Large Fires | Wire-to-wire contact | Aggregated | 2024 | 1.3423e-06 | 607.6134 | 0.0008156 | 2024 | Mitigation | 0.95 | 45 | 0 | esc | 0.00097009 | 1.3021e-09 | 0.00097009 | 1.3021e-09 | 0.034217 | 2.434e-07 | 0.0087991 | 4.3842e-07
[120 empty] | 7.3.3.17.5 (Remote Grid) Updates to grid topology to minimize risk of ignition in HFTDs Remote GridWLDFRWire-to-wire contactAggregated | WLDFR | HFTD - Distribution - Tier 3 - 4QU CoRE ¦ 1QU LoRE | Non-Red Flag Warning - Large Fires | Wire-to-wire contact | Aggregated | 2025 | 1.3423e-06 | 607.6134 | 0.0008156 | 2025 | Mitigation | 0.95 | 45 | 0 | esc | 0.00097009 | 1.3021e-09 | 0.00097009 | 1.3021e-09 | 0.034217 | 2.434e-07 | 0.0087991 | 4.3842e-07
[120 empty] | 7.3.3.17.5 (Remote Grid) Updates to grid topology to minimize risk of ignition in HFTDs Remote GridWLDFRWire-to-wire contactAggregated | WLDFR | HFTD - Distribution - Tier 3 - 4QU CoRE ¦ 1QU LoRE | Non-Red Flag Warning - Large Fires | Wire-to-wire contact | Aggregated | 2026 | 1.3423e-06 | 607.6134 | 0.0008156 | 2026 | Mitigation | 0.95 | 45 | 0 | esc | 0.00097009 | 1.3021e-09 | 0.00097009 | 1.3021e-09 | 0.034217 | 2.434e-07 | 0.0087991 | 4.3842e-07
[120 empty] | 7.3.3.17.5 (Remote Grid) Updates to grid topology to minimize risk of ignition in HFTDs Remote GridWLDFRWire-to-wire contactAggregated | WLDFR | HFTD - Distribution - Tier 3 - 4QU CoRE ¦ 1QU LoRE | Non-Red Flag Warning - Large Fires | Wire-to-wire contact | Aggregated | 2027 | 1.3423e-06 | 607.6134 | 0.0008156 | 2027 | Mitigation | 0.95 | 45 | 0 | esc | 0.00097009 | 1.3021e-09 | 0.00097009 | 1.3021e-09 | 0.034217 | 2.434e-07 | 0.0087991 | 4.3842e-07
[120 empty] | 7.3.3.17.5 (Remote Grid) Updates to grid topology to minimize risk of ignition in HFTDs Remote GridWLDFRWire-to-wire contactAggregated | WLDFR | HFTD - Distribution - Tier 3 - 4QU CoRE ¦ 1QU LoRE | Non-Red Flag Warning - Large Fires | Wire-to-wire contact | Aggregated | 2028 | 1.3423e-06 | 607.6134 | 0.0008156 | 2028 | Mitigation | 0.95 | 45 | 0 | esc | 0.00097009 | 1.3021e-09 | 0.00097009 | 1.3021e-09 | 0.034217 | 2.434e-07 | 0.0087991 | 4.3842e-07
[120 empty] | 7.3.3.17.5 (Remote Grid) Updates to grid topology to minimize risk of ignition in HFTDs Remote GridWLDFRWire-to-wire contactAggregated | WLDFR | HFTD - Distribution - Tier 3 - 4QU CoRE ¦ 1QU LoRE | Non-Red Flag Warning - Large Fires | Wire-to-wire contact | Aggregated | 2029 | 1.3423e-06 | 607.6134 | 0.0008156 | 2029 | Mitigation | 0.95 | 45 | 0 | esc | 0.00097009 | 1.3021e-09 | 0.00097009 | 1.3021e-09 | 0.034217 | 2.434e-07 | 0.0087991 | 4.3842e-07
[120 empty] | 7.3.3.17.5 (Remote Grid) Updates to grid topology to minimize risk of ignition in HFTDs Remote GridWLDFRWire-to-wire contactAggregated | WLDFR | HFTD - Distribution - Tier 3 - 4QU CoRE ¦ 1QU LoRE | Non-Red Flag Warning - Large Fires | Wire-to-wire contact | Aggregated | 2030 | 1.3423e-06 | 607.6134 | 0.0008156 | 2030 | Mitigation | 0.95 | 45 | 0 | esc | 0.00097009 | 1.3021e-09 | 0.00097009 | 1.3021e-09 | 0.034217 | 2.434e-07 | 0.0087991 | 4.3842e-07
[120 empty] | 7.3.3.17.5 (Remote Grid) Updates to grid topology to minimize risk of ignition in HFTDs Remote GridWLDFRWire-to-wire contactAggregated | WLDFR | HFTD - Distribution - Tier 3 - 4QU CoRE ¦ 1QU LoRE | Non-Red Flag Warning - Large Fires | Wire-to-wire contact | Aggregated | 2031 | 1.3423e-06 | 607.6134 | 0.0008156 | 2031 | Mitigation | 0.95 | 45 | 0 | esc | 0.00097009 | 1.3021e-09 | 0.00097009 | 1.3021e-09 | 0.034217 | 2.434e-07 | 0.0087991 | 4.3842e-07
[120 empty] | 7.3.3.17.5 (Remote Grid) Updates to grid topology to minimize risk of ignition in HFTDs Remote GridWLDFRWire-to-wire contactAggregated | WLDFR | HFTD - Distribution - Tier 3 - 4QU CoRE ¦ 1QU LoRE | Non-Red Flag Warning - Large Fires | Wire-to-wire contact | Aggregated | 2032 | 1.3423e-06 | 607.6134 | 0.0008156 | 2032 | Mitigation | 0.95 | 45 | 0 | esc | 0.00097009 | 1.3021e-09 | 0.00097009 | 1.3021e-09 | 0.034217 | 2.434e-07 | 0.0087991 | 4.3842e-07
[120 empty] | 7.3.3.17.5 (Remote Grid) Updates to grid topology to minimize risk of ignition in HFTDs Remote GridWLDFRWire-to-wire contactAggregated | WLDFR | HFTD - Distribution - Tier 3 - 4QU CoRE ¦ 1QU LoRE | Non-Red Flag Warning - Large Fires | Wire-to-wire contact | Aggregated | 2033 | 1.3423e-06 | 607.6134 | 0.0008156 | 2033 | Mitigation | 0.95 | 45 | 0 | esc | 0.00097009 | 1.3021e-09 | 0.00097009 | 1.3021e-09 | 0.034217 | 2.434e-07 | 0.0087991 | 4.3842e-07
[120 empty] | 7.3.3.17.5 (Remote Grid) Updates to grid topology to minimize risk of ignition in HFTDs Remote GridWLDFRWire-to-wire contactAggregated | WLDFR | HFTD - Distribution - Tier 3 - 4QU CoRE ¦ 1QU LoRE | Non-Red Flag Warning - Large Fires | Wire-to-wire contact | Aggregated | 2034 | 1.3423e-06 | 607.6134 | 0.0008156 | 2034 | Mitigation | 0.95 | 45 | 0 | esc | 0.00097009 | 1.3021e-09 | 0.00097009 | 1.3021e-09 | 0.034217 | 2.434e-07 | 0 | 0
[120 empty] | 7.3.3.17.5 (Remote Grid) Updates to grid topology to minimize risk of ignition in HFTDs Remote GridWLDFRWire-to-wire contactAggregated | WLDFR | HFTD - Distribution - Tier 3 - 4QU CoRE ¦ 1QU LoRE | Non-Red Flag Warning - Large Fires | Wire-to-wire contact | Aggregated | 2035 | 1.3423e-06 | 607.6134 | 0.0008156 | 2035 | Mitigation | 0.95 | 45 | 0 | esc | 0.00097009 | 1.3021e-09 | 0.00097009 | 1.3021e-09 | 0.034217 | 2.434e-07 | 0 | 0
[120 empty] | 7.3.3.17.5 (Remote Grid) Updates to grid topology to minimize risk of ignition in HFTDs Remote GridWLDFRWire-to-wire contactAggregated | WLDFR | HFTD - Distribution - Tier 3 - 4QU CoRE ¦ 1QU LoRE | Non-Red Flag Warning - Large Fires | Wire-to-wire contact | Aggregated | 2036 | 1.3423e-06 | 607.6134 | 0.0008156 | 2036 | Mitigation | 0.95 | 45 | 0 | esc | 0.00097009 | 1.3021e-09 | 0.00097009 | 1.3021e-09 | 0.034217 | 2.434e-07 | 0.00988 | 2.1889e-07
[120 empty] | 7.3.3.17.5 (Remote Grid) Updates to grid topology to minimize risk of ignition in HFTDs Remote GridWLDFRWire-to-wire contactAggregated | WLDFR | HFTD - Distribution - Tier 3 - 4QU CoRE ¦ 1QU LoRE | Non-Red Flag Warning - Large Fires | Wire-to-wire contact | Aggregated | 2037 | 1.3423e-06 | 607.6134 | 0.0008156 | 2037 | Mitigation | 0.95 | 45 | 0 | esc | 0.00097009 | 1.3021e-09 | 0.00097009 | 1.3021e-09 | 0.034217 | 2.434e-07 | 0.00988 | 2.1889e-07
[120 empty] | 7.3.3.17.5 (Remote Grid) Updates to grid topology to minimize risk of ignition in HFTDs Remote GridWLDFRWire-to-wire contactAggregated | WLDFR | HFTD - Distribution - Tier 3 - 4QU CoRE ¦ 1QU LoRE | Non-Red Flag Warning - Large Fires | Wire-to-wire contact | Aggregated | 2038 | 1.3423e-06 | 607.6134 | 0.0008156 | 2038 | Mitigation | 0.95 | 45 | 0 | esc | 0.00097009 | 1.3021e-09 | 0.00097009 | 1.3021e-09 | 0 | 0 | 0.00988 | 2.1889e-07
[120 empty] | 7.3.3.17.5 (Remote Grid) Updates to grid topology to minimize risk of ignition in HFTDs Remote GridWLDFRWire-to-wire contactAggregated | WLDFR | HFTD - Distribution - Tier 3 - 4QU CoRE ¦ 1QU LoRE | Non-Red Flag Warning - Large Fires | Wire-to-wire contact | Aggregated | 2039 | 1.3423e-06 | 607.6134 | 0.0008156 | 2039 | Mitigation | 0.95 | 45 | 0 | esc | 0.00097009 | 1.3021e-09 | 0.00097009 | 1.3021e-09 | 0.034217 | 8.5568e-08 | 0.00988 | 2.1889e-07
[120 empty] | 7.3.3.17.5 (Remote Grid) Updates to grid topology to minimize risk of ignition in HFTDs Remote GridWLDFRWire-to-wire contactAggregated | WLDFR | HFTD - Distribution - Tier 3 - 4QU CoRE ¦ 1QU LoRE | Non-Red Flag Warning - Large Fires | Wire-to-wire contact | Aggregated | 2040 | 1.3423e-06 | 607.6134 | 0.0008156 | 2040 | Mitigation | 0.95 | 45 | 0 | esc | 0.00097009 | 1.3021e-09 | 0.00097009 | 1.3021e-09 | 0.034217 | 8.5568e-08 | 0.00988 | 2.1889e-07
[120 empty] | 7.3.3.17.5 (Remote Grid) Updates to grid topology to minimize risk of ignition in HFTDs Remote GridWLDFRWire-to-wire contactAggregated | WLDFR | HFTD - Distribution - Tier 3 - 4QU CoRE ¦ 1QU LoRE | Non-Red Flag Warning - Large Fires | Wire-to-wire contact | Aggregated | 2041 | 1.3423e-06 | 607.6134 | 0.0008156 | 2041 | Mitigation | 0.95 | 45 | 0 | esc | 0.00097009 | 1.3021e-09 | 0.00097009 | 1.3021e-09 | 0.034217 | 8.5568e-08 | 0.00988 | 2.1889e-07
[120 empty] | 7.3.3.17.5 (Remote Grid) Updates to grid topology to minimize risk of ignition in HFTDs Remote GridWLDFRWire-to-wire contactAggregated | WLDFR | HFTD - Distribution - Tier 3 - 4QU CoRE ¦ 1QU LoRE | Non-Red Flag Warning - Large Fires | Wire-to-wire contact | Aggregated | 2042 | 1.3423e-06 | 607.6134 | 0.0008156 | 2042 | Mitigation | 0.95 | 45 | 0 | esc | 0.00097009 | 1.3021e-09 | 0.00097009 | 1.3021e-09 | 0.034217 | 8.5568e-08 | 0.00988 | 2.1889e-07
[120 empty] | 7.3.3.17.5 (Remote Grid) Updates to grid topology to minimize risk of ignition in HFTDs Remote GridWLDFRWire-to-wire contactAggregated | WLDFR | HFTD - Distribution - Tier 3 - 4QU CoRE ¦ 1QU LoRE | Non-Red Flag Warning - Large Fires | Wire-to-wire contact | Aggregated | 2043 | 1.3423e-06 | 607.6134 | 0.0008156 | 2043 | Mitigation | 0.95 | 45 | 0 | esc | 0.00097009 | 1.3021e-09 | 0.00097009 | 1.3021e-09 | 0.034217 | 8.5568e-08 | 0.00988 | 2.1889e-07
[120 empty] | 7.3.3.17.5 (Remote Grid) Updates to grid topology to minimize risk of ignition in HFTDs Remote GridWLDFRWire-to-wire contactAggregated | WLDFR | HFTD - Distribution - Tier 3 - 4QU CoRE ¦ 1QU LoRE | Non-Red Flag Warning - Large Fires | Wire-to-wire contact | Aggregated | 2044 | 1.3423e-06 | 607.6134 | 0.0008156 | 2044 | Mitigation | 0.95 | 45 | 0 | esc | 0.00097009 | 1.3021e-09 | 0.00097009 | 1.3021e-09 | 0.034217 | 8.5568e-08 | 0.00988 | 2.1889e-07
[120 empty] | 7.3.3.17.5 (Remote Grid) Updates to grid topology to minimize risk of ignition in HFTDs Remote GridWLDFRWire-to-wire contactAggregated | WLDFR | HFTD - Distribution - Tier 3 - 4QU CoRE ¦ 1QU LoRE | Non-Red Flag Warning - Large Fires | Wire-to-wire contact | Aggregated | 2045 | 1.3423e-06 | 607.6134 | 0.0008156 | 2045 | Mitigation | 0.95 | 45 | 0 | esc | 0.00097009 | 1.3021e-09 | 0.00097009 | 1.3021e-09 | 0.034217 | 8.5568e-08 | 0.00988 | 2.1889e-07
[120 empty] | 7.3.3.17.5 (Remote Grid) Updates to grid topology to minimize risk of ignition in HFTDs Remote GridWLDFRWire-to-wire contactAggregated | WLDFR | HFTD - Distribution - Tier 3 - 4QU CoRE ¦ 1QU LoRE | Non-Red Flag Warning - Large Fires | Wire-to-wire contact | Aggregated | 2046 | 1.3423e-06 | 607.6134 | 0.0008156 | 2046 | Mitigation | 0.95 | 45 | 0 | esc | 0.00097009 | 1.3021e-09 | 0.00097009 | 1.3021e-09 | 0.034217 | 8.5568e-08 | 0.00988 | 2.1889e-07
[120 empty] | 7.3.3.17.5 (Remote Grid) Updates to grid topology to minimize risk of ignition in HFTDs Remote GridWLDFRWire-to-wire contactAggregated | WLDFR | HFTD - Distribution - Tier 3 - 4QU CoRE ¦ 1QU LoRE | Non-Red Flag Warning - Large Fires | Wire-to-wire contact | Aggregated | 2047 | 1.3423e-06 | 607.6134 | 0.0008156 | 2047 | Mitigation | 0.95 | 45 | 0 | esc | 0.00097009 | 1.3021e-09 | 0.00097009 | 1.3021e-09 | 0.034217 | 8.5568e-08 | 0.00988 | 2.1889e-07
[120 empty] | 7.3.3.17.5 (Remote Grid) Updates to grid topology to minimize risk of ignition in HFTDs Remote GridWLDFRWire-to-wire contactAggregated | WLDFR | HFTD - Distribution - Tier 3 - 4QU CoRE ¦ 1QU LoRE | Non-Red Flag Warning - Large Fires | Wire-to-wire contact | Aggregated | 2048 | 1.3423e-06 | 607.6134 | 0.0008156 | 2048 | Mitigation | 0.95 | 45 | 0 | esc | 0.00097009 | 1.3021e-09 | 0.00097009 | 1.3021e-09 | 0.034217 | 8.5568e-08 | 0.00988 | 2.1889e-07
[120 empty] | 7.3.3.17.5 (Remote Grid) Updates to grid topology to minimize risk of ignition in HFTDs Remote GridWLDFRWire-to-wire contactAggregated | WLDFR | HFTD - Distribution - Tier 3 - 4QU CoRE ¦ 1QU LoRE | Non-Red Flag Warning - Large Fires | Wire-to-wire contact | Aggregated | 2049 | 1.3423e-06 | 607.6134 | 0.0008156 | 2049 | Mitigation | 0.95 | 45 | 0 | esc | 0.00097009 | 1.3021e-09 | 0.00097009 | 1.3021e-09 | 0.034217 | 8.5568e-08 | 0.00988 | 2.1889e-07
[120 empty] | 7.3.3.17.5 (Remote Grid) Updates to grid topology to minimize risk of ignition in HFTDs Remote GridWLDFRWire-to-wire contactAggregated | WLDFR | HFTD - Distribution - Tier 3 - 4QU CoRE ¦ 1QU LoRE | Non-Red Flag Warning - Large Fires | Wire-to-wire contact | Aggregated | 2050 | 1.3423e-06 | 607.6134 | 0.0008156 | 2050 | Mitigation | 0.95 | 45 | 0 | esc | 0.00097009 | 1.3021e-09 | 0.00097009 | 1.3021e-09 | 0.034217 | 8.5568e-08 | 0.00988 | 2.1889e-07
[120 empty] | 7.3.3.17.5 (Remote Grid) Updates to grid topology to minimize risk of ignition in HFTDs Remote GridWLDFRWire-to-wire contactAggregated | WLDFR | HFTD - Distribution - Tier 3 - 4QU CoRE ¦ 1QU LoRE | Non-Red Flag Warning - Large Fires | Wire-to-wire contact | Aggregated | 2051 | 1.3423e-06 | 607.6134 | 0.0008156 | 2051 | Mitigation | 0.95 | 45 | 0 | esc | 0.00097009 | 1.3021e-09 | 0.00097009 | 1.3021e-09 | 0.034217 | 8.5568e-08 | 0.00988 | 2.1889e-07
[120 empty] | 7.3.3.17.5 (Remote Grid) Updates to grid topology to minimize risk of ignition in HFTDs Remote GridWLDFRWire-to-wire contactAggregated | WLDFR | HFTD - Distribution - Tier 3 - 4QU CoRE ¦ 1QU LoRE | Non-Red Flag Warning - Large Fires | Wire-to-wire contact | Aggregated | 2052 | 1.3423e-06 | 607.6134 | 0.0008156 | 2052 | Mitigation | 0.95 | 45 | 0 | esc | 0.00097009 | 1.3021e-09 | 0.00097009 | 1.3021e-09 | 0.034217 | 8.5568e-08 | 0.00988 | 2.1889e-07
[120 empty] | 7.3.3.17.5 (Remote Grid) Updates to grid topology to minimize risk of ignition in HFTDs Remote GridWLDFRWire-to-wire contactAggregated | WLDFR | HFTD - Distribution - Tier 3 - 4QU CoRE ¦ 1QU LoRE | Non-Red Flag Warning - Large Fires | Wire-to-wire contact | Aggregated | 2053 | 1.3423e-06 | 607.6134 | 0.0008156 | 2053 | Mitigation | 0.95 | 45 | 0 | esc | 0.00097009 | 1.3021e-09 | 0.00097009 | 1.3021e-09 | 0.034217 | 8.5568e-08 | 0.00988 | 2.1889e-07
[120 empty] | 7.3.3.17.5 (Remote Grid) Updates to grid topology to minimize risk of ignition in HFTDs Remote GridWLDFRWire-to-wire contactAggregated | WLDFR | HFTD - Distribution - Tier 3 - 4QU CoRE ¦ 1QU LoRE | Non-Red Flag Warning - Large Fires | Wire-to-wire contact | Aggregated | 2054 | 1.3423e-06 | 607.6134 | 0.0008156 | 2054 | Mitigation | 0.95 | 45 | 0 | esc | 0.00097009 | 1.3021e-09 | 0.00097009 | 1.3021e-09 | 0.034217 | 8.5568e-08 | 0.00988 | 2.1889e-07
[120 empty] | 7.3.3.17.5 (Remote Grid) Updates to grid topology to minimize risk of ignition in HFTDs Remote GridWLDFRWire-to-wire contactAggregated | WLDFR | HFTD - Distribution - Tier 3 - 4QU CoRE ¦ 1QU LoRE | Non-Red Flag Warning - Large Fires | Wire-to-wire contact | Aggregated | 2055 | 1.3423e-06 | 607.6134 | 0.0008156 | 2055 | Mitigation | 0.95 | 45 | 0 | esc | 0.00097009 | 1.3021e-09 | 0.00097009 | 1.3021e-09 | 0.034217 | 8.5568e-08 | 0.00988 | 2.1889e-07
[120 empty] | 7.3.3.17.5 (Remote Grid) Updates to grid topology to minimize risk of ignition in HFTDs Remote GridWLDFRWire-to-wire contactAggregated | WLDFR | HFTD - Distribution - Tier 3 - 4QU CoRE ¦ 1QU LoRE | Non-Red Flag Warning - Large Fires | Wire-to-wire contact | Aggregated | 2056 | 1.3423e-06 | 607.6134 | 0.0008156 | 2056 | Mitigation | 0.95 | 45 | 0 | esc | 0.00097009 | 1.3021e-09 | 0.00097009 | 1.3021e-09 | 0.034217 | 8.5568e-08 | 0.00988 | 2.1889e-07
[120 empty] | 7.3.3.17.5 (Remote Grid) Updates to grid topology to minimize risk of ignition in HFTDs Remote GridWLDFRWire-to-wire contactAggregated | WLDFR | HFTD - Distribution - Tier 3 - 4QU CoRE ¦ 1QU LoRE | Non-Red Flag Warning - Large Fires | Wire-to-wire contact | Aggregated | 2057 | 1.3423e-06 | 607.6134 | 0.0008156 | 2057 | Mitigation | 0.95 | 45 | 0 | esc | 0.00097009 | 1.3021e-09 | 0.00097009 | 1.3021e-09 | 0.034217 | 8.5568e-08 | 0.00988 | 2.1889e-07
[120 empty] | 7.3.3.17.5 (Remote Grid) Updates to grid topology to minimize risk of ignition in HFTDs Remote GridWLDFRWire-to-wire contactAggregated | WLDFR | HFTD - Distribution - Tier 3 - 4QU CoRE ¦ 1QU LoRE | Non-Red Flag Warning - Large Fires | Wire-to-wire contact | Aggregated | 2058 | 1.3423e-06 | 607.6134 | 0.0008156 | 2058 | Mitigation | 0.95 | 45 | 0 | esc | 0.00097009 | 1.3021e-09 | 0.00097009 | 1.3021e-09 | 0.034217 | 8.5568e-08 | 0.00988 | 2.1889e-07
[120 empty] | 7.3.3.17.5 (Remote Grid) Updates to grid topology to minimize risk of ignition in HFTDs Remote GridWLDFRWire-to-wire contactAggregated | WLDFR | HFTD - Distribution - Tier 3 - 4QU CoRE ¦ 1QU LoRE | Non-Red Flag Warning - Large Fires | Wire-to-wire contact | Aggregated | 2059 | 1.3423e-06 | 607.6134 | 0.0008156 | 2059 | Mitigation | 0.95 | 45 | 0 | esc | 0.00097009 | 1.3021e-09 | 0.00097009 | 1.3021e-09 | 0.034217 | 8.5568e-08 | 0.00988 | 2.1889e-07
[120 empty] | 7.3.3.17.5 (Remote Grid) Updates to grid topology to minimize risk of ignition in HFTDs Remote GridWLDFRWire-to-wire contactAggregated | WLDFR | HFTD - Distribution - Tier 3 - 4QU CoRE ¦ 1QU LoRE | Non-Red Flag Warning - Large Fires | Wire-to-wire contact | Aggregated | 2060 | 1.3423e-06 | 607.6134 | 0.0008156 | 2060 | Mitigation | 0.95 | 45 | 0 | esc | 0.00097009 | 1.3021e-09 | 0.00097009 | 1.3021e-09 | 0.034217 | 8.5568e-08 | 0.00988 | 2.1889e-07
[120 empty] | 7.3.3.17.5 (Remote Grid) Updates to grid topology to minimize risk of ignition in HFTDs Remote GridWLDFRWire-to-wire contactAggregated | WLDFR | HFTD - Distribution - Tier 3 - 4QU CoRE ¦ 1QU LoRE | Non-Red Flag Warning - Large Fires | Wire-to-wire contact | Aggregated | 2061 | 1.3423e-06 | 607.6134 | 0.0008156 | 2061 | Mitigation | 0.95 | 45 | 0 | esc | 0.00097009 | 1.3021e-09 | 0.00097009 | 1.3021e-09 | 0.034217 | 8.5568e-08 | 0.00988 | 2.1889e-07
[120 empty] | 7.3.3.17.5 (Remote Grid) Updates to grid topology to minimize risk of ignition in HFTDs Remote GridWLDFRWire-to-wire contactAggregated | WLDFR | HFTD - Distribution - Tier 3 - 4QU CoRE ¦ 1QU LoRE | Non-Red Flag Warning - Large Fires | Wire-to-wire contact | Aggregated | 2062 | 1.3423e-06 | 607.6134 | 0.0008156 | 2062 | Mitigation | 0.95 | 45 | 0 | esc | 0.00097009 | 1.3021e-09 | 0.00097009 | 1.3021e-09 | 0.034217 | 8.5568e-08 | 0.00988 | 2.1889e-07
[120 empty] | 7.3.3.17.5 (Remote Grid) Updates to grid topology to minimize risk of ignition in HFTDs Remote GridWLDFRWire-to-wire contactAggregated | WLDFR | HFTD - Distribution - Tier 3 - 4QU CoRE ¦ 1QU LoRE | Non-Red Flag Warning - Large Fires | Wire-to-wire contact | Aggregated | 2063 | 1.3423e-06 | 607.6134 | 0.0008156 | 2063 | Mitigation | 0.95 | 45 | 0 | esc | 0.00097009 | 1.3021e-09 | 0.00097009 | 1.3021e-09 | 0.034217 | 8.5568e-08 | 0.00988 | 2.1889e-07
[120 empty] | 7.3.3.17.5 (Remote Grid) Updates to grid topology to minimize risk of ignition in HFTDs Remote GridWLDFRWire-to-wire contactAggregated | WLDFR | HFTD - Distribution - Tier 3 - 4QU CoRE ¦ 1QU LoRE | Non-Red Flag Warning - Large Fires | Wire-to-wire contact | Aggregated | 2064 | 1.3423e-06 | 607.6134 | 0.0008156 | 2064 | Mitigation | 0.95 | 45 | 0 | esc | 0.00097009 | 1.3021e-09 | 0.00097009 | 1.3021e-09 | 0.034217 | 8.5568e-08 | 0.00988 | 2.1889e-07
[120 empty] | 7.3.3.17.5 (Remote Grid) Updates to grid topology to minimize risk of ignition in HFTDs Remote GridWLDFRWire-to-wire contactAggregated | WLDFR | HFTD - Distribution - Tier 3 - 4QU CoRE ¦ 1QU LoRE | Non-Red Flag Warning - Large Fires | Wire-to-wire contact | Aggregated | 2065 | 1.3423e-06 | 607.6134 | 0.0008156 | 2065 | Mitigation | 0.95 | 45 | 0 | esc | 0.00097009 | 1.3021e-09 | 0.00097009 | 1.3021e-09 | 0.034217 | 8.5568e-08 | 0.00988 | 2.1889e-07
[120 empty] | 7.3.3.17.5 (Remote Grid) Updates to grid topology to minimize risk of ignition in HFTDs Remote GridWLDFRWire-to-wire contactAggregated | WLDFR | HFTD - Distribution - Tier 3 - 4QU CoRE ¦ 1QU LoRE | Non-Red Flag Warning - Large Fires | Wire-to-wire contact | Aggregated | 2066 | 1.3423e-06 | 607.6134 | 0.0008156 | 2066 | Mitigation | 0.95 | 45 | 0 | esc | 0.00097009 | 1.3021e-09 | 0.00097009 | 1.3021e-09 | 0.034217 | 8.5568e-08 | 0 | 0
[120 empty] | 7.3.3.17.5 (Remote Grid) Updates to grid topology to minimize risk of ignition in HFTDs Remote GridWLDFRWire-to-wire contactAggregated | WLDFR | HFTD - Distribution - Tier 3 - 4QU CoRE ¦ 1QU LoRE | Non-Red Flag Warning - Large Fires | Wire-to-wire contact | Aggregated | 2067 | 1.3423e-06 | 607.6134 | 0.0008156 | 2067 | Mitigation | 0.95 | 45 | 0 | esc | 0 | 0 | 0.00097009 | 1.3021e-09 | 0.034217 | 8.5568e-08 | 0 | 0
[120 empty] | 7.3.3.17.5 (Remote Grid) Updates to grid topology to minimize risk of ignition in HFTDs Remote GridWLDFRContact from objectAggregated | WLDFR | HFTD - Distribution - Tier 3 - 4QU CoRE ¦ 1QU LoRE | Non-Red Flag Warning - Small Fires | Contact from object | Aggregated | 2022 | 0.0012701 | 607.6134 | 0.77171 | 2022 | Mitigation | 0.95 | 45 | 0 | esc | 0.00097009 | 1.2321e-06 | 0 | 0 | 0.034217 | 8.5568e-08 | 0.0085129 | 1.5491e-07
[120 empty] | 7.3.3.17.5 (Remote Grid) Updates to grid topology to minimize risk of ignition in HFTDs Remote GridWLDFRContact from objectAggregated | WLDFR | HFTD - Distribution - Tier 3 - 4QU CoRE ¦ 1QU LoRE | Non-Red Flag Warning - Small Fires | Contact from object | Aggregated | 2023 | 0.0012701 | 607.6134 | 0.77171 | 2023 | Mitigation | 0.95 | 45 | 0 | esc | 0.00097009 | 1.2321e-06 | 0.00097009 | 1.2321e-06 | 0.034217 | 8.5568e-08 | 0.0085129 | 1.5491e-07
[120 empty] | 7.3.3.17.5 (Remote Grid) Updates to grid topology to minimize risk of ignition in HFTDs Remote GridWLDFRContact from objectAggregated | WLDFR | HFTD - Distribution - Tier 3 - 4QU CoRE ¦ 1QU LoRE | Non-Red Flag Warning - Small Fires | Contact from object | Aggregated | 2024 | 0.0012701 | 607.6134 | 0.77171 | 2024 | Mitigation | 0.95 | 45 | 0 | esc | 0.00097009 | 1.2321e-06 | 0.00097009 | 1.2321e-06 | 0.034217 | 8.5568e-08 | 0.0085129 | 1.5491e-07
[120 empty] | 7.3.3.17.5 (Remote Grid) Updates to grid topology to minimize risk of ignition in HFTDs Remote GridWLDFRContact from objectAggregated | WLDFR | HFTD - Distribution - Tier 3 - 4QU CoRE ¦ 1QU LoRE | Non-Red Flag Warning - Small Fires | Contact from object | Aggregated | 2025 | 0.0012701 | 607.6134 | 0.77171 | 2025 | Mitigation | 0.95 | 45 | 0 | esc | 0.00097009 | 1.2321e-06 | 0.00097009 | 1.2321e-06 | 0.034217 | 8.5568e-08 | 0.0085129 | 1.5491e-07
[120 empty] | 7.3.3.17.5 (Remote Grid) Updates to grid topology to minimize risk of ignition in HFTDs Remote GridWLDFRContact from objectAggregated | WLDFR | HFTD - Distribution - Tier 3 - 4QU CoRE ¦ 1QU LoRE | Non-Red Flag Warning - Small Fires | Contact from object | Aggregated | 2026 | 0.0012701 | 607.6134 | 0.77171 | 2026 | Mitigation | 0.95 | 45 | 0 | esc | 0.00097009 | 1.2321e-06 | 0.00097009 | 1.2321e-06 | 0.034217 | 8.5568e-08 | 0.0085129 | 1.5491e-07
[120 empty] | 7.3.3.17.5 (Remote Grid) Updates to grid topology to minimize risk of ignition in HFTDs Remote GridWLDFRContact from objectAggregated | WLDFR | HFTD - Distribution - Tier 3 - 4QU CoRE ¦ 1QU LoRE | Non-Red Flag Warning - Small Fires | Contact from object | Aggregated | 2027 | 0.0012701 | 607.6134 | 0.77171 | 2027 | Mitigation | 0.95 | 45 | 0 | esc | 0.00097009 | 1.2321e-06 | 0.00097009 | 1.2321e-06 | 0.034217 | 8.5568e-08 | 0.0085129 | 1.5491e-07
[120 empty] | 7.3.3.17.5 (Remote Grid) Updates to grid topology to minimize risk of ignition in HFTDs Remote GridWLDFRContact from objectAggregated | WLDFR | HFTD - Distribution - Tier 3 - 4QU CoRE ¦ 1QU LoRE | Non-Red Flag Warning - Small Fires | Contact from object | Aggregated | 2028 | 0.0012701 | 607.6134 | 0.77171 | 2028 | Mitigation | 0.95 | 45 | 0 | esc | 0.00097009 | 1.2321e-06 | 0.00097009 | 1.2321e-06 | 0.034217 | 8.5568e-08 | 0.0085129 | 1.5491e-07
[120 empty] | 7.3.3.17.5 (Remote Grid) Updates to grid topology to minimize risk of ignition in HFTDs Remote GridWLDFRContact from objectAggregated | WLDFR | HFTD - Distribution - Tier 3 - 4QU CoRE ¦ 1QU LoRE | Non-Red Flag Warning - Small Fires | Contact from object | Aggregated | 2029 | 0.0012701 | 607.6134 | 0.77171 | 2029 | Mitigation | 0.95 | 45 | 0 | esc | 0.00097009 | 1.2321e-06 | 0.00097009 | 1.2321e-06 | 0.034217 | 8.5568e-08 | 0.0085129 | 1.5491e-07
[120 empty] | 7.3.3.17.5 (Remote Grid) Updates to grid topology to minimize risk of ignition in HFTDs Remote GridWLDFRContact from objectAggregated | WLDFR | HFTD - Distribution - Tier 3 - 4QU CoRE ¦ 1QU LoRE | Non-Red Flag Warning - Small Fires | Contact from object | Aggregated | 2030 | 0.0012701 | 607.6134 | 0.77171 | 2030 | Mitigation | 0.95 | 45 | 0 | esc | 0.00097009 | 1.2321e-06 | 0.00097009 | 1.2321e-06 | 0.034217 | 8.5568e-08 | 0.0085129 | 1.5491e-07
[120 empty] | 7.3.3.17.5 (Remote Grid) Updates to grid topology to minimize risk of ignition in HFTDs Remote GridWLDFRContact from objectAggregated | WLDFR | HFTD - Distribution - Tier 3 - 4QU CoRE ¦ 1QU LoRE | Non-Red Flag Warning - Small Fires | Contact from object | Aggregated | 2031 | 0.0012701 | 607.6134 | 0.77171 | 2031 | Mitigation | 0.95 | 45 | 0 | esc | 0.00097009 | 1.2321e-06 | 0.00097009 | 1.2321e-06 | 0.034217 | 8.5568e-08 | 0.0085129 | 1.5491e-07
[120 empty] | 7.3.3.17.5 (Remote Grid) Updates to grid topology to minimize risk of ignition in HFTDs Remote GridWLDFRContact from objectAggregated | WLDFR | HFTD - Distribution - Tier 3 - 4QU CoRE ¦ 1QU LoRE | Non-Red Flag Warning - Small Fires | Contact from object | Aggregated | 2032 | 0.0012701 | 607.6134 | 0.77171 | 2032 | Mitigation | 0.95 | 45 | 0 | esc | 0.00097009 | 1.2321e-06 | 0.00097009 | 1.2321e-06 | 0.034217 | 8.5568e-08 | 0.0085129 | 1.5491e-07
[120 empty] | 7.3.3.17.5 (Remote Grid) Updates to grid topology to minimize risk of ignition in HFTDs Remote GridWLDFRContact from objectAggregated | WLDFR | HFTD - Distribution - Tier 3 - 4QU CoRE ¦ 1QU LoRE | Non-Red Flag Warning - Small Fires | Contact from object | Aggregated | 2033 | 0.0012701 | 607.6134 | 0.77171 | 2033 | Mitigation | 0.95 | 45 | 0 | esc | 0.00097009 | 1.2321e-06 | 0.00097009 | 1.2321e-06 | 0.034217 | 8.5568e-08 | 0.0085129 | 1.5491e-07
[120 empty] | 7.3.3.17.5 (Remote Grid) Updates to grid topology to minimize risk of ignition in HFTDs Remote GridWLDFRContact from objectAggregated | WLDFR | HFTD - Distribution - Tier 3 - 4QU CoRE ¦ 1QU LoRE | Non-Red Flag Warning - Small Fires | Contact from object | Aggregated | 2034 | 0.0012701 | 607.6134 | 0.77171 | 2034 | Mitigation | 0.95 | 45 | 0 | esc | 0.00097009 | 1.2321e-06 | 0.00097009 | 1.2321e-06 | 0.034217 | 8.5568e-08 | 0.0085129 | 1.5491e-07
[120 empty] | 7.3.3.17.5 (Remote Grid) Updates to grid topology to minimize risk of ignition in HFTDs Remote GridWLDFRContact from objectAggregated | WLDFR | HFTD - Distribution - Tier 3 - 4QU CoRE ¦ 1QU LoRE | Non-Red Flag Warning - Small Fires | Contact from object | Aggregated | 2035 | 0.0012701 | 607.6134 | 0.77171 | 2035 | Mitigation | 0.95 | 45 | 0 | esc | 0.00097009 | 1.2321e-06 | 0.00097009 | 1.2321e-06 | 0.034217 | 8.5568e-08 | 0.0085129 | 1.5491e-07
[120 empty] | 7.3.3.17.5 (Remote Grid) Updates to grid topology to minimize risk of ignition in HFTDs Remote GridWLDFRContact from objectAggregated | WLDFR | HFTD - Distribution - Tier 3 - 4QU CoRE ¦ 1QU LoRE | Non-Red Flag Warning - Small Fires | Contact from object | Aggregated | 2036 | 0.0012701 | 607.6134 | 0.77171 | 2036 | Mitigation | 0.95 | 45 | 0 | esc | 0.00097009 | 1.2321e-06 | 0.00097009 | 1.2321e-06 | 0.034217 | 8.5568e-08 | 0.0085129 | 1.5491e-07
[120 empty] | 7.3.3.17.5 (Remote Grid) Updates to grid topology to minimize risk of ignition in HFTDs Remote GridWLDFRContact from objectAggregated | WLDFR | HFTD - Distribution - Tier 3 - 4QU CoRE ¦ 1QU LoRE | Non-Red Flag Warning - Small Fires | Contact from object | Aggregated | 2037 | 0.0012701 | 607.6134 | 0.77171 | 2037 | Mitigation | 0.95 | 45 | 0 | esc | 0.00097009 | 1.2321e-06 | 0.00097009 | 1.2321e-06 | 0.034217 | 8.5568e-08 | 0.0085129 | 1.5491e-07
[120 empty] | 7.3.3.17.5 (Remote Grid) Updates to grid topology to minimize risk of ignition in HFTDs Remote GridWLDFRContact from objectAggregated | WLDFR | HFTD - Distribution - Tier 3 - 4QU CoRE ¦ 1QU LoRE | Non-Red Flag Warning - Small Fires | Contact from object | Aggregated | 2038 | 0.0012701 | 607.6134 | 0.77171 | 2038 | Mitigation | 0.95 | 45 | 0 | esc | 0.00097009 | 1.2321e-06 | 0.00097009 | 1.2321e-06 | 0.034217 | 8.5568e-08 | 0.0085129 | 1.5491e-07
[120 empty] | 7.3.3.17.5 (Remote Grid) Updates to grid topology to minimize risk of ignition in HFTDs Remote GridWLDFRContact from objectAggregated | WLDFR | HFTD - Distribution - Tier 3 - 4QU CoRE ¦ 1QU LoRE | Non-Red Flag Warning - Small Fires | Contact from object | Aggregated | 2039 | 0.0012701 | 607.6134 | 0.77171 | 2039 | Mitigation | 0.95 | 45 | 0 | esc | 0.00097009 | 1.2321e-06 | 0.00097009 | 1.2321e-06 | 0.034217 | 8.5568e-08 | 0.0085129 | 1.5491e-07
[120 empty] | 7.3.3.17.5 (Remote Grid) Updates to grid topology to minimize risk of ignition in HFTDs Remote GridWLDFRContact from objectAggregated | WLDFR | HFTD - Distribution - Tier 3 - 4QU CoRE ¦ 1QU LoRE | Non-Red Flag Warning - Small Fires | Contact from object | Aggregated | 2040 | 0.0012701 | 607.6134 | 0.77171 | 2040 | Mitigation | 0.95 | 45 | 0 | esc | 0.00097009 | 1.2321e-06 | 0.00097009 | 1.2321e-06 | 0.034217 | 8.5568e-08 | 0.0085129 | 1.5491e-07
[120 empty] | 7.3.3.17.5 (Remote Grid) Updates to grid topology to minimize risk of ignition in HFTDs Remote GridWLDFRContact from objectAggregated | WLDFR | HFTD - Distribution - Tier 3 - 4QU CoRE ¦ 1QU LoRE | Non-Red Flag Warning - Small Fires | Contact from object | Aggregated | 2041 | 0.0012701 | 607.6134 | 0.77171 | 2041 | Mitigation | 0.95 | 45 | 0 | esc | 0.00097009 | 1.2321e-06 | 0.00097009 | 1.2321e-06 | 0.034217 | 8.5568e-08 | 0.0085129 | 1.5491e-07
[120 empty] | 7.3.3.17.5 (Remote Grid) Updates to grid topology to minimize risk of ignition in HFTDs Remote GridWLDFRContact from objectAggregated | WLDFR | HFTD - Distribution - Tier 3 - 4QU CoRE ¦ 1QU LoRE | Non-Red Flag Warning - Small Fires | Contact from object | Aggregated | 2042 | 0.0012701 | 607.6134 | 0.77171 | 2042 | Mitigation | 0.95 | 45 | 0 | esc | 0.00097009 | 1.2321e-06 | 0.00097009 | 1.2321e-06 | 0 | 0 | 0.0085129 | 1.5491e-07
[120 empty] | 7.3.3.17.5 (Remote Grid) Updates to grid topology to minimize risk of ignition in HFTDs Remote GridWLDFRContact from objectAggregated | WLDFR | HFTD - Distribution - Tier 3 - 4QU CoRE ¦ 1QU LoRE | Non-Red Flag Warning - Small Fires | Contact from object | Aggregated | 2043 | 0.0012701 | 607.6134 | 0.77171 | 2043 | Mitigation | 0.95 | 45 | 0 | esc | 0.00097009 | 1.2321e-06 | 0.00097009 | 1.2321e-06 | 0.034217 | 8.0245e-12 | 0.0085129 | 1.5491e-07
[120 empty] | 7.3.3.17.5 (Remote Grid) Updates to grid topology to minimize risk of ignition in HFTDs Remote GridWLDFRContact from objectAggregated | WLDFR | HFTD - Distribution - Tier 3 - 4QU CoRE ¦ 1QU LoRE | Non-Red Flag Warning - Small Fires | Contact from object | Aggregated | 2044 | 0.0012701 | 607.6134 | 0.77171 | 2044 | Mitigation | 0.95 | 45 | 0 | esc | 0.00097009 | 1.2321e-06 | 0.00097009 | 1.2321e-06 | 0.034217 | 8.0245e-12 | 0.0085129 | 1.5491e-07
[120 empty] | 7.3.3.17.5 (Remote Grid) Updates to grid topology to minimize risk of ignition in HFTDs Remote GridWLDFRContact from objectAggregated | WLDFR | HFTD - Distribution - Tier 3 - 4QU CoRE ¦ 1QU LoRE | Non-Red Flag Warning - Small Fires | Contact from object | Aggregated | 2045 | 0.0012701 | 607.6134 | 0.77171 | 2045 | Mitigation | 0.95 | 45 | 0 | esc | 0.00097009 | 1.2321e-06 | 0.00097009 | 1.2321e-06 | 0.034217 | 8.0245e-12 | 0.0085129 | 1.5491e-07
[120 empty] | 7.3.3.17.5 (Remote Grid) Updates to grid topology to minimize risk of ignition in HFTDs Remote GridWLDFRContact from objectAggregated | WLDFR | HFTD - Distribution - Tier 3 - 4QU CoRE ¦ 1QU LoRE | Non-Red Flag Warning - Small Fires | Contact from object | Aggregated | 2046 | 0.0012701 | 607.6134 | 0.77171 | 2046 | Mitigation | 0.95 | 45 | 0 | esc | 0.00097009 | 1.2321e-06 | 0.00097009 | 1.2321e-06 | 0.034217 | 8.0245e-12 | 0.0085129 | 1.5491e-07
[120 empty] | 7.3.3.17.5 (Remote Grid) Updates to grid topology to minimize risk of ignition in HFTDs Remote GridWLDFRContact from objectAggregated | WLDFR | HFTD - Distribution - Tier 3 - 4QU CoRE ¦ 1QU LoRE | Non-Red Flag Warning - Small Fires | Contact from object | Aggregated | 2047 | 0.0012701 | 607.6134 | 0.77171 | 2047 | Mitigation | 0.95 | 45 | 0 | esc | 0.00097009 | 1.2321e-06 | 0.00097009 | 1.2321e-06 | 0.034217 | 8.0245e-12 | 0.0085129 | 1.5491e-07
[120 empty] | 7.3.3.17.5 (Remote Grid) Updates to grid topology to minimize risk of ignition in HFTDs Remote GridWLDFRContact from objectAggregated | WLDFR | HFTD - Distribution - Tier 3 - 4QU CoRE ¦ 1QU LoRE | Non-Red Flag Warning - Small Fires | Contact from object | Aggregated | 2048 | 0.0012701 | 607.6134 | 0.77171 | 2048 | Mitigation | 0.95 | 45 | 0 | esc | 0.00097009 | 1.2321e-06 | 0.00097009 | 1.2321e-06 | 0.034217 | 8.0245e-12 | 0.0085129 | 1.5491e-07
[120 empty] | 7.3.3.17.5 (Remote Grid) Updates to grid topology to minimize risk of ignition in HFTDs Remote GridWLDFRContact from objectAggregated | WLDFR | HFTD - Distribution - Tier 3 - 4QU CoRE ¦ 1QU LoRE | Non-Red Flag Warning - Small Fires | Contact from object | Aggregated | 2049 | 0.0012701 | 607.6134 | 0.77171 | 2049 | Mitigation | 0.95 | 45 | 0 | esc | 0.00097009 | 1.2321e-06 | 0.00097009 | 1.2321e-06 | 0.034217 | 8.0245e-12 | 0.0085129 | 1.5491e-07
[120 empty] | 7.3.3.17.5 (Remote Grid) Updates to grid topology to minimize risk of ignition in HFTDs Remote GridWLDFRContact from objectAggregated | WLDFR | HFTD - Distribution - Tier 3 - 4QU CoRE ¦ 1QU LoRE | Non-Red Flag Warning - Small Fires | Contact from object | Aggregated | 2050 | 0.0012701 | 607.6134 | 0.77171 | 2050 | Mitigation | 0.95 | 45 | 0 | esc | 0.00097009 | 1.2321e-06 | 0.00097009 | 1.2321e-06 | 0.034217 | 8.0245e-12 | 0.0085129 | 1.5491e-07
[120 empty] | 7.3.3.17.5 (Remote Grid) Updates to grid topology to minimize risk of ignition in HFTDs Remote GridWLDFRContact from objectAggregated | WLDFR | HFTD - Distribution - Tier 3 - 4QU CoRE ¦ 1QU LoRE | Non-Red Flag Warning - Small Fires | Contact from object | Aggregated | 2051 | 0.0012701 | 607.6134 | 0.77171 | 2051 | Mitigation | 0.95 | 45 | 0 | esc | 0.00097009 | 1.2321e-06 | 0.00097009 | 1.2321e-06 | 0.034217 | 8.0245e-12 | 0.0085129 | 1.5491e-07
[120 empty] | 7.3.3.17.5 (Remote Grid) Updates to grid topology to minimize risk of ignition in HFTDs Remote GridWLDFRContact from objectAggregated | WLDFR | HFTD - Distribution - Tier 3 - 4QU CoRE ¦ 1QU LoRE | Non-Red Flag Warning - Small Fires | Contact from object | Aggregated | 2052 | 0.0012701 | 607.6134 | 0.77171 | 2052 | Mitigation | 0.95 | 45 | 0 | esc | 0.00097009 | 1.2321e-06 | 0.00097009 | 1.2321e-06 | 0.034217 | 8.0245e-12 | 0 | 0
[120 empty] | 7.3.3.17.5 (Remote Grid) Updates to grid topology to minimize risk of ignition in HFTDs Remote GridWLDFRContact from objectAggregated | WLDFR | HFTD - Distribution - Tier 3 - 4QU CoRE ¦ 1QU LoRE | Non-Red Flag Warning - Small Fires | Contact from object | Aggregated | 2053 | 0.0012701 | 607.6134 | 0.77171 | 2053 | Mitigation | 0.95 | 45 | 0 | esc | 0.00097009 | 1.2321e-06 | 0.00097009 | 1.2321e-06 | 0.034217 | 8.0245e-12 | 0 | 0
[120 empty] | 7.3.3.17.5 (Remote Grid) Updates to grid topology to minimize risk of ignition in HFTDs Remote GridWLDFRContact from objectAggregated | WLDFR | HFTD - Distribution - Tier 3 - 4QU CoRE ¦ 1QU LoRE | Non-Red Flag Warning - Small Fires | Contact from object | Aggregated | 2054 | 0.0012701 | 607.6134 | 0.77171 | 2054 | Mitigation | 0.95 | 45 | 0 | esc | 0.00097009 | 1.2321e-06 | 0.00097009 | 1.2321e-06 | 0.034217 | 8.0245e-12 | 0.0093087 | 6.9368e-07
[120 empty] | 7.3.3.17.5 (Remote Grid) Updates to grid topology to minimize risk of ignition in HFTDs Remote GridWLDFRContact from objectAggregated | WLDFR | HFTD - Distribution - Tier 3 - 4QU CoRE ¦ 1QU LoRE | Non-Red Flag Warning - Small Fires | Contact from object | Aggregated | 2055 | 0.0012701 | 607.6134 | 0.77171 | 2055 | Mitigation | 0.95 | 45 | 0 | esc | 0.00097009 | 1.2321e-06 | 0.00097009 | 1.2321e-06 | 0.034217 | 8.0245e-12 | 0.0093087 | 6.9368e-07
[120 empty] | 7.3.3.17.5 (Remote Grid) Updates to grid topology to minimize risk of ignition in HFTDs Remote GridWLDFRContact from objectAggregated | WLDFR | HFTD - Distribution - Tier 3 - 4QU CoRE ¦ 1QU LoRE | Non-Red Flag Warning - Small Fires | Contact from object | Aggregated | 2056 | 0.0012701 | 607.6134 | 0.77171 | 2056 | Mitigation | 0.95 | 45 | 0 | esc | 0.00097009 | 1.2321e-06 | 0.00097009 | 1.2321e-06 | 0.034217 | 8.0245e-12 | 0.0093087 | 6.9368e-07
[120 empty] | 7.3.3.17.5 (Remote Grid) Updates to grid topology to minimize risk of ignition in HFTDs Remote GridWLDFRContact from objectAggregated | WLDFR | HFTD - Distribution - Tier 3 - 4QU CoRE ¦ 1QU LoRE | Non-Red Flag Warning - Small Fires | Contact from object | Aggregated | 2057 | 0.0012701 | 607.6134 | 0.77171 | 2057 | Mitigation | 0.95 | 45 | 0 | esc | 0.00097009 | 1.2321e-06 | 0.00097009 | 1.2321e-06 | 0.034217 | 8.0245e-12 | 0.0093087 | 6.9368e-07
[120 empty] | 7.3.3.17.5 (Remote Grid) Updates to grid topology to minimize risk of ignition in HFTDs Remote GridWLDFRContact from objectAggregated | WLDFR | HFTD - Distribution - Tier 3 - 4QU CoRE ¦ 1QU LoRE | Non-Red Flag Warning - Small Fires | Contact from object | Aggregated | 2058 | 0.0012701 | 607.6134 | 0.77171 | 2058 | Mitigation | 0.95 | 45 | 0 | esc | 0.00097009 | 1.2321e-06 | 0.00097009 | 1.2321e-06 | 0.034217 | 8.0245e-12 | 0.0093087 | 6.9368e-07
[120 empty] | 7.3.3.17.5 (Remote Grid) Updates to grid topology to minimize risk of ignition in HFTDs Remote GridWLDFRContact from objectAggregated | WLDFR | HFTD - Distribution - Tier 3 - 4QU CoRE ¦ 1QU LoRE | Non-Red Flag Warning - Small Fires | Contact from object | Aggregated | 2059 | 0.0012701 | 607.6134 | 0.77171 | 2059 | Mitigation | 0.95 | 45 | 0 | esc | 0.00097009 | 1.2321e-06 | 0.00097009 | 1.2321e-06 | 0.034217 | 8.0245e-12 | 0.0093087 | 6.9368e-07
[120 empty] | 7.3.3.17.5 (Remote Grid) Updates to grid topology to minimize risk of ignition in HFTDs Remote GridWLDFRContact from objectAggregated | WLDFR | HFTD - Distribution - Tier 3 - 4QU CoRE ¦ 1QU LoRE | Non-Red Flag Warning - Small Fires | Contact from object | Aggregated | 2060 | 0.0012701 | 607.6134 | 0.77171 | 2060 | Mitigation | 0.95 | 45 | 0 | esc | 0.00097009 | 1.2321e-06 | 0.00097009 | 1.2321e-06 | 0.034217 | 8.0245e-12 | 0.0093087 | 6.9368e-07
[120 empty] | 7.3.3.17.5 (Remote Grid) Updates to grid topology to minimize risk of ignition in HFTDs Remote GridWLDFRContact from objectAggregated | WLDFR | HFTD - Distribution - Tier 3 - 4QU CoRE ¦ 1QU LoRE | Non-Red Flag Warning - Small Fires | Contact from object | Aggregated | 2061 | 0.0012701 | 607.6134 | 0.77171 | 2061 | Mitigation | 0.95 | 45 | 0 | esc | 0.00097009 | 1.2321e-06 | 0.00097009 | 1.2321e-06 | 0.034217 | 8.0245e-12 | 0.0093087 | 6.9368e-07
[120 empty] | 7.3.3.17.5 (Remote Grid) Updates to grid topology to minimize risk of ignition in HFTDs Remote GridWLDFRContact from objectAggregated | WLDFR | HFTD - Distribution - Tier 3 - 4QU CoRE ¦ 1QU LoRE | Non-Red Flag Warning - Small Fires | Contact from object | Aggregated | 2062 | 0.0012701 | 607.6134 | 0.77171 | 2062 | Mitigation | 0.95 | 45 | 0 | esc | 0.00097009 | 1.2321e-06 | 0.00097009 | 1.2321e-06 | 0.034217 | 8.0245e-12 | 0.0093087 | 6.9368e-07
[120 empty] | 7.3.3.17.5 (Remote Grid) Updates to grid topology to minimize risk of ignition in HFTDs Remote GridWLDFRContact from objectAggregated | WLDFR | HFTD - Distribution - Tier 3 - 4QU CoRE ¦ 1QU LoRE | Non-Red Flag Warning - Small Fires | Contact from object | Aggregated | 2063 | 0.0012701 | 607.6134 | 0.77171 | 2063 | Mitigation | 0.95 | 45 | 0 | esc | 0.00097009 | 1.2321e-06 | 0.00097009 | 1.2321e-06 | 0.034217 | 8.0245e-12 | 0.0093087 | 6.9368e-07
[120 empty] | 7.3.3.17.5 (Remote Grid) Updates to grid topology to minimize risk of ignition in HFTDs Remote GridWLDFRContact from objectAggregated | WLDFR | HFTD - Distribution - Tier 3 - 4QU CoRE ¦ 1QU LoRE | Non-Red Flag Warning - Small Fires | Contact from object | Aggregated | 2064 | 0.0012701 | 607.6134 | 0.77171 | 2064 | Mitigation | 0.95 | 45 | 0 | esc | 0.00097009 | 1.2321e-06 | 0.00097009 | 1.2321e-06 | 0.034217 | 8.0245e-12 | 0.0093087 | 6.9368e-07
[120 empty] | 7.3.3.17.5 (Remote Grid) Updates to grid topology to minimize risk of ignition in HFTDs Remote GridWLDFRContact from objectAggregated | WLDFR | HFTD - Distribution - Tier 3 - 4QU CoRE ¦ 1QU LoRE | Non-Red Flag Warning - Small Fires | Contact from object | Aggregated | 2065 | 0.0012701 | 607.6134 | 0.77171 | 2065 | Mitigation | 0.95 | 45 | 0 | esc | 0.00097009 | 1.2321e-06 | 0.00097009 | 1.2321e-06 | 0.034217 | 8.0245e-12 | 0.0093087 | 6.9368e-07
[120 empty] | 7.3.3.17.5 (Remote Grid) Updates to grid topology to minimize risk of ignition in HFTDs Remote GridWLDFRContact from objectAggregated | WLDFR | HFTD - Distribution - Tier 3 - 4QU CoRE ¦ 1QU LoRE | Non-Red Flag Warning - Small Fires | Contact from object | Aggregated | 2066 | 0.0012701 | 607.6134 | 0.77171 | 2066 | Mitigation | 0.95 | 45 | 0 | esc | 0.00097009 | 1.2321e-06 | 0.00097009 | 1.2321e-06 | 0.034217 | 8.0245e-12 | 0.0093087 | 6.9368e-07
[120 empty] | 7.3.3.17.5 (Remote Grid) Updates to grid topology to minimize risk of ignition in HFTDs Remote GridWLDFRContact from objectAggregated | WLDFR | HFTD - Distribution - Tier 3 - 4QU CoRE ¦ 1QU LoRE | Non-Red Flag Warning - Small Fires | Contact from object | Aggregated | 2067 | 0.0012701 | 607.6134 | 0.77171 | 2067 | Mitigation | 0.95 | 45 | 0 | esc | 0 | 0 | 0.00097009 | 1.2321e-06 | 0.034217 | 8.0245e-12 | 0.0093087 | 6.9368e-07
[120 empty] | 7.3.3.17.5 (Remote Grid) Updates to grid topology to minimize risk of ignition in HFTDs Remote GridWLDFRContaminationAggregated | WLDFR | HFTD - Distribution - Tier 3 - 4QU CoRE ¦ 1QU LoRE | Non-Red Flag Warning - Small Fires | Contamination | Aggregated | 2022 | 2.5626e-05 | 607.6134 | 0.015571 | 2022 | Mitigation | 0.95 | 45 | 0 | esc | 0.00097009 | 2.4859e-08 | 0 | 0 | 0.034217 | 8.0245e-12 | 0.0093087 | 6.9368e-07
[120 empty] | 7.3.3.17.5 (Remote Grid) Updates to grid topology to minimize risk of ignition in HFTDs Remote GridWLDFRContaminationAggregated | WLDFR | HFTD - Distribution - Tier 3 - 4QU CoRE ¦ 1QU LoRE | Non-Red Flag Warning - Small Fires | Contamination | Aggregated | 2023 | 2.5626e-05 | 607.6134 | 0.015571 | 2023 | Mitigation | 0.95 | 45 | 0 | esc | 0.00097009 | 2.4859e-08 | 0.00097009 | 2.4859e-08 | 0.034217 | 8.0245e-12 | 0.0093087 | 6.9368e-07
[120 empty] | 7.3.3.17.5 (Remote Grid) Updates to grid topology to minimize risk of ignition in HFTDs Remote GridWLDFRContaminationAggregated | WLDFR | HFTD - Distribution - Tier 3 - 4QU CoRE ¦ 1QU LoRE | Non-Red Flag Warning - Small Fires | Contamination | Aggregated | 2024 | 2.5626e-05 | 607.6134 | 0.015571 | 2024 | Mitigation | 0.95 | 45 | 0 | esc | 0.00097009 | 2.4859e-08 | 0.00097009 | 2.4859e-08 | 0.034217 | 8.0245e-12 | 0.0093087 | 6.9368e-07
[120 empty] | 7.3.3.17.5 (Remote Grid) Updates to grid topology to minimize risk of ignition in HFTDs Remote GridWLDFRContaminationAggregated | WLDFR | HFTD - Distribution - Tier 3 - 4QU CoRE ¦ 1QU LoRE | Non-Red Flag Warning - Small Fires | Contamination | Aggregated | 2025 | 2.5626e-05 | 607.6134 | 0.015571 | 2025 | Mitigation | 0.95 | 45 | 0 | esc | 0.00097009 | 2.4859e-08 | 0.00097009 | 2.4859e-08 | 0.034217 | 8.0245e-12 | 0.0093087 | 6.9368e-07
[120 empty] | 7.3.3.17.5 (Remote Grid) Updates to grid topology to minimize risk of ignition in HFTDs Remote GridWLDFRContaminationAggregated | WLDFR | HFTD - Distribution - Tier 3 - 4QU CoRE ¦ 1QU LoRE | Non-Red Flag Warning - Small Fires | Contamination | Aggregated | 2026 | 2.5626e-05 | 607.6134 | 0.015571 | 2026 | Mitigation | 0.95 | 45 | 0 | esc | 0.00097009 | 2.4859e-08 | 0.00097009 | 2.4859e-08 | 0.034217 | 8.0245e-12 | 0.0093087 | 6.9368e-07
[120 empty] | 7.3.3.17.5 (Remote Grid) Updates to grid topology to minimize risk of ignition in HFTDs Remote GridWLDFRContaminationAggregated | WLDFR | HFTD - Distribution - Tier 3 - 4QU CoRE ¦ 1QU LoRE | Non-Red Flag Warning - Small Fires | Contamination | Aggregated | 2027 | 2.5626e-05 | 607.6134 | 0.015571 | 2027 | Mitigation | 0.95 | 45 | 0 | esc | 0.00097009 | 2.4859e-08 | 0.00097009 | 2.4859e-08 | 0.034217 | 8.0245e-12 | 0.0093087 | 6.9368e-07
[120 empty] | 7.3.3.17.5 (Remote Grid) Updates to grid topology to minimize risk of ignition in HFTDs Remote GridWLDFRContaminationAggregated | WLDFR | HFTD - Distribution - Tier 3 - 4QU CoRE ¦ 1QU LoRE | Non-Red Flag Warning - Small Fires | Contamination | Aggregated | 2028 | 2.5626e-05 | 607.6134 | 0.015571 | 2028 | Mitigation | 0.95 | 45 | 0 | esc | 0.00097009 | 2.4859e-08 | 0.00097009 | 2.4859e-08 | 0.034217 | 8.0245e-12 | 0.0093087 | 6.9368e-07
[120 empty] | 7.3.3.17.5 (Remote Grid) Updates to grid topology to minimize risk of ignition in HFTDs Remote GridWLDFRContaminationAggregated | WLDFR | HFTD - Distribution - Tier 3 - 4QU CoRE ¦ 1QU LoRE | Non-Red Flag Warning - Small Fires | Contamination | Aggregated | 2029 | 2.5626e-05 | 607.6134 | 0.015571 | 2029 | Mitigation | 0.95 | 45 | 0 | esc | 0.00097009 | 2.4859e-08 | 0.00097009 | 2.4859e-08 | 0.034217 | 8.0245e-12 | 0.0093087 | 6.9368e-07
[120 empty] | 7.3.3.17.5 (Remote Grid) Updates to grid topology to minimize risk of ignition in HFTDs Remote GridWLDFRContaminationAggregated | WLDFR | HFTD - Distribution - Tier 3 - 4QU CoRE ¦ 1QU LoRE | Non-Red Flag Warning - Small Fires | Contamination | Aggregated | 2030 | 2.5626e-05 | 607.6134 | 0.015571 | 2030 | Mitigation | 0.95 | 45 | 0 | esc | 0.00097009 | 2.4859e-08 | 0.00097009 | 2.4859e-08 | 0.034217 | 8.0245e-12 | 0.0093087 | 6.9368e-07
[120 empty] | 7.3.3.17.5 (Remote Grid) Updates to grid topology to minimize risk of ignition in HFTDs Remote GridWLDFRContaminationAggregated | WLDFR | HFTD - Distribution - Tier 3 - 4QU CoRE ¦ 1QU LoRE | Non-Red Flag Warning - Small Fires | Contamination | Aggregated | 2031 | 2.5626e-05 | 607.6134 | 0.015571 | 2031 | Mitigation | 0.95 | 45 | 0 | esc | 0.00097009 | 2.4859e-08 | 0.00097009 | 2.4859e-08 | 0.034217 | 8.0245e-12 | 0.0093087 | 6.9368e-07
[120 empty] | 7.3.3.17.5 (Remote Grid) Updates to grid topology to minimize risk of ignition in HFTDs Remote GridWLDFRContaminationAggregated | WLDFR | HFTD - Distribution - Tier 3 - 4QU CoRE ¦ 1QU LoRE | Non-Red Flag Warning - Small Fires | Contamination | Aggregated | 2032 | 2.5626e-05 | 607.6134 | 0.015571 | 2032 | Mitigation | 0.95 | 45 | 0 | esc | 0.00097009 | 2.4859e-08 | 0.00097009 | 2.4859e-08 | 0.034217 | 8.0245e-12 | 0.0093087 | 6.9368e-07
[120 empty] | 7.3.3.17.5 (Remote Grid) Updates to grid topology to minimize risk of ignition in HFTDs Remote GridWLDFRContaminationAggregated | WLDFR | HFTD - Distribution - Tier 3 - 4QU CoRE ¦ 1QU LoRE | Non-Red Flag Warning - Small Fires | Contamination | Aggregated | 2033 | 2.5626e-05 | 607.6134 | 0.015571 | 2033 | Mitigation | 0.95 | 45 | 0 | esc | 0.00097009 | 2.4859e-08 | 0.00097009 | 2.4859e-08 | 0.034217 | 8.0245e-12 | 0.0093087 | 6.9368e-07
[120 empty] | 7.3.3.17.5 (Remote Grid) Updates to grid topology to minimize risk of ignition in HFTDs Remote GridWLDFRContaminationAggregated | WLDFR | HFTD - Distribution - Tier 3 - 4QU CoRE ¦ 1QU LoRE | Non-Red Flag Warning - Small Fires | Contamination | Aggregated | 2034 | 2.5626e-05 | 607.6134 | 0.015571 | 2034 | Mitigation | 0.95 | 45 | 0 | esc | 0.00097009 | 2.4859e-08 | 0.00097009 | 2.4859e-08 | 0.034217 | 8.0245e-12 | 0.0093087 | 6.9368e-07
[120 empty] | 7.3.3.17.5 (Remote Grid) Updates to grid topology to minimize risk of ignition in HFTDs Remote GridWLDFRContaminationAggregated | WLDFR | HFTD - Distribution - Tier 3 - 4QU CoRE ¦ 1QU LoRE | Non-Red Flag Warning - Small Fires | Contamination | Aggregated | 2035 | 2.5626e-05 | 607.6134 | 0.015571 | 2035 | Mitigation | 0.95 | 45 | 0 | esc | 0.00097009 | 2.4859e-08 | 0.00097009 | 2.4859e-08 | 0.034217 | 8.0245e-12 | 0.0093087 | 6.9368e-07
[120 empty] | 7.3.3.17.5 (Remote Grid) Updates to grid topology to minimize risk of ignition in HFTDs Remote GridWLDFRContaminationAggregated | WLDFR | HFTD - Distribution - Tier 3 - 4QU CoRE ¦ 1QU LoRE | Non-Red Flag Warning - Small Fires | Contamination | Aggregated | 2036 | 2.5626e-05 | 607.6134 | 0.015571 | 2036 | Mitigation | 0.95 | 45 | 0 | esc | 0.00097009 | 2.4859e-08 | 0.00097009 | 2.4859e-08 | 0.034217 | 8.0245e-12 | 0.0093087 | 6.9368e-07
[120 empty] | 7.3.3.17.5 (Remote Grid) Updates to grid topology to minimize risk of ignition in HFTDs Remote GridWLDFRContaminationAggregated | WLDFR | HFTD - Distribution - Tier 3 - 4QU CoRE ¦ 1QU LoRE | Non-Red Flag Warning - Small Fires | Contamination | Aggregated | 2037 | 2.5626e-05 | 607.6134 | 0.015571 | 2037 | Mitigation | 0.95 | 45 | 0 | esc | 0.00097009 | 2.4859e-08 | 0.00097009 | 2.4859e-08 | 0.034217 | 8.0245e-12 | 0.0093087 | 6.9368e-07
[120 empty] | 7.3.3.17.5 (Remote Grid) Updates to grid topology to minimize risk of ignition in HFTDs Remote GridWLDFRContaminationAggregated | WLDFR | HFTD - Distribution - Tier 3 - 4QU CoRE ¦ 1QU LoRE | Non-Red Flag Warning - Small Fires | Contamination | Aggregated | 2038 | 2.5626e-05 | 607.6134 | 0.015571 | 2038 | Mitigation | 0.95 | 45 | 0 | esc | 0.00097009 | 2.4859e-08 | 0.00097009 | 2.4859e-08 | 0.034217 | 8.0245e-12 | 0 | 0
[120 empty] | 7.3.3.17.5 (Remote Grid) Updates to grid topology to minimize risk of ignition in HFTDs Remote GridWLDFRContaminationAggregated | WLDFR | HFTD - Distribution - Tier 3 - 4QU CoRE ¦ 1QU LoRE | Non-Red Flag Warning - Small Fires | Contamination | Aggregated | 2039 | 2.5626e-05 | 607.6134 | 0.015571 | 2039 | Mitigation | 0.95 | 45 | 0 | esc | 0.00097009 | 2.4859e-08 | 0.00097009 | 2.4859e-08 | 0.034217 | 8.0245e-12 | 0 | 0
[120 empty] | 7.3.3.17.5 (Remote Grid) Updates to grid topology to minimize risk of ignition in HFTDs Remote GridWLDFRContaminationAggregated | WLDFR | HFTD - Distribution - Tier 3 - 4QU CoRE ¦ 1QU LoRE | Non-Red Flag Warning - Small Fires | Contamination | Aggregated | 2040 | 2.5626e-05 | 607.6134 | 0.015571 | 2040 | Mitigation | 0.95 | 45 | 0 | esc | 0.00097009 | 2.4859e-08 | 0.00097009 | 2.4859e-08 | 0.034217 | 8.0245e-12 | 0.0083522 | 1.6382e-07
[120 empty] | 7.3.3.17.5 (Remote Grid) Updates to grid topology to minimize risk of ignition in HFTDs Remote GridWLDFRContaminationAggregated | WLDFR | HFTD - Distribution - Tier 3 - 4QU CoRE ¦ 1QU LoRE | Non-Red Flag Warning - Small Fires | Contamination | Aggregated | 2041 | 2.5626e-05 | 607.6134 | 0.015571 | 2041 | Mitigation | 0.95 | 45 | 0 | esc | 0.00097009 | 2.4859e-08 | 0.00097009 | 2.4859e-08 | 0.034217 | 8.0245e-12 | 0.0083522 | 1.6382e-07
[120 empty] | 7.3.3.17.5 (Remote Grid) Updates to grid topology to minimize risk of ignition in HFTDs Remote GridWLDFRContaminationAggregated | WLDFR | HFTD - Distribution - Tier 3 - 4QU CoRE ¦ 1QU LoRE | Non-Red Flag Warning - Small Fires | Contamination | Aggregated | 2042 | 2.5626e-05 | 607.6134 | 0.015571 | 2042 | Mitigation | 0.95 | 45 | 0 | esc | 0.00097009 | 2.4859e-08 | 0.00097009 | 2.4859e-08 | 0.034217 | 8.0245e-12 | 0.0083522 | 1.6382e-07
[120 empty] | 7.3.3.17.5 (Remote Grid) Updates to grid topology to minimize risk of ignition in HFTDs Remote GridWLDFRContaminationAggregated | WLDFR | HFTD - Distribution - Tier 3 - 4QU CoRE ¦ 1QU LoRE | Non-Red Flag Warning - Small Fires | Contamination | Aggregated | 2043 | 2.5626e-05 | 607.6134 | 0.015571 | 2043 | Mitigation | 0.95 | 45 | 0 | esc | 0.00097009 | 2.4859e-08 | 0.00097009 | 2.4859e-08 | 0.034217 | 8.0245e-12 | 0.0083522 | 1.6382e-07
[120 empty] | 7.3.3.17.5 (Remote Grid) Updates to grid topology to minimize risk of ignition in HFTDs Remote GridWLDFRContaminationAggregated | WLDFR | HFTD - Distribution - Tier 3 - 4QU CoRE ¦ 1QU LoRE | Non-Red Flag Warning - Small Fires | Contamination | Aggregated | 2044 | 2.5626e-05 | 607.6134 | 0.015571 | 2044 | Mitigation | 0.95 | 45 | 0 | esc | 0.00097009 | 2.4859e-08 | 0.00097009 | 2.4859e-08 | 0.034217 | 8.0245e-12 | 0.0083522 | 1.6382e-07
[120 empty] | 7.3.3.17.5 (Remote Grid) Updates to grid topology to minimize risk of ignition in HFTDs Remote GridWLDFRContaminationAggregated | WLDFR | HFTD - Distribution - Tier 3 - 4QU CoRE ¦ 1QU LoRE | Non-Red Flag Warning - Small Fires | Contamination | Aggregated | 2045 | 2.5626e-05 | 607.6134 | 0.015571 | 2045 | Mitigation | 0.95 | 45 | 0 | esc | 0.00097009 | 2.4859e-08 | 0.00097009 | 2.4859e-08 | 0.034217 | 8.0245e-12 | 0.0083522 | 1.6382e-07
[120 empty] | 7.3.3.17.5 (Remote Grid) Updates to grid topology to minimize risk of ignition in HFTDs Remote GridWLDFRContaminationAggregated | WLDFR | HFTD - Distribution - Tier 3 - 4QU CoRE ¦ 1QU LoRE | Non-Red Flag Warning - Small Fires | Contamination | Aggregated | 2046 | 2.5626e-05 | 607.6134 | 0.015571 | 2046 | Mitigation | 0.95 | 45 | 0 | esc | 0.00097009 | 2.4859e-08 | 0.00097009 | 2.4859e-08 | 0 | 0 | 0.0083522 | 1.6382e-07
[120 empty] | 7.3.3.17.5 (Remote Grid) Updates to grid topology to minimize risk of ignition in HFTDs Remote GridWLDFRContaminationAggregated | WLDFR | HFTD - Distribution - Tier 3 - 4QU CoRE ¦ 1QU LoRE | Non-Red Flag Warning - Small Fires | Contamination | Aggregated | 2047 | 2.5626e-05 | 607.6134 | 0.015571 | 2047 | Mitigation | 0.95 | 45 | 0 | esc | 0.00097009 | 2.4859e-08 | 0.00097009 | 2.4859e-08 | 0.034217 | 9.2454e-08 | 0.0083522 | 1.6382e-07
[120 empty] | 7.3.3.17.5 (Remote Grid) Updates to grid topology to minimize risk of ignition in HFTDs Remote GridWLDFRContaminationAggregated | WLDFR | HFTD - Distribution - Tier 3 - 4QU CoRE ¦ 1QU LoRE | Non-Red Flag Warning - Small Fires | Contamination | Aggregated | 2048 | 2.5626e-05 | 607.6134 | 0.015571 | 2048 | Mitigation | 0.95 | 45 | 0 | esc | 0.00097009 | 2.4859e-08 | 0.00097009 | 2.4859e-08 | 0.034217 | 9.2454e-08 | 0.0083522 | 1.6382e-07
[120 empty] | 7.3.3.17.5 (Remote Grid) Updates to grid topology to minimize risk of ignition in HFTDs Remote GridWLDFRContaminationAggregated | WLDFR | HFTD - Distribution - Tier 3 - 4QU CoRE ¦ 1QU LoRE | Non-Red Flag Warning - Small Fires | Contamination | Aggregated | 2049 | 2.5626e-05 | 607.6134 | 0.015571 | 2049 | Mitigation | 0.95 | 45 | 0 | esc | 0.00097009 | 2.4859e-08 | 0.00097009 | 2.4859e-08 | 0.034217 | 9.2454e-08 | 0.0083522 | 1.6382e-07
[120 empty] | 7.3.3.17.5 (Remote Grid) Updates to grid topology to minimize risk of ignition in HFTDs Remote GridWLDFRContaminationAggregated | WLDFR | HFTD - Distribution - Tier 3 - 4QU CoRE ¦ 1QU LoRE | Non-Red Flag Warning - Small Fires | Contamination | Aggregated | 2050 | 2.5626e-05 | 607.6134 | 0.015571 | 2050 | Mitigation | 0.95 | 45 | 0 | esc | 0.00097009 | 2.4859e-08 | 0.00097009 | 2.4859e-08 | 0.034217 | 9.2454e-08 | 0.0083522 | 1.6382e-07
[120 empty] | 7.3.3.17.5 (Remote Grid) Updates to grid topology to minimize risk of ignition in HFTDs Remote GridWLDFRContaminationAggregated | WLDFR | HFTD - Distribution - Tier 3 - 4QU CoRE ¦ 1QU LoRE | Non-Red Flag Warning - Small Fires | Contamination | Aggregated | 2051 | 2.5626e-05 | 607.6134 | 0.015571 | 2051 | Mitigation | 0.95 | 45 | 0 | esc | 0.00097009 | 2.4859e-08 | 0.00097009 | 2.4859e-08 | 0.034217 | 9.2454e-08 | 0.0083522 | 1.6382e-07
[120 empty] | 7.3.3.17.5 (Remote Grid) Updates to grid topology to minimize risk of ignition in HFTDs Remote GridWLDFRContaminationAggregated | WLDFR | HFTD - Distribution - Tier 3 - 4QU CoRE ¦ 1QU LoRE | Non-Red Flag Warning - Small Fires | Contamination | Aggregated | 2052 | 2.5626e-05 | 607.6134 | 0.015571 | 2052 | Mitigation | 0.95 | 45 | 0 | esc | 0.00097009 | 2.4859e-08 | 0.00097009 | 2.4859e-08 | 0.034217 | 9.2454e-08 | 0.0083522 | 1.6382e-07
[120 empty] | 7.3.3.17.5 (Remote Grid) Updates to grid topology to minimize risk of ignition in HFTDs Remote GridWLDFRContaminationAggregated | WLDFR | HFTD - Distribution - Tier 3 - 4QU CoRE ¦ 1QU LoRE | Non-Red Flag Warning - Small Fires | Contamination | Aggregated | 2053 | 2.5626e-05 | 607.6134 | 0.015571 | 2053 | Mitigation | 0.95 | 45 | 0 | esc | 0.00097009 | 2.4859e-08 | 0.00097009 | 2.4859e-08 | 0.034217 | 9.2454e-08 | 0.0083522 | 1.6382e-07
[120 empty] | 7.3.3.17.5 (Remote Grid) Updates to grid topology to minimize risk of ignition in HFTDs Remote GridWLDFRContaminationAggregated | WLDFR | HFTD - Distribution - Tier 3 - 4QU CoRE ¦ 1QU LoRE | Non-Red Flag Warning - Small Fires | Contamination | Aggregated | 2054 | 2.5626e-05 | 607.6134 | 0.015571 | 2054 | Mitigation | 0.95 | 45 | 0 | esc | 0.00097009 | 2.4859e-08 | 0.00097009 | 2.4859e-08 | 0.034217 | 9.2454e-08 | 0.0083522 | 1.6382e-07
[120 empty] | 7.3.3.17.5 (Remote Grid) Updates to grid topology to minimize risk of ignition in HFTDs Remote GridWLDFRContaminationAggregated | WLDFR | HFTD - Distribution - Tier 3 - 4QU CoRE ¦ 1QU LoRE | Non-Red Flag Warning - Small Fires | Contamination | Aggregated | 2055 | 2.5626e-05 | 607.6134 | 0.015571 | 2055 | Mitigation | 0.95 | 45 | 0 | esc | 0.00097009 | 2.4859e-08 | 0.00097009 | 2.4859e-08 | 0.034217 | 9.2454e-08 | 0.0083522 | 1.6382e-07
[120 empty] | 7.3.3.17.5 (Remote Grid) Updates to grid topology to minimize risk of ignition in HFTDs Remote GridWLDFRContaminationAggregated | WLDFR | HFTD - Distribution - Tier 3 - 4QU CoRE ¦ 1QU LoRE | Non-Red Flag Warning - Small Fires | Contamination | Aggregated | 2056 | 2.5626e-05 | 607.6134 | 0.015571 | 2056 | Mitigation | 0.95 | 45 | 0 | esc | 0.00097009 | 2.4859e-08 | 0.00097009 | 2.4859e-08 | 0.034217 | 9.2454e-08 | 0.0083522 | 1.6382e-07
[120 empty] | 7.3.3.17.5 (Remote Grid) Updates to grid topology to minimize risk of ignition in HFTDs Remote GridWLDFRContaminationAggregated | WLDFR | HFTD - Distribution - Tier 3 - 4QU CoRE ¦ 1QU LoRE | Non-Red Flag Warning - Small Fires | Contamination | Aggregated | 2057 | 2.5626e-05 | 607.6134 | 0.015571 | 2057 | Mitigation | 0.95 | 45 | 0 | esc | 0.00097009 | 2.4859e-08 | 0.00097009 | 2.4859e-08 | 0.034217 | 9.2454e-08 | 0.0083522 | 1.6382e-07
[120 empty] | 7.3.3.17.5 (Remote Grid) Updates to grid topology to minimize risk of ignition in HFTDs Remote GridWLDFRContaminationAggregated | WLDFR | HFTD - Distribution - Tier 3 - 4QU CoRE ¦ 1QU LoRE | Non-Red Flag Warning - Small Fires | Contamination | Aggregated | 2058 | 2.5626e-05 | 607.6134 | 0.015571 | 2058 | Mitigation | 0.95 | 45 | 0 | esc | 0.00097009 | 2.4859e-08 | 0.00097009 | 2.4859e-08 | 0.034217 | 9.2454e-08 | 0.0083522 | 1.6382e-07
[120 empty] | 7.3.3.17.5 (Remote Grid) Updates to grid topology to minimize risk of ignition in HFTDs Remote GridWLDFRContaminationAggregated | WLDFR | HFTD - Distribution - Tier 3 - 4QU CoRE ¦ 1QU LoRE | Non-Red Flag Warning - Small Fires | Contamination | Aggregated | 2059 | 2.5626e-05 | 607.6134 | 0.015571 | 2059 | Mitigation | 0.95 | 45 | 0 | esc | 0.00097009 | 2.4859e-08 | 0.00097009 | 2.4859e-08 | 0.034217 | 9.2454e-08 | 0.0083522 | 1.6382e-07
[120 empty] | 7.3.3.17.5 (Remote Grid) Updates to grid topology to minimize risk of ignition in HFTDs Remote GridWLDFRContaminationAggregated | WLDFR | HFTD - Distribution - Tier 3 - 4QU CoRE ¦ 1QU LoRE | Non-Red Flag Warning - Small Fires | Contamination | Aggregated | 2060 | 2.5626e-05 | 607.6134 | 0.015571 | 2060 | Mitigation | 0.95 | 45 | 0 | esc | 0.00097009 | 2.4859e-08 | 0.00097009 | 2.4859e-08 | 0.034217 | 9.2454e-08 | 0.0083522 | 1.6382e-07
[120 empty] | 7.3.3.17.5 (Remote Grid) Updates to grid topology to minimize risk of ignition in HFTDs Remote GridWLDFRContaminationAggregated | WLDFR | HFTD - Distribution - Tier 3 - 4QU CoRE ¦ 1QU LoRE | Non-Red Flag Warning - Small Fires | Contamination | Aggregated | 2061 | 2.5626e-05 | 607.6134 | 0.015571 | 2061 | Mitigation | 0.95 | 45 | 0 | esc | 0.00097009 | 2.4859e-08 | 0.00097009 | 2.4859e-08 | 0.034217 | 9.2454e-08 | 0.0083522 | 1.6382e-07
[120 empty] | 7.3.3.17.5 (Remote Grid) Updates to grid topology to minimize risk of ignition in HFTDs Remote GridWLDFRContaminationAggregated | WLDFR | HFTD - Distribution - Tier 3 - 4QU CoRE ¦ 1QU LoRE | Non-Red Flag Warning - Small Fires | Contamination | Aggregated | 2062 | 2.5626e-05 | 607.6134 | 0.015571 | 2062 | Mitigation | 0.95 | 45 | 0 | esc | 0.00097009 | 2.4859e-08 | 0.00097009 | 2.4859e-08 | 0.034217 | 9.2454e-08 | 0.0083522 | 1.6382e-07
[120 empty] | 7.3.3.17.5 (Remote Grid) Updates to grid topology to minimize risk of ignition in HFTDs Remote GridWLDFRContaminationAggregated | WLDFR | HFTD - Distribution - Tier 3 - 4QU CoRE ¦ 1QU LoRE | Non-Red Flag Warning - Small Fires | Contamination | Aggregated | 2063 | 2.5626e-05 | 607.6134 | 0.015571 | 2063 | Mitigation | 0.95 | 45 | 0 | esc | 0.00097009 | 2.4859e-08 | 0.00097009 | 2.4859e-08 | 0.034217 | 9.2454e-08 | 0.0083522 | 1.6382e-07
[120 empty] | 7.3.3.17.5 (Remote Grid) Updates to grid topology to minimize risk of ignition in HFTDs Remote GridWLDFRContaminationAggregated | WLDFR | HFTD - Distribution - Tier 3 - 4QU CoRE ¦ 1QU LoRE | Non-Red Flag Warning - Small Fires | Contamination | Aggregated | 2064 | 2.5626e-05 | 607.6134 | 0.015571 | 2064 | Mitigation | 0.95 | 45 | 0 | esc | 0.00097009 | 2.4859e-08 | 0.00097009 | 2.4859e-08 | 0.034217 | 9.2454e-08 | 0.0083522 | 1.6382e-07
[120 empty] | 7.3.3.17.5 (Remote Grid) Updates to grid topology to minimize risk of ignition in HFTDs Remote GridWLDFRContaminationAggregated | WLDFR | HFTD - Distribution - Tier 3 - 4QU CoRE ¦ 1QU LoRE | Non-Red Flag Warning - Small Fires | Contamination | Aggregated | 2065 | 2.5626e-05 | 607.6134 | 0.015571 | 2065 | Mitigation | 0.95 | 45 | 0 | esc | 0.00097009 | 2.4859e-08 | 0.00097009 | 2.4859e-08 | 0.034217 | 9.2454e-08 | 0.0083522 | 1.6382e-07
[120 empty] | 7.3.3.17.5 (Remote Grid) Updates to grid topology to minimize risk of ignition in HFTDs Remote GridWLDFRContaminationAggregated | WLDFR | HFTD - Distribution - Tier 3 - 4QU CoRE ¦ 1QU LoRE | Non-Red Flag Warning - Small Fires | Contamination | Aggregated | 2066 | 2.5626e-05 | 607.6134 | 0.015571 | 2066 | Mitigation | 0.95 | 45 | 0 | esc | 0.00097009 | 2.4859e-08 | 0.00097009 | 2.4859e-08 | 0.034217 | 9.2454e-08 | 0.0083522 | 1.6382e-07
[120 empty] | 7.3.3.17.5 (Remote Grid) Updates to grid topology to minimize risk of ignition in HFTDs Remote GridWLDFRContaminationAggregated | WLDFR | HFTD - Distribution - Tier 3 - 4QU CoRE ¦ 1QU LoRE | Non-Red Flag Warning - Small Fires | Contamination | Aggregated | 2067 | 2.5626e-05 | 607.6134 | 0.015571 | 2067 | Mitigation | 0.95 | 45 | 0 | esc | 0 | 0 | 0.00097009 | 2.4859e-08 | 0.034217 | 9.2454e-08 | 0.0083522 | 1.6382e-07
[120 empty] | 7.3.3.17.5 (Remote Grid) Updates to grid topology to minimize risk of ignition in HFTDs Remote GridWLDFREquipment / facility failureAggregated | WLDFR | HFTD - Distribution - Tier 3 - 4QU CoRE ¦ 1QU LoRE | Non-Red Flag Warning - Small Fires | Equipment / facility failure | Aggregated | 2022 | 0.0013487 | 607.6134 | 0.81948 | 2022 | Mitigation | 0.95 | 45 | 0 | esc | 0.00097009 | 1.3083e-06 | 0 | 0 | 0.034217 | 9.2454e-08 | 0.0083522 | 1.6382e-07
[120 empty] | 7.3.3.17.5 (Remote Grid) Updates to grid topology to minimize risk of ignition in HFTDs Remote GridWLDFREquipment / facility failureAggregated | WLDFR | HFTD - Distribution - Tier 3 - 4QU CoRE ¦ 1QU LoRE | Non-Red Flag Warning - Small Fires | Equipment / facility failure | Aggregated | 2023 | 0.0013487 | 607.6134 | 0.81948 | 2023 | Mitigation | 0.95 | 45 | 0 | esc | 0.00097009 | 1.3083e-06 | 0.00097009 | 1.3083e-06 | 0.034217 | 9.2454e-08 | 0.0083522 | 1.6382e-07
[120 empty] | 7.3.3.17.5 (Remote Grid) Updates to grid topology to minimize risk of ignition in HFTDs Remote GridWLDFREquipment / facility failureAggregated | WLDFR | HFTD - Distribution - Tier 3 - 4QU CoRE ¦ 1QU LoRE | Non-Red Flag Warning - Small Fires | Equipment / facility failure | Aggregated | 2024 | 0.0013487 | 607.6134 | 0.81948 | 2024 | Mitigation | 0.95 | 45 | 0 | esc | 0.00097009 | 1.3083e-06 | 0.00097009 | 1.3083e-06 | 0.034217 | 9.2454e-08 | 0 | 0
[120 empty] | 7.3.3.17.5 (Remote Grid) Updates to grid topology to minimize risk of ignition in HFTDs Remote GridWLDFREquipment / facility failureAggregated | WLDFR | HFTD - Distribution - Tier 3 - 4QU CoRE ¦ 1QU LoRE | Non-Red Flag Warning - Small Fires | Equipment / facility failure | Aggregated | 2025 | 0.0013487 | 607.6134 | 0.81948 | 2025 | Mitigation | 0.95 | 45 | 0 | esc | 0.00097009 | 1.3083e-06 | 0.00097009 | 1.3083e-06 | 0.034217 | 9.2454e-08 | 0 | 0
[120 empty] | 7.3.3.17.5 (Remote Grid) Updates to grid topology to minimize risk of ignition in HFTDs Remote GridWLDFREquipment / facility failureAggregated | WLDFR | HFTD - Distribution - Tier 3 - 4QU CoRE ¦ 1QU LoRE | Non-Red Flag Warning - Small Fires | Equipment / facility failure | Aggregated | 2026 | 0.0013487 | 607.6134 | 0.81948 | 2026 | Mitigation | 0.95 | 45 | 0 | esc | 0.00097009 | 1.3083e-06 | 0.00097009 | 1.3083e-06 | 0.034217 | 9.2454e-08 | 0.0092336 | 1.9064e-08
[120 empty] | 7.3.3.17.5 (Remote Grid) Updates to grid topology to minimize risk of ignition in HFTDs Remote GridWLDFREquipment / facility failureAggregated | WLDFR | HFTD - Distribution - Tier 3 - 4QU CoRE ¦ 1QU LoRE | Non-Red Flag Warning - Small Fires | Equipment / facility failure | Aggregated | 2027 | 0.0013487 | 607.6134 | 0.81948 | 2027 | Mitigation | 0.95 | 45 | 0 | esc | 0.00097009 | 1.3083e-06 | 0.00097009 | 1.3083e-06 | 0.034217 | 9.2454e-08 | 0.0092336 | 1.9064e-08
[120 empty] | 7.3.3.17.5 (Remote Grid) Updates to grid topology to minimize risk of ignition in HFTDs Remote GridWLDFREquipment / facility failureAggregated | WLDFR | HFTD - Distribution - Tier 3 - 4QU CoRE ¦ 1QU LoRE | Non-Red Flag Warning - Small Fires | Equipment / facility failure | Aggregated | 2028 | 0.0013487 | 607.6134 | 0.81948 | 2028 | Mitigation | 0.95 | 45 | 0 | esc | 0.00097009 | 1.3083e-06 | 0.00097009 | 1.3083e-06 | 0.034217 | 9.2454e-08 | 0.0092336 | 1.9064e-08
[120 empty] | 7.3.3.17.5 (Remote Grid) Updates to grid topology to minimize risk of ignition in HFTDs Remote GridWLDFREquipment / facility failureAggregated | WLDFR | HFTD - Distribution - Tier 3 - 4QU CoRE ¦ 1QU LoRE | Non-Red Flag Warning - Small Fires | Equipment / facility failure | Aggregated | 2029 | 0.0013487 | 607.6134 | 0.81948 | 2029 | Mitigation | 0.95 | 45 | 0 | esc | 0.00097009 | 1.3083e-06 | 0.00097009 | 1.3083e-06 | 0.034217 | 9.2454e-08 | 0.0092336 | 1.9064e-08
[120 empty] | 7.3.3.17.5 (Remote Grid) Updates to grid topology to minimize risk of ignition in HFTDs Remote GridWLDFREquipment / facility failureAggregated | WLDFR | HFTD - Distribution - Tier 3 - 4QU CoRE ¦ 1QU LoRE | Non-Red Flag Warning - Small Fires | Equipment / facility failure | Aggregated | 2030 | 0.0013487 | 607.6134 | 0.81948 | 2030 | Mitigation | 0.95 | 45 | 0 | esc | 0.00097009 | 1.3083e-06 | 0.00097009 | 1.3083e-06 | 0.034217 | 9.2454e-08 | 0.0092336 | 1.9064e-08
[120 empty] | 7.3.3.17.5 (Remote Grid) Updates to grid topology to minimize risk of ignition in HFTDs Remote GridWLDFREquipment / facility failureAggregated | WLDFR | HFTD - Distribution - Tier 3 - 4QU CoRE ¦ 1QU LoRE | Non-Red Flag Warning - Small Fires | Equipment / facility failure | Aggregated | 2031 | 0.0013487 | 607.6134 | 0.81948 | 2031 | Mitigation | 0.95 | 45 | 0 | esc | 0.00097009 | 1.3083e-06 | 0.00097009 | 1.3083e-06 | 0.034217 | 9.2454e-08 | 0.0092336 | 1.9064e-08
[120 empty] | 7.3.3.17.5 (Remote Grid) Updates to grid topology to minimize risk of ignition in HFTDs Remote GridWLDFREquipment / facility failureAggregated | WLDFR | HFTD - Distribution - Tier 3 - 4QU CoRE ¦ 1QU LoRE | Non-Red Flag Warning - Small Fires | Equipment / facility failure | Aggregated | 2032 | 0.0013487 | 607.6134 | 0.81948 | 2032 | Mitigation | 0.95 | 45 | 0 | esc | 0.00097009 | 1.3083e-06 | 0.00097009 | 1.3083e-06 | 0.034217 | 9.2454e-08 | 0.0092336 | 1.9064e-08
[120 empty] | 7.3.3.17.5 (Remote Grid) Updates to grid topology to minimize risk of ignition in HFTDs Remote GridWLDFREquipment / facility failureAggregated | WLDFR | HFTD - Distribution - Tier 3 - 4QU CoRE ¦ 1QU LoRE | Non-Red Flag Warning - Small Fires | Equipment / facility failure | Aggregated | 2033 | 0.0013487 | 607.6134 | 0.81948 | 2033 | Mitigation | 0.95 | 45 | 0 | esc | 0.00097009 | 1.3083e-06 | 0.00097009 | 1.3083e-06 | 0.034217 | 9.2454e-08 | 0.0092336 | 1.9064e-08
[120 empty] | 7.3.3.17.5 (Remote Grid) Updates to grid topology to minimize risk of ignition in HFTDs Remote GridWLDFREquipment / facility failureAggregated | WLDFR | HFTD - Distribution - Tier 3 - 4QU CoRE ¦ 1QU LoRE | Non-Red Flag Warning - Small Fires | Equipment / facility failure | Aggregated | 2034 | 0.0013487 | 607.6134 | 0.81948 | 2034 | Mitigation | 0.95 | 45 | 0 | esc | 0.00097009 | 1.3083e-06 | 0.00097009 | 1.3083e-06 | 0.034217 | 9.2454e-08 | 0.0092336 | 1.9064e-08
[120 empty] | 7.3.3.17.5 (Remote Grid) Updates to grid topology to minimize risk of ignition in HFTDs Remote GridWLDFREquipment / facility failureAggregated | WLDFR | HFTD - Distribution - Tier 3 - 4QU CoRE ¦ 1QU LoRE | Non-Red Flag Warning - Small Fires | Equipment / facility failure | Aggregated | 2035 | 0.0013487 | 607.6134 | 0.81948 | 2035 | Mitigation | 0.95 | 45 | 0 | esc | 0.00097009 | 1.3083e-06 | 0.00097009 | 1.3083e-06 | 0.034217 | 9.2454e-08 | 0.0092336 | 1.9064e-08
[120 empty] | 7.3.3.17.5 (Remote Grid) Updates to grid topology to minimize risk of ignition in HFTDs Remote GridWLDFREquipment / facility failureAggregated | WLDFR | HFTD - Distribution - Tier 3 - 4QU CoRE ¦ 1QU LoRE | Non-Red Flag Warning - Small Fires | Equipment / facility failure | Aggregated | 2036 | 0.0013487 | 607.6134 | 0.81948 | 2036 | Mitigation | 0.95 | 45 | 0 | esc | 0.00097009 | 1.3083e-06 | 0.00097009 | 1.3083e-06 | 0.034217 | 9.2454e-08 | 0.0092336 | 1.9064e-08
[120 empty] | 7.3.3.17.5 (Remote Grid) Updates to grid topology to minimize risk of ignition in HFTDs Remote GridWLDFREquipment / facility failureAggregated | WLDFR | HFTD - Distribution - Tier 3 - 4QU CoRE ¦ 1QU LoRE | Non-Red Flag Warning - Small Fires | Equipment / facility failure | Aggregated | 2037 | 0.0013487 | 607.6134 | 0.81948 | 2037 | Mitigation | 0.95 | 45 | 0 | esc | 0.00097009 | 1.3083e-06 | 0.00097009 | 1.3083e-06 | 0.034217 | 9.2454e-08 | 0.0092336 | 1.9064e-08
[120 empty] | 7.3.3.17.5 (Remote Grid) Updates to grid topology to minimize risk of ignition in HFTDs Remote GridWLDFREquipment / facility failureAggregated | WLDFR | HFTD - Distribution - Tier 3 - 4QU CoRE ¦ 1QU LoRE | Non-Red Flag Warning - Small Fires | Equipment / facility failure | Aggregated | 2038 | 0.0013487 | 607.6134 | 0.81948 | 2038 | Mitigation | 0.95 | 45 | 0 | esc | 0.00097009 | 1.3083e-06 | 0.00097009 | 1.3083e-06 | 0.034217 | 9.2454e-08 | 0.0092336 | 1.9064e-08
[120 empty] | 7.3.3.17.5 (Remote Grid) Updates to grid topology to minimize risk of ignition in HFTDs Remote GridWLDFREquipment / facility failureAggregated | WLDFR | HFTD - Distribution - Tier 3 - 4QU CoRE ¦ 1QU LoRE | Non-Red Flag Warning - Small Fires | Equipment / facility failure | Aggregated | 2039 | 0.0013487 | 607.6134 | 0.81948 | 2039 | Mitigation | 0.95 | 45 | 0 | esc | 0.00097009 | 1.3083e-06 | 0.00097009 | 1.3083e-06 | 0.034217 | 9.2454e-08 | 0.0092336 | 1.9064e-08
[120 empty] | 7.3.3.17.5 (Remote Grid) Updates to grid topology to minimize risk of ignition in HFTDs Remote GridWLDFREquipment / facility failureAggregated | WLDFR | HFTD - Distribution - Tier 3 - 4QU CoRE ¦ 1QU LoRE | Non-Red Flag Warning - Small Fires | Equipment / facility failure | Aggregated | 2040 | 0.0013487 | 607.6134 | 0.81948 | 2040 | Mitigation | 0.95 | 45 | 0 | esc | 0.00097009 | 1.3083e-06 | 0.00097009 | 1.3083e-06 | 0.034217 | 9.2454e-08 | 0.0092336 | 1.9064e-08
[120 empty] | 7.3.3.17.5 (Remote Grid) Updates to grid topology to minimize risk of ignition in HFTDs Remote GridWLDFREquipment / facility failureAggregated | WLDFR | HFTD - Distribution - Tier 3 - 4QU CoRE ¦ 1QU LoRE | Non-Red Flag Warning - Small Fires | Equipment / facility failure | Aggregated | 2041 | 0.0013487 | 607.6134 | 0.81948 | 2041 | Mitigation | 0.95 | 45 | 0 | esc | 0.00097009 | 1.3083e-06 | 0.00097009 | 1.3083e-06 | 0.034217 | 9.2454e-08 | 0.0092336 | 1.9064e-08
[120 empty] | 7.3.3.17.5 (Remote Grid) Updates to grid topology to minimize risk of ignition in HFTDs Remote GridWLDFREquipment / facility failureAggregated | WLDFR | HFTD - Distribution - Tier 3 - 4QU CoRE ¦ 1QU LoRE | Non-Red Flag Warning - Small Fires | Equipment / facility failure | Aggregated | 2042 | 0.0013487 | 607.6134 | 0.81948 | 2042 | Mitigation | 0.95 | 45 | 0 | esc | 0.00097009 | 1.3083e-06 | 0.00097009 | 1.3083e-06 | 0.034217 | 9.2454e-08 | 0.0092336 | 1.9064e-08
[120 empty] | 7.3.3.17.5 (Remote Grid) Updates to grid topology to minimize risk of ignition in HFTDs Remote GridWLDFREquipment / facility failureAggregated | WLDFR | HFTD - Distribution - Tier 3 - 4QU CoRE ¦ 1QU LoRE | Non-Red Flag Warning - Small Fires | Equipment / facility failure | Aggregated | 2043 | 0.0013487 | 607.6134 | 0.81948 | 2043 | Mitigation | 0.95 | 45 | 0 | esc | 0.00097009 | 1.3083e-06 | 0.00097009 | 1.3083e-06 | 0.034217 | 9.2454e-08 | 0.0092336 | 1.9064e-08
[120 empty] | 7.3.3.17.5 (Remote Grid) Updates to grid topology to minimize risk of ignition in HFTDs Remote GridWLDFREquipment / facility failureAggregated | WLDFR | HFTD - Distribution - Tier 3 - 4QU CoRE ¦ 1QU LoRE | Non-Red Flag Warning - Small Fires | Equipment / facility failure | Aggregated | 2044 | 0.0013487 | 607.6134 | 0.81948 | 2044 | Mitigation | 0.95 | 45 | 0 | esc | 0.00097009 | 1.3083e-06 | 0.00097009 | 1.3083e-06 | 0.034217 | 9.2454e-08 | 0.0092336 | 1.9064e-08
[120 empty] | 7.3.3.17.5 (Remote Grid) Updates to grid topology to minimize risk of ignition in HFTDs Remote GridWLDFREquipment / facility failureAggregated | WLDFR | HFTD - Distribution - Tier 3 - 4QU CoRE ¦ 1QU LoRE | Non-Red Flag Warning - Small Fires | Equipment / facility failure | Aggregated | 2045 | 0.0013487 | 607.6134 | 0.81948 | 2045 | Mitigation | 0.95 | 45 | 0 | esc | 0.00097009 | 1.3083e-06 | 0.00097009 | 1.3083e-06 | 0.034217 | 9.2454e-08 | 0.0092336 | 1.9064e-08
[120 empty] | 7.3.3.17.5 (Remote Grid) Updates to grid topology to minimize risk of ignition in HFTDs Remote GridWLDFREquipment / facility failureAggregated | WLDFR | HFTD - Distribution - Tier 3 - 4QU CoRE ¦ 1QU LoRE | Non-Red Flag Warning - Small Fires | Equipment / facility failure | Aggregated | 2046 | 0.0013487 | 607.6134 | 0.81948 | 2046 | Mitigation | 0.95 | 45 | 0 | esc | 0.00097009 | 1.3083e-06 | 0.00097009 | 1.3083e-06 | 0.034217 | 9.2454e-08 | 0.0092336 | 1.9064e-08
[120 empty] | 7.3.3.17.5 (Remote Grid) Updates to grid topology to minimize risk of ignition in HFTDs Remote GridWLDFREquipment / facility failureAggregated | WLDFR | HFTD - Distribution - Tier 3 - 4QU CoRE ¦ 1QU LoRE | Non-Red Flag Warning - Small Fires | Equipment / facility failure | Aggregated | 2047 | 0.0013487 | 607.6134 | 0.81948 | 2047 | Mitigation | 0.95 | 45 | 0 | esc | 0.00097009 | 1.3083e-06 | 0.00097009 | 1.3083e-06 | 0.034217 | 9.2454e-08 | 0.0092336 | 1.9064e-08
[120 empty] | 7.3.3.17.5 (Remote Grid) Updates to grid topology to minimize risk of ignition in HFTDs Remote GridWLDFREquipment / facility failureAggregated | WLDFR | HFTD - Distribution - Tier 3 - 4QU CoRE ¦ 1QU LoRE | Non-Red Flag Warning - Small Fires | Equipment / facility failure | Aggregated | 2048 | 0.0013487 | 607.6134 | 0.81948 | 2048 | Mitigation | 0.95 | 45 | 0 | esc | 0.00097009 | 1.3083e-06 | 0.00097009 | 1.3083e-06 | 0.034217 | 9.2454e-08 | 0.0092336 | 1.9064e-08
[120 empty] | 7.3.3.17.5 (Remote Grid) Updates to grid topology to minimize risk of ignition in HFTDs Remote GridWLDFREquipment / facility failureAggregated | WLDFR | HFTD - Distribution - Tier 3 - 4QU CoRE ¦ 1QU LoRE | Non-Red Flag Warning - Small Fires | Equipment / facility failure | Aggregated | 2049 | 0.0013487 | 607.6134 | 0.81948 | 2049 | Mitigation | 0.95 | 45 | 0 | esc | 0.00097009 | 1.3083e-06 | 0.00097009 | 1.3083e-06 | 0.034217 | 9.2454e-08 | 0.0092336 | 1.9064e-08
[120 empty] | 7.3.3.17.5 (Remote Grid) Updates to grid topology to minimize risk of ignition in HFTDs Remote GridWLDFREquipment / facility failureAggregated | WLDFR | HFTD - Distribution - Tier 3 - 4QU CoRE ¦ 1QU LoRE | Non-Red Flag Warning - Small Fires | Equipment / facility failure | Aggregated | 2050 | 0.0013487 | 607.6134 | 0.81948 | 2050 | Mitigation | 0.95 | 45 | 0 | esc | 0.00097009 | 1.3083e-06 | 0.00097009 | 1.3083e-06 | 0 | 0 | 0.0092336 | 1.9064e-08
[120 empty] | 7.3.3.17.5 (Remote Grid) Updates to grid topology to minimize risk of ignition in HFTDs Remote GridWLDFREquipment / facility failureAggregated | WLDFR | HFTD - Distribution - Tier 3 - 4QU CoRE ¦ 1QU LoRE | Non-Red Flag Warning - Small Fires | Equipment / facility failure | Aggregated | 2051 | 0.0013487 | 607.6134 | 0.81948 | 2051 | Mitigation | 0.95 | 45 | 0 | esc | 0.00097009 | 1.3083e-06 | 0.00097009 | 1.3083e-06 | 0.034217 | 7.3779e-08 | 0.0092336 | 1.9064e-08
[120 empty] | 7.3.3.17.5 (Remote Grid) Updates to grid topology to minimize risk of ignition in HFTDs Remote GridWLDFREquipment / facility failureAggregated | WLDFR | HFTD - Distribution - Tier 3 - 4QU CoRE ¦ 1QU LoRE | Non-Red Flag Warning - Small Fires | Equipment / facility failure | Aggregated | 2052 | 0.0013487 | 607.6134 | 0.81948 | 2052 | Mitigation | 0.95 | 45 | 0 | esc | 0.00097009 | 1.3083e-06 | 0.00097009 | 1.3083e-06 | 0.034217 | 7.3779e-08 | 0.0092336 | 1.9064e-08
[120 empty] | 7.3.3.17.5 (Remote Grid) Updates to grid topology to minimize risk of ignition in HFTDs Remote GridWLDFREquipment / facility failureAggregated | WLDFR | HFTD - Distribution - Tier 3 - 4QU CoRE ¦ 1QU LoRE | Non-Red Flag Warning - Small Fires | Equipment / facility failure | Aggregated | 2053 | 0.0013487 | 607.6134 | 0.81948 | 2053 | Mitigation | 0.95 | 45 | 0 | esc | 0.00097009 | 1.3083e-06 | 0.00097009 | 1.3083e-06 | 0.034217 | 7.3779e-08 | 0.0092336 | 1.9064e-08
[120 empty] | 7.3.3.17.5 (Remote Grid) Updates to grid topology to minimize risk of ignition in HFTDs Remote GridWLDFREquipment / facility failureAggregated | WLDFR | HFTD - Distribution - Tier 3 - 4QU CoRE ¦ 1QU LoRE | Non-Red Flag Warning - Small Fires | Equipment / facility failure | Aggregated | 2054 | 0.0013487 | 607.6134 | 0.81948 | 2054 | Mitigation | 0.95 | 45 | 0 | esc | 0.00097009 | 1.3083e-06 | 0.00097009 | 1.3083e-06 | 0.034217 | 7.3779e-08 | 0.0092336 | 1.9064e-08
[120 empty] | 7.3.3.17.5 (Remote Grid) Updates to grid topology to minimize risk of ignition in HFTDs Remote GridWLDFREquipment / facility failureAggregated | WLDFR | HFTD - Distribution - Tier 3 - 4QU CoRE ¦ 1QU LoRE | Non-Red Flag Warning - Small Fires | Equipment / facility failure | Aggregated | 2055 | 0.0013487 | 607.6134 | 0.81948 | 2055 | Mitigation | 0.95 | 45 | 0 | esc | 0.00097009 | 1.3083e-06 | 0.00097009 | 1.3083e-06 | 0.034217 | 7.3779e-08 | 0.0092336 | 1.9064e-08
[120 empty] | 7.3.3.17.5 (Remote Grid) Updates to grid topology to minimize risk of ignition in HFTDs Remote GridWLDFREquipment / facility failureAggregated | WLDFR | HFTD - Distribution - Tier 3 - 4QU CoRE ¦ 1QU LoRE | Non-Red Flag Warning - Small Fires | Equipment / facility failure | Aggregated | 2056 | 0.0013487 | 607.6134 | 0.81948 | 2056 | Mitigation | 0.95 | 45 | 0 | esc | 0.00097009 | 1.3083e-06 | 0.00097009 | 1.3083e-06 | 0.034217 | 7.3779e-08 | 0 | 0
[120 empty] | 7.3.3.17.5 (Remote Grid) Updates to grid topology to minimize risk of ignition in HFTDs Remote GridWLDFREquipment / facility failureAggregated | WLDFR | HFTD - Distribution - Tier 3 - 4QU CoRE ¦ 1QU LoRE | Non-Red Flag Warning - Small Fires | Equipment / facility failure | Aggregated | 2057 | 0.0013487 | 607.6134 | 0.81948 | 2057 | Mitigation | 0.95 | 45 | 0 | esc | 0.00097009 | 1.3083e-06 | 0.00097009 | 1.3083e-06 | 0.034217 | 7.3779e-08 | 0 | 0
[120 empty] | 7.3.3.17.5 (Remote Grid) Updates to grid topology to minimize risk of ignition in HFTDs Remote GridWLDFREquipment / facility failureAggregated | WLDFR | HFTD - Distribution - Tier 3 - 4QU CoRE ¦ 1QU LoRE | Non-Red Flag Warning - Small Fires | Equipment / facility failure | Aggregated | 2058 | 0.0013487 | 607.6134 | 0.81948 | 2058 | Mitigation | 0.95 | 45 | 0 | esc | 0.00097009 | 1.3083e-06 | 0.00097009 | 1.3083e-06 | 0.034217 | 7.3779e-08 | 0.0033164 | 3.3397e-07
[120 empty] | 7.3.3.17.5 (Remote Grid) Updates to grid topology to minimize risk of ignition in HFTDs Remote GridWLDFREquipment / facility failureAggregated | WLDFR | HFTD - Distribution - Tier 3 - 4QU CoRE ¦ 1QU LoRE | Non-Red Flag Warning - Small Fires | Equipment / facility failure | Aggregated | 2059 | 0.0013487 | 607.6134 | 0.81948 | 2059 | Mitigation | 0.95 | 45 | 0 | esc | 0.00097009 | 1.3083e-06 | 0.00097009 | 1.3083e-06 | 0.034217 | 7.3779e-08 | 0.0033164 | 3.3397e-07
[120 empty] | 7.3.3.17.5 (Remote Grid) Updates to grid topology to minimize risk of ignition in HFTDs Remote GridWLDFREquipment / facility failureAggregated | WLDFR | HFTD - Distribution - Tier 3 - 4QU CoRE ¦ 1QU LoRE | Non-Red Flag Warning - Small Fires | Equipment / facility failure | Aggregated | 2060 | 0.0013487 | 607.6134 | 0.81948 | 2060 | Mitigation | 0.95 | 45 | 0 | esc | 0.00097009 | 1.3083e-06 | 0.00097009 | 1.3083e-06 | 0.034217 | 7.3779e-08 | 0.0033164 | 3.3397e-07
[120 empty] | 7.3.3.17.5 (Remote Grid) Updates to grid topology to minimize risk of ignition in HFTDs Remote GridWLDFREquipment / facility failureAggregated | WLDFR | HFTD - Distribution - Tier 3 - 4QU CoRE ¦ 1QU LoRE | Non-Red Flag Warning - Small Fires | Equipment / facility failure | Aggregated | 2061 | 0.0013487 | 607.6134 | 0.81948 | 2061 | Mitigation | 0.95 | 45 | 0 | esc | 0.00097009 | 1.3083e-06 | 0.00097009 | 1.3083e-06 | 0.034217 | 7.3779e-08 | 0.0033164 | 3.3397e-07
[120 empty] | 7.3.3.17.5 (Remote Grid) Updates to grid topology to minimize risk of ignition in HFTDs Remote GridWLDFREquipment / facility failureAggregated | WLDFR | HFTD - Distribution - Tier 3 - 4QU CoRE ¦ 1QU LoRE | Non-Red Flag Warning - Small Fires | Equipment / facility failure | Aggregated | 2062 | 0.0013487 | 607.6134 | 0.81948 | 2062 | Mitigation | 0.95 | 45 | 0 | esc | 0.00097009 | 1.3083e-06 | 0.00097009 | 1.3083e-06 | 0.034217 | 7.3779e-08 | 0.0033164 | 3.3397e-07
[120 empty] | 7.3.3.17.5 (Remote Grid) Updates to grid topology to minimize risk of ignition in HFTDs Remote GridWLDFREquipment / facility failureAggregated | WLDFR | HFTD - Distribution - Tier 3 - 4QU CoRE ¦ 1QU LoRE | Non-Red Flag Warning - Small Fires | Equipment / facility failure | Aggregated | 2063 | 0.0013487 | 607.6134 | 0.81948 | 2063 | Mitigation | 0.95 | 45 | 0 | esc | 0.00097009 | 1.3083e-06 | 0.00097009 | 1.3083e-06 | 0.034217 | 7.3779e-08 | 0.0033164 | 3.3397e-07
[120 empty] | 7.3.3.17.5 (Remote Grid) Updates to grid topology to minimize risk of ignition in HFTDs Remote GridWLDFREquipment / facility failureAggregated | WLDFR | HFTD - Distribution - Tier 3 - 4QU CoRE ¦ 1QU LoRE | Non-Red Flag Warning - Small Fires | Equipment / facility failure | Aggregated | 2064 | 0.0013487 | 607.6134 | 0.81948 | 2064 | Mitigation | 0.95 | 45 | 0 | esc | 0.00097009 | 1.3083e-06 | 0.00097009 | 1.3083e-06 | 0.034217 | 7.3779e-08 | 0.0033164 | 3.3397e-07
[120 empty] | 7.3.3.17.5 (Remote Grid) Updates to grid topology to minimize risk of ignition in HFTDs Remote GridWLDFREquipment / facility failureAggregated | WLDFR | HFTD - Distribution - Tier 3 - 4QU CoRE ¦ 1QU LoRE | Non-Red Flag Warning - Small Fires | Equipment / facility failure | Aggregated | 2065 | 0.0013487 | 607.6134 | 0.81948 | 2065 | Mitigation | 0.95 | 45 | 0 | esc | 0.00097009 | 1.3083e-06 | 0.00097009 | 1.3083e-06 | 0.034217 | 7.3779e-08 | 0.0033164 | 3.3397e-07
[120 empty] | 7.3.3.17.5 (Remote Grid) Updates to grid topology to minimize risk of ignition in HFTDs Remote GridWLDFREquipment / facility failureAggregated | WLDFR | HFTD - Distribution - Tier 3 - 4QU CoRE ¦ 1QU LoRE | Non-Red Flag Warning - Small Fires | Equipment / facility failure | Aggregated | 2066 | 0.0013487 | 607.6134 | 0.81948 | 2066 | Mitigation | 0.95 | 45 | 0 | esc | 0.00097009 | 1.3083e-06 | 0.00097009 | 1.3083e-06 | 0.034217 | 7.3779e-08 | 0.0033164 | 3.3397e-07
[120 empty] | 7.3.3.17.5 (Remote Grid) Updates to grid topology to minimize risk of ignition in HFTDs Remote GridWLDFREquipment / facility failureAggregated | WLDFR | HFTD - Distribution - Tier 3 - 4QU CoRE ¦ 1QU LoRE | Non-Red Flag Warning - Small Fires | Equipment / facility failure | Aggregated | 2067 | 0.0013487 | 607.6134 | 0.81948 | 2067 | Mitigation | 0.95 | 45 | 0 | esc | 0 | 0 | 0.00097009 | 1.3083e-06 | 0.034217 | 7.3779e-08 | 0.0033164 | 3.3397e-07
[120 empty] | 7.3.3.17.5 (Remote Grid) Updates to grid topology to minimize risk of ignition in HFTDs Remote GridWLDFRVegetation ContactAggregated | WLDFR | HFTD - Distribution - Tier 3 - 4QU CoRE ¦ 1QU LoRE | Non-Red Flag Warning - Small Fires | Vegetation Contact | Aggregated | 2022 | 0.0041745 | 607.6134 | 2.5365 | 2022 | Mitigation | 0.95 | 45 | 0 | esc | 0.00097009 | 4.0496e-06 | 0 | 0 | 0.034217 | 7.3779e-08 | 0.0033164 | 3.3397e-07
[120 empty] | 7.3.3.17.5 (Remote Grid) Updates to grid topology to minimize risk of ignition in HFTDs Remote GridWLDFRVegetation ContactAggregated | WLDFR | HFTD - Distribution - Tier 3 - 4QU CoRE ¦ 1QU LoRE | Non-Red Flag Warning - Small Fires | Vegetation Contact | Aggregated | 2023 | 0.0041745 | 607.6134 | 2.5365 | 2023 | Mitigation | 0.95 | 45 | 0 | esc | 0.00097009 | 4.0496e-06 | 0.00097009 | 4.0496e-06 | 0.034217 | 7.3779e-08 | 0.0033164 | 3.3397e-07
[120 empty] | 7.3.3.17.5 (Remote Grid) Updates to grid topology to minimize risk of ignition in HFTDs Remote GridWLDFRVegetation ContactAggregated | WLDFR | HFTD - Distribution - Tier 3 - 4QU CoRE ¦ 1QU LoRE | Non-Red Flag Warning - Small Fires | Vegetation Contact | Aggregated | 2024 | 0.0041745 | 607.6134 | 2.5365 | 2024 | Mitigation | 0.95 | 45 | 0 | esc | 0.00097009 | 4.0496e-06 | 0.00097009 | 4.0496e-06 | 0.034217 | 7.3779e-08 | 0.0033164 | 3.3397e-07
[120 empty] | 7.3.3.17.5 (Remote Grid) Updates to grid topology to minimize risk of ignition in HFTDs Remote GridWLDFRVegetation ContactAggregated | WLDFR | HFTD - Distribution - Tier 3 - 4QU CoRE ¦ 1QU LoRE | Non-Red Flag Warning - Small Fires | Vegetation Contact | Aggregated | 2025 | 0.0041745 | 607.6134 | 2.5365 | 2025 | Mitigation | 0.95 | 45 | 0 | esc | 0.00097009 | 4.0496e-06 | 0.00097009 | 4.0496e-06 | 0.034217 | 7.3779e-08 | 0.0033164 | 3.3397e-07
[120 empty] | 7.3.3.17.5 (Remote Grid) Updates to grid topology to minimize risk of ignition in HFTDs Remote GridWLDFRVegetation ContactAggregated | WLDFR | HFTD - Distribution - Tier 3 - 4QU CoRE ¦ 1QU LoRE | Non-Red Flag Warning - Small Fires | Vegetation Contact | Aggregated | 2026 | 0.0041745 | 607.6134 | 2.5365 | 2026 | Mitigation | 0.95 | 45 | 0 | esc | 0.00097009 | 4.0496e-06 | 0.00097009 | 4.0496e-06 | 0.034217 | 7.3779e-08 | 0.0033164 | 3.3397e-07
[120 empty] | 7.3.3.17.5 (Remote Grid) Updates to grid topology to minimize risk of ignition in HFTDs Remote GridWLDFRVegetation ContactAggregated | WLDFR | HFTD - Distribution - Tier 3 - 4QU CoRE ¦ 1QU LoRE | Non-Red Flag Warning - Small Fires | Vegetation Contact | Aggregated | 2027 | 0.0041745 | 607.6134 | 2.5365 | 2027 | Mitigation | 0.95 | 45 | 0 | esc | 0.00097009 | 4.0496e-06 | 0.00097009 | 4.0496e-06 | 0.034217 | 7.3779e-08 | 0.0033164 | 3.3397e-07
[120 empty] | 7.3.3.17.5 (Remote Grid) Updates to grid topology to minimize risk of ignition in HFTDs Remote GridWLDFRVegetation ContactAggregated | WLDFR | HFTD - Distribution - Tier 3 - 4QU CoRE ¦ 1QU LoRE | Non-Red Flag Warning - Small Fires | Vegetation Contact | Aggregated | 2028 | 0.0041745 | 607.6134 | 2.5365 | 2028 | Mitigation | 0.95 | 45 | 0 | esc | 0.00097009 | 4.0496e-06 | 0.00097009 | 4.0496e-06 | 0.034217 | 7.3779e-08 | 0.0033164 | 3.3397e-07
[120 empty] | 7.3.3.17.5 (Remote Grid) Updates to grid topology to minimize risk of ignition in HFTDs Remote GridWLDFRVegetation ContactAggregated | WLDFR | HFTD - Distribution - Tier 3 - 4QU CoRE ¦ 1QU LoRE | Non-Red Flag Warning - Small Fires | Vegetation Contact | Aggregated | 2029 | 0.0041745 | 607.6134 | 2.5365 | 2029 | Mitigation | 0.95 | 45 | 0 | esc | 0.00097009 | 4.0496e-06 | 0.00097009 | 4.0496e-06 | 0.034217 | 7.3779e-08 | 0.0033164 | 3.3397e-07
[120 empty] | 7.3.3.17.5 (Remote Grid) Updates to grid topology to minimize risk of ignition in HFTDs Remote GridWLDFRVegetation ContactAggregated | WLDFR | HFTD - Distribution - Tier 3 - 4QU CoRE ¦ 1QU LoRE | Non-Red Flag Warning - Small Fires | Vegetation Contact | Aggregated | 2030 | 0.0041745 | 607.6134 | 2.5365 | 2030 | Mitigation | 0.95 | 45 | 0 | esc | 0.00097009 | 4.0496e-06 | 0.00097009 | 4.0496e-06 | 0.034217 | 7.3779e-08 | 0.0033164 | 3.3397e-07
[120 empty] | 7.3.3.17.5 (Remote Grid) Updates to grid topology to minimize risk of ignition in HFTDs Remote GridWLDFRVegetation ContactAggregated | WLDFR | HFTD - Distribution - Tier 3 - 4QU CoRE ¦ 1QU LoRE | Non-Red Flag Warning - Small Fires | Vegetation Contact | Aggregated | 2031 | 0.0041745 | 607.6134 | 2.5365 | 2031 | Mitigation | 0.95 | 45 | 0 | esc | 0.00097009 | 4.0496e-06 | 0.00097009 | 4.0496e-06 | 0.034217 | 7.3779e-08 | 0.0033164 | 3.3397e-07
[120 empty] | 7.3.3.17.5 (Remote Grid) Updates to grid topology to minimize risk of ignition in HFTDs Remote GridWLDFRVegetation ContactAggregated | WLDFR | HFTD - Distribution - Tier 3 - 4QU CoRE ¦ 1QU LoRE | Non-Red Flag Warning - Small Fires | Vegetation Contact | Aggregated | 2032 | 0.0041745 | 607.6134 | 2.5365 | 2032 | Mitigation | 0.95 | 45 | 0 | esc | 0.00097009 | 4.0496e-06 | 0.00097009 | 4.0496e-06 | 0.034217 | 7.3779e-08 | 0.0033164 | 3.3397e-07
[120 empty] | 7.3.3.17.5 (Remote Grid) Updates to grid topology to minimize risk of ignition in HFTDs Remote GridWLDFRVegetation ContactAggregated | WLDFR | HFTD - Distribution - Tier 3 - 4QU CoRE ¦ 1QU LoRE | Non-Red Flag Warning - Small Fires | Vegetation Contact | Aggregated | 2033 | 0.0041745 | 607.6134 | 2.5365 | 2033 | Mitigation | 0.95 | 45 | 0 | esc | 0.00097009 | 4.0496e-06 | 0.00097009 | 4.0496e-06 | 0.034217 | 7.3779e-08 | 0.0033164 | 3.3397e-07
[120 empty] | 7.3.3.17.5 (Remote Grid) Updates to grid topology to minimize risk of ignition in HFTDs Remote GridWLDFRVegetation ContactAggregated | WLDFR | HFTD - Distribution - Tier 3 - 4QU CoRE ¦ 1QU LoRE | Non-Red Flag Warning - Small Fires | Vegetation Contact | Aggregated | 2034 | 0.0041745 | 607.6134 | 2.5365 | 2034 | Mitigation | 0.95 | 45 | 0 | esc | 0.00097009 | 4.0496e-06 | 0.00097009 | 4.0496e-06 | 0.034217 | 7.3779e-08 | 0.0033164 | 3.3397e-07
[120 empty] | 7.3.3.17.5 (Remote Grid) Updates to grid topology to minimize risk of ignition in HFTDs Remote GridWLDFRVegetation ContactAggregated | WLDFR | HFTD - Distribution - Tier 3 - 4QU CoRE ¦ 1QU LoRE | Non-Red Flag Warning - Small Fires | Vegetation Contact | Aggregated | 2035 | 0.0041745 | 607.6134 | 2.5365 | 2035 | Mitigation | 0.95 | 45 | 0 | esc | 0.00097009 | 4.0496e-06 | 0.00097009 | 4.0496e-06 | 0.034217 | 7.3779e-08 | 0.0033164 | 3.3397e-07
[120 empty] | 7.3.3.17.5 (Remote Grid) Updates to grid topology to minimize risk of ignition in HFTDs Remote GridWLDFRVegetation ContactAggregated | WLDFR | HFTD - Distribution - Tier 3 - 4QU CoRE ¦ 1QU LoRE | Non-Red Flag Warning - Small Fires | Vegetation Contact | Aggregated | 2036 | 0.0041745 | 607.6134 | 2.5365 | 2036 | Mitigation | 0.95 | 45 | 0 | esc | 0.00097009 | 4.0496e-06 | 0.00097009 | 4.0496e-06 | 0.034217 | 7.3779e-08 | 0.0033164 | 3.3397e-07
[120 empty] | 7.3.3.17.5 (Remote Grid) Updates to grid topology to minimize risk of ignition in HFTDs Remote GridWLDFRVegetation ContactAggregated | WLDFR | HFTD - Distribution - Tier 3 - 4QU CoRE ¦ 1QU LoRE | Non-Red Flag Warning - Small Fires | Vegetation Contact | Aggregated | 2037 | 0.0041745 | 607.6134 | 2.5365 | 2037 | Mitigation | 0.95 | 45 | 0 | esc | 0.00097009 | 4.0496e-06 | 0.00097009 | 4.0496e-06 | 0.034217 | 7.3779e-08 | 0.0033164 | 3.3397e-07
[120 empty] | 7.3.3.17.5 (Remote Grid) Updates to grid topology to minimize risk of ignition in HFTDs Remote GridWLDFRVegetation ContactAggregated | WLDFR | HFTD - Distribution - Tier 3 - 4QU CoRE ¦ 1QU LoRE | Non-Red Flag Warning - Small Fires | Vegetation Contact | Aggregated | 2038 | 0.0041745 | 607.6134 | 2.5365 | 2038 | Mitigation | 0.95 | 45 | 0 | esc | 0.00097009 | 4.0496e-06 | 0.00097009 | 4.0496e-06 | 0.034217 | 7.3779e-08 | 0.0033164 | 3.3397e-07
[120 empty] | 7.3.3.17.5 (Remote Grid) Updates to grid topology to minimize risk of ignition in HFTDs Remote GridWLDFRVegetation ContactAggregated | WLDFR | HFTD - Distribution - Tier 3 - 4QU CoRE ¦ 1QU LoRE | Non-Red Flag Warning - Small Fires | Vegetation Contact | Aggregated | 2039 | 0.0041745 | 607.6134 | 2.5365 | 2039 | Mitigation | 0.95 | 45 | 0 | esc | 0.00097009 | 4.0496e-06 | 0.00097009 | 4.0496e-06 | 0.034217 | 7.3779e-08 | 0.0033164 | 3.3397e-07
[120 empty] | 7.3.3.17.5 (Remote Grid) Updates to grid topology to minimize risk of ignition in HFTDs Remote GridWLDFRVegetation ContactAggregated | WLDFR | HFTD - Distribution - Tier 3 - 4QU CoRE ¦ 1QU LoRE | Non-Red Flag Warning - Small Fires | Vegetation Contact | Aggregated | 2040 | 0.0041745 | 607.6134 | 2.5365 | 2040 | Mitigation | 0.95 | 45 | 0 | esc | 0.00097009 | 4.0496e-06 | 0.00097009 | 4.0496e-06 | 0.034217 | 7.3779e-08 | 0.0033164 | 3.3397e-07
[120 empty] | 7.3.3.17.5 (Remote Grid) Updates to grid topology to minimize risk of ignition in HFTDs Remote GridWLDFRVegetation ContactAggregated | WLDFR | HFTD - Distribution - Tier 3 - 4QU CoRE ¦ 1QU LoRE | Non-Red Flag Warning - Small Fires | Vegetation Contact | Aggregated | 2041 | 0.0041745 | 607.6134 | 2.5365 | 2041 | Mitigation | 0.95 | 45 | 0 | esc | 0.00097009 | 4.0496e-06 | 0.00097009 | 4.0496e-06 | 0.034217 | 7.3779e-08 | 0.0033164 | 3.3397e-07
[120 empty] | 7.3.3.17.5 (Remote Grid) Updates to grid topology to minimize risk of ignition in HFTDs Remote GridWLDFRVegetation ContactAggregated | WLDFR | HFTD - Distribution - Tier 3 - 4QU CoRE ¦ 1QU LoRE | Non-Red Flag Warning - Small Fires | Vegetation Contact | Aggregated | 2042 | 0.0041745 | 607.6134 | 2.5365 | 2042 | Mitigation | 0.95 | 45 | 0 | esc | 0.00097009 | 4.0496e-06 | 0.00097009 | 4.0496e-06 | 0.034217 | 7.3779e-08 | 0 | 0
[120 empty] | 7.3.3.17.5 (Remote Grid) Updates to grid topology to minimize risk of ignition in HFTDs Remote GridWLDFRVegetation ContactAggregated | WLDFR | HFTD - Distribution - Tier 3 - 4QU CoRE ¦ 1QU LoRE | Non-Red Flag Warning - Small Fires | Vegetation Contact | Aggregated | 2043 | 0.0041745 | 607.6134 | 2.5365 | 2043 | Mitigation | 0.95 | 45 | 0 | esc | 0.00097009 | 4.0496e-06 | 0.00097009 | 4.0496e-06 | 0.034217 | 7.3779e-08 | 0 | 0
[120 empty] | 7.3.3.17.5 (Remote Grid) Updates to grid topology to minimize risk of ignition in HFTDs Remote GridWLDFRVegetation ContactAggregated | WLDFR | HFTD - Distribution - Tier 3 - 4QU CoRE ¦ 1QU LoRE | Non-Red Flag Warning - Small Fires | Vegetation Contact | Aggregated | 2044 | 0.0041745 | 607.6134 | 2.5365 | 2044 | Mitigation | 0.95 | 45 | 0 | esc | 0.00097009 | 4.0496e-06 | 0.00097009 | 4.0496e-06 | 0.034217 | 7.3779e-08 | 0.012804 | 5.2975e-09
[120 empty] | 7.3.3.17.5 (Remote Grid) Updates to grid topology to minimize risk of ignition in HFTDs Remote GridWLDFRVegetation ContactAggregated | WLDFR | HFTD - Distribution - Tier 3 - 4QU CoRE ¦ 1QU LoRE | Non-Red Flag Warning - Small Fires | Vegetation Contact | Aggregated | 2045 | 0.0041745 | 607.6134 | 2.5365 | 2045 | Mitigation | 0.95 | 45 | 0 | esc | 0.00097009 | 4.0496e-06 | 0.00097009 | 4.0496e-06 | 0.034217 | 7.3779e-08 | 0.012804 | 5.2975e-09
[120 empty] | 7.3.3.17.5 (Remote Grid) Updates to grid topology to minimize risk of ignition in HFTDs Remote GridWLDFRVegetation ContactAggregated | WLDFR | HFTD - Distribution - Tier 3 - 4QU CoRE ¦ 1QU LoRE | Non-Red Flag Warning - Small Fires | Vegetation Contact | Aggregated | 2046 | 0.0041745 | 607.6134 | 2.5365 | 2046 | Mitigation | 0.95 | 45 | 0 | esc | 0.00097009 | 4.0496e-06 | 0.00097009 | 4.0496e-06 | 0.034217 | 7.3779e-08 | 0.012804 | 5.2975e-09
[120 empty] | 7.3.3.17.5 (Remote Grid) Updates to grid topology to minimize risk of ignition in HFTDs Remote GridWLDFRVegetation ContactAggregated | WLDFR | HFTD - Distribution - Tier 3 - 4QU CoRE ¦ 1QU LoRE | Non-Red Flag Warning - Small Fires | Vegetation Contact | Aggregated | 2047 | 0.0041745 | 607.6134 | 2.5365 | 2047 | Mitigation | 0.95 | 45 | 0 | esc | 0.00097009 | 4.0496e-06 | 0.00097009 | 4.0496e-06 | 0.034217 | 7.3779e-08 | 0.012804 | 5.2975e-09
[120 empty] | 7.3.3.17.5 (Remote Grid) Updates to grid topology to minimize risk of ignition in HFTDs Remote GridWLDFRVegetation ContactAggregated | WLDFR | HFTD - Distribution - Tier 3 - 4QU CoRE ¦ 1QU LoRE | Non-Red Flag Warning - Small Fires | Vegetation Contact | Aggregated | 2048 | 0.0041745 | 607.6134 | 2.5365 | 2048 | Mitigation | 0.95 | 45 | 0 | esc | 0.00097009 | 4.0496e-06 | 0.00097009 | 4.0496e-06 | 0.034217 | 7.3779e-08 | 0.012804 | 5.2975e-09
[120 empty] | 7.3.3.17.5 (Remote Grid) Updates to grid topology to minimize risk of ignition in HFTDs Remote GridWLDFRVegetation ContactAggregated | WLDFR | HFTD - Distribution - Tier 3 - 4QU CoRE ¦ 1QU LoRE | Non-Red Flag Warning - Small Fires | Vegetation Contact | Aggregated | 2049 | 0.0041745 | 607.6134 | 2.5365 | 2049 | Mitigation | 0.95 | 45 | 0 | esc | 0.00097009 | 4.0496e-06 | 0.00097009 | 4.0496e-06 | 0.034217 | 7.3779e-08 | 0.012804 | 5.2975e-09
[120 empty] | 7.3.3.17.5 (Remote Grid) Updates to grid topology to minimize risk of ignition in HFTDs Remote GridWLDFRVegetation ContactAggregated | WLDFR | HFTD - Distribution - Tier 3 - 4QU CoRE ¦ 1QU LoRE | Non-Red Flag Warning - Small Fires | Vegetation Contact | Aggregated | 2050 | 0.0041745 | 607.6134 | 2.5365 | 2050 | Mitigation | 0.95 | 45 | 0 | esc | 0.00097009 | 4.0496e-06 | 0.00097009 | 4.0496e-06 | 0.034217 | 7.3779e-08 | 0.012804 | 5.2975e-09
[120 empty] | 7.3.3.17.5 (Remote Grid) Updates to grid topology to minimize risk of ignition in HFTDs Remote GridWLDFRVegetation ContactAggregated | WLDFR | HFTD - Distribution - Tier 3 - 4QU CoRE ¦ 1QU LoRE | Non-Red Flag Warning - Small Fires | Vegetation Contact | Aggregated | 2051 | 0.0041745 | 607.6134 | 2.5365 | 2051 | Mitigation | 0.95 | 45 | 0 | esc | 0.00097009 | 4.0496e-06 | 0.00097009 | 4.0496e-06 | 0.034217 | 7.3779e-08 | 0.012804 | 5.2975e-09
[120 empty] | 7.3.3.17.5 (Remote Grid) Updates to grid topology to minimize risk of ignition in HFTDs Remote GridWLDFRVegetation ContactAggregated | WLDFR | HFTD - Distribution - Tier 3 - 4QU CoRE ¦ 1QU LoRE | Non-Red Flag Warning - Small Fires | Vegetation Contact | Aggregated | 2052 | 0.0041745 | 607.6134 | 2.5365 | 2052 | Mitigation | 0.95 | 45 | 0 | esc | 0.00097009 | 4.0496e-06 | 0.00097009 | 4.0496e-06 | 0.034217 | 7.3779e-08 | 0.012804 | 5.2975e-09
[120 empty] | 7.3.3.17.5 (Remote Grid) Updates to grid topology to minimize risk of ignition in HFTDs Remote GridWLDFRVegetation ContactAggregated | WLDFR | HFTD - Distribution - Tier 3 - 4QU CoRE ¦ 1QU LoRE | Non-Red Flag Warning - Small Fires | Vegetation Contact | Aggregated | 2053 | 0.0041745 | 607.6134 | 2.5365 | 2053 | Mitigation | 0.95 | 45 | 0 | esc | 0.00097009 | 4.0496e-06 | 0.00097009 | 4.0496e-06 | 0.034217 | 7.3779e-08 | 0.012804 | 5.2975e-09
[120 empty] | 7.3.3.17.5 (Remote Grid) Updates to grid topology to minimize risk of ignition in HFTDs Remote GridWLDFRVegetation ContactAggregated | WLDFR | HFTD - Distribution - Tier 3 - 4QU CoRE ¦ 1QU LoRE | Non-Red Flag Warning - Small Fires | Vegetation Contact | Aggregated | 2054 | 0.0041745 | 607.6134 | 2.5365 | 2054 | Mitigation | 0.95 | 45 | 0 | esc | 0.00097009 | 4.0496e-06 | 0.00097009 | 4.0496e-06 | 0 | 0 | 0.012804 | 5.2975e-09
[120 empty] | 7.3.3.17.5 (Remote Grid) Updates to grid topology to minimize risk of ignition in HFTDs Remote GridWLDFRVegetation ContactAggregated | WLDFR | HFTD - Distribution - Tier 3 - 4QU CoRE ¦ 1QU LoRE | Non-Red Flag Warning - Small Fires | Vegetation Contact | Aggregated | 2055 | 0.0041745 | 607.6134 | 2.5365 | 2055 | Mitigation | 0.95 | 45 | 0 | esc | 0.00097009 | 4.0496e-06 | 0.00097009 | 4.0496e-06 | 0.034217 | 1.9321e-07 | 0.012804 | 5.2975e-09
[120 empty] | 7.3.3.17.5 (Remote Grid) Updates to grid topology to minimize risk of ignition in HFTDs Remote GridWLDFRVegetation ContactAggregated | WLDFR | HFTD - Distribution - Tier 3 - 4QU CoRE ¦ 1QU LoRE | Non-Red Flag Warning - Small Fires | Vegetation Contact | Aggregated | 2056 | 0.0041745 | 607.6134 | 2.5365 | 2056 | Mitigation | 0.95 | 45 | 0 | esc | 0.00097009 | 4.0496e-06 | 0.00097009 | 4.0496e-06 | 0.034217 | 1.9321e-07 | 0.012804 | 5.2975e-09
[120 empty] | 7.3.3.17.5 (Remote Grid) Updates to grid topology to minimize risk of ignition in HFTDs Remote GridWLDFRVegetation ContactAggregated | WLDFR | HFTD - Distribution - Tier 3 - 4QU CoRE ¦ 1QU LoRE | Non-Red Flag Warning - Small Fires | Vegetation Contact | Aggregated | 2057 | 0.0041745 | 607.6134 | 2.5365 | 2057 | Mitigation | 0.95 | 45 | 0 | esc | 0.00097009 | 4.0496e-06 | 0.00097009 | 4.0496e-06 | 0.034217 | 1.9321e-07 | 0.012804 | 5.2975e-09
[120 empty] | 7.3.3.17.5 (Remote Grid) Updates to grid topology to minimize risk of ignition in HFTDs Remote GridWLDFRVegetation ContactAggregated | WLDFR | HFTD - Distribution - Tier 3 - 4QU CoRE ¦ 1QU LoRE | Non-Red Flag Warning - Small Fires | Vegetation Contact | Aggregated | 2058 | 0.0041745 | 607.6134 | 2.5365 | 2058 | Mitigation | 0.95 | 45 | 0 | esc | 0.00097009 | 4.0496e-06 | 0.00097009 | 4.0496e-06 | 0.034217 | 1.9321e-07 | 0.012804 | 5.2975e-09
[120 empty] | 7.3.3.17.5 (Remote Grid) Updates to grid topology to minimize risk of ignition in HFTDs Remote GridWLDFRVegetation ContactAggregated | WLDFR | HFTD - Distribution - Tier 3 - 4QU CoRE ¦ 1QU LoRE | Non-Red Flag Warning - Small Fires | Vegetation Contact | Aggregated | 2059 | 0.0041745 | 607.6134 | 2.5365 | 2059 | Mitigation | 0.95 | 45 | 0 | esc | 0.00097009 | 4.0496e-06 | 0.00097009 | 4.0496e-06 | 0.034217 | 1.9321e-07 | 0.012804 | 5.2975e-09
[120 empty] | 7.3.3.17.5 (Remote Grid) Updates to grid topology to minimize risk of ignition in HFTDs Remote GridWLDFRVegetation ContactAggregated | WLDFR | HFTD - Distribution - Tier 3 - 4QU CoRE ¦ 1QU LoRE | Non-Red Flag Warning - Small Fires | Vegetation Contact | Aggregated | 2060 | 0.0041745 | 607.6134 | 2.5365 | 2060 | Mitigation | 0.95 | 45 | 0 | esc | 0.00097009 | 4.0496e-06 | 0.00097009 | 4.0496e-06 | 0.034217 | 1.9321e-07 | 0.012804 | 5.2975e-09
[120 empty] | 7.3.3.17.5 (Remote Grid) Updates to grid topology to minimize risk of ignition in HFTDs Remote GridWLDFRVegetation ContactAggregated | WLDFR | HFTD - Distribution - Tier 3 - 4QU CoRE ¦ 1QU LoRE | Non-Red Flag Warning - Small Fires | Vegetation Contact | Aggregated | 2061 | 0.0041745 | 607.6134 | 2.5365 | 2061 | Mitigation | 0.95 | 45 | 0 | esc | 0.00097009 | 4.0496e-06 | 0.00097009 | 4.0496e-06 | 0.034217 | 1.9321e-07 | 0.012804 | 5.2975e-09
[120 empty] | 7.3.3.17.5 (Remote Grid) Updates to grid topology to minimize risk of ignition in HFTDs Remote GridWLDFRVegetation ContactAggregated | WLDFR | HFTD - Distribution - Tier 3 - 4QU CoRE ¦ 1QU LoRE | Non-Red Flag Warning - Small Fires | Vegetation Contact | Aggregated | 2062 | 0.0041745 | 607.6134 | 2.5365 | 2062 | Mitigation | 0.95 | 45 | 0 | esc | 0.00097009 | 4.0496e-06 | 0.00097009 | 4.0496e-06 | 0.034217 | 1.9321e-07 | 0.012804 | 5.2975e-09
[120 empty] | 7.3.3.17.5 (Remote Grid) Updates to grid topology to minimize risk of ignition in HFTDs Remote GridWLDFRVegetation ContactAggregated | WLDFR | HFTD - Distribution - Tier 3 - 4QU CoRE ¦ 1QU LoRE | Non-Red Flag Warning - Small Fires | Vegetation Contact | Aggregated | 2063 | 0.0041745 | 607.6134 | 2.5365 | 2063 | Mitigation | 0.95 | 45 | 0 | esc | 0.00097009 | 4.0496e-06 | 0.00097009 | 4.0496e-06 | 0.034217 | 1.9321e-07 | 0.012804 | 5.2975e-09
[120 empty] | 7.3.3.17.5 (Remote Grid) Updates to grid topology to minimize risk of ignition in HFTDs Remote GridWLDFRVegetation ContactAggregated | WLDFR | HFTD - Distribution - Tier 3 - 4QU CoRE ¦ 1QU LoRE | Non-Red Flag Warning - Small Fires | Vegetation Contact | Aggregated | 2064 | 0.0041745 | 607.6134 | 2.5365 | 2064 | Mitigation | 0.95 | 45 | 0 | esc | 0.00097009 | 4.0496e-06 | 0.00097009 | 4.0496e-06 | 0.034217 | 1.9321e-07 | 0.012804 | 5.2975e-09
[120 empty] | 7.3.3.17.5 (Remote Grid) Updates to grid topology to minimize risk of ignition in HFTDs Remote GridWLDFRVegetation ContactAggregated | WLDFR | HFTD - Distribution - Tier 3 - 4QU CoRE ¦ 1QU LoRE | Non-Red Flag Warning - Small Fires | Vegetation Contact | Aggregated | 2065 | 0.0041745 | 607.6134 | 2.5365 | 2065 | Mitigation | 0.95 | 45 | 0 | esc | 0.00097009 | 4.0496e-06 | 0.00097009 | 4.0496e-06 | 0.034217 | 1.9321e-07 | 0.012804 | 5.2975e-09
[120 empty] | 7.3.3.17.5 (Remote Grid) Updates to grid topology to minimize risk of ignition in HFTDs Remote GridWLDFRVegetation ContactAggregated | WLDFR | HFTD - Distribution - Tier 3 - 4QU CoRE ¦ 1QU LoRE | Non-Red Flag Warning - Small Fires | Vegetation Contact | Aggregated | 2066 | 0.0041745 | 607.6134 | 2.5365 | 2066 | Mitigation | 0.95 | 45 | 0 | esc | 0.00097009 | 4.0496e-06 | 0.00097009 | 4.0496e-06 | 0.034217 | 1.9321e-07 | 0.012804 | 5.2975e-09
[120 empty] | 7.3.3.17.5 (Remote Grid) Updates to grid topology to minimize risk of ignition in HFTDs Remote GridWLDFRVegetation ContactAggregated | WLDFR | HFTD - Distribution - Tier 3 - 4QU CoRE ¦ 1QU LoRE | Non-Red Flag Warning - Small Fires | Vegetation Contact | Aggregated | 2067 | 0.0041745 | 607.6134 | 2.5365 | 2067 | Mitigation | 0.95 | 45 | 0 | esc | 0 | 0 | 0.00097009 | 4.0496e-06 | 0.034217 | 1.9321e-07 | 0.012804 | 5.2975e-09
[120 empty] | 7.3.3.17.5 (Remote Grid) Updates to grid topology to minimize risk of ignition in HFTDs Remote GridWLDFRWire-to-wire contactAggregated | WLDFR | HFTD - Distribution - Tier 3 - 4QU CoRE ¦ 1QU LoRE | Non-Red Flag Warning - Small Fires | Wire-to-wire contact | Aggregated | 2022 | 0.00031868 | 607.6134 | 0.19363 | 2022 | Mitigation | 0.95 | 45 | 0 | esc | 0.00097009 | 3.0915e-07 | 0 | 0 | 0.034217 | 1.9321e-07 | 0.012804 | 5.2975e-09
[120 empty] | 7.3.3.17.5 (Remote Grid) Updates to grid topology to minimize risk of ignition in HFTDs Remote GridWLDFRWire-to-wire contactAggregated | WLDFR | HFTD - Distribution - Tier 3 - 4QU CoRE ¦ 1QU LoRE | Non-Red Flag Warning - Small Fires | Wire-to-wire contact | Aggregated | 2023 | 0.00031868 | 607.6134 | 0.19363 | 2023 | Mitigation | 0.95 | 45 | 0 | esc | 0.00097009 | 3.0915e-07 | 0.00097009 | 3.0915e-07 | 0.034217 | 1.9321e-07 | 0.012804 | 5.2975e-09
[120 empty] | 7.3.3.17.5 (Remote Grid) Updates to grid topology to minimize risk of ignition in HFTDs Remote GridWLDFRWire-to-wire contactAggregated | WLDFR | HFTD - Distribution - Tier 3 - 4QU CoRE ¦ 1QU LoRE | Non-Red Flag Warning - Small Fires | Wire-to-wire contact | Aggregated | 2024 | 0.00031868 | 607.6134 | 0.19363 | 2024 | Mitigation | 0.95 | 45 | 0 | esc | 0.00097009 | 3.0915e-07 | 0.00097009 | 3.0915e-07 | 0.034217 | 1.9321e-07 | 0.012804 | 5.2975e-09
[120 empty] | 7.3.3.17.5 (Remote Grid) Updates to grid topology to minimize risk of ignition in HFTDs Remote GridWLDFRWire-to-wire contactAggregated | WLDFR | HFTD - Distribution - Tier 3 - 4QU CoRE ¦ 1QU LoRE | Non-Red Flag Warning - Small Fires | Wire-to-wire contact | Aggregated | 2025 | 0.00031868 | 607.6134 | 0.19363 | 2025 | Mitigation | 0.95 | 45 | 0 | esc | 0.00097009 | 3.0915e-07 | 0.00097009 | 3.0915e-07 | 0.034217 | 1.9321e-07 | 0.012804 | 5.2975e-09
[120 empty] | 7.3.3.17.5 (Remote Grid) Updates to grid topology to minimize risk of ignition in HFTDs Remote GridWLDFRWire-to-wire contactAggregated | WLDFR | HFTD - Distribution - Tier 3 - 4QU CoRE ¦ 1QU LoRE | Non-Red Flag Warning - Small Fires | Wire-to-wire contact | Aggregated | 2026 | 0.00031868 | 607.6134 | 0.19363 | 2026 | Mitigation | 0.95 | 45 | 0 | esc | 0.00097009 | 3.0915e-07 | 0.00097009 | 3.0915e-07 | 0.034217 | 1.9321e-07 | 0.012804 | 5.2975e-09
[120 empty] | 7.3.3.17.5 (Remote Grid) Updates to grid topology to minimize risk of ignition in HFTDs Remote GridWLDFRWire-to-wire contactAggregated | WLDFR | HFTD - Distribution - Tier 3 - 4QU CoRE ¦ 1QU LoRE | Non-Red Flag Warning - Small Fires | Wire-to-wire contact | Aggregated | 2027 | 0.00031868 | 607.6134 | 0.19363 | 2027 | Mitigation | 0.95 | 45 | 0 | esc | 0.00097009 | 3.0915e-07 | 0.00097009 | 3.0915e-07 | 0.034217 | 1.9321e-07 | 0.012804 | 5.2975e-09
[120 empty] | 7.3.3.17.5 (Remote Grid) Updates to grid topology to minimize risk of ignition in HFTDs Remote GridWLDFRWire-to-wire contactAggregated | WLDFR | HFTD - Distribution - Tier 3 - 4QU CoRE ¦ 1QU LoRE | Non-Red Flag Warning - Small Fires | Wire-to-wire contact | Aggregated | 2028 | 0.00031868 | 607.6134 | 0.19363 | 2028 | Mitigation | 0.95 | 45 | 0 | esc | 0.00097009 | 3.0915e-07 | 0.00097009 | 3.0915e-07 | 0.034217 | 1.9321e-07 | 0 | 0
[120 empty] | 7.3.3.17.5 (Remote Grid) Updates to grid topology to minimize risk of ignition in HFTDs Remote GridWLDFRWire-to-wire contactAggregated | WLDFR | HFTD - Distribution - Tier 3 - 4QU CoRE ¦ 1QU LoRE | Non-Red Flag Warning - Small Fires | Wire-to-wire contact | Aggregated | 2029 | 0.00031868 | 607.6134 | 0.19363 | 2029 | Mitigation | 0.95 | 45 | 0 | esc | 0.00097009 | 3.0915e-07 | 0.00097009 | 3.0915e-07 | 0.034217 | 1.9321e-07 | 0 | 0
[120 empty] | 7.3.3.17.5 (Remote Grid) Updates to grid topology to minimize risk of ignition in HFTDs Remote GridWLDFRWire-to-wire contactAggregated | WLDFR | HFTD - Distribution - Tier 3 - 4QU CoRE ¦ 1QU LoRE | Non-Red Flag Warning - Small Fires | Wire-to-wire contact | Aggregated | 2030 | 0.00031868 | 607.6134 | 0.19363 | 2030 | Mitigation | 0.95 | 45 | 0 | esc | 0.00097009 | 3.0915e-07 | 0.00097009 | 3.0915e-07 | 0.034217 | 1.9321e-07 | 0.014899 | 5.9463e-10
[120 empty] | 7.3.3.17.5 (Remote Grid) Updates to grid topology to minimize risk of ignition in HFTDs Remote GridWLDFRWire-to-wire contactAggregated | WLDFR | HFTD - Distribution - Tier 3 - 4QU CoRE ¦ 1QU LoRE | Non-Red Flag Warning - Small Fires | Wire-to-wire contact | Aggregated | 2031 | 0.00031868 | 607.6134 | 0.19363 | 2031 | Mitigation | 0.95 | 45 | 0 | esc | 0.00097009 | 3.0915e-07 | 0.00097009 | 3.0915e-07 | 0.034217 | 1.9321e-07 | 0.014899 | 5.9463e-10
[120 empty] | 7.3.3.17.5 (Remote Grid) Updates to grid topology to minimize risk of ignition in HFTDs Remote GridWLDFRWire-to-wire contactAggregated | WLDFR | HFTD - Distribution - Tier 3 - 4QU CoRE ¦ 1QU LoRE | Non-Red Flag Warning - Small Fires | Wire-to-wire contact | Aggregated | 2032 | 0.00031868 | 607.6134 | 0.19363 | 2032 | Mitigation | 0.95 | 45 | 0 | esc | 0.00097009 | 3.0915e-07 | 0.00097009 | 3.0915e-07 | 0.034217 | 1.9321e-07 | 0.014899 | 5.9463e-10
[120 empty] | 7.3.3.17.5 (Remote Grid) Updates to grid topology to minimize risk of ignition in HFTDs Remote GridWLDFRWire-to-wire contactAggregated | WLDFR | HFTD - Distribution - Tier 3 - 4QU CoRE ¦ 1QU LoRE | Non-Red Flag Warning - Small Fires | Wire-to-wire contact | Aggregated | 2033 | 0.00031868 | 607.6134 | 0.19363 | 2033 | Mitigation | 0.95 | 45 | 0 | esc | 0.00097009 | 3.0915e-07 | 0.00097009 | 3.0915e-07 | 0.034217 | 1.9321e-07 | 0.014899 | 5.9463e-10
[120 empty] | 7.3.3.17.5 (Remote Grid) Updates to grid topology to minimize risk of ignition in HFTDs Remote GridWLDFRWire-to-wire contactAggregated | WLDFR | HFTD - Distribution - Tier 3 - 4QU CoRE ¦ 1QU LoRE | Non-Red Flag Warning - Small Fires | Wire-to-wire contact | Aggregated | 2034 | 0.00031868 | 607.6134 | 0.19363 | 2034 | Mitigation | 0.95 | 45 | 0 | esc | 0.00097009 | 3.0915e-07 | 0.00097009 | 3.0915e-07 | 0.034217 | 1.9321e-07 | 0.014899 | 5.9463e-10
[120 empty] | 7.3.3.17.5 (Remote Grid) Updates to grid topology to minimize risk of ignition in HFTDs Remote GridWLDFRWire-to-wire contactAggregated | WLDFR | HFTD - Distribution - Tier 3 - 4QU CoRE ¦ 1QU LoRE | Non-Red Flag Warning - Small Fires | Wire-to-wire contact | Aggregated | 2035 | 0.00031868 | 607.6134 | 0.19363 | 2035 | Mitigation | 0.95 | 45 | 0 | esc | 0.00097009 | 3.0915e-07 | 0.00097009 | 3.0915e-07 | 0.034217 | 1.9321e-07 | 0.014899 | 5.9463e-10
[120 empty] | 7.3.3.17.5 (Remote Grid) Updates to grid topology to minimize risk of ignition in HFTDs Remote GridWLDFRWire-to-wire contactAggregated | WLDFR | HFTD - Distribution - Tier 3 - 4QU CoRE ¦ 1QU LoRE | Non-Red Flag Warning - Small Fires | Wire-to-wire contact | Aggregated | 2036 | 0.00031868 | 607.6134 | 0.19363 | 2036 | Mitigation | 0.95 | 45 | 0 | esc | 0.00097009 | 3.0915e-07 | 0.00097009 | 3.0915e-07 | 0.034217 | 1.9321e-07 | 0.014899 | 5.9463e-10
[120 empty] | 7.3.3.17.5 (Remote Grid) Updates to grid topology to minimize risk of ignition in HFTDs Remote GridWLDFRWire-to-wire contactAggregated | WLDFR | HFTD - Distribution - Tier 3 - 4QU CoRE ¦ 1QU LoRE | Non-Red Flag Warning - Small Fires | Wire-to-wire contact | Aggregated | 2037 | 0.00031868 | 607.6134 | 0.19363 | 2037 | Mitigation | 0.95 | 45 | 0 | esc | 0.00097009 | 3.0915e-07 | 0.00097009 | 3.0915e-07 | 0.034217 | 1.9321e-07 | 0.014899 | 5.9463e-10
[120 empty] | 7.3.3.17.5 (Remote Grid) Updates to grid topology to minimize risk of ignition in HFTDs Remote GridWLDFRWire-to-wire contactAggregated | WLDFR | HFTD - Distribution - Tier 3 - 4QU CoRE ¦ 1QU LoRE | Non-Red Flag Warning - Small Fires | Wire-to-wire contact | Aggregated | 2038 | 0.00031868 | 607.6134 | 0.19363 | 2038 | Mitigation | 0.95 | 45 | 0 | esc | 0.00097009 | 3.0915e-07 | 0.00097009 | 3.0915e-07 | 0.034217 | 1.9321e-07 | 0.014899 | 5.9463e-10
[120 empty] | 7.3.3.17.5 (Remote Grid) Updates to grid topology to minimize risk of ignition in HFTDs Remote GridWLDFRWire-to-wire contactAggregated | WLDFR | HFTD - Distribution - Tier 3 - 4QU CoRE ¦ 1QU LoRE | Non-Red Flag Warning - Small Fires | Wire-to-wire contact | Aggregated | 2039 | 0.00031868 | 607.6134 | 0.19363 | 2039 | Mitigation | 0.95 | 45 | 0 | esc | 0.00097009 | 3.0915e-07 | 0.00097009 | 3.0915e-07 | 0.034217 | 1.9321e-07 | 0.014899 | 5.9463e-10
[120 empty] | 7.3.3.17.5 (Remote Grid) Updates to grid topology to minimize risk of ignition in HFTDs Remote GridWLDFRWire-to-wire contactAggregated | WLDFR | HFTD - Distribution - Tier 3 - 4QU CoRE ¦ 1QU LoRE | Non-Red Flag Warning - Small Fires | Wire-to-wire contact | Aggregated | 2040 | 0.00031868 | 607.6134 | 0.19363 | 2040 | Mitigation | 0.95 | 45 | 0 | esc | 0.00097009 | 3.0915e-07 | 0.00097009 | 3.0915e-07 | 0.034217 | 1.9321e-07 | 0.014899 | 5.9463e-10
[120 empty] | 7.3.3.17.5 (Remote Grid) Updates to grid topology to minimize risk of ignition in HFTDs Remote GridWLDFRWire-to-wire contactAggregated | WLDFR | HFTD - Distribution - Tier 3 - 4QU CoRE ¦ 1QU LoRE | Non-Red Flag Warning - Small Fires | Wire-to-wire contact | Aggregated | 2041 | 0.00031868 | 607.6134 | 0.19363 | 2041 | Mitigation | 0.95 | 45 | 0 | esc | 0.00097009 | 3.0915e-07 | 0.00097009 | 3.0915e-07 | 0.034217 | 1.9321e-07 | 0.014899 | 5.9463e-10
[120 empty] | 7.3.3.17.5 (Remote Grid) Updates to grid topology to minimize risk of ignition in HFTDs Remote GridWLDFRWire-to-wire contactAggregated | WLDFR | HFTD - Distribution - Tier 3 - 4QU CoRE ¦ 1QU LoRE | Non-Red Flag Warning - Small Fires | Wire-to-wire contact | Aggregated | 2042 | 0.00031868 | 607.6134 | 0.19363 | 2042 | Mitigation | 0.95 | 45 | 0 | esc | 0.00097009 | 3.0915e-07 | 0.00097009 | 3.0915e-07 | 0.034217 | 1.9321e-07 | 0.014899 | 5.9463e-10
[120 empty] | 7.3.3.17.5 (Remote Grid) Updates to grid topology to minimize risk of ignition in HFTDs Remote GridWLDFRWire-to-wire contactAggregated | WLDFR | HFTD - Distribution - Tier 3 - 4QU CoRE ¦ 1QU LoRE | Non-Red Flag Warning - Small Fires | Wire-to-wire contact | Aggregated | 2043 | 0.00031868 | 607.6134 | 0.19363 | 2043 | Mitigation | 0.95 | 45 | 0 | esc | 0.00097009 | 3.0915e-07 | 0.00097009 | 3.0915e-07 | 0.034217 | 1.9321e-07 | 0.014899 | 5.9463e-10
[120 empty] | 7.3.3.17.5 (Remote Grid) Updates to grid topology to minimize risk of ignition in HFTDs Remote GridWLDFRWire-to-wire contactAggregated | WLDFR | HFTD - Distribution - Tier 3 - 4QU CoRE ¦ 1QU LoRE | Non-Red Flag Warning - Small Fires | Wire-to-wire contact | Aggregated | 2044 | 0.00031868 | 607.6134 | 0.19363 | 2044 | Mitigation | 0.95 | 45 | 0 | esc | 0.00097009 | 3.0915e-07 | 0.00097009 | 3.0915e-07 | 0.034217 | 1.9321e-07 | 0.014899 | 5.9463e-10
[120 empty] | 7.3.3.17.5 (Remote Grid) Updates to grid topology to minimize risk of ignition in HFTDs Remote GridWLDFRWire-to-wire contactAggregated | WLDFR | HFTD - Distribution - Tier 3 - 4QU CoRE ¦ 1QU LoRE | Non-Red Flag Warning - Small Fires | Wire-to-wire contact | Aggregated | 2045 | 0.00031868 | 607.6134 | 0.19363 | 2045 | Mitigation | 0.95 | 45 | 0 | esc | 0.00097009 | 3.0915e-07 | 0.00097009 | 3.0915e-07 | 0.034217 | 1.9321e-07 | 0.014899 | 5.9463e-10
[120 empty] | 7.3.3.17.5 (Remote Grid) Updates to grid topology to minimize risk of ignition in HFTDs Remote GridWLDFRWire-to-wire contactAggregated | WLDFR | HFTD - Distribution - Tier 3 - 4QU CoRE ¦ 1QU LoRE | Non-Red Flag Warning - Small Fires | Wire-to-wire contact | Aggregated | 2046 | 0.00031868 | 607.6134 | 0.19363 | 2046 | Mitigation | 0.95 | 45 | 0 | esc | 0.00097009 | 3.0915e-07 | 0.00097009 | 3.0915e-07 | 0.034217 | 1.9321e-07 | 0.014899 | 5.9463e-10
[120 empty] | 7.3.3.17.5 (Remote Grid) Updates to grid topology to minimize risk of ignition in HFTDs Remote GridWLDFRWire-to-wire contactAggregated | WLDFR | HFTD - Distribution - Tier 3 - 4QU CoRE ¦ 1QU LoRE | Non-Red Flag Warning - Small Fires | Wire-to-wire contact | Aggregated | 2047 | 0.00031868 | 607.6134 | 0.19363 | 2047 | Mitigation | 0.95 | 45 | 0 | esc | 0.00097009 | 3.0915e-07 | 0.00097009 | 3.0915e-07 | 0.034217 | 1.9321e-07 | 0.014899 | 5.9463e-10
[120 empty] | 7.3.3.17.5 (Remote Grid) Updates to grid topology to minimize risk of ignition in HFTDs Remote GridWLDFRWire-to-wire contactAggregated | WLDFR | HFTD - Distribution - Tier 3 - 4QU CoRE ¦ 1QU LoRE | Non-Red Flag Warning - Small Fires | Wire-to-wire contact | Aggregated | 2048 | 0.00031868 | 607.6134 | 0.19363 | 2048 | Mitigation | 0.95 | 45 | 0 | esc | 0.00097009 | 3.0915e-07 | 0.00097009 | 3.0915e-07 | 0.034217 | 1.9321e-07 | 0.014899 | 5.9463e-10
[120 empty] | 7.3.3.17.5 (Remote Grid) Updates to grid topology to minimize risk of ignition in HFTDs Remote GridWLDFRWire-to-wire contactAggregated | WLDFR | HFTD - Distribution - Tier 3 - 4QU CoRE ¦ 1QU LoRE | Non-Red Flag Warning - Small Fires | Wire-to-wire contact | Aggregated | 2049 | 0.00031868 | 607.6134 | 0.19363 | 2049 | Mitigation | 0.95 | 45 | 0 | esc | 0.00097009 | 3.0915e-07 | 0.00097009 | 3.0915e-07 | 0.034217 | 1.9321e-07 | 0.014899 | 5.9463e-10
[120 empty] | 7.3.3.17.5 (Remote Grid) Updates to grid topology to minimize risk of ignition in HFTDs Remote GridWLDFRWire-to-wire contactAggregated | WLDFR | HFTD - Distribution - Tier 3 - 4QU CoRE ¦ 1QU LoRE | Non-Red Flag Warning - Small Fires | Wire-to-wire contact | Aggregated | 2050 | 0.00031868 | 607.6134 | 0.19363 | 2050 | Mitigation | 0.95 | 45 | 0 | esc | 0.00097009 | 3.0915e-07 | 0.00097009 | 3.0915e-07 | 0.034217 | 1.9321e-07 | 0.014899 | 5.9463e-10
[120 empty] | 7.3.3.17.5 (Remote Grid) Updates to grid topology to minimize risk of ignition in HFTDs Remote GridWLDFRWire-to-wire contactAggregated | WLDFR | HFTD - Distribution - Tier 3 - 4QU CoRE ¦ 1QU LoRE | Non-Red Flag Warning - Small Fires | Wire-to-wire contact | Aggregated | 2051 | 0.00031868 | 607.6134 | 0.19363 | 2051 | Mitigation | 0.95 | 45 | 0 | esc | 0.00097009 | 3.0915e-07 | 0.00097009 | 3.0915e-07 | 0.034217 | 1.9321e-07 | 0.014899 | 5.9463e-10
[120 empty] | 7.3.3.17.5 (Remote Grid) Updates to grid topology to minimize risk of ignition in HFTDs Remote GridWLDFRWire-to-wire contactAggregated | WLDFR | HFTD - Distribution - Tier 3 - 4QU CoRE ¦ 1QU LoRE | Non-Red Flag Warning - Small Fires | Wire-to-wire contact | Aggregated | 2052 | 0.00031868 | 607.6134 | 0.19363 | 2052 | Mitigation | 0.95 | 45 | 0 | esc | 0.00097009 | 3.0915e-07 | 0.00097009 | 3.0915e-07 | 0.034217 | 1.9321e-07 | 0.014899 | 5.9463e-10
[120 empty] | 7.3.3.17.5 (Remote Grid) Updates to grid topology to minimize risk of ignition in HFTDs Remote GridWLDFRWire-to-wire contactAggregated | WLDFR | HFTD - Distribution - Tier 3 - 4QU CoRE ¦ 1QU LoRE | Non-Red Flag Warning - Small Fires | Wire-to-wire contact | Aggregated | 2053 | 0.00031868 | 607.6134 | 0.19363 | 2053 | Mitigation | 0.95 | 45 | 0 | esc | 0.00097009 | 3.0915e-07 | 0.00097009 | 3.0915e-07 | 0.034217 | 1.9321e-07 | 0.014899 | 5.9463e-10
[120 empty] | 7.3.3.17.5 (Remote Grid) Updates to grid topology to minimize risk of ignition in HFTDs Remote GridWLDFRWire-to-wire contactAggregated | WLDFR | HFTD - Distribution - Tier 3 - 4QU CoRE ¦ 1QU LoRE | Non-Red Flag Warning - Small Fires | Wire-to-wire contact | Aggregated | 2054 | 0.00031868 | 607.6134 | 0.19363 | 2054 | Mitigation | 0.95 | 45 | 0 | esc | 0.00097009 | 3.0915e-07 | 0.00097009 | 3.0915e-07 | 0.034217 | 1.9321e-07 | 0.014899 | 5.9463e-10
[120 empty] | 7.3.3.17.5 (Remote Grid) Updates to grid topology to minimize risk of ignition in HFTDs Remote GridWLDFRWire-to-wire contactAggregated | WLDFR | HFTD - Distribution - Tier 3 - 4QU CoRE ¦ 1QU LoRE | Non-Red Flag Warning - Small Fires | Wire-to-wire contact | Aggregated | 2055 | 0.00031868 | 607.6134 | 0.19363 | 2055 | Mitigation | 0.95 | 45 | 0 | esc | 0.00097009 | 3.0915e-07 | 0.00097009 | 3.0915e-07 | 0.034217 | 1.9321e-07 | 0.014899 | 5.9463e-10
[120 empty] | 7.3.3.17.5 (Remote Grid) Updates to grid topology to minimize risk of ignition in HFTDs Remote GridWLDFRWire-to-wire contactAggregated | WLDFR | HFTD - Distribution - Tier 3 - 4QU CoRE ¦ 1QU LoRE | Non-Red Flag Warning - Small Fires | Wire-to-wire contact | Aggregated | 2056 | 0.00031868 | 607.6134 | 0.19363 | 2056 | Mitigation | 0.95 | 45 | 0 | esc | 0.00097009 | 3.0915e-07 | 0.00097009 | 3.0915e-07 | 0.034217 | 1.9321e-07 | 0.014899 | 5.9463e-10
[120 empty] | 7.3.3.17.5 (Remote Grid) Updates to grid topology to minimize risk of ignition in HFTDs Remote GridWLDFRWire-to-wire contactAggregated | WLDFR | HFTD - Distribution - Tier 3 - 4QU CoRE ¦ 1QU LoRE | Non-Red Flag Warning - Small Fires | Wire-to-wire contact | Aggregated | 2057 | 0.00031868 | 607.6134 | 0.19363 | 2057 | Mitigation | 0.95 | 45 | 0 | esc | 0.00097009 | 3.0915e-07 | 0.00097009 | 3.0915e-07 | 0.034217 | 1.9321e-07 | 0.014899 | 5.9463e-10
[120 empty] | 7.3.3.17.5 (Remote Grid) Updates to grid topology to minimize risk of ignition in HFTDs Remote GridWLDFRWire-to-wire contactAggregated | WLDFR | HFTD - Distribution - Tier 3 - 4QU CoRE ¦ 1QU LoRE | Non-Red Flag Warning - Small Fires | Wire-to-wire contact | Aggregated | 2058 | 0.00031868 | 607.6134 | 0.19363 | 2058 | Mitigation | 0.95 | 45 | 0 | esc | 0.00097009 | 3.0915e-07 | 0.00097009 | 3.0915e-07 | 0 | 0 | 0.014899 | 5.9463e-10
[120 empty] | 7.3.3.17.5 (Remote Grid) Updates to grid topology to minimize risk of ignition in HFTDs Remote GridWLDFRWire-to-wire contactAggregated | WLDFR | HFTD - Distribution - Tier 3 - 4QU CoRE ¦ 1QU LoRE | Non-Red Flag Warning - Small Fires | Wire-to-wire contact | Aggregated | 2059 | 0.00031868 | 607.6134 | 0.19363 | 2059 | Mitigation | 0.95 | 45 | 0 | esc | 0.00097009 | 3.0915e-07 | 0.00097009 | 3.0915e-07 | 0.034217 | 2.6405e-09 | 0.014899 | 5.9463e-10
[120 empty] | 7.3.3.17.5 (Remote Grid) Updates to grid topology to minimize risk of ignition in HFTDs Remote GridWLDFRWire-to-wire contactAggregated | WLDFR | HFTD - Distribution - Tier 3 - 4QU CoRE ¦ 1QU LoRE | Non-Red Flag Warning - Small Fires | Wire-to-wire contact | Aggregated | 2060 | 0.00031868 | 607.6134 | 0.19363 | 2060 | Mitigation | 0.95 | 45 | 0 | esc | 0.00097009 | 3.0915e-07 | 0.00097009 | 3.0915e-07 | 0.034217 | 2.6405e-09 | 0 | 0
[120 empty] | 7.3.3.17.5 (Remote Grid) Updates to grid topology to minimize risk of ignition in HFTDs Remote GridWLDFRWire-to-wire contactAggregated | WLDFR | HFTD - Distribution - Tier 3 - 4QU CoRE ¦ 1QU LoRE | Non-Red Flag Warning - Small Fires | Wire-to-wire contact | Aggregated | 2061 | 0.00031868 | 607.6134 | 0.19363 | 2061 | Mitigation | 0.95 | 45 | 0 | esc | 0.00097009 | 3.0915e-07 | 0.00097009 | 3.0915e-07 | 0.034217 | 2.6405e-09 | 0 | 0
[120 empty] | 7.3.3.17.5 (Remote Grid) Updates to grid topology to minimize risk of ignition in HFTDs Remote GridWLDFRWire-to-wire contactAggregated | WLDFR | HFTD - Distribution - Tier 3 - 4QU CoRE ¦ 1QU LoRE | Non-Red Flag Warning - Small Fires | Wire-to-wire contact | Aggregated | 2062 | 0.00031868 | 607.6134 | 0.19363 | 2062 | Mitigation | 0.95 | 45 | 0 | esc | 0.00097009 | 3.0915e-07 | 0.00097009 | 3.0915e-07 | 0.034217 | 2.6405e-09 | 0.008942 | 1.209e-09
[120 empty] | 7.3.3.17.5 (Remote Grid) Updates to grid topology to minimize risk of ignition in HFTDs Remote GridWLDFRWire-to-wire contactAggregated | WLDFR | HFTD - Distribution - Tier 3 - 4QU CoRE ¦ 1QU LoRE | Non-Red Flag Warning - Small Fires | Wire-to-wire contact | Aggregated | 2063 | 0.00031868 | 607.6134 | 0.19363 | 2063 | Mitigation | 0.95 | 45 | 0 | esc | 0.00097009 | 3.0915e-07 | 0.00097009 | 3.0915e-07 | 0.034217 | 2.6405e-09 | 0.008942 | 1.209e-09
[120 empty] | 7.3.3.17.5 (Remote Grid) Updates to grid topology to minimize risk of ignition in HFTDs Remote GridWLDFRWire-to-wire contactAggregated | WLDFR | HFTD - Distribution - Tier 3 - 4QU CoRE ¦ 1QU LoRE | Non-Red Flag Warning - Small Fires | Wire-to-wire contact | Aggregated | 2064 | 0.00031868 | 607.6134 | 0.19363 | 2064 | Mitigation | 0.95 | 45 | 0 | esc | 0.00097009 | 3.0915e-07 | 0.00097009 | 3.0915e-07 | 0.034217 | 2.6405e-09 | 0.008942 | 1.209e-09
[120 empty] | 7.3.3.17.5 (Remote Grid) Updates to grid topology to minimize risk of ignition in HFTDs Remote GridWLDFRWire-to-wire contactAggregated | WLDFR | HFTD - Distribution - Tier 3 - 4QU CoRE ¦ 1QU LoRE | Non-Red Flag Warning - Small Fires | Wire-to-wire contact | Aggregated | 2065 | 0.00031868 | 607.6134 | 0.19363 | 2065 | Mitigation | 0.95 | 45 | 0 | esc | 0.00097009 | 3.0915e-07 | 0.00097009 | 3.0915e-07 | 0.034217 | 2.6405e-09 | 0.008942 | 1.209e-09
[120 empty] | 7.3.3.17.5 (Remote Grid) Updates to grid topology to minimize risk of ignition in HFTDs Remote GridWLDFRWire-to-wire contactAggregated | WLDFR | HFTD - Distribution - Tier 3 - 4QU CoRE ¦ 1QU LoRE | Non-Red Flag Warning - Small Fires | Wire-to-wire contact | Aggregated | 2066 | 0.00031868 | 607.6134 | 0.19363 | 2066 | Mitigation | 0.95 | 45 | 0 | esc | 0.00097009 | 3.0915e-07 | 0.00097009 | 3.0915e-07 | 0.034217 | 2.6405e-09 | 0.008942 | 1.209e-09
[120 empty] | 7.3.3.17.5 (Remote Grid) Updates to grid topology to minimize risk of ignition in HFTDs Remote GridWLDFRWire-to-wire contactAggregated | WLDFR | HFTD - Distribution - Tier 3 - 4QU CoRE ¦ 1QU LoRE | Non-Red Flag Warning - Small Fires | Wire-to-wire contact | Aggregated | 2067 | 0.00031868 | 607.6134 | 0.19363 | 2067 | Mitigation | 0.95 | 45 | 0 | esc | 0 | 0 | 0.00097009 | 3.0915e-07 | 0.034217 | 2.6405e-09 | 0.008942 | 1.209e-09
[120 empty] | 7.3.3.17.5 (Remote Grid) Updates to grid topology to minimize risk of ignition in HFTDs Remote GridWLDFREquipment / facility failureAggregated | WLDFR | HFTD - Distribution - Tier 3 - 4QU CoRE ¦ 1QU LoRE | Red Flag Warning - Catastrophic Fires | Equipment / facility failure | Aggregated | 2022 | 4.9425e-06 | 607.6134 | 0.0030031 | 2022 | Mitigation | 0.95 | 45 | 0 | esc | 0.00097009 | 4.7946e-09 | 0 | 0 | 0.034217 | 2.6405e-09 | 0.008942 | 1.209e-09
[120 empty] | 7.3.3.17.5 (Remote Grid) Updates to grid topology to minimize risk of ignition in HFTDs Remote GridWLDFREquipment / facility failureAggregated | WLDFR | HFTD - Distribution - Tier 3 - 4QU CoRE ¦ 1QU LoRE | Red Flag Warning - Catastrophic Fires | Equipment / facility failure | Aggregated | 2023 | 4.9425e-06 | 607.6134 | 0.0030031 | 2023 | Mitigation | 0.95 | 45 | 0 | esc | 0.00097009 | 4.7946e-09 | 0.00097009 | 4.7946e-09 | 0.034217 | 2.6405e-09 | 0.008942 | 1.209e-09
[120 empty] | 7.3.3.17.5 (Remote Grid) Updates to grid topology to minimize risk of ignition in HFTDs Remote GridWLDFREquipment / facility failureAggregated | WLDFR | HFTD - Distribution - Tier 3 - 4QU CoRE ¦ 1QU LoRE | Red Flag Warning - Catastrophic Fires | Equipment / facility failure | Aggregated | 2024 | 4.9425e-06 | 607.6134 | 0.0030031 | 2024 | Mitigation | 0.95 | 45 | 0 | esc | 0.00097009 | 4.7946e-09 | 0.00097009 | 4.7946e-09 | 0.034217 | 2.6405e-09 | 0.008942 | 1.209e-09
[120 empty] | 7.3.3.17.5 (Remote Grid) Updates to grid topology to minimize risk of ignition in HFTDs Remote GridWLDFREquipment / facility failureAggregated | WLDFR | HFTD - Distribution - Tier 3 - 4QU CoRE ¦ 1QU LoRE | Red Flag Warning - Catastrophic Fires | Equipment / facility failure | Aggregated | 2025 | 4.9425e-06 | 607.6134 | 0.0030031 | 2025 | Mitigation | 0.95 | 45 | 0 | esc | 0.00097009 | 4.7946e-09 | 0.00097009 | 4.7946e-09 | 0.034217 | 2.6405e-09 | 0.008942 | 1.209e-09
[120 empty] | 7.3.3.17.5 (Remote Grid) Updates to grid topology to minimize risk of ignition in HFTDs Remote GridWLDFREquipment / facility failureAggregated | WLDFR | HFTD - Distribution - Tier 3 - 4QU CoRE ¦ 1QU LoRE | Red Flag Warning - Catastrophic Fires | Equipment / facility failure | Aggregated | 2026 | 4.9425e-06 | 607.6134 | 0.0030031 | 2026 | Mitigation | 0.95 | 45 | 0 | esc | 0.00097009 | 4.7946e-09 | 0.00097009 | 4.7946e-09 | 0.034217 | 2.6405e-09 | 0.008942 | 1.209e-09
[120 empty] | 7.3.3.17.5 (Remote Grid) Updates to grid topology to minimize risk of ignition in HFTDs Remote GridWLDFREquipment / facility failureAggregated | WLDFR | HFTD - Distribution - Tier 3 - 4QU CoRE ¦ 1QU LoRE | Red Flag Warning - Catastrophic Fires | Equipment / facility failure | Aggregated | 2027 | 4.9425e-06 | 607.6134 | 0.0030031 | 2027 | Mitigation | 0.95 | 45 | 0 | esc | 0.00097009 | 4.7946e-09 | 0.00097009 | 4.7946e-09 | 0.034217 | 2.6405e-09 | 0.008942 | 1.209e-09
[120 empty] | 7.3.3.17.5 (Remote Grid) Updates to grid topology to minimize risk of ignition in HFTDs Remote GridWLDFREquipment / facility failureAggregated | WLDFR | HFTD - Distribution - Tier 3 - 4QU CoRE ¦ 1QU LoRE | Red Flag Warning - Catastrophic Fires | Equipment / facility failure | Aggregated | 2028 | 4.9425e-06 | 607.6134 | 0.0030031 | 2028 | Mitigation | 0.95 | 45 | 0 | esc | 0.00097009 | 4.7946e-09 | 0.00097009 | 4.7946e-09 | 0.034217 | 2.6405e-09 | 0.008942 | 1.209e-09
[120 empty] | 7.3.3.17.5 (Remote Grid) Updates to grid topology to minimize risk of ignition in HFTDs Remote GridWLDFREquipment / facility failureAggregated | WLDFR | HFTD - Distribution - Tier 3 - 4QU CoRE ¦ 1QU LoRE | Red Flag Warning - Catastrophic Fires | Equipment / facility failure | Aggregated | 2029 | 4.9425e-06 | 607.6134 | 0.0030031 | 2029 | Mitigation | 0.95 | 45 | 0 | esc | 0.00097009 | 4.7946e-09 | 0.00097009 | 4.7946e-09 | 0.034217 | 2.6405e-09 | 0.008942 | 1.209e-09
[120 empty] | 7.3.3.17.5 (Remote Grid) Updates to grid topology to minimize risk of ignition in HFTDs Remote GridWLDFREquipment / facility failureAggregated | WLDFR | HFTD - Distribution - Tier 3 - 4QU CoRE ¦ 1QU LoRE | Red Flag Warning - Catastrophic Fires | Equipment / facility failure | Aggregated | 2030 | 4.9425e-06 | 607.6134 | 0.0030031 | 2030 | Mitigation | 0.95 | 45 | 0 | esc | 0.00097009 | 4.7946e-09 | 0.00097009 | 4.7946e-09 | 0.034217 | 2.6405e-09 | 0.008942 | 1.209e-09
[120 empty] | 7.3.3.17.5 (Remote Grid) Updates to grid topology to minimize risk of ignition in HFTDs Remote GridWLDFREquipment / facility failureAggregated | WLDFR | HFTD - Distribution - Tier 3 - 4QU CoRE ¦ 1QU LoRE | Red Flag Warning - Catastrophic Fires | Equipment / facility failure | Aggregated | 2031 | 4.9425e-06 | 607.6134 | 0.0030031 | 2031 | Mitigation | 0.95 | 45 | 0 | esc | 0.00097009 | 4.7946e-09 | 0.00097009 | 4.7946e-09 | 0.034217 | 2.6405e-09 | 0.008942 | 1.209e-09
[120 empty] | 7.3.3.17.5 (Remote Grid) Updates to grid topology to minimize risk of ignition in HFTDs Remote GridWLDFREquipment / facility failureAggregated | WLDFR | HFTD - Distribution - Tier 3 - 4QU CoRE ¦ 1QU LoRE | Red Flag Warning - Catastrophic Fires | Equipment / facility failure | Aggregated | 2032 | 4.9425e-06 | 607.6134 | 0.0030031 | 2032 | Mitigation | 0.95 | 45 | 0 | esc | 0.00097009 | 4.7946e-09 | 0.00097009 | 4.7946e-09 | 0.034217 | 2.6405e-09 | 0.008942 | 1.209e-09
[120 empty] | 7.3.3.17.5 (Remote Grid) Updates to grid topology to minimize risk of ignition in HFTDs Remote GridWLDFREquipment / facility failureAggregated | WLDFR | HFTD - Distribution - Tier 3 - 4QU CoRE ¦ 1QU LoRE | Red Flag Warning - Catastrophic Fires | Equipment / facility failure | Aggregated | 2033 | 4.9425e-06 | 607.6134 | 0.0030031 | 2033 | Mitigation | 0.95 | 45 | 0 | esc | 0.00097009 | 4.7946e-09 | 0.00097009 | 4.7946e-09 | 0.034217 | 2.6405e-09 | 0.008942 | 1.209e-09
[120 empty] | 7.3.3.17.5 (Remote Grid) Updates to grid topology to minimize risk of ignition in HFTDs Remote GridWLDFREquipment / facility failureAggregated | WLDFR | HFTD - Distribution - Tier 3 - 4QU CoRE ¦ 1QU LoRE | Red Flag Warning - Catastrophic Fires | Equipment / facility failure | Aggregated | 2034 | 4.9425e-06 | 607.6134 | 0.0030031 | 2034 | Mitigation | 0.95 | 45 | 0 | esc | 0.00097009 | 4.7946e-09 | 0.00097009 | 4.7946e-09 | 0.034217 | 2.6405e-09 | 0.008942 | 1.209e-09
[120 empty] | 7.3.3.17.5 (Remote Grid) Updates to grid topology to minimize risk of ignition in HFTDs Remote GridWLDFREquipment / facility failureAggregated | WLDFR | HFTD - Distribution - Tier 3 - 4QU CoRE ¦ 1QU LoRE | Red Flag Warning - Catastrophic Fires | Equipment / facility failure | Aggregated | 2035 | 4.9425e-06 | 607.6134 | 0.0030031 | 2035 | Mitigation | 0.95 | 45 | 0 | esc | 0.00097009 | 4.7946e-09 | 0.00097009 | 4.7946e-09 | 0.034217 | 2.6405e-09 | 0.008942 | 1.209e-09
[120 empty] | 7.3.3.17.5 (Remote Grid) Updates to grid topology to minimize risk of ignition in HFTDs Remote GridWLDFREquipment / facility failureAggregated | WLDFR | HFTD - Distribution - Tier 3 - 4QU CoRE ¦ 1QU LoRE | Red Flag Warning - Catastrophic Fires | Equipment / facility failure | Aggregated | 2036 | 4.9425e-06 | 607.6134 | 0.0030031 | 2036 | Mitigation | 0.95 | 45 | 0 | esc | 0.00097009 | 4.7946e-09 | 0.00097009 | 4.7946e-09 | 0.034217 | 2.6405e-09 | 0.008942 | 1.209e-09
[120 empty] | 7.3.3.17.5 (Remote Grid) Updates to grid topology to minimize risk of ignition in HFTDs Remote GridWLDFREquipment / facility failureAggregated | WLDFR | HFTD - Distribution - Tier 3 - 4QU CoRE ¦ 1QU LoRE | Red Flag Warning - Catastrophic Fires | Equipment / facility failure | Aggregated | 2037 | 4.9425e-06 | 607.6134 | 0.0030031 | 2037 | Mitigation | 0.95 | 45 | 0 | esc | 0.00097009 | 4.7946e-09 | 0.00097009 | 4.7946e-09 | 0.034217 | 2.6405e-09 | 0.008942 | 1.209e-09
[120 empty] | 7.3.3.17.5 (Remote Grid) Updates to grid topology to minimize risk of ignition in HFTDs Remote GridWLDFREquipment / facility failureAggregated | WLDFR | HFTD - Distribution - Tier 3 - 4QU CoRE ¦ 1QU LoRE | Red Flag Warning - Catastrophic Fires | Equipment / facility failure | Aggregated | 2038 | 4.9425e-06 | 607.6134 | 0.0030031 | 2038 | Mitigation | 0.95 | 45 | 0 | esc | 0.00097009 | 4.7946e-09 | 0.00097009 | 4.7946e-09 | 0.034217 | 2.6405e-09 | 0.008942 | 1.209e-09
[120 empty] | 7.3.3.17.5 (Remote Grid) Updates to grid topology to minimize risk of ignition in HFTDs Remote GridWLDFREquipment / facility failureAggregated | WLDFR | HFTD - Distribution - Tier 3 - 4QU CoRE ¦ 1QU LoRE | Red Flag Warning - Catastrophic Fires | Equipment / facility failure | Aggregated | 2039 | 4.9425e-06 | 607.6134 | 0.0030031 | 2039 | Mitigation | 0.95 | 45 | 0 | esc | 0.00097009 | 4.7946e-09 | 0.00097009 | 4.7946e-09 | 0.034217 | 2.6405e-09 | 0.008942 | 1.209e-09
[120 empty] | 7.3.3.17.5 (Remote Grid) Updates to grid topology to minimize risk of ignition in HFTDs Remote GridWLDFREquipment / facility failureAggregated | WLDFR | HFTD - Distribution - Tier 3 - 4QU CoRE ¦ 1QU LoRE | Red Flag Warning - Catastrophic Fires | Equipment / facility failure | Aggregated | 2040 | 4.9425e-06 | 607.6134 | 0.0030031 | 2040 | Mitigation | 0.95 | 45 | 0 | esc | 0.00097009 | 4.7946e-09 | 0.00097009 | 4.7946e-09 | 0.034217 | 2.6405e-09 | 0.008942 | 1.209e-09
[120 empty] | 7.3.3.17.5 (Remote Grid) Updates to grid topology to minimize risk of ignition in HFTDs Remote GridWLDFREquipment / facility failureAggregated | WLDFR | HFTD - Distribution - Tier 3 - 4QU CoRE ¦ 1QU LoRE | Red Flag Warning - Catastrophic Fires | Equipment / facility failure | Aggregated | 2041 | 4.9425e-06 | 607.6134 | 0.0030031 | 2041 | Mitigation | 0.95 | 45 | 0 | esc | 0.00097009 | 4.7946e-09 | 0.00097009 | 4.7946e-09 | 0.034217 | 2.6405e-09 | 0.008942 | 1.209e-09
[120 empty] | 7.3.3.17.5 (Remote Grid) Updates to grid topology to minimize risk of ignition in HFTDs Remote GridWLDFREquipment / facility failureAggregated | WLDFR | HFTD - Distribution - Tier 3 - 4QU CoRE ¦ 1QU LoRE | Red Flag Warning - Catastrophic Fires | Equipment / facility failure | Aggregated | 2042 | 4.9425e-06 | 607.6134 | 0.0030031 | 2042 | Mitigation | 0.95 | 45 | 0 | esc | 0.00097009 | 4.7946e-09 | 0.00097009 | 4.7946e-09 | 0.034217 | 2.6405e-09 | 0.008942 | 1.209e-09
[120 empty] | 7.3.3.17.5 (Remote Grid) Updates to grid topology to minimize risk of ignition in HFTDs Remote GridWLDFREquipment / facility failureAggregated | WLDFR | HFTD - Distribution - Tier 3 - 4QU CoRE ¦ 1QU LoRE | Red Flag Warning - Catastrophic Fires | Equipment / facility failure | Aggregated | 2043 | 4.9425e-06 | 607.6134 | 0.0030031 | 2043 | Mitigation | 0.95 | 45 | 0 | esc | 0.00097009 | 4.7946e-09 | 0.00097009 | 4.7946e-09 | 0.034217 | 2.6405e-09 | 0.008942 | 1.209e-09
[120 empty] | 7.3.3.17.5 (Remote Grid) Updates to grid topology to minimize risk of ignition in HFTDs Remote GridWLDFREquipment / facility failureAggregated | WLDFR | HFTD - Distribution - Tier 3 - 4QU CoRE ¦ 1QU LoRE | Red Flag Warning - Catastrophic Fires | Equipment / facility failure | Aggregated | 2044 | 4.9425e-06 | 607.6134 | 0.0030031 | 2044 | Mitigation | 0.95 | 45 | 0 | esc | 0.00097009 | 4.7946e-09 | 0.00097009 | 4.7946e-09 | 0.034217 | 2.6405e-09 | 0.008942 | 1.209e-09
[120 empty] | 7.3.3.17.5 (Remote Grid) Updates to grid topology to minimize risk of ignition in HFTDs Remote GridWLDFREquipment / facility failureAggregated | WLDFR | HFTD - Distribution - Tier 3 - 4QU CoRE ¦ 1QU LoRE | Red Flag Warning - Catastrophic Fires | Equipment / facility failure | Aggregated | 2045 | 4.9425e-06 | 607.6134 | 0.0030031 | 2045 | Mitigation | 0.95 | 45 | 0 | esc | 0.00097009 | 4.7946e-09 | 0.00097009 | 4.7946e-09 | 0.034217 | 2.6405e-09 | 0.008942 | 1.209e-09
[120 empty] | 7.3.3.17.5 (Remote Grid) Updates to grid topology to minimize risk of ignition in HFTDs Remote GridWLDFREquipment / facility failureAggregated | WLDFR | HFTD - Distribution - Tier 3 - 4QU CoRE ¦ 1QU LoRE | Red Flag Warning - Catastrophic Fires | Equipment / facility failure | Aggregated | 2046 | 4.9425e-06 | 607.6134 | 0.0030031 | 2046 | Mitigation | 0.95 | 45 | 0 | esc | 0.00097009 | 4.7946e-09 | 0.00097009 | 4.7946e-09 | 0.034217 | 2.6405e-09 | 0 | 0
[120 empty] | 7.3.3.17.5 (Remote Grid) Updates to grid topology to minimize risk of ignition in HFTDs Remote GridWLDFREquipment / facility failureAggregated | WLDFR | HFTD - Distribution - Tier 3 - 4QU CoRE ¦ 1QU LoRE | Red Flag Warning - Catastrophic Fires | Equipment / facility failure | Aggregated | 2047 | 4.9425e-06 | 607.6134 | 0.0030031 | 2047 | Mitigation | 0.95 | 45 | 0 | esc | 0.00097009 | 4.7946e-09 | 0.00097009 | 4.7946e-09 | 0.034217 | 2.6405e-09 | 0 | 0
[120 empty] | 7.3.3.17.5 (Remote Grid) Updates to grid topology to minimize risk of ignition in HFTDs Remote GridWLDFREquipment / facility failureAggregated | WLDFR | HFTD - Distribution - Tier 3 - 4QU CoRE ¦ 1QU LoRE | Red Flag Warning - Catastrophic Fires | Equipment / facility failure | Aggregated | 2048 | 4.9425e-06 | 607.6134 | 0.0030031 | 2048 | Mitigation | 0.95 | 45 | 0 | esc | 0.00097009 | 4.7946e-09 | 0.00097009 | 4.7946e-09 | 0.034217 | 2.6405e-09 | 0.0088147 | 4.1205e-09
[120 empty] | 7.3.3.17.5 (Remote Grid) Updates to grid topology to minimize risk of ignition in HFTDs Remote GridWLDFREquipment / facility failureAggregated | WLDFR | HFTD - Distribution - Tier 3 - 4QU CoRE ¦ 1QU LoRE | Red Flag Warning - Catastrophic Fires | Equipment / facility failure | Aggregated | 2049 | 4.9425e-06 | 607.6134 | 0.0030031 | 2049 | Mitigation | 0.95 | 45 | 0 | esc | 0.00097009 | 4.7946e-09 | 0.00097009 | 4.7946e-09 | 0.034217 | 2.6405e-09 | 0.0088147 | 4.1205e-09
[120 empty] | 7.3.3.17.5 (Remote Grid) Updates to grid topology to minimize risk of ignition in HFTDs Remote GridWLDFREquipment / facility failureAggregated | WLDFR | HFTD - Distribution - Tier 3 - 4QU CoRE ¦ 1QU LoRE | Red Flag Warning - Catastrophic Fires | Equipment / facility failure | Aggregated | 2050 | 4.9425e-06 | 607.6134 | 0.0030031 | 2050 | Mitigation | 0.95 | 45 | 0 | esc | 0.00097009 | 4.7946e-09 | 0.00097009 | 4.7946e-09 | 0.034217 | 2.6405e-09 | 0.0088147 | 4.1205e-09
[120 empty] | 7.3.3.17.5 (Remote Grid) Updates to grid topology to minimize risk of ignition in HFTDs Remote GridWLDFREquipment / facility failureAggregated | WLDFR | HFTD - Distribution - Tier 3 - 4QU CoRE ¦ 1QU LoRE | Red Flag Warning - Catastrophic Fires | Equipment / facility failure | Aggregated | 2051 | 4.9425e-06 | 607.6134 | 0.0030031 | 2051 | Mitigation | 0.95 | 45 | 0 | esc | 0.00097009 | 4.7946e-09 | 0.00097009 | 4.7946e-09 | 0.034217 | 2.6405e-09 | 0.0088147 | 4.1205e-09
[120 empty] | 7.3.3.17.5 (Remote Grid) Updates to grid topology to minimize risk of ignition in HFTDs Remote GridWLDFREquipment / facility failureAggregated | WLDFR | HFTD - Distribution - Tier 3 - 4QU CoRE ¦ 1QU LoRE | Red Flag Warning - Catastrophic Fires | Equipment / facility failure | Aggregated | 2052 | 4.9425e-06 | 607.6134 | 0.0030031 | 2052 | Mitigation | 0.95 | 45 | 0 | esc | 0.00097009 | 4.7946e-09 | 0.00097009 | 4.7946e-09 | 0.034217 | 2.6405e-09 | 0.0088147 | 4.1205e-09
[120 empty] | 7.3.3.17.5 (Remote Grid) Updates to grid topology to minimize risk of ignition in HFTDs Remote GridWLDFREquipment / facility failureAggregated | WLDFR | HFTD - Distribution - Tier 3 - 4QU CoRE ¦ 1QU LoRE | Red Flag Warning - Catastrophic Fires | Equipment / facility failure | Aggregated | 2053 | 4.9425e-06 | 607.6134 | 0.0030031 | 2053 | Mitigation | 0.95 | 45 | 0 | esc | 0.00097009 | 4.7946e-09 | 0.00097009 | 4.7946e-09 | 0.034217 | 2.6405e-09 | 0.0088147 | 4.1205e-09
[120 empty] | 7.3.3.17.5 (Remote Grid) Updates to grid topology to minimize risk of ignition in HFTDs Remote GridWLDFREquipment / facility failureAggregated | WLDFR | HFTD - Distribution - Tier 3 - 4QU CoRE ¦ 1QU LoRE | Red Flag Warning - Catastrophic Fires | Equipment / facility failure | Aggregated | 2054 | 4.9425e-06 | 607.6134 | 0.0030031 | 2054 | Mitigation | 0.95 | 45 | 0 | esc | 0.00097009 | 4.7946e-09 | 0.00097009 | 4.7946e-09 | 0.034217 | 2.6405e-09 | 0.0088147 | 4.1205e-09
[120 empty] | 7.3.3.17.5 (Remote Grid) Updates to grid topology to minimize risk of ignition in HFTDs Remote GridWLDFREquipment / facility failureAggregated | WLDFR | HFTD - Distribution - Tier 3 - 4QU CoRE ¦ 1QU LoRE | Red Flag Warning - Catastrophic Fires | Equipment / facility failure | Aggregated | 2055 | 4.9425e-06 | 607.6134 | 0.0030031 | 2055 | Mitigation | 0.95 | 45 | 0 | esc | 0.00097009 | 4.7946e-09 | 0.00097009 | 4.7946e-09 | 0.034217 | 2.6405e-09 | 0.0088147 | 4.1205e-09
[120 empty] | 7.3.3.17.5 (Remote Grid) Updates to grid topology to minimize risk of ignition in HFTDs Remote GridWLDFREquipment / facility failureAggregated | WLDFR | HFTD - Distribution - Tier 3 - 4QU CoRE ¦ 1QU LoRE | Red Flag Warning - Catastrophic Fires | Equipment / facility failure | Aggregated | 2056 | 4.9425e-06 | 607.6134 | 0.0030031 | 2056 | Mitigation | 0.95 | 45 | 0 | esc | 0.00097009 | 4.7946e-09 | 0.00097009 | 4.7946e-09 | 0.034217 | 2.6405e-09 | 0.0088147 | 4.1205e-09
[120 empty] | 7.3.3.17.5 (Remote Grid) Updates to grid topology to minimize risk of ignition in HFTDs Remote GridWLDFREquipment / facility failureAggregated | WLDFR | HFTD - Distribution - Tier 3 - 4QU CoRE ¦ 1QU LoRE | Red Flag Warning - Catastrophic Fires | Equipment / facility failure | Aggregated | 2057 | 4.9425e-06 | 607.6134 | 0.0030031 | 2057 | Mitigation | 0.95 | 45 | 0 | esc | 0.00097009 | 4.7946e-09 | 0.00097009 | 4.7946e-09 | 0.034217 | 2.6405e-09 | 0.0088147 | 4.1205e-09
[120 empty] | 7.3.3.17.5 (Remote Grid) Updates to grid topology to minimize risk of ignition in HFTDs Remote GridWLDFREquipment / facility failureAggregated | WLDFR | HFTD - Distribution - Tier 3 - 4QU CoRE ¦ 1QU LoRE | Red Flag Warning - Catastrophic Fires | Equipment / facility failure | Aggregated | 2058 | 4.9425e-06 | 607.6134 | 0.0030031 | 2058 | Mitigation | 0.95 | 45 | 0 | esc | 0.00097009 | 4.7946e-09 | 0.00097009 | 4.7946e-09 | 0.034217 | 2.6405e-09 | 0.0088147 | 4.1205e-09
[120 empty] | 7.3.3.17.5 (Remote Grid) Updates to grid topology to minimize risk of ignition in HFTDs Remote GridWLDFREquipment / facility failureAggregated | WLDFR | HFTD - Distribution - Tier 3 - 4QU CoRE ¦ 1QU LoRE | Red Flag Warning - Catastrophic Fires | Equipment / facility failure | Aggregated | 2059 | 4.9425e-06 | 607.6134 | 0.0030031 | 2059 | Mitigation | 0.95 | 45 | 0 | esc | 0.00097009 | 4.7946e-09 | 0.00097009 | 4.7946e-09 | 0.034217 | 2.6405e-09 | 0.0088147 | 4.1205e-09
[120 empty] | 7.3.3.17.5 (Remote Grid) Updates to grid topology to minimize risk of ignition in HFTDs Remote GridWLDFREquipment / facility failureAggregated | WLDFR | HFTD - Distribution - Tier 3 - 4QU CoRE ¦ 1QU LoRE | Red Flag Warning - Catastrophic Fires | Equipment / facility failure | Aggregated | 2060 | 4.9425e-06 | 607.6134 | 0.0030031 | 2060 | Mitigation | 0.95 | 45 | 0 | esc | 0.00097009 | 4.7946e-09 | 0.00097009 | 4.7946e-09 | 0.034217 | 2.6405e-09 | 0.0088147 | 4.1205e-09
[120 empty] | 7.3.3.17.5 (Remote Grid) Updates to grid topology to minimize risk of ignition in HFTDs Remote GridWLDFREquipment / facility failureAggregated | WLDFR | HFTD - Distribution - Tier 3 - 4QU CoRE ¦ 1QU LoRE | Red Flag Warning - Catastrophic Fires | Equipment / facility failure | Aggregated | 2061 | 4.9425e-06 | 607.6134 | 0.0030031 | 2061 | Mitigation | 0.95 | 45 | 0 | esc | 0.00097009 | 4.7946e-09 | 0.00097009 | 4.7946e-09 | 0.034217 | 2.6405e-09 | 0.0088147 | 4.1205e-09
[120 empty] | 7.3.3.17.5 (Remote Grid) Updates to grid topology to minimize risk of ignition in HFTDs Remote GridWLDFREquipment / facility failureAggregated | WLDFR | HFTD - Distribution - Tier 3 - 4QU CoRE ¦ 1QU LoRE | Red Flag Warning - Catastrophic Fires | Equipment / facility failure | Aggregated | 2062 | 4.9425e-06 | 607.6134 | 0.0030031 | 2062 | Mitigation | 0.95 | 45 | 0 | esc | 0.00097009 | 4.7946e-09 | 0.00097009 | 4.7946e-09 | 0 | 0 | 0.0088147 | 4.1205e-09
[120 empty] | 7.3.3.17.5 (Remote Grid) Updates to grid topology to minimize risk of ignition in HFTDs Remote GridWLDFREquipment / facility failureAggregated | WLDFR | HFTD - Distribution - Tier 3 - 4QU CoRE ¦ 1QU LoRE | Red Flag Warning - Catastrophic Fires | Equipment / facility failure | Aggregated | 2063 | 4.9425e-06 | 607.6134 | 0.0030031 | 2063 | Mitigation | 0.95 | 45 | 0 | esc | 0.00097009 | 4.7946e-09 | 0.00097009 | 4.7946e-09 | 0.034217 | 4.1993e-08 | 0.0088147 | 4.1205e-09
[120 empty] | 7.3.3.17.5 (Remote Grid) Updates to grid topology to minimize risk of ignition in HFTDs Remote GridWLDFREquipment / facility failureAggregated | WLDFR | HFTD - Distribution - Tier 3 - 4QU CoRE ¦ 1QU LoRE | Red Flag Warning - Catastrophic Fires | Equipment / facility failure | Aggregated | 2064 | 4.9425e-06 | 607.6134 | 0.0030031 | 2064 | Mitigation | 0.95 | 45 | 0 | esc | 0.00097009 | 4.7946e-09 | 0.00097009 | 4.7946e-09 | 0.034217 | 4.1993e-08 | 0.0088147 | 4.1205e-09
[120 empty] | 7.3.3.17.5 (Remote Grid) Updates to grid topology to minimize risk of ignition in HFTDs Remote GridWLDFREquipment / facility failureAggregated | WLDFR | HFTD - Distribution - Tier 3 - 4QU CoRE ¦ 1QU LoRE | Red Flag Warning - Catastrophic Fires | Equipment / facility failure | Aggregated | 2065 | 4.9425e-06 | 607.6134 | 0.0030031 | 2065 | Mitigation | 0.95 | 45 | 0 | esc | 0.00097009 | 4.7946e-09 | 0.00097009 | 4.7946e-09 | 0.034217 | 4.1993e-08 | 0.0088147 | 4.1205e-09
[120 empty] | 7.3.3.17.5 (Remote Grid) Updates to grid topology to minimize risk of ignition in HFTDs Remote GridWLDFREquipment / facility failureAggregated | WLDFR | HFTD - Distribution - Tier 3 - 4QU CoRE ¦ 1QU LoRE | Red Flag Warning - Catastrophic Fires | Equipment / facility failure | Aggregated | 2066 | 4.9425e-06 | 607.6134 | 0.0030031 | 2066 | Mitigation | 0.95 | 45 | 0 | esc | 0.00097009 | 4.7946e-09 | 0.00097009 | 4.7946e-09 | 0.034217 | 4.1993e-08 | 0.0088147 | 4.1205e-09
[120 empty] | 7.3.3.17.5 (Remote Grid) Updates to grid topology to minimize risk of ignition in HFTDs Remote GridWLDFREquipment / facility failureAggregated | WLDFR | HFTD - Distribution - Tier 3 - 4QU CoRE ¦ 1QU LoRE | Red Flag Warning - Catastrophic Fires | Equipment / facility failure | Aggregated | 2067 | 4.9425e-06 | 607.6134 | 0.0030031 | 2067 | Mitigation | 0.95 | 45 | 0 | esc | 0 | 0 | 0.00097009 | 4.7946e-09 | 0.034217 | 4.1993e-08 | 0.0088147 | 4.1205e-09
[120 empty] | 7.3.3.17.5 (Remote Grid) Updates to grid topology to minimize risk of ignition in HFTDs Remote GridWLDFRVegetation ContactAggregated | WLDFR | HFTD - Distribution - Tier 3 - 4QU CoRE ¦ 1QU LoRE | Red Flag Warning - Catastrophic Fires | Vegetation Contact | Aggregated | 2022 | 1.3044e-05 | 607.6134 | 0.0079255 | 2022 | Mitigation | 0.95 | 45 | 0 | esc | 0.00097009 | 1.2654e-08 | 0 | 0 | 0.034217 | 4.1993e-08 | 0.0088147 | 4.1205e-09
[120 empty] | 7.3.3.17.5 (Remote Grid) Updates to grid topology to minimize risk of ignition in HFTDs Remote GridWLDFRVegetation ContactAggregated | WLDFR | HFTD - Distribution - Tier 3 - 4QU CoRE ¦ 1QU LoRE | Red Flag Warning - Catastrophic Fires | Vegetation Contact | Aggregated | 2023 | 1.3044e-05 | 607.6134 | 0.0079255 | 2023 | Mitigation | 0.95 | 45 | 0 | esc | 0.00097009 | 1.2654e-08 | 0.00097009 | 1.2654e-08 | 0.034217 | 4.1993e-08 | 0.0088147 | 4.1205e-09
[120 empty] | 7.3.3.17.5 (Remote Grid) Updates to grid topology to minimize risk of ignition in HFTDs Remote GridWLDFRVegetation ContactAggregated | WLDFR | HFTD - Distribution - Tier 3 - 4QU CoRE ¦ 1QU LoRE | Red Flag Warning - Catastrophic Fires | Vegetation Contact | Aggregated | 2024 | 1.3044e-05 | 607.6134 | 0.0079255 | 2024 | Mitigation | 0.95 | 45 | 0 | esc | 0.00097009 | 1.2654e-08 | 0.00097009 | 1.2654e-08 | 0.034217 | 4.1993e-08 | 0.0088147 | 4.1205e-09
[120 empty] | 7.3.3.17.5 (Remote Grid) Updates to grid topology to minimize risk of ignition in HFTDs Remote GridWLDFRVegetation ContactAggregated | WLDFR | HFTD - Distribution - Tier 3 - 4QU CoRE ¦ 1QU LoRE | Red Flag Warning - Catastrophic Fires | Vegetation Contact | Aggregated | 2025 | 1.3044e-05 | 607.6134 | 0.0079255 | 2025 | Mitigation | 0.95 | 45 | 0 | esc | 0.00097009 | 1.2654e-08 | 0.00097009 | 1.2654e-08 | 0.034217 | 4.1993e-08 | 0.0088147 | 4.1205e-09
[120 empty] | 7.3.3.17.5 (Remote Grid) Updates to grid topology to minimize risk of ignition in HFTDs Remote GridWLDFRVegetation ContactAggregated | WLDFR | HFTD - Distribution - Tier 3 - 4QU CoRE ¦ 1QU LoRE | Red Flag Warning - Catastrophic Fires | Vegetation Contact | Aggregated | 2026 | 1.3044e-05 | 607.6134 | 0.0079255 | 2026 | Mitigation | 0.95 | 45 | 0 | esc | 0.00097009 | 1.2654e-08 | 0.00097009 | 1.2654e-08 | 0.034217 | 4.1993e-08 | 0.0088147 | 4.1205e-09
[120 empty] | 7.3.3.17.5 (Remote Grid) Updates to grid topology to minimize risk of ignition in HFTDs Remote GridWLDFRVegetation ContactAggregated | WLDFR | HFTD - Distribution - Tier 3 - 4QU CoRE ¦ 1QU LoRE | Red Flag Warning - Catastrophic Fires | Vegetation Contact | Aggregated | 2027 | 1.3044e-05 | 607.6134 | 0.0079255 | 2027 | Mitigation | 0.95 | 45 | 0 | esc | 0.00097009 | 1.2654e-08 | 0.00097009 | 1.2654e-08 | 0.034217 | 4.1993e-08 | 0.0088147 | 4.1205e-09
[120 empty] | 7.3.3.17.5 (Remote Grid) Updates to grid topology to minimize risk of ignition in HFTDs Remote GridWLDFRVegetation ContactAggregated | WLDFR | HFTD - Distribution - Tier 3 - 4QU CoRE ¦ 1QU LoRE | Red Flag Warning - Catastrophic Fires | Vegetation Contact | Aggregated | 2028 | 1.3044e-05 | 607.6134 | 0.0079255 | 2028 | Mitigation | 0.95 | 45 | 0 | esc | 0.00097009 | 1.2654e-08 | 0.00097009 | 1.2654e-08 | 0.034217 | 4.1993e-08 | 0.0088147 | 4.1205e-09
[120 empty] | 7.3.3.17.5 (Remote Grid) Updates to grid topology to minimize risk of ignition in HFTDs Remote GridWLDFRVegetation ContactAggregated | WLDFR | HFTD - Distribution - Tier 3 - 4QU CoRE ¦ 1QU LoRE | Red Flag Warning - Catastrophic Fires | Vegetation Contact | Aggregated | 2029 | 1.3044e-05 | 607.6134 | 0.0079255 | 2029 | Mitigation | 0.95 | 45 | 0 | esc | 0.00097009 | 1.2654e-08 | 0.00097009 | 1.2654e-08 | 0.034217 | 4.1993e-08 | 0.0088147 | 4.1205e-09
[120 empty] | 7.3.3.17.5 (Remote Grid) Updates to grid topology to minimize risk of ignition in HFTDs Remote GridWLDFRVegetation ContactAggregated | WLDFR | HFTD - Distribution - Tier 3 - 4QU CoRE ¦ 1QU LoRE | Red Flag Warning - Catastrophic Fires | Vegetation Contact | Aggregated | 2030 | 1.3044e-05 | 607.6134 | 0.0079255 | 2030 | Mitigation | 0.95 | 45 | 0 | esc | 0.00097009 | 1.2654e-08 | 0.00097009 | 1.2654e-08 | 0.034217 | 4.1993e-08 | 0.0088147 | 4.1205e-09
[120 empty] | 7.3.3.17.5 (Remote Grid) Updates to grid topology to minimize risk of ignition in HFTDs Remote GridWLDFRVegetation ContactAggregated | WLDFR | HFTD - Distribution - Tier 3 - 4QU CoRE ¦ 1QU LoRE | Red Flag Warning - Catastrophic Fires | Vegetation Contact | Aggregated | 2031 | 1.3044e-05 | 607.6134 | 0.0079255 | 2031 | Mitigation | 0.95 | 45 | 0 | esc | 0.00097009 | 1.2654e-08 | 0.00097009 | 1.2654e-08 | 0.034217 | 4.1993e-08 | 0.0088147 | 4.1205e-09
[120 empty] | 7.3.3.17.5 (Remote Grid) Updates to grid topology to minimize risk of ignition in HFTDs Remote GridWLDFRVegetation ContactAggregated | WLDFR | HFTD - Distribution - Tier 3 - 4QU CoRE ¦ 1QU LoRE | Red Flag Warning - Catastrophic Fires | Vegetation Contact | Aggregated | 2032 | 1.3044e-05 | 607.6134 | 0.0079255 | 2032 | Mitigation | 0.95 | 45 | 0 | esc | 0.00097009 | 1.2654e-08 | 0.00097009 | 1.2654e-08 | 0.034217 | 4.1993e-08 | 0 | 0
[120 empty] | 7.3.3.17.5 (Remote Grid) Updates to grid topology to minimize risk of ignition in HFTDs Remote GridWLDFRVegetation ContactAggregated | WLDFR | HFTD - Distribution - Tier 3 - 4QU CoRE ¦ 1QU LoRE | Red Flag Warning - Catastrophic Fires | Vegetation Contact | Aggregated | 2033 | 1.3044e-05 | 607.6134 | 0.0079255 | 2033 | Mitigation | 0.95 | 45 | 0 | esc | 0.00097009 | 1.2654e-08 | 0.00097009 | 1.2654e-08 | 0.034217 | 4.1993e-08 | 0 | 0
[120 empty] | 7.3.3.17.5 (Remote Grid) Updates to grid topology to minimize risk of ignition in HFTDs Remote GridWLDFRVegetation ContactAggregated | WLDFR | HFTD - Distribution - Tier 3 - 4QU CoRE ¦ 1QU LoRE | Red Flag Warning - Catastrophic Fires | Vegetation Contact | Aggregated | 2034 | 1.3044e-05 | 607.6134 | 0.0079255 | 2034 | Mitigation | 0.95 | 45 | 0 | esc | 0.00097009 | 1.2654e-08 | 0.00097009 | 1.2654e-08 | 0.034217 | 4.1993e-08 | 0.013543 | 4.4056e-12
[120 empty] | 7.3.3.17.5 (Remote Grid) Updates to grid topology to minimize risk of ignition in HFTDs Remote GridWLDFRVegetation ContactAggregated | WLDFR | HFTD - Distribution - Tier 3 - 4QU CoRE ¦ 1QU LoRE | Red Flag Warning - Catastrophic Fires | Vegetation Contact | Aggregated | 2035 | 1.3044e-05 | 607.6134 | 0.0079255 | 2035 | Mitigation | 0.95 | 45 | 0 | esc | 0.00097009 | 1.2654e-08 | 0.00097009 | 1.2654e-08 | 0.034217 | 4.1993e-08 | 0.013543 | 4.4056e-12
[120 empty] | 7.3.3.17.5 (Remote Grid) Updates to grid topology to minimize risk of ignition in HFTDs Remote GridWLDFRVegetation ContactAggregated | WLDFR | HFTD - Distribution - Tier 3 - 4QU CoRE ¦ 1QU LoRE | Red Flag Warning - Catastrophic Fires | Vegetation Contact | Aggregated | 2036 | 1.3044e-05 | 607.6134 | 0.0079255 | 2036 | Mitigation | 0.95 | 45 | 0 | esc | 0.00097009 | 1.2654e-08 | 0.00097009 | 1.2654e-08 | 0.034217 | 4.1993e-08 | 0.013543 | 4.4056e-12
[120 empty] | 7.3.3.17.5 (Remote Grid) Updates to grid topology to minimize risk of ignition in HFTDs Remote GridWLDFRVegetation ContactAggregated | WLDFR | HFTD - Distribution - Tier 3 - 4QU CoRE ¦ 1QU LoRE | Red Flag Warning - Catastrophic Fires | Vegetation Contact | Aggregated | 2037 | 1.3044e-05 | 607.6134 | 0.0079255 | 2037 | Mitigation | 0.95 | 45 | 0 | esc | 0.00097009 | 1.2654e-08 | 0.00097009 | 1.2654e-08 | 0.034217 | 4.1993e-08 | 0.013543 | 4.4056e-12
[120 empty] | 7.3.3.17.5 (Remote Grid) Updates to grid topology to minimize risk of ignition in HFTDs Remote GridWLDFRVegetation ContactAggregated | WLDFR | HFTD - Distribution - Tier 3 - 4QU CoRE ¦ 1QU LoRE | Red Flag Warning - Catastrophic Fires | Vegetation Contact | Aggregated | 2038 | 1.3044e-05 | 607.6134 | 0.0079255 | 2038 | Mitigation | 0.95 | 45 | 0 | esc | 0.00097009 | 1.2654e-08 | 0.00097009 | 1.2654e-08 | 0.034217 | 4.1993e-08 | 0.013543 | 4.4056e-12
[120 empty] | 7.3.3.17.5 (Remote Grid) Updates to grid topology to minimize risk of ignition in HFTDs Remote GridWLDFRVegetation ContactAggregated | WLDFR | HFTD - Distribution - Tier 3 - 4QU CoRE ¦ 1QU LoRE | Red Flag Warning - Catastrophic Fires | Vegetation Contact | Aggregated | 2039 | 1.3044e-05 | 607.6134 | 0.0079255 | 2039 | Mitigation | 0.95 | 45 | 0 | esc | 0.00097009 | 1.2654e-08 | 0.00097009 | 1.2654e-08 | 0.034217 | 4.1993e-08 | 0.013543 | 4.4056e-12
[120 empty] | 7.3.3.17.5 (Remote Grid) Updates to grid topology to minimize risk of ignition in HFTDs Remote GridWLDFRVegetation ContactAggregated | WLDFR | HFTD - Distribution - Tier 3 - 4QU CoRE ¦ 1QU LoRE | Red Flag Warning - Catastrophic Fires | Vegetation Contact | Aggregated | 2040 | 1.3044e-05 | 607.6134 | 0.0079255 | 2040 | Mitigation | 0.95 | 45 | 0 | esc | 0.00097009 | 1.2654e-08 | 0.00097009 | 1.2654e-08 | 0.034217 | 4.1993e-08 | 0.013543 | 4.4056e-12
[120 empty] | 7.3.3.17.5 (Remote Grid) Updates to grid topology to minimize risk of ignition in HFTDs Remote GridWLDFRVegetation ContactAggregated | WLDFR | HFTD - Distribution - Tier 3 - 4QU CoRE ¦ 1QU LoRE | Red Flag Warning - Catastrophic Fires | Vegetation Contact | Aggregated | 2041 | 1.3044e-05 | 607.6134 | 0.0079255 | 2041 | Mitigation | 0.95 | 45 | 0 | esc | 0.00097009 | 1.2654e-08 | 0.00097009 | 1.2654e-08 | 0.034217 | 4.1993e-08 | 0.013543 | 4.4056e-12
[120 empty] | 7.3.3.17.5 (Remote Grid) Updates to grid topology to minimize risk of ignition in HFTDs Remote GridWLDFRVegetation ContactAggregated | WLDFR | HFTD - Distribution - Tier 3 - 4QU CoRE ¦ 1QU LoRE | Red Flag Warning - Catastrophic Fires | Vegetation Contact | Aggregated | 2042 | 1.3044e-05 | 607.6134 | 0.0079255 | 2042 | Mitigation | 0.95 | 45 | 0 | esc | 0.00097009 | 1.2654e-08 | 0.00097009 | 1.2654e-08 | 0.034217 | 4.1993e-08 | 0.013543 | 4.4056e-12
[120 empty] | 7.3.3.17.5 (Remote Grid) Updates to grid topology to minimize risk of ignition in HFTDs Remote GridWLDFRVegetation ContactAggregated | WLDFR | HFTD - Distribution - Tier 3 - 4QU CoRE ¦ 1QU LoRE | Red Flag Warning - Catastrophic Fires | Vegetation Contact | Aggregated | 2043 | 1.3044e-05 | 607.6134 | 0.0079255 | 2043 | Mitigation | 0.95 | 45 | 0 | esc | 0.00097009 | 1.2654e-08 | 0.00097009 | 1.2654e-08 | 0.034217 | 4.1993e-08 | 0.013543 | 4.4056e-12
[120 empty] | 7.3.3.17.5 (Remote Grid) Updates to grid topology to minimize risk of ignition in HFTDs Remote GridWLDFRVegetation ContactAggregated | WLDFR | HFTD - Distribution - Tier 3 - 4QU CoRE ¦ 1QU LoRE | Red Flag Warning - Catastrophic Fires | Vegetation Contact | Aggregated | 2044 | 1.3044e-05 | 607.6134 | 0.0079255 | 2044 | Mitigation | 0.95 | 45 | 0 | esc | 0.00097009 | 1.2654e-08 | 0.00097009 | 1.2654e-08 | 0.034217 | 4.1993e-08 | 0.013543 | 4.4056e-12
[120 empty] | 7.3.3.17.5 (Remote Grid) Updates to grid topology to minimize risk of ignition in HFTDs Remote GridWLDFRVegetation ContactAggregated | WLDFR | HFTD - Distribution - Tier 3 - 4QU CoRE ¦ 1QU LoRE | Red Flag Warning - Catastrophic Fires | Vegetation Contact | Aggregated | 2045 | 1.3044e-05 | 607.6134 | 0.0079255 | 2045 | Mitigation | 0.95 | 45 | 0 | esc | 0.00097009 | 1.2654e-08 | 0.00097009 | 1.2654e-08 | 0.034217 | 4.1993e-08 | 0.013543 | 4.4056e-12
[120 empty] | 7.3.3.17.5 (Remote Grid) Updates to grid topology to minimize risk of ignition in HFTDs Remote GridWLDFRVegetation ContactAggregated | WLDFR | HFTD - Distribution - Tier 3 - 4QU CoRE ¦ 1QU LoRE | Red Flag Warning - Catastrophic Fires | Vegetation Contact | Aggregated | 2046 | 1.3044e-05 | 607.6134 | 0.0079255 | 2046 | Mitigation | 0.95 | 45 | 0 | esc | 0.00097009 | 1.2654e-08 | 0.00097009 | 1.2654e-08 | 0.034217 | 4.1993e-08 | 0.013543 | 4.4056e-12
[120 empty] | 7.3.3.17.5 (Remote Grid) Updates to grid topology to minimize risk of ignition in HFTDs Remote GridWLDFRVegetation ContactAggregated | WLDFR | HFTD - Distribution - Tier 3 - 4QU CoRE ¦ 1QU LoRE | Red Flag Warning - Catastrophic Fires | Vegetation Contact | Aggregated | 2047 | 1.3044e-05 | 607.6134 | 0.0079255 | 2047 | Mitigation | 0.95 | 45 | 0 | esc | 0.00097009 | 1.2654e-08 | 0.00097009 | 1.2654e-08 | 0.034217 | 4.1993e-08 | 0.013543 | 4.4056e-12
[120 empty] | 7.3.3.17.5 (Remote Grid) Updates to grid topology to minimize risk of ignition in HFTDs Remote GridWLDFRVegetation ContactAggregated | WLDFR | HFTD - Distribution - Tier 3 - 4QU CoRE ¦ 1QU LoRE | Red Flag Warning - Catastrophic Fires | Vegetation Contact | Aggregated | 2048 | 1.3044e-05 | 607.6134 | 0.0079255 | 2048 | Mitigation | 0.95 | 45 | 0 | esc | 0.00097009 | 1.2654e-08 | 0.00097009 | 1.2654e-08 | 0.034217 | 4.1993e-08 | 0.013543 | 4.4056e-12
[120 empty] | 7.3.3.17.5 (Remote Grid) Updates to grid topology to minimize risk of ignition in HFTDs Remote GridWLDFRVegetation ContactAggregated | WLDFR | HFTD - Distribution - Tier 3 - 4QU CoRE ¦ 1QU LoRE | Red Flag Warning - Catastrophic Fires | Vegetation Contact | Aggregated | 2049 | 1.3044e-05 | 607.6134 | 0.0079255 | 2049 | Mitigation | 0.95 | 45 | 0 | esc | 0.00097009 | 1.2654e-08 | 0.00097009 | 1.2654e-08 | 0.034217 | 4.1993e-08 | 0.013543 | 4.4056e-12
[120 empty] | 7.3.3.17.5 (Remote Grid) Updates to grid topology to minimize risk of ignition in HFTDs Remote GridWLDFRVegetation ContactAggregated | WLDFR | HFTD - Distribution - Tier 3 - 4QU CoRE ¦ 1QU LoRE | Red Flag Warning - Catastrophic Fires | Vegetation Contact | Aggregated | 2050 | 1.3044e-05 | 607.6134 | 0.0079255 | 2050 | Mitigation | 0.95 | 45 | 0 | esc | 0.00097009 | 1.2654e-08 | 0.00097009 | 1.2654e-08 | 0.034217 | 4.1993e-08 | 0.013543 | 4.4056e-12
[120 empty] | 7.3.3.17.5 (Remote Grid) Updates to grid topology to minimize risk of ignition in HFTDs Remote GridWLDFRVegetation ContactAggregated | WLDFR | HFTD - Distribution - Tier 3 - 4QU CoRE ¦ 1QU LoRE | Red Flag Warning - Catastrophic Fires | Vegetation Contact | Aggregated | 2051 | 1.3044e-05 | 607.6134 | 0.0079255 | 2051 | Mitigation | 0.95 | 45 | 0 | esc | 0.00097009 | 1.2654e-08 | 0.00097009 | 1.2654e-08 | 0.034217 | 4.1993e-08 | 0.013543 | 4.4056e-12
[120 empty] | 7.3.3.17.5 (Remote Grid) Updates to grid topology to minimize risk of ignition in HFTDs Remote GridWLDFRVegetation ContactAggregated | WLDFR | HFTD - Distribution - Tier 3 - 4QU CoRE ¦ 1QU LoRE | Red Flag Warning - Catastrophic Fires | Vegetation Contact | Aggregated | 2052 | 1.3044e-05 | 607.6134 | 0.0079255 | 2052 | Mitigation | 0.95 | 45 | 0 | esc | 0.00097009 | 1.2654e-08 | 0.00097009 | 1.2654e-08 | 0.034217 | 4.1993e-08 | 0.013543 | 4.4056e-12
[120 empty] | 7.3.3.17.5 (Remote Grid) Updates to grid topology to minimize risk of ignition in HFTDs Remote GridWLDFRVegetation ContactAggregated | WLDFR | HFTD - Distribution - Tier 3 - 4QU CoRE ¦ 1QU LoRE | Red Flag Warning - Catastrophic Fires | Vegetation Contact | Aggregated | 2053 | 1.3044e-05 | 607.6134 | 0.0079255 | 2053 | Mitigation | 0.95 | 45 | 0 | esc | 0.00097009 | 1.2654e-08 | 0.00097009 | 1.2654e-08 | 0.034217 | 4.1993e-08 | 0.013543 | 4.4056e-12
[120 empty] | 7.3.3.17.5 (Remote Grid) Updates to grid topology to minimize risk of ignition in HFTDs Remote GridWLDFRVegetation ContactAggregated | WLDFR | HFTD - Distribution - Tier 3 - 4QU CoRE ¦ 1QU LoRE | Red Flag Warning - Catastrophic Fires | Vegetation Contact | Aggregated | 2054 | 1.3044e-05 | 607.6134 | 0.0079255 | 2054 | Mitigation | 0.95 | 45 | 0 | esc | 0.00097009 | 1.2654e-08 | 0.00097009 | 1.2654e-08 | 0.034217 | 4.1993e-08 | 0.013543 | 4.4056e-12
[120 empty] | 7.3.3.17.5 (Remote Grid) Updates to grid topology to minimize risk of ignition in HFTDs Remote GridWLDFRVegetation ContactAggregated | WLDFR | HFTD - Distribution - Tier 3 - 4QU CoRE ¦ 1QU LoRE | Red Flag Warning - Catastrophic Fires | Vegetation Contact | Aggregated | 2055 | 1.3044e-05 | 607.6134 | 0.0079255 | 2055 | Mitigation | 0.95 | 45 | 0 | esc | 0.00097009 | 1.2654e-08 | 0.00097009 | 1.2654e-08 | 0.034217 | 4.1993e-08 | 0.013543 | 4.4056e-12
[120 empty] | 7.3.3.17.5 (Remote Grid) Updates to grid topology to minimize risk of ignition in HFTDs Remote GridWLDFRVegetation ContactAggregated | WLDFR | HFTD - Distribution - Tier 3 - 4QU CoRE ¦ 1QU LoRE | Red Flag Warning - Catastrophic Fires | Vegetation Contact | Aggregated | 2056 | 1.3044e-05 | 607.6134 | 0.0079255 | 2056 | Mitigation | 0.95 | 45 | 0 | esc | 0.00097009 | 1.2654e-08 | 0.00097009 | 1.2654e-08 | 0.034217 | 4.1993e-08 | 0.013543 | 4.4056e-12
[120 empty] | 7.3.3.17.5 (Remote Grid) Updates to grid topology to minimize risk of ignition in HFTDs Remote GridWLDFRVegetation ContactAggregated | WLDFR | HFTD - Distribution - Tier 3 - 4QU CoRE ¦ 1QU LoRE | Red Flag Warning - Catastrophic Fires | Vegetation Contact | Aggregated | 2057 | 1.3044e-05 | 607.6134 | 0.0079255 | 2057 | Mitigation | 0.95 | 45 | 0 | esc | 0.00097009 | 1.2654e-08 | 0.00097009 | 1.2654e-08 | 0.034217 | 4.1993e-08 | 0.013543 | 4.4056e-12
[120 empty] | 7.3.3.17.5 (Remote Grid) Updates to grid topology to minimize risk of ignition in HFTDs Remote GridWLDFRVegetation ContactAggregated | WLDFR | HFTD - Distribution - Tier 3 - 4QU CoRE ¦ 1QU LoRE | Red Flag Warning - Catastrophic Fires | Vegetation Contact | Aggregated | 2058 | 1.3044e-05 | 607.6134 | 0.0079255 | 2058 | Mitigation | 0.95 | 45 | 0 | esc | 0.00097009 | 1.2654e-08 | 0.00097009 | 1.2654e-08 | 0.034217 | 4.1993e-08 | 0.013543 | 4.4056e-12
[120 empty] | 7.3.3.17.5 (Remote Grid) Updates to grid topology to minimize risk of ignition in HFTDs Remote GridWLDFRVegetation ContactAggregated | WLDFR | HFTD - Distribution - Tier 3 - 4QU CoRE ¦ 1QU LoRE | Red Flag Warning - Catastrophic Fires | Vegetation Contact | Aggregated | 2059 | 1.3044e-05 | 607.6134 | 0.0079255 | 2059 | Mitigation | 0.95 | 45 | 0 | esc | 0.00097009 | 1.2654e-08 | 0.00097009 | 1.2654e-08 | 0.034217 | 4.1993e-08 | 0.013543 | 4.4056e-12
[120 empty] | 7.3.3.17.5 (Remote Grid) Updates to grid topology to minimize risk of ignition in HFTDs Remote GridWLDFRVegetation ContactAggregated | WLDFR | HFTD - Distribution - Tier 3 - 4QU CoRE ¦ 1QU LoRE | Red Flag Warning - Catastrophic Fires | Vegetation Contact | Aggregated | 2060 | 1.3044e-05 | 607.6134 | 0.0079255 | 2060 | Mitigation | 0.95 | 45 | 0 | esc | 0.00097009 | 1.2654e-08 | 0.00097009 | 1.2654e-08 | 0.034217 | 4.1993e-08 | 0.013543 | 4.4056e-12
[120 empty] | 7.3.3.17.5 (Remote Grid) Updates to grid topology to minimize risk of ignition in HFTDs Remote GridWLDFRVegetation ContactAggregated | WLDFR | HFTD - Distribution - Tier 3 - 4QU CoRE ¦ 1QU LoRE | Red Flag Warning - Catastrophic Fires | Vegetation Contact | Aggregated | 2061 | 1.3044e-05 | 607.6134 | 0.0079255 | 2061 | Mitigation | 0.95 | 45 | 0 | esc | 0.00097009 | 1.2654e-08 | 0.00097009 | 1.2654e-08 | 0.034217 | 4.1993e-08 | 0.013543 | 4.4056e-12
[120 empty] | 7.3.3.17.5 (Remote Grid) Updates to grid topology to minimize risk of ignition in HFTDs Remote GridWLDFRVegetation ContactAggregated | WLDFR | HFTD - Distribution - Tier 3 - 4QU CoRE ¦ 1QU LoRE | Red Flag Warning - Catastrophic Fires | Vegetation Contact | Aggregated | 2062 | 1.3044e-05 | 607.6134 | 0.0079255 | 2062 | Mitigation | 0.95 | 45 | 0 | esc | 0.00097009 | 1.2654e-08 | 0.00097009 | 1.2654e-08 | 0.034217 | 4.1993e-08 | 0.013543 | 4.4056e-12
[120 empty] | 7.3.3.17.5 (Remote Grid) Updates to grid topology to minimize risk of ignition in HFTDs Remote GridWLDFRVegetation ContactAggregated | WLDFR | HFTD - Distribution - Tier 3 - 4QU CoRE ¦ 1QU LoRE | Red Flag Warning - Catastrophic Fires | Vegetation Contact | Aggregated | 2063 | 1.3044e-05 | 607.6134 | 0.0079255 | 2063 | Mitigation | 0.95 | 45 | 0 | esc | 0.00097009 | 1.2654e-08 | 0.00097009 | 1.2654e-08 | 0.034217 | 4.1993e-08 | 0.013543 | 4.4056e-12
[120 empty] | 7.3.3.17.5 (Remote Grid) Updates to grid topology to minimize risk of ignition in HFTDs Remote GridWLDFRVegetation ContactAggregated | WLDFR | HFTD - Distribution - Tier 3 - 4QU CoRE ¦ 1QU LoRE | Red Flag Warning - Catastrophic Fires | Vegetation Contact | Aggregated | 2064 | 1.3044e-05 | 607.6134 | 0.0079255 | 2064 | Mitigation | 0.95 | 45 | 0 | esc | 0.00097009 | 1.2654e-08 | 0.00097009 | 1.2654e-08 | 0.034217 | 4.1993e-08 | 0 | 0
[120 empty] | 7.3.3.17.5 (Remote Grid) Updates to grid topology to minimize risk of ignition in HFTDs Remote GridWLDFRVegetation ContactAggregated | WLDFR | HFTD - Distribution - Tier 3 - 4QU CoRE ¦ 1QU LoRE | Red Flag Warning - Catastrophic Fires | Vegetation Contact | Aggregated | 2065 | 1.3044e-05 | 607.6134 | 0.0079255 | 2065 | Mitigation | 0.95 | 45 | 0 | esc | 0.00097009 | 1.2654e-08 | 0.00097009 | 1.2654e-08 | 0.034217 | 4.1993e-08 | 0 | 0
[120 empty] | 7.3.3.17.5 (Remote Grid) Updates to grid topology to minimize risk of ignition in HFTDs Remote GridWLDFRVegetation ContactAggregated | WLDFR | HFTD - Distribution - Tier 3 - 4QU CoRE ¦ 1QU LoRE | Red Flag Warning - Catastrophic Fires | Vegetation Contact | Aggregated | 2066 | 1.3044e-05 | 607.6134 | 0.0079255 | 2066 | Mitigation | 0.95 | 45 | 0 | esc | 0.00097009 | 1.2654e-08 | 0.00097009 | 1.2654e-08 | 0 | 0 | 0.0093813 | 8.6785e-11
[120 empty] | 7.3.3.17.5 (Remote Grid) Updates to grid topology to minimize risk of ignition in HFTDs Remote GridWLDFRVegetation ContactAggregated | WLDFR | HFTD - Distribution - Tier 3 - 4QU CoRE ¦ 1QU LoRE | Red Flag Warning - Catastrophic Fires | Vegetation Contact | Aggregated | 2067 | 1.3044e-05 | 607.6134 | 0.0079255 | 2067 | Mitigation | 0.95 | 45 | 0 | esc | 0 | 0 | 0.00097009 | 1.2654e-08 | 0.034217 | 1.7328e-07 | 0.0093813 | 8.6785e-11
[120 empty] | 7.3.3.17.5 (Remote Grid) Updates to grid topology to minimize risk of ignition in HFTDs Remote GridWLDFREquipment / facility failureAggregated | WLDFR | HFTD - Distribution - Tier 3 - 4QU CoRE ¦ 1QU LoRE | Red Flag Warning - Destructive Fires | Equipment / facility failure | Aggregated | 2022 | 1.0169e-06 | 607.6134 | 0.00061785 | 2022 | Mitigation | 0.95 | 45 | 0 | esc | 0.00097009 | 9.8643e-10 | 0 | 0 | 0.034217 | 1.7328e-07 | 0.0093813 | 8.6785e-11
[120 empty] | 7.3.3.17.5 (Remote Grid) Updates to grid topology to minimize risk of ignition in HFTDs Remote GridWLDFREquipment / facility failureAggregated | WLDFR | HFTD - Distribution - Tier 3 - 4QU CoRE ¦ 1QU LoRE | Red Flag Warning - Destructive Fires | Equipment / facility failure | Aggregated | 2023 | 1.0169e-06 | 607.6134 | 0.00061785 | 2023 | Mitigation | 0.95 | 45 | 0 | esc | 0.00097009 | 9.8643e-10 | 0.00097009 | 9.8643e-10 | 0.034217 | 1.7328e-07 | 0.0093813 | 8.6785e-11
[120 empty] | 7.3.3.17.5 (Remote Grid) Updates to grid topology to minimize risk of ignition in HFTDs Remote GridWLDFREquipment / facility failureAggregated | WLDFR | HFTD - Distribution - Tier 3 - 4QU CoRE ¦ 1QU LoRE | Red Flag Warning - Destructive Fires | Equipment / facility failure | Aggregated | 2024 | 1.0169e-06 | 607.6134 | 0.00061785 | 2024 | Mitigation | 0.95 | 45 | 0 | esc | 0.00097009 | 9.8643e-10 | 0.00097009 | 9.8643e-10 | 0.034217 | 1.7328e-07 | 0.0093813 | 8.6785e-11
[120 empty] | 7.3.3.17.5 (Remote Grid) Updates to grid topology to minimize risk of ignition in HFTDs Remote GridWLDFREquipment / facility failureAggregated | WLDFR | HFTD - Distribution - Tier 3 - 4QU CoRE ¦ 1QU LoRE | Red Flag Warning - Destructive Fires | Equipment / facility failure | Aggregated | 2025 | 1.0169e-06 | 607.6134 | 0.00061785 | 2025 | Mitigation | 0.95 | 45 | 0 | esc | 0.00097009 | 9.8643e-10 | 0.00097009 | 9.8643e-10 | 0.034217 | 1.7328e-07 | 0.0093813 | 8.6785e-11
[120 empty] | 7.3.3.17.5 (Remote Grid) Updates to grid topology to minimize risk of ignition in HFTDs Remote GridWLDFREquipment / facility failureAggregated | WLDFR | HFTD - Distribution - Tier 3 - 4QU CoRE ¦ 1QU LoRE | Red Flag Warning - Destructive Fires | Equipment / facility failure | Aggregated | 2026 | 1.0169e-06 | 607.6134 | 0.00061785 | 2026 | Mitigation | 0.95 | 45 | 0 | esc | 0.00097009 | 9.8643e-10 | 0.00097009 | 9.8643e-10 | 0.034217 | 1.7328e-07 | 0.0093813 | 8.6785e-11
[120 empty] | 7.3.3.17.5 (Remote Grid) Updates to grid topology to minimize risk of ignition in HFTDs Remote GridWLDFREquipment / facility failureAggregated | WLDFR | HFTD - Distribution - Tier 3 - 4QU CoRE ¦ 1QU LoRE | Red Flag Warning - Destructive Fires | Equipment / facility failure | Aggregated | 2027 | 1.0169e-06 | 607.6134 | 0.00061785 | 2027 | Mitigation | 0.95 | 45 | 0 | esc | 0.00097009 | 9.8643e-10 | 0.00097009 | 9.8643e-10 | 0.034217 | 1.7328e-07 | 0.0093813 | 8.6785e-11
[120 empty] | 7.3.3.17.5 (Remote Grid) Updates to grid topology to minimize risk of ignition in HFTDs Remote GridWLDFREquipment / facility failureAggregated | WLDFR | HFTD - Distribution - Tier 3 - 4QU CoRE ¦ 1QU LoRE | Red Flag Warning - Destructive Fires | Equipment / facility failure | Aggregated | 2028 | 1.0169e-06 | 607.6134 | 0.00061785 | 2028 | Mitigation | 0.95 | 45 | 0 | esc | 0.00097009 | 9.8643e-10 | 0.00097009 | 9.8643e-10 | 0.034217 | 1.7328e-07 | 0.0093813 | 8.6785e-11
[120 empty] | 7.3.3.17.5 (Remote Grid) Updates to grid topology to minimize risk of ignition in HFTDs Remote GridWLDFREquipment / facility failureAggregated | WLDFR | HFTD - Distribution - Tier 3 - 4QU CoRE ¦ 1QU LoRE | Red Flag Warning - Destructive Fires | Equipment / facility failure | Aggregated | 2029 | 1.0169e-06 | 607.6134 | 0.00061785 | 2029 | Mitigation | 0.95 | 45 | 0 | esc | 0.00097009 | 9.8643e-10 | 0.00097009 | 9.8643e-10 | 0.034217 | 1.7328e-07 | 0.0093813 | 8.6785e-11
[120 empty] | 7.3.3.17.5 (Remote Grid) Updates to grid topology to minimize risk of ignition in HFTDs Remote GridWLDFREquipment / facility failureAggregated | WLDFR | HFTD - Distribution - Tier 3 - 4QU CoRE ¦ 1QU LoRE | Red Flag Warning - Destructive Fires | Equipment / facility failure | Aggregated | 2030 | 1.0169e-06 | 607.6134 | 0.00061785 | 2030 | Mitigation | 0.95 | 45 | 0 | esc | 0.00097009 | 9.8643e-10 | 0.00097009 | 9.8643e-10 | 0.034217 | 1.7328e-07 | 0.0093813 | 8.6785e-11
[120 empty] | 7.3.3.17.5 (Remote Grid) Updates to grid topology to minimize risk of ignition in HFTDs Remote GridWLDFREquipment / facility failureAggregated | WLDFR | HFTD - Distribution - Tier 3 - 4QU CoRE ¦ 1QU LoRE | Red Flag Warning - Destructive Fires | Equipment / facility failure | Aggregated | 2031 | 1.0169e-06 | 607.6134 | 0.00061785 | 2031 | Mitigation | 0.95 | 45 | 0 | esc | 0.00097009 | 9.8643e-10 | 0.00097009 | 9.8643e-10 | 0.034217 | 1.7328e-07 | 0.0093813 | 8.6785e-11
[120 empty] | 7.3.3.17.5 (Remote Grid) Updates to grid topology to minimize risk of ignition in HFTDs Remote GridWLDFREquipment / facility failureAggregated | WLDFR | HFTD - Distribution - Tier 3 - 4QU CoRE ¦ 1QU LoRE | Red Flag Warning - Destructive Fires | Equipment / facility failure | Aggregated | 2032 | 1.0169e-06 | 607.6134 | 0.00061785 | 2032 | Mitigation | 0.95 | 45 | 0 | esc | 0.00097009 | 9.8643e-10 | 0.00097009 | 9.8643e-10 | 0.034217 | 1.7328e-07 | 0.0093813 | 8.6785e-11
[120 empty] | 7.3.3.17.5 (Remote Grid) Updates to grid topology to minimize risk of ignition in HFTDs Remote GridWLDFREquipment / facility failureAggregated | WLDFR | HFTD - Distribution - Tier 3 - 4QU CoRE ¦ 1QU LoRE | Red Flag Warning - Destructive Fires | Equipment / facility failure | Aggregated | 2033 | 1.0169e-06 | 607.6134 | 0.00061785 | 2033 | Mitigation | 0.95 | 45 | 0 | esc | 0.00097009 | 9.8643e-10 | 0.00097009 | 9.8643e-10 | 0.034217 | 1.7328e-07 | 0.0093813 | 8.6785e-11
[120 empty] | 7.3.3.17.5 (Remote Grid) Updates to grid topology to minimize risk of ignition in HFTDs Remote GridWLDFREquipment / facility failureAggregated | WLDFR | HFTD - Distribution - Tier 3 - 4QU CoRE ¦ 1QU LoRE | Red Flag Warning - Destructive Fires | Equipment / facility failure | Aggregated | 2034 | 1.0169e-06 | 607.6134 | 0.00061785 | 2034 | Mitigation | 0.95 | 45 | 0 | esc | 0.00097009 | 9.8643e-10 | 0.00097009 | 9.8643e-10 | 0.034217 | 1.7328e-07 | 0.0093813 | 8.6785e-11
[120 empty] | 7.3.3.17.5 (Remote Grid) Updates to grid topology to minimize risk of ignition in HFTDs Remote GridWLDFREquipment / facility failureAggregated | WLDFR | HFTD - Distribution - Tier 3 - 4QU CoRE ¦ 1QU LoRE | Red Flag Warning - Destructive Fires | Equipment / facility failure | Aggregated | 2035 | 1.0169e-06 | 607.6134 | 0.00061785 | 2035 | Mitigation | 0.95 | 45 | 0 | esc | 0.00097009 | 9.8643e-10 | 0.00097009 | 9.8643e-10 | 0.034217 | 1.7328e-07 | 0.0093813 | 8.6785e-11
[120 empty] | 7.3.3.17.5 (Remote Grid) Updates to grid topology to minimize risk of ignition in HFTDs Remote GridWLDFREquipment / facility failureAggregated | WLDFR | HFTD - Distribution - Tier 3 - 4QU CoRE ¦ 1QU LoRE | Red Flag Warning - Destructive Fires | Equipment / facility failure | Aggregated | 2036 | 1.0169e-06 | 607.6134 | 0.00061785 | 2036 | Mitigation | 0.95 | 45 | 0 | esc | 0.00097009 | 9.8643e-10 | 0.00097009 | 9.8643e-10 | 0.034217 | 1.7328e-07 | 0.0093813 | 8.6785e-11
[120 empty] | 7.3.3.17.5 (Remote Grid) Updates to grid topology to minimize risk of ignition in HFTDs Remote GridWLDFREquipment / facility failureAggregated | WLDFR | HFTD - Distribution - Tier 3 - 4QU CoRE ¦ 1QU LoRE | Red Flag Warning - Destructive Fires | Equipment / facility failure | Aggregated | 2037 | 1.0169e-06 | 607.6134 | 0.00061785 | 2037 | Mitigation | 0.95 | 45 | 0 | esc | 0.00097009 | 9.8643e-10 | 0.00097009 | 9.8643e-10 | 0.034217 | 1.7328e-07 | 0.0093813 | 8.6785e-11
[120 empty] | 7.3.3.17.5 (Remote Grid) Updates to grid topology to minimize risk of ignition in HFTDs Remote GridWLDFREquipment / facility failureAggregated | WLDFR | HFTD - Distribution - Tier 3 - 4QU CoRE ¦ 1QU LoRE | Red Flag Warning - Destructive Fires | Equipment / facility failure | Aggregated | 2038 | 1.0169e-06 | 607.6134 | 0.00061785 | 2038 | Mitigation | 0.95 | 45 | 0 | esc | 0.00097009 | 9.8643e-10 | 0.00097009 | 9.8643e-10 | 0.034217 | 1.7328e-07 | 0.0093813 | 8.6785e-11
[120 empty] | 7.3.3.17.5 (Remote Grid) Updates to grid topology to minimize risk of ignition in HFTDs Remote GridWLDFREquipment / facility failureAggregated | WLDFR | HFTD - Distribution - Tier 3 - 4QU CoRE ¦ 1QU LoRE | Red Flag Warning - Destructive Fires | Equipment / facility failure | Aggregated | 2039 | 1.0169e-06 | 607.6134 | 0.00061785 | 2039 | Mitigation | 0.95 | 45 | 0 | esc | 0.00097009 | 9.8643e-10 | 0.00097009 | 9.8643e-10 | 0.034217 | 1.7328e-07 | 0.0093813 | 8.6785e-11
[120 empty] | 7.3.3.17.5 (Remote Grid) Updates to grid topology to minimize risk of ignition in HFTDs Remote GridWLDFREquipment / facility failureAggregated | WLDFR | HFTD - Distribution - Tier 3 - 4QU CoRE ¦ 1QU LoRE | Red Flag Warning - Destructive Fires | Equipment / facility failure | Aggregated | 2040 | 1.0169e-06 | 607.6134 | 0.00061785 | 2040 | Mitigation | 0.95 | 45 | 0 | esc | 0.00097009 | 9.8643e-10 | 0.00097009 | 9.8643e-10 | 0.034217 | 1.7328e-07 | 0.0093813 | 8.6785e-11
[120 empty] | 7.3.3.17.5 (Remote Grid) Updates to grid topology to minimize risk of ignition in HFTDs Remote GridWLDFREquipment / facility failureAggregated | WLDFR | HFTD - Distribution - Tier 3 - 4QU CoRE ¦ 1QU LoRE | Red Flag Warning - Destructive Fires | Equipment / facility failure | Aggregated | 2041 | 1.0169e-06 | 607.6134 | 0.00061785 | 2041 | Mitigation | 0.95 | 45 | 0 | esc | 0.00097009 | 9.8643e-10 | 0.00097009 | 9.8643e-10 | 0.034217 | 1.7328e-07 | 0.0093813 | 8.6785e-11
[120 empty] | 7.3.3.17.5 (Remote Grid) Updates to grid topology to minimize risk of ignition in HFTDs Remote GridWLDFREquipment / facility failureAggregated | WLDFR | HFTD - Distribution - Tier 3 - 4QU CoRE ¦ 1QU LoRE | Red Flag Warning - Destructive Fires | Equipment / facility failure | Aggregated | 2042 | 1.0169e-06 | 607.6134 | 0.00061785 | 2042 | Mitigation | 0.95 | 45 | 0 | esc | 0.00097009 | 9.8643e-10 | 0.00097009 | 9.8643e-10 | 0.034217 | 1.7328e-07 | 0.0093813 | 8.6785e-11
[120 empty] | 7.3.3.17.5 (Remote Grid) Updates to grid topology to minimize risk of ignition in HFTDs Remote GridWLDFREquipment / facility failureAggregated | WLDFR | HFTD - Distribution - Tier 3 - 4QU CoRE ¦ 1QU LoRE | Red Flag Warning - Destructive Fires | Equipment / facility failure | Aggregated | 2043 | 1.0169e-06 | 607.6134 | 0.00061785 | 2043 | Mitigation | 0.95 | 45 | 0 | esc | 0.00097009 | 9.8643e-10 | 0.00097009 | 9.8643e-10 | 0.034217 | 1.7328e-07 | 0.0093813 | 8.6785e-11
[120 empty] | 7.3.3.17.5 (Remote Grid) Updates to grid topology to minimize risk of ignition in HFTDs Remote GridWLDFREquipment / facility failureAggregated | WLDFR | HFTD - Distribution - Tier 3 - 4QU CoRE ¦ 1QU LoRE | Red Flag Warning - Destructive Fires | Equipment / facility failure | Aggregated | 2044 | 1.0169e-06 | 607.6134 | 0.00061785 | 2044 | Mitigation | 0.95 | 45 | 0 | esc | 0.00097009 | 9.8643e-10 | 0.00097009 | 9.8643e-10 | 0.034217 | 1.7328e-07 | 0.0093813 | 8.6785e-11
[120 empty] | 7.3.3.17.5 (Remote Grid) Updates to grid topology to minimize risk of ignition in HFTDs Remote GridWLDFREquipment / facility failureAggregated | WLDFR | HFTD - Distribution - Tier 3 - 4QU CoRE ¦ 1QU LoRE | Red Flag Warning - Destructive Fires | Equipment / facility failure | Aggregated | 2045 | 1.0169e-06 | 607.6134 | 0.00061785 | 2045 | Mitigation | 0.95 | 45 | 0 | esc | 0.00097009 | 9.8643e-10 | 0.00097009 | 9.8643e-10 | 0.034217 | 1.7328e-07 | 0.0093813 | 8.6785e-11
[120 empty] | 7.3.3.17.5 (Remote Grid) Updates to grid topology to minimize risk of ignition in HFTDs Remote GridWLDFREquipment / facility failureAggregated | WLDFR | HFTD - Distribution - Tier 3 - 4QU CoRE ¦ 1QU LoRE | Red Flag Warning - Destructive Fires | Equipment / facility failure | Aggregated | 2046 | 1.0169e-06 | 607.6134 | 0.00061785 | 2046 | Mitigation | 0.95 | 45 | 0 | esc | 0.00097009 | 9.8643e-10 | 0.00097009 | 9.8643e-10 | 0.034217 | 1.7328e-07 | 0.0093813 | 8.6785e-11
[120 empty] | 7.3.3.17.5 (Remote Grid) Updates to grid topology to minimize risk of ignition in HFTDs Remote GridWLDFREquipment / facility failureAggregated | WLDFR | HFTD - Distribution - Tier 3 - 4QU CoRE ¦ 1QU LoRE | Red Flag Warning - Destructive Fires | Equipment / facility failure | Aggregated | 2047 | 1.0169e-06 | 607.6134 | 0.00061785 | 2047 | Mitigation | 0.95 | 45 | 0 | esc | 0.00097009 | 9.8643e-10 | 0.00097009 | 9.8643e-10 | 0.034217 | 1.7328e-07 | 0.0093813 | 8.6785e-11
[120 empty] | 7.3.3.17.5 (Remote Grid) Updates to grid topology to minimize risk of ignition in HFTDs Remote GridWLDFREquipment / facility failureAggregated | WLDFR | HFTD - Distribution - Tier 3 - 4QU CoRE ¦ 1QU LoRE | Red Flag Warning - Destructive Fires | Equipment / facility failure | Aggregated | 2048 | 1.0169e-06 | 607.6134 | 0.00061785 | 2048 | Mitigation | 0.95 | 45 | 0 | esc | 0.00097009 | 9.8643e-10 | 0.00097009 | 9.8643e-10 | 0.034217 | 1.7328e-07 | 0.0093813 | 8.6785e-11
[120 empty] | 7.3.3.17.5 (Remote Grid) Updates to grid topology to minimize risk of ignition in HFTDs Remote GridWLDFREquipment / facility failureAggregated | WLDFR | HFTD - Distribution - Tier 3 - 4QU CoRE ¦ 1QU LoRE | Red Flag Warning - Destructive Fires | Equipment / facility failure | Aggregated | 2049 | 1.0169e-06 | 607.6134 | 0.00061785 | 2049 | Mitigation | 0.95 | 45 | 0 | esc | 0.00097009 | 9.8643e-10 | 0.00097009 | 9.8643e-10 | 0.034217 | 1.7328e-07 | 0.0093813 | 8.6785e-11
[120 empty] | 7.3.3.17.5 (Remote Grid) Updates to grid topology to minimize risk of ignition in HFTDs Remote GridWLDFREquipment / facility failureAggregated | WLDFR | HFTD - Distribution - Tier 3 - 4QU CoRE ¦ 1QU LoRE | Red Flag Warning - Destructive Fires | Equipment / facility failure | Aggregated | 2050 | 1.0169e-06 | 607.6134 | 0.00061785 | 2050 | Mitigation | 0.95 | 45 | 0 | esc | 0.00097009 | 9.8643e-10 | 0.00097009 | 9.8643e-10 | 0.034217 | 1.7328e-07 | 0 | 0
[120 empty] | 7.3.3.17.5 (Remote Grid) Updates to grid topology to minimize risk of ignition in HFTDs Remote GridWLDFREquipment / facility failureAggregated | WLDFR | HFTD - Distribution - Tier 3 - 4QU CoRE ¦ 1QU LoRE | Red Flag Warning - Destructive Fires | Equipment / facility failure | Aggregated | 2051 | 1.0169e-06 | 607.6134 | 0.00061785 | 2051 | Mitigation | 0.95 | 45 | 0 | esc | 0.00097009 | 9.8643e-10 | 0.00097009 | 9.8643e-10 | 0.034217 | 1.7328e-07 | 0 | 0
[120 empty] | 7.3.3.17.5 (Remote Grid) Updates to grid topology to minimize risk of ignition in HFTDs Remote GridWLDFREquipment / facility failureAggregated | WLDFR | HFTD - Distribution - Tier 3 - 4QU CoRE ¦ 1QU LoRE | Red Flag Warning - Destructive Fires | Equipment / facility failure | Aggregated | 2052 | 1.0169e-06 | 607.6134 | 0.00061785 | 2052 | Mitigation | 0.95 | 45 | 0 | esc | 0.00097009 | 9.8643e-10 | 0.00097009 | 9.8643e-10 | 0.034217 | 1.7328e-07 | 0.014004 | 6.2381e-11
[120 empty] | 7.3.3.17.5 (Remote Grid) Updates to grid topology to minimize risk of ignition in HFTDs Remote GridWLDFREquipment / facility failureAggregated | WLDFR | HFTD - Distribution - Tier 3 - 4QU CoRE ¦ 1QU LoRE | Red Flag Warning - Destructive Fires | Equipment / facility failure | Aggregated | 2053 | 1.0169e-06 | 607.6134 | 0.00061785 | 2053 | Mitigation | 0.95 | 45 | 0 | esc | 0.00097009 | 9.8643e-10 | 0.00097009 | 9.8643e-10 | 0.034217 | 1.7328e-07 | 0.014004 | 6.2381e-11
[120 empty] | 7.3.3.17.5 (Remote Grid) Updates to grid topology to minimize risk of ignition in HFTDs Remote GridWLDFREquipment / facility failureAggregated | WLDFR | HFTD - Distribution - Tier 3 - 4QU CoRE ¦ 1QU LoRE | Red Flag Warning - Destructive Fires | Equipment / facility failure | Aggregated | 2054 | 1.0169e-06 | 607.6134 | 0.00061785 | 2054 | Mitigation | 0.95 | 45 | 0 | esc | 0.00097009 | 9.8643e-10 | 0.00097009 | 9.8643e-10 | 0.034217 | 1.7328e-07 | 0.014004 | 6.2381e-11
[120 empty] | 7.3.3.17.5 (Remote Grid) Updates to grid topology to minimize risk of ignition in HFTDs Remote GridWLDFREquipment / facility failureAggregated | WLDFR | HFTD - Distribution - Tier 3 - 4QU CoRE ¦ 1QU LoRE | Red Flag Warning - Destructive Fires | Equipment / facility failure | Aggregated | 2055 | 1.0169e-06 | 607.6134 | 0.00061785 | 2055 | Mitigation | 0.95 | 45 | 0 | esc | 0.00097009 | 9.8643e-10 | 0.00097009 | 9.8643e-10 | 0.034217 | 1.7328e-07 | 0.014004 | 6.2381e-11
[120 empty] | 7.3.3.17.5 (Remote Grid) Updates to grid topology to minimize risk of ignition in HFTDs Remote GridWLDFREquipment / facility failureAggregated | WLDFR | HFTD - Distribution - Tier 3 - 4QU CoRE ¦ 1QU LoRE | Red Flag Warning - Destructive Fires | Equipment / facility failure | Aggregated | 2056 | 1.0169e-06 | 607.6134 | 0.00061785 | 2056 | Mitigation | 0.95 | 45 | 0 | esc | 0.00097009 | 9.8643e-10 | 0.00097009 | 9.8643e-10 | 0.034217 | 1.7328e-07 | 0.014004 | 6.2381e-11
[120 empty] | 7.3.3.17.5 (Remote Grid) Updates to grid topology to minimize risk of ignition in HFTDs Remote GridWLDFREquipment / facility failureAggregated | WLDFR | HFTD - Distribution - Tier 3 - 4QU CoRE ¦ 1QU LoRE | Red Flag Warning - Destructive Fires | Equipment / facility failure | Aggregated | 2057 | 1.0169e-06 | 607.6134 | 0.00061785 | 2057 | Mitigation | 0.95 | 45 | 0 | esc | 0.00097009 | 9.8643e-10 | 0.00097009 | 9.8643e-10 | 0.034217 | 1.7328e-07 | 0.014004 | 6.2381e-11
[120 empty] | 7.3.3.17.5 (Remote Grid) Updates to grid topology to minimize risk of ignition in HFTDs Remote GridWLDFREquipment / facility failureAggregated | WLDFR | HFTD - Distribution - Tier 3 - 4QU CoRE ¦ 1QU LoRE | Red Flag Warning - Destructive Fires | Equipment / facility failure | Aggregated | 2058 | 1.0169e-06 | 607.6134 | 0.00061785 | 2058 | Mitigation | 0.95 | 45 | 0 | esc | 0.00097009 | 9.8643e-10 | 0.00097009 | 9.8643e-10 | 0.034217 | 1.7328e-07 | 0.014004 | 6.2381e-11
[120 empty] | 7.3.3.17.5 (Remote Grid) Updates to grid topology to minimize risk of ignition in HFTDs Remote GridWLDFREquipment / facility failureAggregated | WLDFR | HFTD - Distribution - Tier 3 - 4QU CoRE ¦ 1QU LoRE | Red Flag Warning - Destructive Fires | Equipment / facility failure | Aggregated | 2059 | 1.0169e-06 | 607.6134 | 0.00061785 | 2059 | Mitigation | 0.95 | 45 | 0 | esc | 0.00097009 | 9.8643e-10 | 0.00097009 | 9.8643e-10 | 0.034217 | 1.7328e-07 | 0.014004 | 6.2381e-11
[120 empty] | 7.3.3.17.5 (Remote Grid) Updates to grid topology to minimize risk of ignition in HFTDs Remote GridWLDFREquipment / facility failureAggregated | WLDFR | HFTD - Distribution - Tier 3 - 4QU CoRE ¦ 1QU LoRE | Red Flag Warning - Destructive Fires | Equipment / facility failure | Aggregated | 2060 | 1.0169e-06 | 607.6134 | 0.00061785 | 2060 | Mitigation | 0.95 | 45 | 0 | esc | 0.00097009 | 9.8643e-10 | 0.00097009 | 9.8643e-10 | 0.034217 | 1.7328e-07 | 0.014004 | 6.2381e-11
[120 empty] | 7.3.3.17.5 (Remote Grid) Updates to grid topology to minimize risk of ignition in HFTDs Remote GridWLDFREquipment / facility failureAggregated | WLDFR | HFTD - Distribution - Tier 3 - 4QU CoRE ¦ 1QU LoRE | Red Flag Warning - Destructive Fires | Equipment / facility failure | Aggregated | 2061 | 1.0169e-06 | 607.6134 | 0.00061785 | 2061 | Mitigation | 0.95 | 45 | 0 | esc | 0.00097009 | 9.8643e-10 | 0.00097009 | 9.8643e-10 | 0.034217 | 1.7328e-07 | 0.014004 | 6.2381e-11
[120 empty] | 7.3.3.17.5 (Remote Grid) Updates to grid topology to minimize risk of ignition in HFTDs Remote GridWLDFREquipment / facility failureAggregated | WLDFR | HFTD - Distribution - Tier 3 - 4QU CoRE ¦ 1QU LoRE | Red Flag Warning - Destructive Fires | Equipment / facility failure | Aggregated | 2062 | 1.0169e-06 | 607.6134 | 0.00061785 | 2062 | Mitigation | 0.95 | 45 | 0 | esc | 0.00097009 | 9.8643e-10 | 0.00097009 | 9.8643e-10 | 0.034217 | 1.7328e-07 | 0.014004 | 6.2381e-11
[120 empty] | 7.3.3.17.5 (Remote Grid) Updates to grid topology to minimize risk of ignition in HFTDs Remote GridWLDFREquipment / facility failureAggregated | WLDFR | HFTD - Distribution - Tier 3 - 4QU CoRE ¦ 1QU LoRE | Red Flag Warning - Destructive Fires | Equipment / facility failure | Aggregated | 2063 | 1.0169e-06 | 607.6134 | 0.00061785 | 2063 | Mitigation | 0.95 | 45 | 0 | esc | 0.00097009 | 9.8643e-10 | 0.00097009 | 9.8643e-10 | 0.034217 | 1.7328e-07 | 0.014004 | 6.2381e-11
[120 empty] | 7.3.3.17.5 (Remote Grid) Updates to grid topology to minimize risk of ignition in HFTDs Remote GridWLDFREquipment / facility failureAggregated | WLDFR | HFTD - Distribution - Tier 3 - 4QU CoRE ¦ 1QU LoRE | Red Flag Warning - Destructive Fires | Equipment / facility failure | Aggregated | 2064 | 1.0169e-06 | 607.6134 | 0.00061785 | 2064 | Mitigation | 0.95 | 45 | 0 | esc | 0.00097009 | 9.8643e-10 | 0.00097009 | 9.8643e-10 | 0.034217 | 1.7328e-07 | 0.014004 | 6.2381e-11
[120 empty] | 7.3.3.17.5 (Remote Grid) Updates to grid topology to minimize risk of ignition in HFTDs Remote GridWLDFREquipment / facility failureAggregated | WLDFR | HFTD - Distribution - Tier 3 - 4QU CoRE ¦ 1QU LoRE | Red Flag Warning - Destructive Fires | Equipment / facility failure | Aggregated | 2065 | 1.0169e-06 | 607.6134 | 0.00061785 | 2065 | Mitigation | 0.95 | 45 | 0 | esc | 0.00097009 | 9.8643e-10 | 0.00097009 | 9.8643e-10 | 0.034217 | 1.7328e-07 | 0.014004 | 6.2381e-11
[120 empty] | 7.3.3.17.5 (Remote Grid) Updates to grid topology to minimize risk of ignition in HFTDs Remote GridWLDFREquipment / facility failureAggregated | WLDFR | HFTD - Distribution - Tier 3 - 4QU CoRE ¦ 1QU LoRE | Red Flag Warning - Destructive Fires | Equipment / facility failure | Aggregated | 2066 | 1.0169e-06 | 607.6134 | 0.00061785 | 2066 | Mitigation | 0.95 | 45 | 0 | esc | 0.00097009 | 9.8643e-10 | 0.00097009 | 9.8643e-10 | 0.034217 | 1.7328e-07 | 0.014004 | 6.2381e-11
[120 empty] | 7.3.3.17.5 (Remote Grid) Updates to grid topology to minimize risk of ignition in HFTDs Remote GridWLDFREquipment / facility failureAggregated | WLDFR | HFTD - Distribution - Tier 3 - 4QU CoRE ¦ 1QU LoRE | Red Flag Warning - Destructive Fires | Equipment / facility failure | Aggregated | 2067 | 1.0169e-06 | 607.6134 | 0.00061785 | 2067 | Mitigation | 0.95 | 45 | 0 | esc | 0 | 0 | 0.00097009 | 9.8643e-10 | 0.034217 | 1.7328e-07 | 0.014004 | 6.2381e-11
[120 empty] | 7.3.3.17.5 (Remote Grid) Updates to grid topology to minimize risk of ignition in HFTDs Remote GridWLDFRVegetation ContactAggregated | WLDFR | HFTD - Distribution - Tier 3 - 4QU CoRE ¦ 1QU LoRE | Red Flag Warning - Destructive Fires | Vegetation Contact | Aggregated | 2022 | 1.7971e-06 | 607.6134 | 0.0010919 | 2022 | Mitigation | 0.95 | 45 | 0 | esc | 0.00097009 | 1.7433e-09 | 0 | 0 | 0.034217 | 1.7328e-07 | 0.014004 | 6.2381e-11
[120 empty] | 7.3.3.17.5 (Remote Grid) Updates to grid topology to minimize risk of ignition in HFTDs Remote GridWLDFRVegetation ContactAggregated | WLDFR | HFTD - Distribution - Tier 3 - 4QU CoRE ¦ 1QU LoRE | Red Flag Warning - Destructive Fires | Vegetation Contact | Aggregated | 2023 | 1.7971e-06 | 607.6134 | 0.0010919 | 2023 | Mitigation | 0.95 | 45 | 0 | esc | 0.00097009 | 1.7433e-09 | 0.00097009 | 1.7433e-09 | 0.034217 | 1.7328e-07 | 0.014004 | 6.2381e-11
[120 empty] | 7.3.3.17.5 (Remote Grid) Updates to grid topology to minimize risk of ignition in HFTDs Remote GridWLDFRVegetation ContactAggregated | WLDFR | HFTD - Distribution - Tier 3 - 4QU CoRE ¦ 1QU LoRE | Red Flag Warning - Destructive Fires | Vegetation Contact | Aggregated | 2024 | 1.7971e-06 | 607.6134 | 0.0010919 | 2024 | Mitigation | 0.95 | 45 | 0 | esc | 0.00097009 | 1.7433e-09 | 0.00097009 | 1.7433e-09 | 0 | 0 | 0.014004 | 6.2381e-11
[120 empty] | 7.3.3.17.5 (Remote Grid) Updates to grid topology to minimize risk of ignition in HFTDs Remote GridWLDFRVegetation ContactAggregated | WLDFR | HFTD - Distribution - Tier 3 - 4QU CoRE ¦ 1QU LoRE | Red Flag Warning - Destructive Fires | Vegetation Contact | Aggregated | 2025 | 1.7971e-06 | 607.6134 | 0.0010919 | 2025 | Mitigation | 0.95 | 45 | 0 | esc | 0.00097009 | 1.7433e-09 | 0.00097009 | 1.7433e-09 | 0.034217 | 6.5318e-08 | 0.014004 | 6.2381e-11
[120 empty] | 7.3.3.17.5 (Remote Grid) Updates to grid topology to minimize risk of ignition in HFTDs Remote GridWLDFRVegetation ContactAggregated | WLDFR | HFTD - Distribution - Tier 3 - 4QU CoRE ¦ 1QU LoRE | Red Flag Warning - Destructive Fires | Vegetation Contact | Aggregated | 2026 | 1.7971e-06 | 607.6134 | 0.0010919 | 2026 | Mitigation | 0.95 | 45 | 0 | esc | 0.00097009 | 1.7433e-09 | 0.00097009 | 1.7433e-09 | 0.034217 | 6.5318e-08 | 0.014004 | 6.2381e-11
[120 empty] | 7.3.3.17.5 (Remote Grid) Updates to grid topology to minimize risk of ignition in HFTDs Remote GridWLDFRVegetation ContactAggregated | WLDFR | HFTD - Distribution - Tier 3 - 4QU CoRE ¦ 1QU LoRE | Red Flag Warning - Destructive Fires | Vegetation Contact | Aggregated | 2027 | 1.7971e-06 | 607.6134 | 0.0010919 | 2027 | Mitigation | 0.95 | 45 | 0 | esc | 0.00097009 | 1.7433e-09 | 0.00097009 | 1.7433e-09 | 0.034217 | 6.5318e-08 | 0.014004 | 6.2381e-11
[120 empty] | 7.3.3.17.5 (Remote Grid) Updates to grid topology to minimize risk of ignition in HFTDs Remote GridWLDFRVegetation ContactAggregated | WLDFR | HFTD - Distribution - Tier 3 - 4QU CoRE ¦ 1QU LoRE | Red Flag Warning - Destructive Fires | Vegetation Contact | Aggregated | 2028 | 1.7971e-06 | 607.6134 | 0.0010919 | 2028 | Mitigation | 0.95 | 45 | 0 | esc | 0.00097009 | 1.7433e-09 | 0.00097009 | 1.7433e-09 | 0.034217 | 6.5318e-08 | 0.014004 | 6.2381e-11
[120 empty] | 7.3.3.17.5 (Remote Grid) Updates to grid topology to minimize risk of ignition in HFTDs Remote GridWLDFRVegetation ContactAggregated | WLDFR | HFTD - Distribution - Tier 3 - 4QU CoRE ¦ 1QU LoRE | Red Flag Warning - Destructive Fires | Vegetation Contact | Aggregated | 2029 | 1.7971e-06 | 607.6134 | 0.0010919 | 2029 | Mitigation | 0.95 | 45 | 0 | esc | 0.00097009 | 1.7433e-09 | 0.00097009 | 1.7433e-09 | 0.034217 | 6.5318e-08 | 0.014004 | 6.2381e-11
[120 empty] | 7.3.3.17.5 (Remote Grid) Updates to grid topology to minimize risk of ignition in HFTDs Remote GridWLDFRVegetation ContactAggregated | WLDFR | HFTD - Distribution - Tier 3 - 4QU CoRE ¦ 1QU LoRE | Red Flag Warning - Destructive Fires | Vegetation Contact | Aggregated | 2030 | 1.7971e-06 | 607.6134 | 0.0010919 | 2030 | Mitigation | 0.95 | 45 | 0 | esc | 0.00097009 | 1.7433e-09 | 0.00097009 | 1.7433e-09 | 0.034217 | 6.5318e-08 | 0.014004 | 6.2381e-11
[120 empty] | 7.3.3.17.5 (Remote Grid) Updates to grid topology to minimize risk of ignition in HFTDs Remote GridWLDFRVegetation ContactAggregated | WLDFR | HFTD - Distribution - Tier 3 - 4QU CoRE ¦ 1QU LoRE | Red Flag Warning - Destructive Fires | Vegetation Contact | Aggregated | 2031 | 1.7971e-06 | 607.6134 | 0.0010919 | 2031 | Mitigation | 0.95 | 45 | 0 | esc | 0.00097009 | 1.7433e-09 | 0.00097009 | 1.7433e-09 | 0.034217 | 6.5318e-08 | 0.014004 | 6.2381e-11
[120 empty] | 7.3.3.17.5 (Remote Grid) Updates to grid topology to minimize risk of ignition in HFTDs Remote GridWLDFRVegetation ContactAggregated | WLDFR | HFTD - Distribution - Tier 3 - 4QU CoRE ¦ 1QU LoRE | Red Flag Warning - Destructive Fires | Vegetation Contact | Aggregated | 2032 | 1.7971e-06 | 607.6134 | 0.0010919 | 2032 | Mitigation | 0.95 | 45 | 0 | esc | 0.00097009 | 1.7433e-09 | 0.00097009 | 1.7433e-09 | 0.034217 | 6.5318e-08 | 0.014004 | 6.2381e-11
[120 empty] | 7.3.3.17.5 (Remote Grid) Updates to grid topology to minimize risk of ignition in HFTDs Remote GridWLDFRVegetation ContactAggregated | WLDFR | HFTD - Distribution - Tier 3 - 4QU CoRE ¦ 1QU LoRE | Red Flag Warning - Destructive Fires | Vegetation Contact | Aggregated | 2033 | 1.7971e-06 | 607.6134 | 0.0010919 | 2033 | Mitigation | 0.95 | 45 | 0 | esc | 0.00097009 | 1.7433e-09 | 0.00097009 | 1.7433e-09 | 0.034217 | 6.5318e-08 | 0.014004 | 6.2381e-11
[120 empty] | 7.3.3.17.5 (Remote Grid) Updates to grid topology to minimize risk of ignition in HFTDs Remote GridWLDFRVegetation ContactAggregated | WLDFR | HFTD - Distribution - Tier 3 - 4QU CoRE ¦ 1QU LoRE | Red Flag Warning - Destructive Fires | Vegetation Contact | Aggregated | 2034 | 1.7971e-06 | 607.6134 | 0.0010919 | 2034 | Mitigation | 0.95 | 45 | 0 | esc | 0.00097009 | 1.7433e-09 | 0.00097009 | 1.7433e-09 | 0.034217 | 6.5318e-08 | 0.014004 | 6.2381e-11
[120 empty] | 7.3.3.17.5 (Remote Grid) Updates to grid topology to minimize risk of ignition in HFTDs Remote GridWLDFRVegetation ContactAggregated | WLDFR | HFTD - Distribution - Tier 3 - 4QU CoRE ¦ 1QU LoRE | Red Flag Warning - Destructive Fires | Vegetation Contact | Aggregated | 2035 | 1.7971e-06 | 607.6134 | 0.0010919 | 2035 | Mitigation | 0.95 | 45 | 0 | esc | 0.00097009 | 1.7433e-09 | 0.00097009 | 1.7433e-09 | 0.034217 | 6.5318e-08 | 0.014004 | 6.2381e-11
[120 empty] | 7.3.3.17.5 (Remote Grid) Updates to grid topology to minimize risk of ignition in HFTDs Remote GridWLDFRVegetation ContactAggregated | WLDFR | HFTD - Distribution - Tier 3 - 4QU CoRE ¦ 1QU LoRE | Red Flag Warning - Destructive Fires | Vegetation Contact | Aggregated | 2036 | 1.7971e-06 | 607.6134 | 0.0010919 | 2036 | Mitigation | 0.95 | 45 | 0 | esc | 0.00097009 | 1.7433e-09 | 0.00097009 | 1.7433e-09 | 0.034217 | 6.5318e-08 | 0 | 0
[120 empty] | 7.3.3.17.5 (Remote Grid) Updates to grid topology to minimize risk of ignition in HFTDs Remote GridWLDFRVegetation ContactAggregated | WLDFR | HFTD - Distribution - Tier 3 - 4QU CoRE ¦ 1QU LoRE | Red Flag Warning - Destructive Fires | Vegetation Contact | Aggregated | 2037 | 1.7971e-06 | 607.6134 | 0.0010919 | 2037 | Mitigation | 0.95 | 45 | 0 | esc | 0.00097009 | 1.7433e-09 | 0.00097009 | 1.7433e-09 | 0.034217 | 6.5318e-08 | 0 | 0
[120 empty] | 7.3.3.17.5 (Remote Grid) Updates to grid topology to minimize risk of ignition in HFTDs Remote GridWLDFRVegetation ContactAggregated | WLDFR | HFTD - Distribution - Tier 3 - 4QU CoRE ¦ 1QU LoRE | Red Flag Warning - Destructive Fires | Vegetation Contact | Aggregated | 2038 | 1.7971e-06 | 607.6134 | 0.0010919 | 2038 | Mitigation | 0.95 | 45 | 0 | esc | 0.00097009 | 1.7433e-09 | 0.00097009 | 1.7433e-09 | 0.034217 | 6.5318e-08 | 0.012777 | 2.9723e-11
[120 empty] | 7.3.3.17.5 (Remote Grid) Updates to grid topology to minimize risk of ignition in HFTDs Remote GridWLDFRVegetation ContactAggregated | WLDFR | HFTD - Distribution - Tier 3 - 4QU CoRE ¦ 1QU LoRE | Red Flag Warning - Destructive Fires | Vegetation Contact | Aggregated | 2039 | 1.7971e-06 | 607.6134 | 0.0010919 | 2039 | Mitigation | 0.95 | 45 | 0 | esc | 0.00097009 | 1.7433e-09 | 0.00097009 | 1.7433e-09 | 0.034217 | 6.5318e-08 | 0.012777 | 2.9723e-11
[120 empty] | 7.3.3.17.5 (Remote Grid) Updates to grid topology to minimize risk of ignition in HFTDs Remote GridWLDFRVegetation ContactAggregated | WLDFR | HFTD - Distribution - Tier 3 - 4QU CoRE ¦ 1QU LoRE | Red Flag Warning - Destructive Fires | Vegetation Contact | Aggregated | 2040 | 1.7971e-06 | 607.6134 | 0.0010919 | 2040 | Mitigation | 0.95 | 45 | 0 | esc | 0.00097009 | 1.7433e-09 | 0.00097009 | 1.7433e-09 | 0.034217 | 6.5318e-08 | 0.012777 | 2.9723e-11
[120 empty] | 7.3.3.17.5 (Remote Grid) Updates to grid topology to minimize risk of ignition in HFTDs Remote GridWLDFRVegetation ContactAggregated | WLDFR | HFTD - Distribution - Tier 3 - 4QU CoRE ¦ 1QU LoRE | Red Flag Warning - Destructive Fires | Vegetation Contact | Aggregated | 2041 | 1.7971e-06 | 607.6134 | 0.0010919 | 2041 | Mitigation | 0.95 | 45 | 0 | esc | 0.00097009 | 1.7433e-09 | 0.00097009 | 1.7433e-09 | 0.034217 | 6.5318e-08 | 0.012777 | 2.9723e-11
[120 empty] | 7.3.3.17.5 (Remote Grid) Updates to grid topology to minimize risk of ignition in HFTDs Remote GridWLDFRVegetation ContactAggregated | WLDFR | HFTD - Distribution - Tier 3 - 4QU CoRE ¦ 1QU LoRE | Red Flag Warning - Destructive Fires | Vegetation Contact | Aggregated | 2042 | 1.7971e-06 | 607.6134 | 0.0010919 | 2042 | Mitigation | 0.95 | 45 | 0 | esc | 0.00097009 | 1.7433e-09 | 0.00097009 | 1.7433e-09 | 0.034217 | 6.5318e-08 | 0.012777 | 2.9723e-11
[120 empty] | 7.3.3.17.5 (Remote Grid) Updates to grid topology to minimize risk of ignition in HFTDs Remote GridWLDFRVegetation ContactAggregated | WLDFR | HFTD - Distribution - Tier 3 - 4QU CoRE ¦ 1QU LoRE | Red Flag Warning - Destructive Fires | Vegetation Contact | Aggregated | 2043 | 1.7971e-06 | 607.6134 | 0.0010919 | 2043 | Mitigation | 0.95 | 45 | 0 | esc | 0.00097009 | 1.7433e-09 | 0.00097009 | 1.7433e-09 | 0.034217 | 6.5318e-08 | 0.012777 | 2.9723e-11
[120 empty] | 7.3.3.17.5 (Remote Grid) Updates to grid topology to minimize risk of ignition in HFTDs Remote GridWLDFRVegetation ContactAggregated | WLDFR | HFTD - Distribution - Tier 3 - 4QU CoRE ¦ 1QU LoRE | Red Flag Warning - Destructive Fires | Vegetation Contact | Aggregated | 2044 | 1.7971e-06 | 607.6134 | 0.0010919 | 2044 | Mitigation | 0.95 | 45 | 0 | esc | 0.00097009 | 1.7433e-09 | 0.00097009 | 1.7433e-09 | 0.034217 | 6.5318e-08 | 0.012777 | 2.9723e-11
[120 empty] | 7.3.3.17.5 (Remote Grid) Updates to grid topology to minimize risk of ignition in HFTDs Remote GridWLDFRVegetation ContactAggregated | WLDFR | HFTD - Distribution - Tier 3 - 4QU CoRE ¦ 1QU LoRE | Red Flag Warning - Destructive Fires | Vegetation Contact | Aggregated | 2045 | 1.7971e-06 | 607.6134 | 0.0010919 | 2045 | Mitigation | 0.95 | 45 | 0 | esc | 0.00097009 | 1.7433e-09 | 0.00097009 | 1.7433e-09 | 0.034217 | 6.5318e-08 | 0.012777 | 2.9723e-11
[120 empty] | 7.3.3.17.5 (Remote Grid) Updates to grid topology to minimize risk of ignition in HFTDs Remote GridWLDFRVegetation ContactAggregated | WLDFR | HFTD - Distribution - Tier 3 - 4QU CoRE ¦ 1QU LoRE | Red Flag Warning - Destructive Fires | Vegetation Contact | Aggregated | 2046 | 1.7971e-06 | 607.6134 | 0.0010919 | 2046 | Mitigation | 0.95 | 45 | 0 | esc | 0.00097009 | 1.7433e-09 | 0.00097009 | 1.7433e-09 | 0.034217 | 6.5318e-08 | 0.012777 | 2.9723e-11
[120 empty] | 7.3.3.17.5 (Remote Grid) Updates to grid topology to minimize risk of ignition in HFTDs Remote GridWLDFRVegetation ContactAggregated | WLDFR | HFTD - Distribution - Tier 3 - 4QU CoRE ¦ 1QU LoRE | Red Flag Warning - Destructive Fires | Vegetation Contact | Aggregated | 2047 | 1.7971e-06 | 607.6134 | 0.0010919 | 2047 | Mitigation | 0.95 | 45 | 0 | esc | 0.00097009 | 1.7433e-09 | 0.00097009 | 1.7433e-09 | 0.034217 | 6.5318e-08 | 0.012777 | 2.9723e-11
[120 empty] | 7.3.3.17.5 (Remote Grid) Updates to grid topology to minimize risk of ignition in HFTDs Remote GridWLDFRVegetation ContactAggregated | WLDFR | HFTD - Distribution - Tier 3 - 4QU CoRE ¦ 1QU LoRE | Red Flag Warning - Destructive Fires | Vegetation Contact | Aggregated | 2048 | 1.7971e-06 | 607.6134 | 0.0010919 | 2048 | Mitigation | 0.95 | 45 | 0 | esc | 0.00097009 | 1.7433e-09 | 0.00097009 | 1.7433e-09 | 0.034217 | 6.5318e-08 | 0.012777 | 2.9723e-11
[120 empty] | 7.3.3.17.5 (Remote Grid) Updates to grid topology to minimize risk of ignition in HFTDs Remote GridWLDFRVegetation ContactAggregated | WLDFR | HFTD - Distribution - Tier 3 - 4QU CoRE ¦ 1QU LoRE | Red Flag Warning - Destructive Fires | Vegetation Contact | Aggregated | 2049 | 1.7971e-06 | 607.6134 | 0.0010919 | 2049 | Mitigation | 0.95 | 45 | 0 | esc | 0.00097009 | 1.7433e-09 | 0.00097009 | 1.7433e-09 | 0.034217 | 6.5318e-08 | 0.012777 | 2.9723e-11
[120 empty] | 7.3.3.17.5 (Remote Grid) Updates to grid topology to minimize risk of ignition in HFTDs Remote GridWLDFRVegetation ContactAggregated | WLDFR | HFTD - Distribution - Tier 3 - 4QU CoRE ¦ 1QU LoRE | Red Flag Warning - Destructive Fires | Vegetation Contact | Aggregated | 2050 | 1.7971e-06 | 607.6134 | 0.0010919 | 2050 | Mitigation | 0.95 | 45 | 0 | esc | 0.00097009 | 1.7433e-09 | 0.00097009 | 1.7433e-09 | 0.034217 | 6.5318e-08 | 0.012777 | 2.9723e-11
[120 empty] | 7.3.3.17.5 (Remote Grid) Updates to grid topology to minimize risk of ignition in HFTDs Remote GridWLDFRVegetation ContactAggregated | WLDFR | HFTD - Distribution - Tier 3 - 4QU CoRE ¦ 1QU LoRE | Red Flag Warning - Destructive Fires | Vegetation Contact | Aggregated | 2051 | 1.7971e-06 | 607.6134 | 0.0010919 | 2051 | Mitigation | 0.95 | 45 | 0 | esc | 0.00097009 | 1.7433e-09 | 0.00097009 | 1.7433e-09 | 0.034217 | 6.5318e-08 | 0.012777 | 2.9723e-11
[120 empty] | 7.3.3.17.5 (Remote Grid) Updates to grid topology to minimize risk of ignition in HFTDs Remote GridWLDFRVegetation ContactAggregated | WLDFR | HFTD - Distribution - Tier 3 - 4QU CoRE ¦ 1QU LoRE | Red Flag Warning - Destructive Fires | Vegetation Contact | Aggregated | 2052 | 1.7971e-06 | 607.6134 | 0.0010919 | 2052 | Mitigation | 0.95 | 45 | 0 | esc | 0.00097009 | 1.7433e-09 | 0.00097009 | 1.7433e-09 | 0.034217 | 6.5318e-08 | 0.012777 | 2.9723e-11
[120 empty] | 7.3.3.17.5 (Remote Grid) Updates to grid topology to minimize risk of ignition in HFTDs Remote GridWLDFRVegetation ContactAggregated | WLDFR | HFTD - Distribution - Tier 3 - 4QU CoRE ¦ 1QU LoRE | Red Flag Warning - Destructive Fires | Vegetation Contact | Aggregated | 2053 | 1.7971e-06 | 607.6134 | 0.0010919 | 2053 | Mitigation | 0.95 | 45 | 0 | esc | 0.00097009 | 1.7433e-09 | 0.00097009 | 1.7433e-09 | 0.034217 | 6.5318e-08 | 0.012777 | 2.9723e-11
[120 empty] | 7.3.3.17.5 (Remote Grid) Updates to grid topology to minimize risk of ignition in HFTDs Remote GridWLDFRVegetation ContactAggregated | WLDFR | HFTD - Distribution - Tier 3 - 4QU CoRE ¦ 1QU LoRE | Red Flag Warning - Destructive Fires | Vegetation Contact | Aggregated | 2054 | 1.7971e-06 | 607.6134 | 0.0010919 | 2054 | Mitigation | 0.95 | 45 | 0 | esc | 0.00097009 | 1.7433e-09 | 0.00097009 | 1.7433e-09 | 0.034217 | 6.5318e-08 | 0.012777 | 2.9723e-11
[120 empty] | 7.3.3.17.5 (Remote Grid) Updates to grid topology to minimize risk of ignition in HFTDs Remote GridWLDFRVegetation ContactAggregated | WLDFR | HFTD - Distribution - Tier 3 - 4QU CoRE ¦ 1QU LoRE | Red Flag Warning - Destructive Fires | Vegetation Contact | Aggregated | 2055 | 1.7971e-06 | 607.6134 | 0.0010919 | 2055 | Mitigation | 0.95 | 45 | 0 | esc | 0.00097009 | 1.7433e-09 | 0.00097009 | 1.7433e-09 | 0.034217 | 6.5318e-08 | 0.012777 | 2.9723e-11
[120 empty] | 7.3.3.17.5 (Remote Grid) Updates to grid topology to minimize risk of ignition in HFTDs Remote GridWLDFRVegetation ContactAggregated | WLDFR | HFTD - Distribution - Tier 3 - 4QU CoRE ¦ 1QU LoRE | Red Flag Warning - Destructive Fires | Vegetation Contact | Aggregated | 2056 | 1.7971e-06 | 607.6134 | 0.0010919 | 2056 | Mitigation | 0.95 | 45 | 0 | esc | 0.00097009 | 1.7433e-09 | 0.00097009 | 1.7433e-09 | 0.034217 | 6.5318e-08 | 0.012777 | 2.9723e-11
[120 empty] | 7.3.3.17.5 (Remote Grid) Updates to grid topology to minimize risk of ignition in HFTDs Remote GridWLDFRVegetation ContactAggregated | WLDFR | HFTD - Distribution - Tier 3 - 4QU CoRE ¦ 1QU LoRE | Red Flag Warning - Destructive Fires | Vegetation Contact | Aggregated | 2057 | 1.7971e-06 | 607.6134 | 0.0010919 | 2057 | Mitigation | 0.95 | 45 | 0 | esc | 0.00097009 | 1.7433e-09 | 0.00097009 | 1.7433e-09 | 0.034217 | 6.5318e-08 | 0.012777 | 2.9723e-11
[120 empty] | 7.3.3.17.5 (Remote Grid) Updates to grid topology to minimize risk of ignition in HFTDs Remote GridWLDFRVegetation ContactAggregated | WLDFR | HFTD - Distribution - Tier 3 - 4QU CoRE ¦ 1QU LoRE | Red Flag Warning - Destructive Fires | Vegetation Contact | Aggregated | 2058 | 1.7971e-06 | 607.6134 | 0.0010919 | 2058 | Mitigation | 0.95 | 45 | 0 | esc | 0.00097009 | 1.7433e-09 | 0.00097009 | 1.7433e-09 | 0.034217 | 6.5318e-08 | 0.012777 | 2.9723e-11
[120 empty] | 7.3.3.17.5 (Remote Grid) Updates to grid topology to minimize risk of ignition in HFTDs Remote GridWLDFRVegetation ContactAggregated | WLDFR | HFTD - Distribution - Tier 3 - 4QU CoRE ¦ 1QU LoRE | Red Flag Warning - Destructive Fires | Vegetation Contact | Aggregated | 2059 | 1.7971e-06 | 607.6134 | 0.0010919 | 2059 | Mitigation | 0.95 | 45 | 0 | esc | 0.00097009 | 1.7433e-09 | 0.00097009 | 1.7433e-09 | 0.034217 | 6.5318e-08 | 0.012777 | 2.9723e-11
[120 empty] | 7.3.3.17.5 (Remote Grid) Updates to grid topology to minimize risk of ignition in HFTDs Remote GridWLDFRVegetation ContactAggregated | WLDFR | HFTD - Distribution - Tier 3 - 4QU CoRE ¦ 1QU LoRE | Red Flag Warning - Destructive Fires | Vegetation Contact | Aggregated | 2060 | 1.7971e-06 | 607.6134 | 0.0010919 | 2060 | Mitigation | 0.95 | 45 | 0 | esc | 0.00097009 | 1.7433e-09 | 0.00097009 | 1.7433e-09 | 0.034217 | 6.5318e-08 | 0.012777 | 2.9723e-11
[120 empty] | 7.3.3.17.5 (Remote Grid) Updates to grid topology to minimize risk of ignition in HFTDs Remote GridWLDFRVegetation ContactAggregated | WLDFR | HFTD - Distribution - Tier 3 - 4QU CoRE ¦ 1QU LoRE | Red Flag Warning - Destructive Fires | Vegetation Contact | Aggregated | 2061 | 1.7971e-06 | 607.6134 | 0.0010919 | 2061 | Mitigation | 0.95 | 45 | 0 | esc | 0.00097009 | 1.7433e-09 | 0.00097009 | 1.7433e-09 | 0.034217 | 6.5318e-08 | 0.012777 | 2.9723e-11
[120 empty] | 7.3.3.17.5 (Remote Grid) Updates to grid topology to minimize risk of ignition in HFTDs Remote GridWLDFRVegetation ContactAggregated | WLDFR | HFTD - Distribution - Tier 3 - 4QU CoRE ¦ 1QU LoRE | Red Flag Warning - Destructive Fires | Vegetation Contact | Aggregated | 2062 | 1.7971e-06 | 607.6134 | 0.0010919 | 2062 | Mitigation | 0.95 | 45 | 0 | esc | 0.00097009 | 1.7433e-09 | 0.00097009 | 1.7433e-09 | 0.034217 | 6.5318e-08 | 0.012777 | 2.9723e-11
[120 empty] | 7.3.3.17.5 (Remote Grid) Updates to grid topology to minimize risk of ignition in HFTDs Remote GridWLDFRVegetation ContactAggregated | WLDFR | HFTD - Distribution - Tier 3 - 4QU CoRE ¦ 1QU LoRE | Red Flag Warning - Destructive Fires | Vegetation Contact | Aggregated | 2063 | 1.7971e-06 | 607.6134 | 0.0010919 | 2063 | Mitigation | 0.95 | 45 | 0 | esc | 0.00097009 | 1.7433e-09 | 0.00097009 | 1.7433e-09 | 0.034217 | 6.5318e-08 | 0.012777 | 2.9723e-11
[120 empty] | 7.3.3.17.5 (Remote Grid) Updates to grid topology to minimize risk of ignition in HFTDs Remote GridWLDFRVegetation ContactAggregated | WLDFR | HFTD - Distribution - Tier 3 - 4QU CoRE ¦ 1QU LoRE | Red Flag Warning - Destructive Fires | Vegetation Contact | Aggregated | 2064 | 1.7971e-06 | 607.6134 | 0.0010919 | 2064 | Mitigation | 0.95 | 45 | 0 | esc | 0.00097009 | 1.7433e-09 | 0.00097009 | 1.7433e-09 | 0.034217 | 6.5318e-08 | 0.012777 | 2.9723e-11
[120 empty] | 7.3.3.17.5 (Remote Grid) Updates to grid topology to minimize risk of ignition in HFTDs Remote GridWLDFRVegetation ContactAggregated | WLDFR | HFTD - Distribution - Tier 3 - 4QU CoRE ¦ 1QU LoRE | Red Flag Warning - Destructive Fires | Vegetation Contact | Aggregated | 2065 | 1.7971e-06 | 607.6134 | 0.0010919 | 2065 | Mitigation | 0.95 | 45 | 0 | esc | 0.00097009 | 1.7433e-09 | 0.00097009 | 1.7433e-09 | 0.034217 | 6.5318e-08 | 0.012777 | 2.9723e-11
[120 empty] | 7.3.3.17.5 (Remote Grid) Updates to grid topology to minimize risk of ignition in HFTDs Remote GridWLDFRVegetation ContactAggregated | WLDFR | HFTD - Distribution - Tier 3 - 4QU CoRE ¦ 1QU LoRE | Red Flag Warning - Destructive Fires | Vegetation Contact | Aggregated | 2066 | 1.7971e-06 | 607.6134 | 0.0010919 | 2066 | Mitigation | 0.95 | 45 | 0 | esc | 0.00097009 | 1.7433e-09 | 0.00097009 | 1.7433e-09 | 0.034217 | 6.5318e-08 | 0.012777 | 2.9723e-11
[120 empty] | 7.3.3.17.5 (Remote Grid) Updates to grid topology to minimize risk of ignition in HFTDs Remote GridWLDFRVegetation ContactAggregated | WLDFR | HFTD - Distribution - Tier 3 - 4QU CoRE ¦ 1QU LoRE | Red Flag Warning - Destructive Fires | Vegetation Contact | Aggregated | 2067 | 1.7971e-06 | 607.6134 | 0.0010919 | 2067 | Mitigation | 0.95 | 45 | 0 | esc | 0 | 0 | 0.00097009 | 1.7433e-09 | 0.034217 | 6.5318e-08 | 0.012777 | 2.9723e-11
[120 empty] | 7.3.3.17.5 (Remote Grid) Updates to grid topology to minimize risk of ignition in HFTDs Remote GridWLDFREquipment / facility failureAggregated | WLDFR | HFTD - Distribution - Tier 3 - 4QU CoRE ¦ 1QU LoRE | Red Flag Warning - Large Fires | Equipment / facility failure | Aggregated | 2022 | 1.5279e-05 | 607.6134 | 0.009284 | 2022 | Mitigation | 0.95 | 45 | 0 | esc | 0.00097009 | 1.4822e-08 | 0 | 0 | 0.034217 | 6.5318e-08 | 0 | 0
[120 empty] | 7.3.3.17.5 (Remote Grid) Updates to grid topology to minimize risk of ignition in HFTDs Remote GridWLDFREquipment / facility failureAggregated | WLDFR | HFTD - Distribution - Tier 3 - 4QU CoRE ¦ 1QU LoRE | Red Flag Warning - Large Fires | Equipment / facility failure | Aggregated | 2023 | 1.5279e-05 | 607.6134 | 0.009284 | 2023 | Mitigation | 0.95 | 45 | 0 | esc | 0.00097009 | 1.4822e-08 | 0.00097009 | 1.4822e-08 | 0.034217 | 6.5318e-08 | 0 | 0
[120 empty] | 7.3.3.17.5 (Remote Grid) Updates to grid topology to minimize risk of ignition in HFTDs Remote GridWLDFREquipment / facility failureAggregated | WLDFR | HFTD - Distribution - Tier 3 - 4QU CoRE ¦ 1QU LoRE | Red Flag Warning - Large Fires | Equipment / facility failure | Aggregated | 2024 | 1.5279e-05 | 607.6134 | 0.009284 | 2024 | Mitigation | 0.95 | 45 | 0 | esc | 0.00097009 | 1.4822e-08 | 0.00097009 | 1.4822e-08 | 0.034217 | 6.5318e-08 | 0.012705 | 2.4571e-11
[120 empty] | 7.3.3.17.5 (Remote Grid) Updates to grid topology to minimize risk of ignition in HFTDs Remote GridWLDFREquipment / facility failureAggregated | WLDFR | HFTD - Distribution - Tier 3 - 4QU CoRE ¦ 1QU LoRE | Red Flag Warning - Large Fires | Equipment / facility failure | Aggregated | 2025 | 1.5279e-05 | 607.6134 | 0.009284 | 2025 | Mitigation | 0.95 | 45 | 0 | esc | 0.00097009 | 1.4822e-08 | 0.00097009 | 1.4822e-08 | 0.034217 | 6.5318e-08 | 0.012705 | 2.4571e-11
[120 empty] | 7.3.3.17.5 (Remote Grid) Updates to grid topology to minimize risk of ignition in HFTDs Remote GridWLDFREquipment / facility failureAggregated | WLDFR | HFTD - Distribution - Tier 3 - 4QU CoRE ¦ 1QU LoRE | Red Flag Warning - Large Fires | Equipment / facility failure | Aggregated | 2026 | 1.5279e-05 | 607.6134 | 0.009284 | 2026 | Mitigation | 0.95 | 45 | 0 | esc | 0.00097009 | 1.4822e-08 | 0.00097009 | 1.4822e-08 | 0.034217 | 6.5318e-08 | 0.012705 | 2.4571e-11
[120 empty] | 7.3.3.17.5 (Remote Grid) Updates to grid topology to minimize risk of ignition in HFTDs Remote GridWLDFREquipment / facility failureAggregated | WLDFR | HFTD - Distribution - Tier 3 - 4QU CoRE ¦ 1QU LoRE | Red Flag Warning - Large Fires | Equipment / facility failure | Aggregated | 2027 | 1.5279e-05 | 607.6134 | 0.009284 | 2027 | Mitigation | 0.95 | 45 | 0 | esc | 0.00097009 | 1.4822e-08 | 0.00097009 | 1.4822e-08 | 0.034217 | 6.5318e-08 | 0.012705 | 2.4571e-11
[120 empty] | 7.3.3.17.5 (Remote Grid) Updates to grid topology to minimize risk of ignition in HFTDs Remote GridWLDFREquipment / facility failureAggregated | WLDFR | HFTD - Distribution - Tier 3 - 4QU CoRE ¦ 1QU LoRE | Red Flag Warning - Large Fires | Equipment / facility failure | Aggregated | 2028 | 1.5279e-05 | 607.6134 | 0.009284 | 2028 | Mitigation | 0.95 | 45 | 0 | esc | 0.00097009 | 1.4822e-08 | 0.00097009 | 1.4822e-08 | 0 | 0 | 0.012705 | 2.4571e-11
[120 empty] | 7.3.3.17.5 (Remote Grid) Updates to grid topology to minimize risk of ignition in HFTDs Remote GridWLDFREquipment / facility failureAggregated | WLDFR | HFTD - Distribution - Tier 3 - 4QU CoRE ¦ 1QU LoRE | Red Flag Warning - Large Fires | Equipment / facility failure | Aggregated | 2029 | 1.5279e-05 | 607.6134 | 0.009284 | 2029 | Mitigation | 0.95 | 45 | 0 | esc | 0.00097009 | 1.4822e-08 | 0.00097009 | 1.4822e-08 | 0.034217 | 7.1823e-12 | 0.012705 | 2.4571e-11
[120 empty] | 7.3.3.17.5 (Remote Grid) Updates to grid topology to minimize risk of ignition in HFTDs Remote GridWLDFREquipment / facility failureAggregated | WLDFR | HFTD - Distribution - Tier 3 - 4QU CoRE ¦ 1QU LoRE | Red Flag Warning - Large Fires | Equipment / facility failure | Aggregated | 2030 | 1.5279e-05 | 607.6134 | 0.009284 | 2030 | Mitigation | 0.95 | 45 | 0 | esc | 0.00097009 | 1.4822e-08 | 0.00097009 | 1.4822e-08 | 0.034217 | 7.1823e-12 | 0.012705 | 2.4571e-11
[120 empty] | 7.3.3.17.5 (Remote Grid) Updates to grid topology to minimize risk of ignition in HFTDs Remote GridWLDFREquipment / facility failureAggregated | WLDFR | HFTD - Distribution - Tier 3 - 4QU CoRE ¦ 1QU LoRE | Red Flag Warning - Large Fires | Equipment / facility failure | Aggregated | 2031 | 1.5279e-05 | 607.6134 | 0.009284 | 2031 | Mitigation | 0.95 | 45 | 0 | esc | 0.00097009 | 1.4822e-08 | 0.00097009 | 1.4822e-08 | 0.034217 | 7.1823e-12 | 0.012705 | 2.4571e-11
[120 empty] | 7.3.3.17.5 (Remote Grid) Updates to grid topology to minimize risk of ignition in HFTDs Remote GridWLDFREquipment / facility failureAggregated | WLDFR | HFTD - Distribution - Tier 3 - 4QU CoRE ¦ 1QU LoRE | Red Flag Warning - Large Fires | Equipment / facility failure | Aggregated | 2032 | 1.5279e-05 | 607.6134 | 0.009284 | 2032 | Mitigation | 0.95 | 45 | 0 | esc | 0.00097009 | 1.4822e-08 | 0.00097009 | 1.4822e-08 | 0.034217 | 7.1823e-12 | 0.012705 | 2.4571e-11
[120 empty] | 7.3.3.17.5 (Remote Grid) Updates to grid topology to minimize risk of ignition in HFTDs Remote GridWLDFREquipment / facility failureAggregated | WLDFR | HFTD - Distribution - Tier 3 - 4QU CoRE ¦ 1QU LoRE | Red Flag Warning - Large Fires | Equipment / facility failure | Aggregated | 2033 | 1.5279e-05 | 607.6134 | 0.009284 | 2033 | Mitigation | 0.95 | 45 | 0 | esc | 0.00097009 | 1.4822e-08 | 0.00097009 | 1.4822e-08 | 0.034217 | 7.1823e-12 | 0.012705 | 2.4571e-11
[120 empty] | 7.3.3.17.5 (Remote Grid) Updates to grid topology to minimize risk of ignition in HFTDs Remote GridWLDFREquipment / facility failureAggregated | WLDFR | HFTD - Distribution - Tier 3 - 4QU CoRE ¦ 1QU LoRE | Red Flag Warning - Large Fires | Equipment / facility failure | Aggregated | 2034 | 1.5279e-05 | 607.6134 | 0.009284 | 2034 | Mitigation | 0.95 | 45 | 0 | esc | 0.00097009 | 1.4822e-08 | 0.00097009 | 1.4822e-08 | 0.034217 | 7.1823e-12 | 0.012705 | 2.4571e-11
[120 empty] | 7.3.3.17.5 (Remote Grid) Updates to grid topology to minimize risk of ignition in HFTDs Remote GridWLDFREquipment / facility failureAggregated | WLDFR | HFTD - Distribution - Tier 3 - 4QU CoRE ¦ 1QU LoRE | Red Flag Warning - Large Fires | Equipment / facility failure | Aggregated | 2035 | 1.5279e-05 | 607.6134 | 0.009284 | 2035 | Mitigation | 0.95 | 45 | 0 | esc | 0.00097009 | 1.4822e-08 | 0.00097009 | 1.4822e-08 | 0.034217 | 7.1823e-12 | 0.012705 | 2.4571e-11
[120 empty] | 7.3.3.17.5 (Remote Grid) Updates to grid topology to minimize risk of ignition in HFTDs Remote GridWLDFREquipment / facility failureAggregated | WLDFR | HFTD - Distribution - Tier 3 - 4QU CoRE ¦ 1QU LoRE | Red Flag Warning - Large Fires | Equipment / facility failure | Aggregated | 2036 | 1.5279e-05 | 607.6134 | 0.009284 | 2036 | Mitigation | 0.95 | 45 | 0 | esc | 0.00097009 | 1.4822e-08 | 0.00097009 | 1.4822e-08 | 0.034217 | 7.1823e-12 | 0.012705 | 2.4571e-11
[120 empty] | 7.3.3.17.5 (Remote Grid) Updates to grid topology to minimize risk of ignition in HFTDs Remote GridWLDFREquipment / facility failureAggregated | WLDFR | HFTD - Distribution - Tier 3 - 4QU CoRE ¦ 1QU LoRE | Red Flag Warning - Large Fires | Equipment / facility failure | Aggregated | 2037 | 1.5279e-05 | 607.6134 | 0.009284 | 2037 | Mitigation | 0.95 | 45 | 0 | esc | 0.00097009 | 1.4822e-08 | 0.00097009 | 1.4822e-08 | 0.034217 | 7.1823e-12 | 0.012705 | 2.4571e-11
[120 empty] | 7.3.3.17.5 (Remote Grid) Updates to grid topology to minimize risk of ignition in HFTDs Remote GridWLDFREquipment / facility failureAggregated | WLDFR | HFTD - Distribution - Tier 3 - 4QU CoRE ¦ 1QU LoRE | Red Flag Warning - Large Fires | Equipment / facility failure | Aggregated | 2038 | 1.5279e-05 | 607.6134 | 0.009284 | 2038 | Mitigation | 0.95 | 45 | 0 | esc | 0.00097009 | 1.4822e-08 | 0.00097009 | 1.4822e-08 | 0.034217 | 7.1823e-12 | 0.012705 | 2.4571e-11
[120 empty] | 7.3.3.17.5 (Remote Grid) Updates to grid topology to minimize risk of ignition in HFTDs Remote GridWLDFREquipment / facility failureAggregated | WLDFR | HFTD - Distribution - Tier 3 - 4QU CoRE ¦ 1QU LoRE | Red Flag Warning - Large Fires | Equipment / facility failure | Aggregated | 2039 | 1.5279e-05 | 607.6134 | 0.009284 | 2039 | Mitigation | 0.95 | 45 | 0 | esc | 0.00097009 | 1.4822e-08 | 0.00097009 | 1.4822e-08 | 0.034217 | 7.1823e-12 | 0.012705 | 2.4571e-11
[120 empty] | 7.3.3.17.5 (Remote Grid) Updates to grid topology to minimize risk of ignition in HFTDs Remote GridWLDFREquipment / facility failureAggregated | WLDFR | HFTD - Distribution - Tier 3 - 4QU CoRE ¦ 1QU LoRE | Red Flag Warning - Large Fires | Equipment / facility failure | Aggregated | 2040 | 1.5279e-05 | 607.6134 | 0.009284 | 2040 | Mitigation | 0.95 | 45 | 0 | esc | 0.00097009 | 1.4822e-08 | 0.00097009 | 1.4822e-08 | 0.034217 | 7.1823e-12 | 0.012705 | 2.4571e-11
[120 empty] | 7.3.3.17.5 (Remote Grid) Updates to grid topology to minimize risk of ignition in HFTDs Remote GridWLDFREquipment / facility failureAggregated | WLDFR | HFTD - Distribution - Tier 3 - 4QU CoRE ¦ 1QU LoRE | Red Flag Warning - Large Fires | Equipment / facility failure | Aggregated | 2041 | 1.5279e-05 | 607.6134 | 0.009284 | 2041 | Mitigation | 0.95 | 45 | 0 | esc | 0.00097009 | 1.4822e-08 | 0.00097009 | 1.4822e-08 | 0.034217 | 7.1823e-12 | 0.012705 | 2.4571e-11
[120 empty] | 7.3.3.17.5 (Remote Grid) Updates to grid topology to minimize risk of ignition in HFTDs Remote GridWLDFREquipment / facility failureAggregated | WLDFR | HFTD - Distribution - Tier 3 - 4QU CoRE ¦ 1QU LoRE | Red Flag Warning - Large Fires | Equipment / facility failure | Aggregated | 2042 | 1.5279e-05 | 607.6134 | 0.009284 | 2042 | Mitigation | 0.95 | 45 | 0 | esc | 0.00097009 | 1.4822e-08 | 0.00097009 | 1.4822e-08 | 0.034217 | 7.1823e-12 | 0.012705 | 2.4571e-11
[120 empty] | 7.3.3.17.5 (Remote Grid) Updates to grid topology to minimize risk of ignition in HFTDs Remote GridWLDFREquipment / facility failureAggregated | WLDFR | HFTD - Distribution - Tier 3 - 4QU CoRE ¦ 1QU LoRE | Red Flag Warning - Large Fires | Equipment / facility failure | Aggregated | 2043 | 1.5279e-05 | 607.6134 | 0.009284 | 2043 | Mitigation | 0.95 | 45 | 0 | esc | 0.00097009 | 1.4822e-08 | 0.00097009 | 1.4822e-08 | 0.034217 | 7.1823e-12 | 0.012705 | 2.4571e-11
[120 empty] | 7.3.3.17.5 (Remote Grid) Updates to grid topology to minimize risk of ignition in HFTDs Remote GridWLDFREquipment / facility failureAggregated | WLDFR | HFTD - Distribution - Tier 3 - 4QU CoRE ¦ 1QU LoRE | Red Flag Warning - Large Fires | Equipment / facility failure | Aggregated | 2044 | 1.5279e-05 | 607.6134 | 0.009284 | 2044 | Mitigation | 0.95 | 45 | 0 | esc | 0.00097009 | 1.4822e-08 | 0.00097009 | 1.4822e-08 | 0.034217 | 7.1823e-12 | 0.012705 | 2.4571e-11
[120 empty] | 7.3.3.17.5 (Remote Grid) Updates to grid topology to minimize risk of ignition in HFTDs Remote GridWLDFREquipment / facility failureAggregated | WLDFR | HFTD - Distribution - Tier 3 - 4QU CoRE ¦ 1QU LoRE | Red Flag Warning - Large Fires | Equipment / facility failure | Aggregated | 2045 | 1.5279e-05 | 607.6134 | 0.009284 | 2045 | Mitigation | 0.95 | 45 | 0 | esc | 0.00097009 | 1.4822e-08 | 0.00097009 | 1.4822e-08 | 0.034217 | 7.1823e-12 | 0.012705 | 2.4571e-11
[120 empty] | 7.3.3.17.5 (Remote Grid) Updates to grid topology to minimize risk of ignition in HFTDs Remote GridWLDFREquipment / facility failureAggregated | WLDFR | HFTD - Distribution - Tier 3 - 4QU CoRE ¦ 1QU LoRE | Red Flag Warning - Large Fires | Equipment / facility failure | Aggregated | 2046 | 1.5279e-05 | 607.6134 | 0.009284 | 2046 | Mitigation | 0.95 | 45 | 0 | esc | 0.00097009 | 1.4822e-08 | 0.00097009 | 1.4822e-08 | 0.034217 | 7.1823e-12 | 0.012705 | 2.4571e-11
[120 empty] | 7.3.3.17.5 (Remote Grid) Updates to grid topology to minimize risk of ignition in HFTDs Remote GridWLDFREquipment / facility failureAggregated | WLDFR | HFTD - Distribution - Tier 3 - 4QU CoRE ¦ 1QU LoRE | Red Flag Warning - Large Fires | Equipment / facility failure | Aggregated | 2047 | 1.5279e-05 | 607.6134 | 0.009284 | 2047 | Mitigation | 0.95 | 45 | 0 | esc | 0.00097009 | 1.4822e-08 | 0.00097009 | 1.4822e-08 | 0.034217 | 7.1823e-12 | 0.012705 | 2.4571e-11
[120 empty] | 7.3.3.17.5 (Remote Grid) Updates to grid topology to minimize risk of ignition in HFTDs Remote GridWLDFREquipment / facility failureAggregated | WLDFR | HFTD - Distribution - Tier 3 - 4QU CoRE ¦ 1QU LoRE | Red Flag Warning - Large Fires | Equipment / facility failure | Aggregated | 2048 | 1.5279e-05 | 607.6134 | 0.009284 | 2048 | Mitigation | 0.95 | 45 | 0 | esc | 0.00097009 | 1.4822e-08 | 0.00097009 | 1.4822e-08 | 0.034217 | 7.1823e-12 | 0.012705 | 2.4571e-11
[120 empty] | 7.3.3.17.5 (Remote Grid) Updates to grid topology to minimize risk of ignition in HFTDs Remote GridWLDFREquipment / facility failureAggregated | WLDFR | HFTD - Distribution - Tier 3 - 4QU CoRE ¦ 1QU LoRE | Red Flag Warning - Large Fires | Equipment / facility failure | Aggregated | 2049 | 1.5279e-05 | 607.6134 | 0.009284 | 2049 | Mitigation | 0.95 | 45 | 0 | esc | 0.00097009 | 1.4822e-08 | 0.00097009 | 1.4822e-08 | 0.034217 | 7.1823e-12 | 0.012705 | 2.4571e-11
[120 empty] | 7.3.3.17.5 (Remote Grid) Updates to grid topology to minimize risk of ignition in HFTDs Remote GridWLDFREquipment / facility failureAggregated | WLDFR | HFTD - Distribution - Tier 3 - 4QU CoRE ¦ 1QU LoRE | Red Flag Warning - Large Fires | Equipment / facility failure | Aggregated | 2050 | 1.5279e-05 | 607.6134 | 0.009284 | 2050 | Mitigation | 0.95 | 45 | 0 | esc | 0.00097009 | 1.4822e-08 | 0.00097009 | 1.4822e-08 | 0.034217 | 7.1823e-12 | 0.012705 | 2.4571e-11
[120 empty] | 7.3.3.17.5 (Remote Grid) Updates to grid topology to minimize risk of ignition in HFTDs Remote GridWLDFREquipment / facility failureAggregated | WLDFR | HFTD - Distribution - Tier 3 - 4QU CoRE ¦ 1QU LoRE | Red Flag Warning - Large Fires | Equipment / facility failure | Aggregated | 2051 | 1.5279e-05 | 607.6134 | 0.009284 | 2051 | Mitigation | 0.95 | 45 | 0 | esc | 0.00097009 | 1.4822e-08 | 0.00097009 | 1.4822e-08 | 0.034217 | 7.1823e-12 | 0.012705 | 2.4571e-11
[120 empty] | 7.3.3.17.5 (Remote Grid) Updates to grid topology to minimize risk of ignition in HFTDs Remote GridWLDFREquipment / facility failureAggregated | WLDFR | HFTD - Distribution - Tier 3 - 4QU CoRE ¦ 1QU LoRE | Red Flag Warning - Large Fires | Equipment / facility failure | Aggregated | 2052 | 1.5279e-05 | 607.6134 | 0.009284 | 2052 | Mitigation | 0.95 | 45 | 0 | esc | 0.00097009 | 1.4822e-08 | 0.00097009 | 1.4822e-08 | 0.034217 | 7.1823e-12 | 0.012705 | 2.4571e-11
[120 empty] | 7.3.3.17.5 (Remote Grid) Updates to grid topology to minimize risk of ignition in HFTDs Remote GridWLDFREquipment / facility failureAggregated | WLDFR | HFTD - Distribution - Tier 3 - 4QU CoRE ¦ 1QU LoRE | Red Flag Warning - Large Fires | Equipment / facility failure | Aggregated | 2053 | 1.5279e-05 | 607.6134 | 0.009284 | 2053 | Mitigation | 0.95 | 45 | 0 | esc | 0.00097009 | 1.4822e-08 | 0.00097009 | 1.4822e-08 | 0.034217 | 7.1823e-12 | 0.012705 | 2.4571e-11
[120 empty] | 7.3.3.17.5 (Remote Grid) Updates to grid topology to minimize risk of ignition in HFTDs Remote GridWLDFREquipment / facility failureAggregated | WLDFR | HFTD - Distribution - Tier 3 - 4QU CoRE ¦ 1QU LoRE | Red Flag Warning - Large Fires | Equipment / facility failure | Aggregated | 2054 | 1.5279e-05 | 607.6134 | 0.009284 | 2054 | Mitigation | 0.95 | 45 | 0 | esc | 0.00097009 | 1.4822e-08 | 0.00097009 | 1.4822e-08 | 0.034217 | 7.1823e-12 | 0 | 0
[120 empty] | 7.3.3.17.5 (Remote Grid) Updates to grid topology to minimize risk of ignition in HFTDs Remote GridWLDFREquipment / facility failureAggregated | WLDFR | HFTD - Distribution - Tier 3 - 4QU CoRE ¦ 1QU LoRE | Red Flag Warning - Large Fires | Equipment / facility failure | Aggregated | 2055 | 1.5279e-05 | 607.6134 | 0.009284 | 2055 | Mitigation | 0.95 | 45 | 0 | esc | 0.00097009 | 1.4822e-08 | 0.00097009 | 1.4822e-08 | 0.034217 | 7.1823e-12 | 0 | 0
[120 empty] | 7.3.3.17.5 (Remote Grid) Updates to grid topology to minimize risk of ignition in HFTDs Remote GridWLDFREquipment / facility failureAggregated | WLDFR | HFTD - Distribution - Tier 3 - 4QU CoRE ¦ 1QU LoRE | Red Flag Warning - Large Fires | Equipment / facility failure | Aggregated | 2056 | 1.5279e-05 | 607.6134 | 0.009284 | 2056 | Mitigation | 0.95 | 45 | 0 | esc | 0.00097009 | 1.4822e-08 | 0.00097009 | 1.4822e-08 | 0.034217 | 7.1823e-12 | 0.01662 | 9.638e-12
[120 empty] | 7.3.3.17.5 (Remote Grid) Updates to grid topology to minimize risk of ignition in HFTDs Remote GridWLDFREquipment / facility failureAggregated | WLDFR | HFTD - Distribution - Tier 3 - 4QU CoRE ¦ 1QU LoRE | Red Flag Warning - Large Fires | Equipment / facility failure | Aggregated | 2057 | 1.5279e-05 | 607.6134 | 0.009284 | 2057 | Mitigation | 0.95 | 45 | 0 | esc | 0.00097009 | 1.4822e-08 | 0.00097009 | 1.4822e-08 | 0.034217 | 7.1823e-12 | 0.01662 | 9.638e-12
[120 empty] | 7.3.3.17.5 (Remote Grid) Updates to grid topology to minimize risk of ignition in HFTDs Remote GridWLDFREquipment / facility failureAggregated | WLDFR | HFTD - Distribution - Tier 3 - 4QU CoRE ¦ 1QU LoRE | Red Flag Warning - Large Fires | Equipment / facility failure | Aggregated | 2058 | 1.5279e-05 | 607.6134 | 0.009284 | 2058 | Mitigation | 0.95 | 45 | 0 | esc | 0.00097009 | 1.4822e-08 | 0.00097009 | 1.4822e-08 | 0.034217 | 7.1823e-12 | 0.01662 | 9.638e-12
[120 empty] | 7.3.3.17.5 (Remote Grid) Updates to grid topology to minimize risk of ignition in HFTDs Remote GridWLDFREquipment / facility failureAggregated | WLDFR | HFTD - Distribution - Tier 3 - 4QU CoRE ¦ 1QU LoRE | Red Flag Warning - Large Fires | Equipment / facility failure | Aggregated | 2059 | 1.5279e-05 | 607.6134 | 0.009284 | 2059 | Mitigation | 0.95 | 45 | 0 | esc | 0.00097009 | 1.4822e-08 | 0.00097009 | 1.4822e-08 | 0.034217 | 7.1823e-12 | 0.01662 | 9.638e-12
[120 empty] | 7.3.3.17.5 (Remote Grid) Updates to grid topology to minimize risk of ignition in HFTDs Remote GridWLDFREquipment / facility failureAggregated | WLDFR | HFTD - Distribution - Tier 3 - 4QU CoRE ¦ 1QU LoRE | Red Flag Warning - Large Fires | Equipment / facility failure | Aggregated | 2060 | 1.5279e-05 | 607.6134 | 0.009284 | 2060 | Mitigation | 0.95 | 45 | 0 | esc | 0.00097009 | 1.4822e-08 | 0.00097009 | 1.4822e-08 | 0.034217 | 7.1823e-12 | 0.01662 | 9.638e-12
[120 empty] | 7.3.3.17.5 (Remote Grid) Updates to grid topology to minimize risk of ignition in HFTDs Remote GridWLDFREquipment / facility failureAggregated | WLDFR | HFTD - Distribution - Tier 3 - 4QU CoRE ¦ 1QU LoRE | Red Flag Warning - Large Fires | Equipment / facility failure | Aggregated | 2061 | 1.5279e-05 | 607.6134 | 0.009284 | 2061 | Mitigation | 0.95 | 45 | 0 | esc | 0.00097009 | 1.4822e-08 | 0.00097009 | 1.4822e-08 | 0.034217 | 7.1823e-12 | 0.01662 | 9.638e-12
[120 empty] | 7.3.3.17.5 (Remote Grid) Updates to grid topology to minimize risk of ignition in HFTDs Remote GridWLDFREquipment / facility failureAggregated | WLDFR | HFTD - Distribution - Tier 3 - 4QU CoRE ¦ 1QU LoRE | Red Flag Warning - Large Fires | Equipment / facility failure | Aggregated | 2062 | 1.5279e-05 | 607.6134 | 0.009284 | 2062 | Mitigation | 0.95 | 45 | 0 | esc | 0.00097009 | 1.4822e-08 | 0.00097009 | 1.4822e-08 | 0.034217 | 7.1823e-12 | 0.01662 | 9.638e-12
[120 empty] | 7.3.3.17.5 (Remote Grid) Updates to grid topology to minimize risk of ignition in HFTDs Remote GridWLDFREquipment / facility failureAggregated | WLDFR | HFTD - Distribution - Tier 3 - 4QU CoRE ¦ 1QU LoRE | Red Flag Warning - Large Fires | Equipment / facility failure | Aggregated | 2063 | 1.5279e-05 | 607.6134 | 0.009284 | 2063 | Mitigation | 0.95 | 45 | 0 | esc | 0.00097009 | 1.4822e-08 | 0.00097009 | 1.4822e-08 | 0.034217 | 7.1823e-12 | 0.01662 | 9.638e-12
[120 empty] | 7.3.3.17.5 (Remote Grid) Updates to grid topology to minimize risk of ignition in HFTDs Remote GridWLDFREquipment / facility failureAggregated | WLDFR | HFTD - Distribution - Tier 3 - 4QU CoRE ¦ 1QU LoRE | Red Flag Warning - Large Fires | Equipment / facility failure | Aggregated | 2064 | 1.5279e-05 | 607.6134 | 0.009284 | 2064 | Mitigation | 0.95 | 45 | 0 | esc | 0.00097009 | 1.4822e-08 | 0.00097009 | 1.4822e-08 | 0.034217 | 7.1823e-12 | 0.01662 | 9.638e-12
[120 empty] | 7.3.3.17.5 (Remote Grid) Updates to grid topology to minimize risk of ignition in HFTDs Remote GridWLDFREquipment / facility failureAggregated | WLDFR | HFTD - Distribution - Tier 3 - 4QU CoRE ¦ 1QU LoRE | Red Flag Warning - Large Fires | Equipment / facility failure | Aggregated | 2065 | 1.5279e-05 | 607.6134 | 0.009284 | 2065 | Mitigation | 0.95 | 45 | 0 | esc | 0.00097009 | 1.4822e-08 | 0.00097009 | 1.4822e-08 | 0.034217 | 7.1823e-12 | 0.01662 | 9.638e-12
[120 empty] | 7.3.3.17.5 (Remote Grid) Updates to grid topology to minimize risk of ignition in HFTDs Remote GridWLDFREquipment / facility failureAggregated | WLDFR | HFTD - Distribution - Tier 3 - 4QU CoRE ¦ 1QU LoRE | Red Flag Warning - Large Fires | Equipment / facility failure | Aggregated | 2066 | 1.5279e-05 | 607.6134 | 0.009284 | 2066 | Mitigation | 0.95 | 45 | 0 | esc | 0.00097009 | 1.4822e-08 | 0.00097009 | 1.4822e-08 | 0.034217 | 7.1823e-12 | 0.01662 | 9.638e-12
[120 empty] | 7.3.3.17.5 (Remote Grid) Updates to grid topology to minimize risk of ignition in HFTDs Remote GridWLDFREquipment / facility failureAggregated | WLDFR | HFTD - Distribution - Tier 3 - 4QU CoRE ¦ 1QU LoRE | Red Flag Warning - Large Fires | Equipment / facility failure | Aggregated | 2067 | 1.5279e-05 | 607.6134 | 0.009284 | 2067 | Mitigation | 0.95 | 45 | 0 | esc | 0 | 0 | 0.00097009 | 1.4822e-08 | 0.034217 | 7.1823e-12 | 0.01662 | 9.638e-12
[120 empty] | 7.3.3.17.5 (Remote Grid) Updates to grid topology to minimize risk of ignition in HFTDs Remote GridWLDFRVegetation ContactAggregated | WLDFR | HFTD - Distribution - Tier 3 - 4QU CoRE ¦ 1QU LoRE | Red Flag Warning - Large Fires | Vegetation Contact | Aggregated | 2022 | 2.2544e-05 | 607.6134 | 0.013698 | 2022 | Mitigation | 0.95 | 45 | 0 | esc | 0.00097009 | 2.187e-08 | 0 | 0 | 0.034217 | 7.1823e-12 | 0.01662 | 9.638e-12
[120 empty] | 7.3.3.17.5 (Remote Grid) Updates to grid topology to minimize risk of ignition in HFTDs Remote GridWLDFRVegetation ContactAggregated | WLDFR | HFTD - Distribution - Tier 3 - 4QU CoRE ¦ 1QU LoRE | Red Flag Warning - Large Fires | Vegetation Contact | Aggregated | 2023 | 2.2544e-05 | 607.6134 | 0.013698 | 2023 | Mitigation | 0.95 | 45 | 0 | esc | 0.00097009 | 2.187e-08 | 0.00097009 | 2.187e-08 | 0.034217 | 7.1823e-12 | 0.01662 | 9.638e-12
[120 empty] | 7.3.3.17.5 (Remote Grid) Updates to grid topology to minimize risk of ignition in HFTDs Remote GridWLDFRVegetation ContactAggregated | WLDFR | HFTD - Distribution - Tier 3 - 4QU CoRE ¦ 1QU LoRE | Red Flag Warning - Large Fires | Vegetation Contact | Aggregated | 2024 | 2.2544e-05 | 607.6134 | 0.013698 | 2024 | Mitigation | 0.95 | 45 | 0 | esc | 0.00097009 | 2.187e-08 | 0.00097009 | 2.187e-08 | 0.034217 | 7.1823e-12 | 0.01662 | 9.638e-12
[120 empty] | 7.3.3.17.5 (Remote Grid) Updates to grid topology to minimize risk of ignition in HFTDs Remote GridWLDFRVegetation ContactAggregated | WLDFR | HFTD - Distribution - Tier 3 - 4QU CoRE ¦ 1QU LoRE | Red Flag Warning - Large Fires | Vegetation Contact | Aggregated | 2025 | 2.2544e-05 | 607.6134 | 0.013698 | 2025 | Mitigation | 0.95 | 45 | 0 | esc | 0.00097009 | 2.187e-08 | 0.00097009 | 2.187e-08 | 0.034217 | 7.1823e-12 | 0.01662 | 9.638e-12
[120 empty] | 7.3.3.17.5 (Remote Grid) Updates to grid topology to minimize risk of ignition in HFTDs Remote GridWLDFRVegetation ContactAggregated | WLDFR | HFTD - Distribution - Tier 3 - 4QU CoRE ¦ 1QU LoRE | Red Flag Warning - Large Fires | Vegetation Contact | Aggregated | 2026 | 2.2544e-05 | 607.6134 | 0.013698 | 2026 | Mitigation | 0.95 | 45 | 0 | esc | 0.00097009 | 2.187e-08 | 0.00097009 | 2.187e-08 | 0.034217 | 7.1823e-12 | 0.01662 | 9.638e-12
[120 empty] | 7.3.3.17.5 (Remote Grid) Updates to grid topology to minimize risk of ignition in HFTDs Remote GridWLDFRVegetation ContactAggregated | WLDFR | HFTD - Distribution - Tier 3 - 4QU CoRE ¦ 1QU LoRE | Red Flag Warning - Large Fires | Vegetation Contact | Aggregated | 2027 | 2.2544e-05 | 607.6134 | 0.013698 | 2027 | Mitigation | 0.95 | 45 | 0 | esc | 0.00097009 | 2.187e-08 | 0.00097009 | 2.187e-08 | 0.034217 | 7.1823e-12 | 0.01662 | 9.638e-12
[120 empty] | 7.3.3.17.5 (Remote Grid) Updates to grid topology to minimize risk of ignition in HFTDs Remote GridWLDFRVegetation ContactAggregated | WLDFR | HFTD - Distribution - Tier 3 - 4QU CoRE ¦ 1QU LoRE | Red Flag Warning - Large Fires | Vegetation Contact | Aggregated | 2028 | 2.2544e-05 | 607.6134 | 0.013698 | 2028 | Mitigation | 0.95 | 45 | 0 | esc | 0.00097009 | 2.187e-08 | 0.00097009 | 2.187e-08 | 0.034217 | 7.1823e-12 | 0.01662 | 9.638e-12
[120 empty] | 7.3.3.17.5 (Remote Grid) Updates to grid topology to minimize risk of ignition in HFTDs Remote GridWLDFRVegetation ContactAggregated | WLDFR | HFTD - Distribution - Tier 3 - 4QU CoRE ¦ 1QU LoRE | Red Flag Warning - Large Fires | Vegetation Contact | Aggregated | 2029 | 2.2544e-05 | 607.6134 | 0.013698 | 2029 | Mitigation | 0.95 | 45 | 0 | esc | 0.00097009 | 2.187e-08 | 0.00097009 | 2.187e-08 | 0.034217 | 7.1823e-12 | 0.01662 | 9.638e-12
[120 empty] | 7.3.3.17.5 (Remote Grid) Updates to grid topology to minimize risk of ignition in HFTDs Remote GridWLDFRVegetation ContactAggregated | WLDFR | HFTD - Distribution - Tier 3 - 4QU CoRE ¦ 1QU LoRE | Red Flag Warning - Large Fires | Vegetation Contact | Aggregated | 2030 | 2.2544e-05 | 607.6134 | 0.013698 | 2030 | Mitigation | 0.95 | 45 | 0 | esc | 0.00097009 | 2.187e-08 | 0.00097009 | 2.187e-08 | 0.034217 | 7.1823e-12 | 0.01662 | 9.638e-12
[120 empty] | 7.3.3.17.5 (Remote Grid) Updates to grid topology to minimize risk of ignition in HFTDs Remote GridWLDFRVegetation ContactAggregated | WLDFR | HFTD - Distribution - Tier 3 - 4QU CoRE ¦ 1QU LoRE | Red Flag Warning - Large Fires | Vegetation Contact | Aggregated | 2031 | 2.2544e-05 | 607.6134 | 0.013698 | 2031 | Mitigation | 0.95 | 45 | 0 | esc | 0.00097009 | 2.187e-08 | 0.00097009 | 2.187e-08 | 0.034217 | 7.1823e-12 | 0.01662 | 9.638e-12
[120 empty] | 7.3.3.17.5 (Remote Grid) Updates to grid topology to minimize risk of ignition in HFTDs Remote GridWLDFRVegetation ContactAggregated | WLDFR | HFTD - Distribution - Tier 3 - 4QU CoRE ¦ 1QU LoRE | Red Flag Warning - Large Fires | Vegetation Contact | Aggregated | 2032 | 2.2544e-05 | 607.6134 | 0.013698 | 2032 | Mitigation | 0.95 | 45 | 0 | esc | 0.00097009 | 2.187e-08 | 0.00097009 | 2.187e-08 | 0 | 0 | 0.01662 | 9.638e-12
[120 empty] | 7.3.3.17.5 (Remote Grid) Updates to grid topology to minimize risk of ignition in HFTDs Remote GridWLDFRVegetation ContactAggregated | WLDFR | HFTD - Distribution - Tier 3 - 4QU CoRE ¦ 1QU LoRE | Red Flag Warning - Large Fires | Vegetation Contact | Aggregated | 2033 | 2.2544e-05 | 607.6134 | 0.013698 | 2033 | Mitigation | 0.95 | 45 | 0 | esc | 0.00097009 | 2.187e-08 | 0.00097009 | 2.187e-08 | 0.034217 | 2.1419e-07 | 0.01662 | 9.638e-12
[120 empty] | 7.3.3.17.5 (Remote Grid) Updates to grid topology to minimize risk of ignition in HFTDs Remote GridWLDFRVegetation ContactAggregated | WLDFR | HFTD - Distribution - Tier 3 - 4QU CoRE ¦ 1QU LoRE | Red Flag Warning - Large Fires | Vegetation Contact | Aggregated | 2034 | 2.2544e-05 | 607.6134 | 0.013698 | 2034 | Mitigation | 0.95 | 45 | 0 | esc | 0.00097009 | 2.187e-08 | 0.00097009 | 2.187e-08 | 0.034217 | 2.1419e-07 | 0.01662 | 9.638e-12
[120 empty] | 7.3.3.17.5 (Remote Grid) Updates to grid topology to minimize risk of ignition in HFTDs Remote GridWLDFRVegetation ContactAggregated | WLDFR | HFTD - Distribution - Tier 3 - 4QU CoRE ¦ 1QU LoRE | Red Flag Warning - Large Fires | Vegetation Contact | Aggregated | 2035 | 2.2544e-05 | 607.6134 | 0.013698 | 2035 | Mitigation | 0.95 | 45 | 0 | esc | 0.00097009 | 2.187e-08 | 0.00097009 | 2.187e-08 | 0.034217 | 2.1419e-07 | 0.01662 | 9.638e-12
[120 empty] | 7.3.3.17.5 (Remote Grid) Updates to grid topology to minimize risk of ignition in HFTDs Remote GridWLDFRVegetation ContactAggregated | WLDFR | HFTD - Distribution - Tier 3 - 4QU CoRE ¦ 1QU LoRE | Red Flag Warning - Large Fires | Vegetation Contact | Aggregated | 2036 | 2.2544e-05 | 607.6134 | 0.013698 | 2036 | Mitigation | 0.95 | 45 | 0 | esc | 0.00097009 | 2.187e-08 | 0.00097009 | 2.187e-08 | 0.034217 | 2.1419e-07 | 0.01662 | 9.638e-12
[120 empty] | 7.3.3.17.5 (Remote Grid) Updates to grid topology to minimize risk of ignition in HFTDs Remote GridWLDFRVegetation ContactAggregated | WLDFR | HFTD - Distribution - Tier 3 - 4QU CoRE ¦ 1QU LoRE | Red Flag Warning - Large Fires | Vegetation Contact | Aggregated | 2037 | 2.2544e-05 | 607.6134 | 0.013698 | 2037 | Mitigation | 0.95 | 45 | 0 | esc | 0.00097009 | 2.187e-08 | 0.00097009 | 2.187e-08 | 0.034217 | 2.1419e-07 | 0.01662 | 9.638e-12
[120 empty] | 7.3.3.17.5 (Remote Grid) Updates to grid topology to minimize risk of ignition in HFTDs Remote GridWLDFRVegetation ContactAggregated | WLDFR | HFTD - Distribution - Tier 3 - 4QU CoRE ¦ 1QU LoRE | Red Flag Warning - Large Fires | Vegetation Contact | Aggregated | 2038 | 2.2544e-05 | 607.6134 | 0.013698 | 2038 | Mitigation | 0.95 | 45 | 0 | esc | 0.00097009 | 2.187e-08 | 0.00097009 | 2.187e-08 | 0.034217 | 2.1419e-07 | 0.01662 | 9.638e-12
[120 empty] | 7.3.3.17.5 (Remote Grid) Updates to grid topology to minimize risk of ignition in HFTDs Remote GridWLDFRVegetation ContactAggregated | WLDFR | HFTD - Distribution - Tier 3 - 4QU CoRE ¦ 1QU LoRE | Red Flag Warning - Large Fires | Vegetation Contact | Aggregated | 2039 | 2.2544e-05 | 607.6134 | 0.013698 | 2039 | Mitigation | 0.95 | 45 | 0 | esc | 0.00097009 | 2.187e-08 | 0.00097009 | 2.187e-08 | 0.034217 | 2.1419e-07 | 0.01662 | 9.638e-12
[120 empty] | 7.3.3.17.5 (Remote Grid) Updates to grid topology to minimize risk of ignition in HFTDs Remote GridWLDFRVegetation ContactAggregated | WLDFR | HFTD - Distribution - Tier 3 - 4QU CoRE ¦ 1QU LoRE | Red Flag Warning - Large Fires | Vegetation Contact | Aggregated | 2040 | 2.2544e-05 | 607.6134 | 0.013698 | 2040 | Mitigation | 0.95 | 45 | 0 | esc | 0.00097009 | 2.187e-08 | 0.00097009 | 2.187e-08 | 0.034217 | 2.1419e-07 | 0 | 0
[120 empty] | 7.3.3.17.5 (Remote Grid) Updates to grid topology to minimize risk of ignition in HFTDs Remote GridWLDFRVegetation ContactAggregated | WLDFR | HFTD - Distribution - Tier 3 - 4QU CoRE ¦ 1QU LoRE | Red Flag Warning - Large Fires | Vegetation Contact | Aggregated | 2041 | 2.2544e-05 | 607.6134 | 0.013698 | 2041 | Mitigation | 0.95 | 45 | 0 | esc | 0.00097009 | 2.187e-08 | 0.00097009 | 2.187e-08 | 0.034217 | 2.1419e-07 | 0 | 0
[120 empty] | 7.3.3.17.5 (Remote Grid) Updates to grid topology to minimize risk of ignition in HFTDs Remote GridWLDFRVegetation ContactAggregated | WLDFR | HFTD - Distribution - Tier 3 - 4QU CoRE ¦ 1QU LoRE | Red Flag Warning - Large Fires | Vegetation Contact | Aggregated | 2042 | 2.2544e-05 | 607.6134 | 0.013698 | 2042 | Mitigation | 0.95 | 45 | 0 | esc | 0.00097009 | 2.187e-08 | 0.00097009 | 2.187e-08 | 0.034217 | 2.1419e-07 | 0.0080352 | 1.2348e-10
[120 empty] | 7.3.3.17.5 (Remote Grid) Updates to grid topology to minimize risk of ignition in HFTDs Remote GridWLDFRVegetation ContactAggregated | WLDFR | HFTD - Distribution - Tier 3 - 4QU CoRE ¦ 1QU LoRE | Red Flag Warning - Large Fires | Vegetation Contact | Aggregated | 2043 | 2.2544e-05 | 607.6134 | 0.013698 | 2043 | Mitigation | 0.95 | 45 | 0 | esc | 0.00097009 | 2.187e-08 | 0.00097009 | 2.187e-08 | 0.034217 | 2.1419e-07 | 0.0080352 | 1.2348e-10
[120 empty] | 7.3.3.17.5 (Remote Grid) Updates to grid topology to minimize risk of ignition in HFTDs Remote GridWLDFRVegetation ContactAggregated | WLDFR | HFTD - Distribution - Tier 3 - 4QU CoRE ¦ 1QU LoRE | Red Flag Warning - Large Fires | Vegetation Contact | Aggregated | 2044 | 2.2544e-05 | 607.6134 | 0.013698 | 2044 | Mitigation | 0.95 | 45 | 0 | esc | 0.00097009 | 2.187e-08 | 0.00097009 | 2.187e-08 | 0.034217 | 2.1419e-07 | 0.0080352 | 1.2348e-10
[120 empty] | 7.3.3.17.5 (Remote Grid) Updates to grid topology to minimize risk of ignition in HFTDs Remote GridWLDFRVegetation ContactAggregated | WLDFR | HFTD - Distribution - Tier 3 - 4QU CoRE ¦ 1QU LoRE | Red Flag Warning - Large Fires | Vegetation Contact | Aggregated | 2045 | 2.2544e-05 | 607.6134 | 0.013698 | 2045 | Mitigation | 0.95 | 45 | 0 | esc | 0.00097009 | 2.187e-08 | 0.00097009 | 2.187e-08 | 0.034217 | 2.1419e-07 | 0.0080352 | 1.2348e-10
[120 empty] | 7.3.3.17.5 (Remote Grid) Updates to grid topology to minimize risk of ignition in HFTDs Remote GridWLDFRVegetation ContactAggregated | WLDFR | HFTD - Distribution - Tier 3 - 4QU CoRE ¦ 1QU LoRE | Red Flag Warning - Large Fires | Vegetation Contact | Aggregated | 2046 | 2.2544e-05 | 607.6134 | 0.013698 | 2046 | Mitigation | 0.95 | 45 | 0 | esc | 0.00097009 | 2.187e-08 | 0.00097009 | 2.187e-08 | 0.034217 | 2.1419e-07 | 0.0080352 | 1.2348e-10
[120 empty] | 7.3.3.17.5 (Remote Grid) Updates to grid topology to minimize risk of ignition in HFTDs Remote GridWLDFRVegetation ContactAggregated | WLDFR | HFTD - Distribution - Tier 3 - 4QU CoRE ¦ 1QU LoRE | Red Flag Warning - Large Fires | Vegetation Contact | Aggregated | 2047 | 2.2544e-05 | 607.6134 | 0.013698 | 2047 | Mitigation | 0.95 | 45 | 0 | esc | 0.00097009 | 2.187e-08 | 0.00097009 | 2.187e-08 | 0.034217 | 2.1419e-07 | 0.0080352 | 1.2348e-10
[120 empty] | 7.3.3.17.5 (Remote Grid) Updates to grid topology to minimize risk of ignition in HFTDs Remote GridWLDFRVegetation ContactAggregated | WLDFR | HFTD - Distribution - Tier 3 - 4QU CoRE ¦ 1QU LoRE | Red Flag Warning - Large Fires | Vegetation Contact | Aggregated | 2048 | 2.2544e-05 | 607.6134 | 0.013698 | 2048 | Mitigation | 0.95 | 45 | 0 | esc | 0.00097009 | 2.187e-08 | 0.00097009 | 2.187e-08 | 0.034217 | 2.1419e-07 | 0.0080352 | 1.2348e-10
[120 empty] | 7.3.3.17.5 (Remote Grid) Updates to grid topology to minimize risk of ignition in HFTDs Remote GridWLDFRVegetation ContactAggregated | WLDFR | HFTD - Distribution - Tier 3 - 4QU CoRE ¦ 1QU LoRE | Red Flag Warning - Large Fires | Vegetation Contact | Aggregated | 2049 | 2.2544e-05 | 607.6134 | 0.013698 | 2049 | Mitigation | 0.95 | 45 | 0 | esc | 0.00097009 | 2.187e-08 | 0.00097009 | 2.187e-08 | 0.034217 | 2.1419e-07 | 0.0080352 | 1.2348e-10
[120 empty] | 7.3.3.17.5 (Remote Grid) Updates to grid topology to minimize risk of ignition in HFTDs Remote GridWLDFRVegetation ContactAggregated | WLDFR | HFTD - Distribution - Tier 3 - 4QU CoRE ¦ 1QU LoRE | Red Flag Warning - Large Fires | Vegetation Contact | Aggregated | 2050 | 2.2544e-05 | 607.6134 | 0.013698 | 2050 | Mitigation | 0.95 | 45 | 0 | esc | 0.00097009 | 2.187e-08 | 0.00097009 | 2.187e-08 | 0.034217 | 2.1419e-07 | 0.0080352 | 1.2348e-10
[120 empty] | 7.3.3.17.5 (Remote Grid) Updates to grid topology to minimize risk of ignition in HFTDs Remote GridWLDFRVegetation ContactAggregated | WLDFR | HFTD - Distribution - Tier 3 - 4QU CoRE ¦ 1QU LoRE | Red Flag Warning - Large Fires | Vegetation Contact | Aggregated | 2051 | 2.2544e-05 | 607.6134 | 0.013698 | 2051 | Mitigation | 0.95 | 45 | 0 | esc | 0.00097009 | 2.187e-08 | 0.00097009 | 2.187e-08 | 0.034217 | 2.1419e-07 | 0.0080352 | 1.2348e-10
[120 empty] | 7.3.3.17.5 (Remote Grid) Updates to grid topology to minimize risk of ignition in HFTDs Remote GridWLDFRVegetation ContactAggregated | WLDFR | HFTD - Distribution - Tier 3 - 4QU CoRE ¦ 1QU LoRE | Red Flag Warning - Large Fires | Vegetation Contact | Aggregated | 2052 | 2.2544e-05 | 607.6134 | 0.013698 | 2052 | Mitigation | 0.95 | 45 | 0 | esc | 0.00097009 | 2.187e-08 | 0.00097009 | 2.187e-08 | 0.034217 | 2.1419e-07 | 0.0080352 | 1.2348e-10
[120 empty] | 7.3.3.17.5 (Remote Grid) Updates to grid topology to minimize risk of ignition in HFTDs Remote GridWLDFRVegetation ContactAggregated | WLDFR | HFTD - Distribution - Tier 3 - 4QU CoRE ¦ 1QU LoRE | Red Flag Warning - Large Fires | Vegetation Contact | Aggregated | 2053 | 2.2544e-05 | 607.6134 | 0.013698 | 2053 | Mitigation | 0.95 | 45 | 0 | esc | 0.00097009 | 2.187e-08 | 0.00097009 | 2.187e-08 | 0.034217 | 2.1419e-07 | 0.0080352 | 1.2348e-10
[120 empty] | 7.3.3.17.5 (Remote Grid) Updates to grid topology to minimize risk of ignition in HFTDs Remote GridWLDFRVegetation ContactAggregated | WLDFR | HFTD - Distribution - Tier 3 - 4QU CoRE ¦ 1QU LoRE | Red Flag Warning - Large Fires | Vegetation Contact | Aggregated | 2054 | 2.2544e-05 | 607.6134 | 0.013698 | 2054 | Mitigation | 0.95 | 45 | 0 | esc | 0.00097009 | 2.187e-08 | 0.00097009 | 2.187e-08 | 0.034217 | 2.1419e-07 | 0.0080352 | 1.2348e-10
[120 empty] | 7.3.3.17.5 (Remote Grid) Updates to grid topology to minimize risk of ignition in HFTDs Remote GridWLDFRVegetation ContactAggregated | WLDFR | HFTD - Distribution - Tier 3 - 4QU CoRE ¦ 1QU LoRE | Red Flag Warning - Large Fires | Vegetation Contact | Aggregated | 2055 | 2.2544e-05 | 607.6134 | 0.013698 | 2055 | Mitigation | 0.95 | 45 | 0 | esc | 0.00097009 | 2.187e-08 | 0.00097009 | 2.187e-08 | 0.034217 | 2.1419e-07 | 0.0080352 | 1.2348e-10
[120 empty] | 7.3.3.17.5 (Remote Grid) Updates to grid topology to minimize risk of ignition in HFTDs Remote GridWLDFRVegetation ContactAggregated | WLDFR | HFTD - Distribution - Tier 3 - 4QU CoRE ¦ 1QU LoRE | Red Flag Warning - Large Fires | Vegetation Contact | Aggregated | 2056 | 2.2544e-05 | 607.6134 | 0.013698 | 2056 | Mitigation | 0.95 | 45 | 0 | esc | 0.00097009 | 2.187e-08 | 0.00097009 | 2.187e-08 | 0.034217 | 2.1419e-07 | 0.0080352 | 1.2348e-10
[120 empty] | 7.3.3.17.5 (Remote Grid) Updates to grid topology to minimize risk of ignition in HFTDs Remote GridWLDFRVegetation ContactAggregated | WLDFR | HFTD - Distribution - Tier 3 - 4QU CoRE ¦ 1QU LoRE | Red Flag Warning - Large Fires | Vegetation Contact | Aggregated | 2057 | 2.2544e-05 | 607.6134 | 0.013698 | 2057 | Mitigation | 0.95 | 45 | 0 | esc | 0.00097009 | 2.187e-08 | 0.00097009 | 2.187e-08 | 0.034217 | 2.1419e-07 | 0.0080352 | 1.2348e-10
[120 empty] | 7.3.3.17.5 (Remote Grid) Updates to grid topology to minimize risk of ignition in HFTDs Remote GridWLDFRVegetation ContactAggregated | WLDFR | HFTD - Distribution - Tier 3 - 4QU CoRE ¦ 1QU LoRE | Red Flag Warning - Large Fires | Vegetation Contact | Aggregated | 2058 | 2.2544e-05 | 607.6134 | 0.013698 | 2058 | Mitigation | 0.95 | 45 | 0 | esc | 0.00097009 | 2.187e-08 | 0.00097009 | 2.187e-08 | 0.034217 | 2.1419e-07 | 0.0080352 | 1.2348e-10
[120 empty] | 7.3.3.17.5 (Remote Grid) Updates to grid topology to minimize risk of ignition in HFTDs Remote GridWLDFRVegetation ContactAggregated | WLDFR | HFTD - Distribution - Tier 3 - 4QU CoRE ¦ 1QU LoRE | Red Flag Warning - Large Fires | Vegetation Contact | Aggregated | 2059 | 2.2544e-05 | 607.6134 | 0.013698 | 2059 | Mitigation | 0.95 | 45 | 0 | esc | 0.00097009 | 2.187e-08 | 0.00097009 | 2.187e-08 | 0.034217 | 2.1419e-07 | 0.0080352 | 1.2348e-10
[120 empty] | 7.3.3.17.5 (Remote Grid) Updates to grid topology to minimize risk of ignition in HFTDs Remote GridWLDFRVegetation ContactAggregated | WLDFR | HFTD - Distribution - Tier 3 - 4QU CoRE ¦ 1QU LoRE | Red Flag Warning - Large Fires | Vegetation Contact | Aggregated | 2060 | 2.2544e-05 | 607.6134 | 0.013698 | 2060 | Mitigation | 0.95 | 45 | 0 | esc | 0.00097009 | 2.187e-08 | 0.00097009 | 2.187e-08 | 0.034217 | 2.1419e-07 | 0.0080352 | 1.2348e-10
[120 empty] | 7.3.3.17.5 (Remote Grid) Updates to grid topology to minimize risk of ignition in HFTDs Remote GridWLDFRVegetation ContactAggregated | WLDFR | HFTD - Distribution - Tier 3 - 4QU CoRE ¦ 1QU LoRE | Red Flag Warning - Large Fires | Vegetation Contact | Aggregated | 2061 | 2.2544e-05 | 607.6134 | 0.013698 | 2061 | Mitigation | 0.95 | 45 | 0 | esc | 0.00097009 | 2.187e-08 | 0.00097009 | 2.187e-08 | 0.034217 | 2.1419e-07 | 0.0080352 | 1.2348e-10
[120 empty] | 7.3.3.17.5 (Remote Grid) Updates to grid topology to minimize risk of ignition in HFTDs Remote GridWLDFRVegetation ContactAggregated | WLDFR | HFTD - Distribution - Tier 3 - 4QU CoRE ¦ 1QU LoRE | Red Flag Warning - Large Fires | Vegetation Contact | Aggregated | 2062 | 2.2544e-05 | 607.6134 | 0.013698 | 2062 | Mitigation | 0.95 | 45 | 0 | esc | 0.00097009 | 2.187e-08 | 0.00097009 | 2.187e-08 | 0.034217 | 2.1419e-07 | 0.0080352 | 1.2348e-10
[120 empty] | 7.3.3.17.5 (Remote Grid) Updates to grid topology to minimize risk of ignition in HFTDs Remote GridWLDFRVegetation ContactAggregated | WLDFR | HFTD - Distribution - Tier 3 - 4QU CoRE ¦ 1QU LoRE | Red Flag Warning - Large Fires | Vegetation Contact | Aggregated | 2063 | 2.2544e-05 | 607.6134 | 0.013698 | 2063 | Mitigation | 0.95 | 45 | 0 | esc | 0.00097009 | 2.187e-08 | 0.00097009 | 2.187e-08 | 0.034217 | 2.1419e-07 | 0.0080352 | 1.2348e-10
[120 empty] | 7.3.3.17.5 (Remote Grid) Updates to grid topology to minimize risk of ignition in HFTDs Remote GridWLDFRVegetation ContactAggregated | WLDFR | HFTD - Distribution - Tier 3 - 4QU CoRE ¦ 1QU LoRE | Red Flag Warning - Large Fires | Vegetation Contact | Aggregated | 2064 | 2.2544e-05 | 607.6134 | 0.013698 | 2064 | Mitigation | 0.95 | 45 | 0 | esc | 0.00097009 | 2.187e-08 | 0.00097009 | 2.187e-08 | 0.034217 | 2.1419e-07 | 0.0080352 | 1.2348e-10
[120 empty] | 7.3.3.17.5 (Remote Grid) Updates to grid topology to minimize risk of ignition in HFTDs Remote GridWLDFRVegetation ContactAggregated | WLDFR | HFTD - Distribution - Tier 3 - 4QU CoRE ¦ 1QU LoRE | Red Flag Warning - Large Fires | Vegetation Contact | Aggregated | 2065 | 2.2544e-05 | 607.6134 | 0.013698 | 2065 | Mitigation | 0.95 | 45 | 0 | esc | 0.00097009 | 2.187e-08 | 0.00097009 | 2.187e-08 | 0.034217 | 2.1419e-07 | 0.0080352 | 1.2348e-10
[120 empty] | 7.3.3.17.5 (Remote Grid) Updates to grid topology to minimize risk of ignition in HFTDs Remote GridWLDFRVegetation ContactAggregated | WLDFR | HFTD - Distribution - Tier 3 - 4QU CoRE ¦ 1QU LoRE | Red Flag Warning - Large Fires | Vegetation Contact | Aggregated | 2066 | 2.2544e-05 | 607.6134 | 0.013698 | 2066 | Mitigation | 0.95 | 45 | 0 | esc | 0.00097009 | 2.187e-08 | 0.00097009 | 2.187e-08 | 0.034217 | 2.1419e-07 | 0.0080352 | 1.2348e-10
[120 empty] | 7.3.3.17.5 (Remote Grid) Updates to grid topology to minimize risk of ignition in HFTDs Remote GridWLDFRVegetation ContactAggregated | WLDFR | HFTD - Distribution - Tier 3 - 4QU CoRE ¦ 1QU LoRE | Red Flag Warning - Large Fires | Vegetation Contact | Aggregated | 2067 | 2.2544e-05 | 607.6134 | 0.013698 | 2067 | Mitigation | 0.95 | 45 | 0 | esc | 0 | 0 | 0.00097009 | 2.187e-08 | 0.034217 | 2.1419e-07 | 0.0080352 | 1.2348e-10
[120 empty] | 7.3.3.17.5 (Remote Grid) Updates to grid topology to minimize risk of ignition in HFTDs Remote GridWLDFRContact from objectAggregated | WLDFR | HFTD - Distribution - Tier 3 - 4QU CoRE ¦ 1QU LoRE | Red Flag Warning - Small Fires | Contact from object | Aggregated | 2022 | 4.2914e-05 | 607.6134 | 0.026075 | 2022 | Mitigation | 0.95 | 45 | 0 | esc | 0.00097009 | 4.163e-08 | 0 | 0 | 0.034217 | 2.1419e-07 | 0.0080352 | 1.2348e-10
[120 empty] | 7.3.3.17.5 (Remote Grid) Updates to grid topology to minimize risk of ignition in HFTDs Remote GridWLDFRContact from objectAggregated | WLDFR | HFTD - Distribution - Tier 3 - 4QU CoRE ¦ 1QU LoRE | Red Flag Warning - Small Fires | Contact from object | Aggregated | 2023 | 4.2914e-05 | 607.6134 | 0.026075 | 2023 | Mitigation | 0.95 | 45 | 0 | esc | 0.00097009 | 4.163e-08 | 0.00097009 | 4.163e-08 | 0.034217 | 2.1419e-07 | 0.0080352 | 1.2348e-10
[120 empty] | 7.3.3.17.5 (Remote Grid) Updates to grid topology to minimize risk of ignition in HFTDs Remote GridWLDFRContact from objectAggregated | WLDFR | HFTD - Distribution - Tier 3 - 4QU CoRE ¦ 1QU LoRE | Red Flag Warning - Small Fires | Contact from object | Aggregated | 2024 | 4.2914e-05 | 607.6134 | 0.026075 | 2024 | Mitigation | 0.95 | 45 | 0 | esc | 0.00097009 | 4.163e-08 | 0.00097009 | 4.163e-08 | 0.034217 | 2.1419e-07 | 0.0080352 | 1.2348e-10
[120 empty] | 7.3.3.17.5 (Remote Grid) Updates to grid topology to minimize risk of ignition in HFTDs Remote GridWLDFRContact from objectAggregated | WLDFR | HFTD - Distribution - Tier 3 - 4QU CoRE ¦ 1QU LoRE | Red Flag Warning - Small Fires | Contact from object | Aggregated | 2025 | 4.2914e-05 | 607.6134 | 0.026075 | 2025 | Mitigation | 0.95 | 45 | 0 | esc | 0.00097009 | 4.163e-08 | 0.00097009 | 4.163e-08 | 0.034217 | 2.1419e-07 | 0.0080352 | 1.2348e-10
[120 empty] | 7.3.3.17.5 (Remote Grid) Updates to grid topology to minimize risk of ignition in HFTDs Remote GridWLDFRContact from objectAggregated | WLDFR | HFTD - Distribution - Tier 3 - 4QU CoRE ¦ 1QU LoRE | Red Flag Warning - Small Fires | Contact from object | Aggregated | 2026 | 4.2914e-05 | 607.6134 | 0.026075 | 2026 | Mitigation | 0.95 | 45 | 0 | esc | 0.00097009 | 4.163e-08 | 0.00097009 | 4.163e-08 | 0.034217 | 2.1419e-07 | 0 | 0
[120 empty] | 7.3.3.17.5 (Remote Grid) Updates to grid topology to minimize risk of ignition in HFTDs Remote GridWLDFRContact from objectAggregated | WLDFR | HFTD - Distribution - Tier 3 - 4QU CoRE ¦ 1QU LoRE | Red Flag Warning - Small Fires | Contact from object | Aggregated | 2027 | 4.2914e-05 | 607.6134 | 0.026075 | 2027 | Mitigation | 0.95 | 45 | 0 | esc | 0.00097009 | 4.163e-08 | 0.00097009 | 4.163e-08 | 0.034217 | 2.1419e-07 | 0 | 0
[120 empty] | 7.3.3.17.5 (Remote Grid) Updates to grid topology to minimize risk of ignition in HFTDs Remote GridWLDFRContact from objectAggregated | WLDFR | HFTD - Distribution - Tier 3 - 4QU CoRE ¦ 1QU LoRE | Red Flag Warning - Small Fires | Contact from object | Aggregated | 2028 | 4.2914e-05 | 607.6134 | 0.026075 | 2028 | Mitigation | 0.95 | 45 | 0 | esc | 0.00097009 | 4.163e-08 | 0.00097009 | 4.163e-08 | 0.034217 | 2.1419e-07 | 0.010315 | 7.9949e-11
[120 empty] | 7.3.3.17.5 (Remote Grid) Updates to grid topology to minimize risk of ignition in HFTDs Remote GridWLDFRContact from objectAggregated | WLDFR | HFTD - Distribution - Tier 3 - 4QU CoRE ¦ 1QU LoRE | Red Flag Warning - Small Fires | Contact from object | Aggregated | 2029 | 4.2914e-05 | 607.6134 | 0.026075 | 2029 | Mitigation | 0.95 | 45 | 0 | esc | 0.00097009 | 4.163e-08 | 0.00097009 | 4.163e-08 | 0.034217 | 2.1419e-07 | 0.010315 | 7.9949e-11
[120 empty] | 7.3.3.17.5 (Remote Grid) Updates to grid topology to minimize risk of ignition in HFTDs Remote GridWLDFRContact from objectAggregated | WLDFR | HFTD - Distribution - Tier 3 - 4QU CoRE ¦ 1QU LoRE | Red Flag Warning - Small Fires | Contact from object | Aggregated | 2030 | 4.2914e-05 | 607.6134 | 0.026075 | 2030 | Mitigation | 0.95 | 45 | 0 | esc | 0.00097009 | 4.163e-08 | 0.00097009 | 4.163e-08 | 0.034217 | 2.1419e-07 | 0.010315 | 7.9949e-11
[120 empty] | 7.3.3.17.5 (Remote Grid) Updates to grid topology to minimize risk of ignition in HFTDs Remote GridWLDFRContact from objectAggregated | WLDFR | HFTD - Distribution - Tier 3 - 4QU CoRE ¦ 1QU LoRE | Red Flag Warning - Small Fires | Contact from object | Aggregated | 2031 | 4.2914e-05 | 607.6134 | 0.026075 | 2031 | Mitigation | 0.95 | 45 | 0 | esc | 0.00097009 | 4.163e-08 | 0.00097009 | 4.163e-08 | 0.034217 | 2.1419e-07 | 0.010315 | 7.9949e-11
[120 empty] | 7.3.3.17.5 (Remote Grid) Updates to grid topology to minimize risk of ignition in HFTDs Remote GridWLDFRContact from objectAggregated | WLDFR | HFTD - Distribution - Tier 3 - 4QU CoRE ¦ 1QU LoRE | Red Flag Warning - Small Fires | Contact from object | Aggregated | 2032 | 4.2914e-05 | 607.6134 | 0.026075 | 2032 | Mitigation | 0.95 | 45 | 0 | esc | 0.00097009 | 4.163e-08 | 0.00097009 | 4.163e-08 | 0.034217 | 2.1419e-07 | 0.010315 | 7.9949e-11
[120 empty] | 7.3.3.17.5 (Remote Grid) Updates to grid topology to minimize risk of ignition in HFTDs Remote GridWLDFRContact from objectAggregated | WLDFR | HFTD - Distribution - Tier 3 - 4QU CoRE ¦ 1QU LoRE | Red Flag Warning - Small Fires | Contact from object | Aggregated | 2033 | 4.2914e-05 | 607.6134 | 0.026075 | 2033 | Mitigation | 0.95 | 45 | 0 | esc | 0.00097009 | 4.163e-08 | 0.00097009 | 4.163e-08 | 0.034217 | 2.1419e-07 | 0.010315 | 7.9949e-11
[120 empty] | 7.3.3.17.5 (Remote Grid) Updates to grid topology to minimize risk of ignition in HFTDs Remote GridWLDFRContact from objectAggregated | WLDFR | HFTD - Distribution - Tier 3 - 4QU CoRE ¦ 1QU LoRE | Red Flag Warning - Small Fires | Contact from object | Aggregated | 2034 | 4.2914e-05 | 607.6134 | 0.026075 | 2034 | Mitigation | 0.95 | 45 | 0 | esc | 0.00097009 | 4.163e-08 | 0.00097009 | 4.163e-08 | 0.034217 | 2.1419e-07 | 0.010315 | 7.9949e-11
[120 empty] | 7.3.3.17.5 (Remote Grid) Updates to grid topology to minimize risk of ignition in HFTDs Remote GridWLDFRContact from objectAggregated | WLDFR | HFTD - Distribution - Tier 3 - 4QU CoRE ¦ 1QU LoRE | Red Flag Warning - Small Fires | Contact from object | Aggregated | 2035 | 4.2914e-05 | 607.6134 | 0.026075 | 2035 | Mitigation | 0.95 | 45 | 0 | esc | 0.00097009 | 4.163e-08 | 0.00097009 | 4.163e-08 | 0.034217 | 2.1419e-07 | 0.010315 | 7.9949e-11
[120 empty] | 7.3.3.17.5 (Remote Grid) Updates to grid topology to minimize risk of ignition in HFTDs Remote GridWLDFRContact from objectAggregated | WLDFR | HFTD - Distribution - Tier 3 - 4QU CoRE ¦ 1QU LoRE | Red Flag Warning - Small Fires | Contact from object | Aggregated | 2036 | 4.2914e-05 | 607.6134 | 0.026075 | 2036 | Mitigation | 0.95 | 45 | 0 | esc | 0.00097009 | 4.163e-08 | 0.00097009 | 4.163e-08 | 0 | 0 | 0.010315 | 7.9949e-11
[120 empty] | 7.3.3.17.5 (Remote Grid) Updates to grid topology to minimize risk of ignition in HFTDs Remote GridWLDFRContact from objectAggregated | WLDFR | HFTD - Distribution - Tier 3 - 4QU CoRE ¦ 1QU LoRE | Red Flag Warning - Small Fires | Contact from object | Aggregated | 2037 | 4.2914e-05 | 607.6134 | 0.026075 | 2037 | Mitigation | 0.95 | 45 | 0 | esc | 0.00097009 | 4.163e-08 | 0.00097009 | 4.163e-08 | 0.034217 | 5.558e-08 | 0.010315 | 7.9949e-11
[120 empty] | 7.3.3.17.5 (Remote Grid) Updates to grid topology to minimize risk of ignition in HFTDs Remote GridWLDFRContact from objectAggregated | WLDFR | HFTD - Distribution - Tier 3 - 4QU CoRE ¦ 1QU LoRE | Red Flag Warning - Small Fires | Contact from object | Aggregated | 2038 | 4.2914e-05 | 607.6134 | 0.026075 | 2038 | Mitigation | 0.95 | 45 | 0 | esc | 0.00097009 | 4.163e-08 | 0.00097009 | 4.163e-08 | 0.034217 | 5.558e-08 | 0.010315 | 7.9949e-11
[120 empty] | 7.3.3.17.5 (Remote Grid) Updates to grid topology to minimize risk of ignition in HFTDs Remote GridWLDFRContact from objectAggregated | WLDFR | HFTD - Distribution - Tier 3 - 4QU CoRE ¦ 1QU LoRE | Red Flag Warning - Small Fires | Contact from object | Aggregated | 2039 | 4.2914e-05 | 607.6134 | 0.026075 | 2039 | Mitigation | 0.95 | 45 | 0 | esc | 0.00097009 | 4.163e-08 | 0.00097009 | 4.163e-08 | 0.034217 | 5.558e-08 | 0.010315 | 7.9949e-11
[120 empty] | 7.3.3.17.5 (Remote Grid) Updates to grid topology to minimize risk of ignition in HFTDs Remote GridWLDFRContact from objectAggregated | WLDFR | HFTD - Distribution - Tier 3 - 4QU CoRE ¦ 1QU LoRE | Red Flag Warning - Small Fires | Contact from object | Aggregated | 2040 | 4.2914e-05 | 607.6134 | 0.026075 | 2040 | Mitigation | 0.95 | 45 | 0 | esc | 0.00097009 | 4.163e-08 | 0.00097009 | 4.163e-08 | 0.034217 | 5.558e-08 | 0.010315 | 7.9949e-11
[120 empty] | 7.3.3.17.5 (Remote Grid) Updates to grid topology to minimize risk of ignition in HFTDs Remote GridWLDFRContact from objectAggregated | WLDFR | HFTD - Distribution - Tier 3 - 4QU CoRE ¦ 1QU LoRE | Red Flag Warning - Small Fires | Contact from object | Aggregated | 2041 | 4.2914e-05 | 607.6134 | 0.026075 | 2041 | Mitigation | 0.95 | 45 | 0 | esc | 0.00097009 | 4.163e-08 | 0.00097009 | 4.163e-08 | 0.034217 | 5.558e-08 | 0.010315 | 7.9949e-11
[120 empty] | 7.3.3.17.5 (Remote Grid) Updates to grid topology to minimize risk of ignition in HFTDs Remote GridWLDFRContact from objectAggregated | WLDFR | HFTD - Distribution - Tier 3 - 4QU CoRE ¦ 1QU LoRE | Red Flag Warning - Small Fires | Contact from object | Aggregated | 2042 | 4.2914e-05 | 607.6134 | 0.026075 | 2042 | Mitigation | 0.95 | 45 | 0 | esc | 0.00097009 | 4.163e-08 | 0.00097009 | 4.163e-08 | 0.034217 | 5.558e-08 | 0.010315 | 7.9949e-11
[120 empty] | 7.3.3.17.5 (Remote Grid) Updates to grid topology to minimize risk of ignition in HFTDs Remote GridWLDFRContact from objectAggregated | WLDFR | HFTD - Distribution - Tier 3 - 4QU CoRE ¦ 1QU LoRE | Red Flag Warning - Small Fires | Contact from object | Aggregated | 2043 | 4.2914e-05 | 607.6134 | 0.026075 | 2043 | Mitigation | 0.95 | 45 | 0 | esc | 0.00097009 | 4.163e-08 | 0.00097009 | 4.163e-08 | 0.034217 | 5.558e-08 | 0.010315 | 7.9949e-11
[120 empty] | 7.3.3.17.5 (Remote Grid) Updates to grid topology to minimize risk of ignition in HFTDs Remote GridWLDFRContact from objectAggregated | WLDFR | HFTD - Distribution - Tier 3 - 4QU CoRE ¦ 1QU LoRE | Red Flag Warning - Small Fires | Contact from object | Aggregated | 2044 | 4.2914e-05 | 607.6134 | 0.026075 | 2044 | Mitigation | 0.95 | 45 | 0 | esc | 0.00097009 | 4.163e-08 | 0.00097009 | 4.163e-08 | 0.034217 | 5.558e-08 | 0.010315 | 7.9949e-11
[120 empty] | 7.3.3.17.5 (Remote Grid) Updates to grid topology to minimize risk of ignition in HFTDs Remote GridWLDFRContact from objectAggregated | WLDFR | HFTD - Distribution - Tier 3 - 4QU CoRE ¦ 1QU LoRE | Red Flag Warning - Small Fires | Contact from object | Aggregated | 2045 | 4.2914e-05 | 607.6134 | 0.026075 | 2045 | Mitigation | 0.95 | 45 | 0 | esc | 0.00097009 | 4.163e-08 | 0.00097009 | 4.163e-08 | 0.034217 | 5.558e-08 | 0.010315 | 7.9949e-11
[120 empty] | 7.3.3.17.5 (Remote Grid) Updates to grid topology to minimize risk of ignition in HFTDs Remote GridWLDFRContact from objectAggregated | WLDFR | HFTD - Distribution - Tier 3 - 4QU CoRE ¦ 1QU LoRE | Red Flag Warning - Small Fires | Contact from object | Aggregated | 2046 | 4.2914e-05 | 607.6134 | 0.026075 | 2046 | Mitigation | 0.95 | 45 | 0 | esc | 0.00097009 | 4.163e-08 | 0.00097009 | 4.163e-08 | 0.034217 | 5.558e-08 | 0.010315 | 7.9949e-11
[120 empty] | 7.3.3.17.5 (Remote Grid) Updates to grid topology to minimize risk of ignition in HFTDs Remote GridWLDFRContact from objectAggregated | WLDFR | HFTD - Distribution - Tier 3 - 4QU CoRE ¦ 1QU LoRE | Red Flag Warning - Small Fires | Contact from object | Aggregated | 2047 | 4.2914e-05 | 607.6134 | 0.026075 | 2047 | Mitigation | 0.95 | 45 | 0 | esc | 0.00097009 | 4.163e-08 | 0.00097009 | 4.163e-08 | 0.034217 | 5.558e-08 | 0.010315 | 7.9949e-11
[120 empty] | 7.3.3.17.5 (Remote Grid) Updates to grid topology to minimize risk of ignition in HFTDs Remote GridWLDFRContact from objectAggregated | WLDFR | HFTD - Distribution - Tier 3 - 4QU CoRE ¦ 1QU LoRE | Red Flag Warning - Small Fires | Contact from object | Aggregated | 2048 | 4.2914e-05 | 607.6134 | 0.026075 | 2048 | Mitigation | 0.95 | 45 | 0 | esc | 0.00097009 | 4.163e-08 | 0.00097009 | 4.163e-08 | 0.034217 | 5.558e-08 | 0.010315 | 7.9949e-11
[120 empty] | 7.3.3.17.5 (Remote Grid) Updates to grid topology to minimize risk of ignition in HFTDs Remote GridWLDFRContact from objectAggregated | WLDFR | HFTD - Distribution - Tier 3 - 4QU CoRE ¦ 1QU LoRE | Red Flag Warning - Small Fires | Contact from object | Aggregated | 2049 | 4.2914e-05 | 607.6134 | 0.026075 | 2049 | Mitigation | 0.95 | 45 | 0 | esc | 0.00097009 | 4.163e-08 | 0.00097009 | 4.163e-08 | 0.034217 | 5.558e-08 | 0.010315 | 7.9949e-11
[120 empty] | 7.3.3.17.5 (Remote Grid) Updates to grid topology to minimize risk of ignition in HFTDs Remote GridWLDFRContact from objectAggregated | WLDFR | HFTD - Distribution - Tier 3 - 4QU CoRE ¦ 1QU LoRE | Red Flag Warning - Small Fires | Contact from object | Aggregated | 2050 | 4.2914e-05 | 607.6134 | 0.026075 | 2050 | Mitigation | 0.95 | 45 | 0 | esc | 0.00097009 | 4.163e-08 | 0.00097009 | 4.163e-08 | 0.034217 | 5.558e-08 | 0.010315 | 7.9949e-11
[120 empty] | 7.3.3.17.5 (Remote Grid) Updates to grid topology to minimize risk of ignition in HFTDs Remote GridWLDFRContact from objectAggregated | WLDFR | HFTD - Distribution - Tier 3 - 4QU CoRE ¦ 1QU LoRE | Red Flag Warning - Small Fires | Contact from object | Aggregated | 2051 | 4.2914e-05 | 607.6134 | 0.026075 | 2051 | Mitigation | 0.95 | 45 | 0 | esc | 0.00097009 | 4.163e-08 | 0.00097009 | 4.163e-08 | 0.034217 | 5.558e-08 | 0.010315 | 7.9949e-11
[120 empty] | 7.3.3.17.5 (Remote Grid) Updates to grid topology to minimize risk of ignition in HFTDs Remote GridWLDFRContact from objectAggregated | WLDFR | HFTD - Distribution - Tier 3 - 4QU CoRE ¦ 1QU LoRE | Red Flag Warning - Small Fires | Contact from object | Aggregated | 2052 | 4.2914e-05 | 607.6134 | 0.026075 | 2052 | Mitigation | 0.95 | 45 | 0 | esc | 0.00097009 | 4.163e-08 | 0.00097009 | 4.163e-08 | 0.034217 | 5.558e-08 | 0.010315 | 7.9949e-11
[120 empty] | 7.3.3.17.5 (Remote Grid) Updates to grid topology to minimize risk of ignition in HFTDs Remote GridWLDFRContact from objectAggregated | WLDFR | HFTD - Distribution - Tier 3 - 4QU CoRE ¦ 1QU LoRE | Red Flag Warning - Small Fires | Contact from object | Aggregated | 2053 | 4.2914e-05 | 607.6134 | 0.026075 | 2053 | Mitigation | 0.95 | 45 | 0 | esc | 0.00097009 | 4.163e-08 | 0.00097009 | 4.163e-08 | 0.034217 | 5.558e-08 | 0.010315 | 7.9949e-11
[120 empty] | 7.3.3.17.5 (Remote Grid) Updates to grid topology to minimize risk of ignition in HFTDs Remote GridWLDFRContact from objectAggregated | WLDFR | HFTD - Distribution - Tier 3 - 4QU CoRE ¦ 1QU LoRE | Red Flag Warning - Small Fires | Contact from object | Aggregated | 2054 | 4.2914e-05 | 607.6134 | 0.026075 | 2054 | Mitigation | 0.95 | 45 | 0 | esc | 0.00097009 | 4.163e-08 | 0.00097009 | 4.163e-08 | 0.034217 | 5.558e-08 | 0.010315 | 7.9949e-11
[120 empty] | 7.3.3.17.5 (Remote Grid) Updates to grid topology to minimize risk of ignition in HFTDs Remote GridWLDFRContact from objectAggregated | WLDFR | HFTD - Distribution - Tier 3 - 4QU CoRE ¦ 1QU LoRE | Red Flag Warning - Small Fires | Contact from object | Aggregated | 2055 | 4.2914e-05 | 607.6134 | 0.026075 | 2055 | Mitigation | 0.95 | 45 | 0 | esc | 0.00097009 | 4.163e-08 | 0.00097009 | 4.163e-08 | 0.034217 | 5.558e-08 | 0.010315 | 7.9949e-11
[120 empty] | 7.3.3.17.5 (Remote Grid) Updates to grid topology to minimize risk of ignition in HFTDs Remote GridWLDFRContact from objectAggregated | WLDFR | HFTD - Distribution - Tier 3 - 4QU CoRE ¦ 1QU LoRE | Red Flag Warning - Small Fires | Contact from object | Aggregated | 2056 | 4.2914e-05 | 607.6134 | 0.026075 | 2056 | Mitigation | 0.95 | 45 | 0 | esc | 0.00097009 | 4.163e-08 | 0.00097009 | 4.163e-08 | 0.034217 | 5.558e-08 | 0.010315 | 7.9949e-11
[120 empty] | 7.3.3.17.5 (Remote Grid) Updates to grid topology to minimize risk of ignition in HFTDs Remote GridWLDFRContact from objectAggregated | WLDFR | HFTD - Distribution - Tier 3 - 4QU CoRE ¦ 1QU LoRE | Red Flag Warning - Small Fires | Contact from object | Aggregated | 2057 | 4.2914e-05 | 607.6134 | 0.026075 | 2057 | Mitigation | 0.95 | 45 | 0 | esc | 0.00097009 | 4.163e-08 | 0.00097009 | 4.163e-08 | 0.034217 | 5.558e-08 | 0.010315 | 7.9949e-11
[120 empty] | 7.3.3.17.5 (Remote Grid) Updates to grid topology to minimize risk of ignition in HFTDs Remote GridWLDFRContact from objectAggregated | WLDFR | HFTD - Distribution - Tier 3 - 4QU CoRE ¦ 1QU LoRE | Red Flag Warning - Small Fires | Contact from object | Aggregated | 2058 | 4.2914e-05 | 607.6134 | 0.026075 | 2058 | Mitigation | 0.95 | 45 | 0 | esc | 0.00097009 | 4.163e-08 | 0.00097009 | 4.163e-08 | 0.034217 | 5.558e-08 | 0 | 0
[120 empty] | 7.3.3.17.5 (Remote Grid) Updates to grid topology to minimize risk of ignition in HFTDs Remote GridWLDFRContact from objectAggregated | WLDFR | HFTD - Distribution - Tier 3 - 4QU CoRE ¦ 1QU LoRE | Red Flag Warning - Small Fires | Contact from object | Aggregated | 2059 | 4.2914e-05 | 607.6134 | 0.026075 | 2059 | Mitigation | 0.95 | 45 | 0 | esc | 0.00097009 | 4.163e-08 | 0.00097009 | 4.163e-08 | 0.034217 | 5.558e-08 | 0 | 0
[120 empty] | 7.3.3.17.5 (Remote Grid) Updates to grid topology to minimize risk of ignition in HFTDs Remote GridWLDFRContact from objectAggregated | WLDFR | HFTD - Distribution - Tier 3 - 4QU CoRE ¦ 1QU LoRE | Red Flag Warning - Small Fires | Contact from object | Aggregated | 2060 | 4.2914e-05 | 607.6134 | 0.026075 | 2060 | Mitigation | 0.95 | 45 | 0 | esc | 0.00097009 | 4.163e-08 | 0.00097009 | 4.163e-08 | 0.034217 | 5.558e-08 | 0.013666 | 1.4881e-10
[120 empty] | 7.3.3.17.5 (Remote Grid) Updates to grid topology to minimize risk of ignition in HFTDs Remote GridWLDFRContact from objectAggregated | WLDFR | HFTD - Distribution - Tier 3 - 4QU CoRE ¦ 1QU LoRE | Red Flag Warning - Small Fires | Contact from object | Aggregated | 2061 | 4.2914e-05 | 607.6134 | 0.026075 | 2061 | Mitigation | 0.95 | 45 | 0 | esc | 0.00097009 | 4.163e-08 | 0.00097009 | 4.163e-08 | 0.034217 | 5.558e-08 | 0.013666 | 1.4881e-10
[120 empty] | 7.3.3.17.5 (Remote Grid) Updates to grid topology to minimize risk of ignition in HFTDs Remote GridWLDFRContact from objectAggregated | WLDFR | HFTD - Distribution - Tier 3 - 4QU CoRE ¦ 1QU LoRE | Red Flag Warning - Small Fires | Contact from object | Aggregated | 2062 | 4.2914e-05 | 607.6134 | 0.026075 | 2062 | Mitigation | 0.95 | 45 | 0 | esc | 0.00097009 | 4.163e-08 | 0.00097009 | 4.163e-08 | 0.034217 | 5.558e-08 | 0.013666 | 1.4881e-10
[120 empty] | 7.3.3.17.5 (Remote Grid) Updates to grid topology to minimize risk of ignition in HFTDs Remote GridWLDFRContact from objectAggregated | WLDFR | HFTD - Distribution - Tier 3 - 4QU CoRE ¦ 1QU LoRE | Red Flag Warning - Small Fires | Contact from object | Aggregated | 2063 | 4.2914e-05 | 607.6134 | 0.026075 | 2063 | Mitigation | 0.95 | 45 | 0 | esc | 0.00097009 | 4.163e-08 | 0.00097009 | 4.163e-08 | 0.034217 | 5.558e-08 | 0.013666 | 1.4881e-10
[120 empty] | 7.3.3.17.5 (Remote Grid) Updates to grid topology to minimize risk of ignition in HFTDs Remote GridWLDFRContact from objectAggregated | WLDFR | HFTD - Distribution - Tier 3 - 4QU CoRE ¦ 1QU LoRE | Red Flag Warning - Small Fires | Contact from object | Aggregated | 2064 | 4.2914e-05 | 607.6134 | 0.026075 | 2064 | Mitigation | 0.95 | 45 | 0 | esc | 0.00097009 | 4.163e-08 | 0.00097009 | 4.163e-08 | 0.034217 | 5.558e-08 | 0.013666 | 1.4881e-10
[120 empty] | 7.3.3.17.5 (Remote Grid) Updates to grid topology to minimize risk of ignition in HFTDs Remote GridWLDFRContact from objectAggregated | WLDFR | HFTD - Distribution - Tier 3 - 4QU CoRE ¦ 1QU LoRE | Red Flag Warning - Small Fires | Contact from object | Aggregated | 2065 | 4.2914e-05 | 607.6134 | 0.026075 | 2065 | Mitigation | 0.95 | 45 | 0 | esc | 0.00097009 | 4.163e-08 | 0.00097009 | 4.163e-08 | 0.034217 | 5.558e-08 | 0.013666 | 1.4881e-10
[120 empty] | 7.3.3.17.5 (Remote Grid) Updates to grid topology to minimize risk of ignition in HFTDs Remote GridWLDFRContact from objectAggregated | WLDFR | HFTD - Distribution - Tier 3 - 4QU CoRE ¦ 1QU LoRE | Red Flag Warning - Small Fires | Contact from object | Aggregated | 2066 | 4.2914e-05 | 607.6134 | 0.026075 | 2066 | Mitigation | 0.95 | 45 | 0 | esc | 0.00097009 | 4.163e-08 | 0.00097009 | 4.163e-08 | 0.034217 | 5.558e-08 | 0.013666 | 1.4881e-10
[120 empty] | 7.3.3.17.5 (Remote Grid) Updates to grid topology to minimize risk of ignition in HFTDs Remote GridWLDFRContact from objectAggregated | WLDFR | HFTD - Distribution - Tier 3 - 4QU CoRE ¦ 1QU LoRE | Red Flag Warning - Small Fires | Contact from object | Aggregated | 2067 | 4.2914e-05 | 607.6134 | 0.026075 | 2067 | Mitigation | 0.95 | 45 | 0 | esc | 0 | 0 | 0.00097009 | 4.163e-08 | 0.034217 | 5.558e-08 | 0.013666 | 1.4881e-10
[120 empty] | 7.3.3.17.5 (Remote Grid) Updates to grid topology to minimize risk of ignition in HFTDs Remote GridWLDFRContaminationAggregated | WLDFR | HFTD - Distribution - Tier 3 - 4QU CoRE ¦ 1QU LoRE | Red Flag Warning - Small Fires | Contamination | Aggregated | 2022 | 2.694e-07 | 607.6134 | 0.00016369 | 2022 | Mitigation | 0.95 | 45 | 0 | esc | 0.00097009 | 2.6135e-10 | 0 | 0 | 0.034217 | 5.558e-08 | 0.013666 | 1.4881e-10
[120 empty] | 7.3.3.17.5 (Remote Grid) Updates to grid topology to minimize risk of ignition in HFTDs Remote GridWLDFRContaminationAggregated | WLDFR | HFTD - Distribution - Tier 3 - 4QU CoRE ¦ 1QU LoRE | Red Flag Warning - Small Fires | Contamination | Aggregated | 2023 | 2.694e-07 | 607.6134 | 0.00016369 | 2023 | Mitigation | 0.95 | 45 | 0 | esc | 0.00097009 | 2.6135e-10 | 0.00097009 | 2.6135e-10 | 0.034217 | 5.558e-08 | 0.013666 | 1.4881e-10
[120 empty] | 7.3.3.17.5 (Remote Grid) Updates to grid topology to minimize risk of ignition in HFTDs Remote GridWLDFRContaminationAggregated | WLDFR | HFTD - Distribution - Tier 3 - 4QU CoRE ¦ 1QU LoRE | Red Flag Warning - Small Fires | Contamination | Aggregated | 2024 | 2.694e-07 | 607.6134 | 0.00016369 | 2024 | Mitigation | 0.95 | 45 | 0 | esc | 0.00097009 | 2.6135e-10 | 0.00097009 | 2.6135e-10 | 0.034217 | 5.558e-08 | 0.013666 | 1.4881e-10
[120 empty] | 7.3.3.17.5 (Remote Grid) Updates to grid topology to minimize risk of ignition in HFTDs Remote GridWLDFRContaminationAggregated | WLDFR | HFTD - Distribution - Tier 3 - 4QU CoRE ¦ 1QU LoRE | Red Flag Warning - Small Fires | Contamination | Aggregated | 2025 | 2.694e-07 | 607.6134 | 0.00016369 | 2025 | Mitigation | 0.95 | 45 | 0 | esc | 0.00097009 | 2.6135e-10 | 0.00097009 | 2.6135e-10 | 0.034217 | 5.558e-08 | 0.013666 | 1.4881e-10
[120 empty] | 7.3.3.17.5 (Remote Grid) Updates to grid topology to minimize risk of ignition in HFTDs Remote GridWLDFRContaminationAggregated | WLDFR | HFTD - Distribution - Tier 3 - 4QU CoRE ¦ 1QU LoRE | Red Flag Warning - Small Fires | Contamination | Aggregated | 2026 | 2.694e-07 | 607.6134 | 0.00016369 | 2026 | Mitigation | 0.95 | 45 | 0 | esc | 0.00097009 | 2.6135e-10 | 0.00097009 | 2.6135e-10 | 0.034217 | 5.558e-08 | 0.013666 | 1.4881e-10
[120 empty] | 7.3.3.17.5 (Remote Grid) Updates to grid topology to minimize risk of ignition in HFTDs Remote GridWLDFRContaminationAggregated | WLDFR | HFTD - Distribution - Tier 3 - 4QU CoRE ¦ 1QU LoRE | Red Flag Warning - Small Fires | Contamination | Aggregated | 2027 | 2.694e-07 | 607.6134 | 0.00016369 | 2027 | Mitigation | 0.95 | 45 | 0 | esc | 0.00097009 | 2.6135e-10 | 0.00097009 | 2.6135e-10 | 0.034217 | 5.558e-08 | 0.013666 | 1.4881e-10
[120 empty] | 7.3.3.17.5 (Remote Grid) Updates to grid topology to minimize risk of ignition in HFTDs Remote GridWLDFRContaminationAggregated | WLDFR | HFTD - Distribution - Tier 3 - 4QU CoRE ¦ 1QU LoRE | Red Flag Warning - Small Fires | Contamination | Aggregated | 2028 | 2.694e-07 | 607.6134 | 0.00016369 | 2028 | Mitigation | 0.95 | 45 | 0 | esc | 0.00097009 | 2.6135e-10 | 0.00097009 | 2.6135e-10 | 0.034217 | 5.558e-08 | 0.013666 | 1.4881e-10
[120 empty] | 7.3.3.17.5 (Remote Grid) Updates to grid topology to minimize risk of ignition in HFTDs Remote GridWLDFRContaminationAggregated | WLDFR | HFTD - Distribution - Tier 3 - 4QU CoRE ¦ 1QU LoRE | Red Flag Warning - Small Fires | Contamination | Aggregated | 2029 | 2.694e-07 | 607.6134 | 0.00016369 | 2029 | Mitigation | 0.95 | 45 | 0 | esc | 0.00097009 | 2.6135e-10 | 0.00097009 | 2.6135e-10 | 0.034217 | 5.558e-08 | 0.013666 | 1.4881e-10
[120 empty] | 7.3.3.17.5 (Remote Grid) Updates to grid topology to minimize risk of ignition in HFTDs Remote GridWLDFRContaminationAggregated | WLDFR | HFTD - Distribution - Tier 3 - 4QU CoRE ¦ 1QU LoRE | Red Flag Warning - Small Fires | Contamination | Aggregated | 2030 | 2.694e-07 | 607.6134 | 0.00016369 | 2030 | Mitigation | 0.95 | 45 | 0 | esc | 0.00097009 | 2.6135e-10 | 0.00097009 | 2.6135e-10 | 0.034217 | 5.558e-08 | 0.013666 | 1.4881e-10
[120 empty] | 7.3.3.17.5 (Remote Grid) Updates to grid topology to minimize risk of ignition in HFTDs Remote GridWLDFRContaminationAggregated | WLDFR | HFTD - Distribution - Tier 3 - 4QU CoRE ¦ 1QU LoRE | Red Flag Warning - Small Fires | Contamination | Aggregated | 2031 | 2.694e-07 | 607.6134 | 0.00016369 | 2031 | Mitigation | 0.95 | 45 | 0 | esc | 0.00097009 | 2.6135e-10 | 0.00097009 | 2.6135e-10 | 0.034217 | 5.558e-08 | 0.013666 | 1.4881e-10
[120 empty] | 7.3.3.17.5 (Remote Grid) Updates to grid topology to minimize risk of ignition in HFTDs Remote GridWLDFRContaminationAggregated | WLDFR | HFTD - Distribution - Tier 3 - 4QU CoRE ¦ 1QU LoRE | Red Flag Warning - Small Fires | Contamination | Aggregated | 2032 | 2.694e-07 | 607.6134 | 0.00016369 | 2032 | Mitigation | 0.95 | 45 | 0 | esc | 0.00097009 | 2.6135e-10 | 0.00097009 | 2.6135e-10 | 0.034217 | 5.558e-08 | 0.013666 | 1.4881e-10
[120 empty] | 7.3.3.17.5 (Remote Grid) Updates to grid topology to minimize risk of ignition in HFTDs Remote GridWLDFRContaminationAggregated | WLDFR | HFTD - Distribution - Tier 3 - 4QU CoRE ¦ 1QU LoRE | Red Flag Warning - Small Fires | Contamination | Aggregated | 2033 | 2.694e-07 | 607.6134 | 0.00016369 | 2033 | Mitigation | 0.95 | 45 | 0 | esc | 0.00097009 | 2.6135e-10 | 0.00097009 | 2.6135e-10 | 0.034217 | 5.558e-08 | 0.013666 | 1.4881e-10
[120 empty] | 7.3.3.17.5 (Remote Grid) Updates to grid topology to minimize risk of ignition in HFTDs Remote GridWLDFRContaminationAggregated | WLDFR | HFTD - Distribution - Tier 3 - 4QU CoRE ¦ 1QU LoRE | Red Flag Warning - Small Fires | Contamination | Aggregated | 2034 | 2.694e-07 | 607.6134 | 0.00016369 | 2034 | Mitigation | 0.95 | 45 | 0 | esc | 0.00097009 | 2.6135e-10 | 0.00097009 | 2.6135e-10 | 0.034217 | 5.558e-08 | 0.013666 | 1.4881e-10
[120 empty] | 7.3.3.17.5 (Remote Grid) Updates to grid topology to minimize risk of ignition in HFTDs Remote GridWLDFRContaminationAggregated | WLDFR | HFTD - Distribution - Tier 3 - 4QU CoRE ¦ 1QU LoRE | Red Flag Warning - Small Fires | Contamination | Aggregated | 2035 | 2.694e-07 | 607.6134 | 0.00016369 | 2035 | Mitigation | 0.95 | 45 | 0 | esc | 0.00097009 | 2.6135e-10 | 0.00097009 | 2.6135e-10 | 0.034217 | 5.558e-08 | 0.013666 | 1.4881e-10
[120 empty] | 7.3.3.17.5 (Remote Grid) Updates to grid topology to minimize risk of ignition in HFTDs Remote GridWLDFRContaminationAggregated | WLDFR | HFTD - Distribution - Tier 3 - 4QU CoRE ¦ 1QU LoRE | Red Flag Warning - Small Fires | Contamination | Aggregated | 2036 | 2.694e-07 | 607.6134 | 0.00016369 | 2036 | Mitigation | 0.95 | 45 | 0 | esc | 0.00097009 | 2.6135e-10 | 0.00097009 | 2.6135e-10 | 0.034217 | 5.558e-08 | 0.013666 | 1.4881e-10
[120 empty] | 7.3.3.17.5 (Remote Grid) Updates to grid topology to minimize risk of ignition in HFTDs Remote GridWLDFRContaminationAggregated | WLDFR | HFTD - Distribution - Tier 3 - 4QU CoRE ¦ 1QU LoRE | Red Flag Warning - Small Fires | Contamination | Aggregated | 2037 | 2.694e-07 | 607.6134 | 0.00016369 | 2037 | Mitigation | 0.95 | 45 | 0 | esc | 0.00097009 | 2.6135e-10 | 0.00097009 | 2.6135e-10 | 0.034217 | 5.558e-08 | 0.013666 | 1.4881e-10
[120 empty] | 7.3.3.17.5 (Remote Grid) Updates to grid topology to minimize risk of ignition in HFTDs Remote GridWLDFRContaminationAggregated | WLDFR | HFTD - Distribution - Tier 3 - 4QU CoRE ¦ 1QU LoRE | Red Flag Warning - Small Fires | Contamination | Aggregated | 2038 | 2.694e-07 | 607.6134 | 0.00016369 | 2038 | Mitigation | 0.95 | 45 | 0 | esc | 0.00097009 | 2.6135e-10 | 0.00097009 | 2.6135e-10 | 0.034217 | 5.558e-08 | 0.013666 | 1.4881e-10
[120 empty] | 7.3.3.17.5 (Remote Grid) Updates to grid topology to minimize risk of ignition in HFTDs Remote GridWLDFRContaminationAggregated | WLDFR | HFTD - Distribution - Tier 3 - 4QU CoRE ¦ 1QU LoRE | Red Flag Warning - Small Fires | Contamination | Aggregated | 2039 | 2.694e-07 | 607.6134 | 0.00016369 | 2039 | Mitigation | 0.95 | 45 | 0 | esc | 0.00097009 | 2.6135e-10 | 0.00097009 | 2.6135e-10 | 0.034217 | 5.558e-08 | 0.013666 | 1.4881e-10
[120 empty] | 7.3.3.17.5 (Remote Grid) Updates to grid topology to minimize risk of ignition in HFTDs Remote GridWLDFRContaminationAggregated | WLDFR | HFTD - Distribution - Tier 3 - 4QU CoRE ¦ 1QU LoRE | Red Flag Warning - Small Fires | Contamination | Aggregated | 2040 | 2.694e-07 | 607.6134 | 0.00016369 | 2040 | Mitigation | 0.95 | 45 | 0 | esc | 0.00097009 | 2.6135e-10 | 0.00097009 | 2.6135e-10 | 0 | 0 | 0.013666 | 1.4881e-10
[120 empty] | 7.3.3.17.5 (Remote Grid) Updates to grid topology to minimize risk of ignition in HFTDs Remote GridWLDFRContaminationAggregated | WLDFR | HFTD - Distribution - Tier 3 - 4QU CoRE ¦ 1QU LoRE | Red Flag Warning - Small Fires | Contamination | Aggregated | 2041 | 2.694e-07 | 607.6134 | 0.00016369 | 2041 | Mitigation | 0.95 | 45 | 0 | esc | 0.00097009 | 2.6135e-10 | 0.00097009 | 2.6135e-10 | 0.034217 | 6.4877e-07 | 0.013666 | 1.4881e-10
[120 empty] | 7.3.3.17.5 (Remote Grid) Updates to grid topology to minimize risk of ignition in HFTDs Remote GridWLDFRContaminationAggregated | WLDFR | HFTD - Distribution - Tier 3 - 4QU CoRE ¦ 1QU LoRE | Red Flag Warning - Small Fires | Contamination | Aggregated | 2042 | 2.694e-07 | 607.6134 | 0.00016369 | 2042 | Mitigation | 0.95 | 45 | 0 | esc | 0.00097009 | 2.6135e-10 | 0.00097009 | 2.6135e-10 | 0.034217 | 6.4877e-07 | 0.013666 | 1.4881e-10
[120 empty] | 7.3.3.17.5 (Remote Grid) Updates to grid topology to minimize risk of ignition in HFTDs Remote GridWLDFRContaminationAggregated | WLDFR | HFTD - Distribution - Tier 3 - 4QU CoRE ¦ 1QU LoRE | Red Flag Warning - Small Fires | Contamination | Aggregated | 2043 | 2.694e-07 | 607.6134 | 0.00016369 | 2043 | Mitigation | 0.95 | 45 | 0 | esc | 0.00097009 | 2.6135e-10 | 0.00097009 | 2.6135e-10 | 0.034217 | 6.4877e-07 | 0.013666 | 1.4881e-10
[120 empty] | 7.3.3.17.5 (Remote Grid) Updates to grid topology to minimize risk of ignition in HFTDs Remote GridWLDFRContaminationAggregated | WLDFR | HFTD - Distribution - Tier 3 - 4QU CoRE ¦ 1QU LoRE | Red Flag Warning - Small Fires | Contamination | Aggregated | 2044 | 2.694e-07 | 607.6134 | 0.00016369 | 2044 | Mitigation | 0.95 | 45 | 0 | esc | 0.00097009 | 2.6135e-10 | 0.00097009 | 2.6135e-10 | 0.034217 | 6.4877e-07 | 0 | 0
[120 empty] | 7.3.3.17.5 (Remote Grid) Updates to grid topology to minimize risk of ignition in HFTDs Remote GridWLDFRContaminationAggregated | WLDFR | HFTD - Distribution - Tier 3 - 4QU CoRE ¦ 1QU LoRE | Red Flag Warning - Small Fires | Contamination | Aggregated | 2045 | 2.694e-07 | 607.6134 | 0.00016369 | 2045 | Mitigation | 0.95 | 45 | 0 | esc | 0.00097009 | 2.6135e-10 | 0.00097009 | 2.6135e-10 | 0.034217 | 6.4877e-07 | 0 | 0
[120 empty] | 7.3.3.17.5 (Remote Grid) Updates to grid topology to minimize risk of ignition in HFTDs Remote GridWLDFRContaminationAggregated | WLDFR | HFTD - Distribution - Tier 3 - 4QU CoRE ¦ 1QU LoRE | Red Flag Warning - Small Fires | Contamination | Aggregated | 2046 | 2.694e-07 | 607.6134 | 0.00016369 | 2046 | Mitigation | 0.95 | 45 | 0 | esc | 0.00097009 | 2.6135e-10 | 0.00097009 | 2.6135e-10 | 0.034217 | 6.4877e-07 | 0.0063316 | 2.1792e-11
[120 empty] | 7.3.3.17.5 (Remote Grid) Updates to grid topology to minimize risk of ignition in HFTDs Remote GridWLDFRContaminationAggregated | WLDFR | HFTD - Distribution - Tier 3 - 4QU CoRE ¦ 1QU LoRE | Red Flag Warning - Small Fires | Contamination | Aggregated | 2047 | 2.694e-07 | 607.6134 | 0.00016369 | 2047 | Mitigation | 0.95 | 45 | 0 | esc | 0.00097009 | 2.6135e-10 | 0.00097009 | 2.6135e-10 | 0.034217 | 6.4877e-07 | 0.0063316 | 2.1792e-11
[120 empty] | 7.3.3.17.5 (Remote Grid) Updates to grid topology to minimize risk of ignition in HFTDs Remote GridWLDFRContaminationAggregated | WLDFR | HFTD - Distribution - Tier 3 - 4QU CoRE ¦ 1QU LoRE | Red Flag Warning - Small Fires | Contamination | Aggregated | 2048 | 2.694e-07 | 607.6134 | 0.00016369 | 2048 | Mitigation | 0.95 | 45 | 0 | esc | 0.00097009 | 2.6135e-10 | 0.00097009 | 2.6135e-10 | 0.034217 | 6.4877e-07 | 0.0063316 | 2.1792e-11
[120 empty] | 7.3.3.17.5 (Remote Grid) Updates to grid topology to minimize risk of ignition in HFTDs Remote GridWLDFRContaminationAggregated | WLDFR | HFTD - Distribution - Tier 3 - 4QU CoRE ¦ 1QU LoRE | Red Flag Warning - Small Fires | Contamination | Aggregated | 2049 | 2.694e-07 | 607.6134 | 0.00016369 | 2049 | Mitigation | 0.95 | 45 | 0 | esc | 0.00097009 | 2.6135e-10 | 0.00097009 | 2.6135e-10 | 0.034217 | 6.4877e-07 | 0.0063316 | 2.1792e-11
[120 empty] | 7.3.3.17.5 (Remote Grid) Updates to grid topology to minimize risk of ignition in HFTDs Remote GridWLDFRContaminationAggregated | WLDFR | HFTD - Distribution - Tier 3 - 4QU CoRE ¦ 1QU LoRE | Red Flag Warning - Small Fires | Contamination | Aggregated | 2050 | 2.694e-07 | 607.6134 | 0.00016369 | 2050 | Mitigation | 0.95 | 45 | 0 | esc | 0.00097009 | 2.6135e-10 | 0.00097009 | 2.6135e-10 | 0.034217 | 6.4877e-07 | 0.0063316 | 2.1792e-11
[120 empty] | 7.3.3.17.5 (Remote Grid) Updates to grid topology to minimize risk of ignition in HFTDs Remote GridWLDFRContaminationAggregated | WLDFR | HFTD - Distribution - Tier 3 - 4QU CoRE ¦ 1QU LoRE | Red Flag Warning - Small Fires | Contamination | Aggregated | 2051 | 2.694e-07 | 607.6134 | 0.00016369 | 2051 | Mitigation | 0.95 | 45 | 0 | esc | 0.00097009 | 2.6135e-10 | 0.00097009 | 2.6135e-10 | 0.034217 | 6.4877e-07 | 0.0063316 | 2.1792e-11
[120 empty] | 7.3.3.17.5 (Remote Grid) Updates to grid topology to minimize risk of ignition in HFTDs Remote GridWLDFRContaminationAggregated | WLDFR | HFTD - Distribution - Tier 3 - 4QU CoRE ¦ 1QU LoRE | Red Flag Warning - Small Fires | Contamination | Aggregated | 2052 | 2.694e-07 | 607.6134 | 0.00016369 | 2052 | Mitigation | 0.95 | 45 | 0 | esc | 0.00097009 | 2.6135e-10 | 0.00097009 | 2.6135e-10 | 0.034217 | 6.4877e-07 | 0.0063316 | 2.1792e-11
[120 empty] | 7.3.3.17.5 (Remote Grid) Updates to grid topology to minimize risk of ignition in HFTDs Remote GridWLDFRContaminationAggregated | WLDFR | HFTD - Distribution - Tier 3 - 4QU CoRE ¦ 1QU LoRE | Red Flag Warning - Small Fires | Contamination | Aggregated | 2053 | 2.694e-07 | 607.6134 | 0.00016369 | 2053 | Mitigation | 0.95 | 45 | 0 | esc | 0.00097009 | 2.6135e-10 | 0.00097009 | 2.6135e-10 | 0.034217 | 6.4877e-07 | 0.0063316 | 2.1792e-11
[120 empty] | 7.3.3.17.5 (Remote Grid) Updates to grid topology to minimize risk of ignition in HFTDs Remote GridWLDFRContaminationAggregated | WLDFR | HFTD - Distribution - Tier 3 - 4QU CoRE ¦ 1QU LoRE | Red Flag Warning - Small Fires | Contamination | Aggregated | 2054 | 2.694e-07 | 607.6134 | 0.00016369 | 2054 | Mitigation | 0.95 | 45 | 0 | esc | 0.00097009 | 2.6135e-10 | 0.00097009 | 2.6135e-10 | 0.034217 | 6.4877e-07 | 0.0063316 | 2.1792e-11
[120 empty] | 7.3.3.17.5 (Remote Grid) Updates to grid topology to minimize risk of ignition in HFTDs Remote GridWLDFRContaminationAggregated | WLDFR | HFTD - Distribution - Tier 3 - 4QU CoRE ¦ 1QU LoRE | Red Flag Warning - Small Fires | Contamination | Aggregated | 2055 | 2.694e-07 | 607.6134 | 0.00016369 | 2055 | Mitigation | 0.95 | 45 | 0 | esc | 0.00097009 | 2.6135e-10 | 0.00097009 | 2.6135e-10 | 0.034217 | 6.4877e-07 | 0.0063316 | 2.1792e-11
[120 empty] | 7.3.3.17.5 (Remote Grid) Updates to grid topology to minimize risk of ignition in HFTDs Remote GridWLDFRContaminationAggregated | WLDFR | HFTD - Distribution - Tier 3 - 4QU CoRE ¦ 1QU LoRE | Red Flag Warning - Small Fires | Contamination | Aggregated | 2056 | 2.694e-07 | 607.6134 | 0.00016369 | 2056 | Mitigation | 0.95 | 45 | 0 | esc | 0.00097009 | 2.6135e-10 | 0.00097009 | 2.6135e-10 | 0.034217 | 6.4877e-07 | 0.0063316 | 2.1792e-11
[120 empty] | 7.3.3.17.5 (Remote Grid) Updates to grid topology to minimize risk of ignition in HFTDs Remote GridWLDFRContaminationAggregated | WLDFR | HFTD - Distribution - Tier 3 - 4QU CoRE ¦ 1QU LoRE | Red Flag Warning - Small Fires | Contamination | Aggregated | 2057 | 2.694e-07 | 607.6134 | 0.00016369 | 2057 | Mitigation | 0.95 | 45 | 0 | esc | 0.00097009 | 2.6135e-10 | 0.00097009 | 2.6135e-10 | 0.034217 | 6.4877e-07 | 0.0063316 | 2.1792e-11
[120 empty] | 7.3.3.17.5 (Remote Grid) Updates to grid topology to minimize risk of ignition in HFTDs Remote GridWLDFRContaminationAggregated | WLDFR | HFTD - Distribution - Tier 3 - 4QU CoRE ¦ 1QU LoRE | Red Flag Warning - Small Fires | Contamination | Aggregated | 2058 | 2.694e-07 | 607.6134 | 0.00016369 | 2058 | Mitigation | 0.95 | 45 | 0 | esc | 0.00097009 | 2.6135e-10 | 0.00097009 | 2.6135e-10 | 0.034217 | 6.4877e-07 | 0.0063316 | 2.1792e-11
[120 empty] | 7.3.3.17.5 (Remote Grid) Updates to grid topology to minimize risk of ignition in HFTDs Remote GridWLDFRContaminationAggregated | WLDFR | HFTD - Distribution - Tier 3 - 4QU CoRE ¦ 1QU LoRE | Red Flag Warning - Small Fires | Contamination | Aggregated | 2059 | 2.694e-07 | 607.6134 | 0.00016369 | 2059 | Mitigation | 0.95 | 45 | 0 | esc | 0.00097009 | 2.6135e-10 | 0.00097009 | 2.6135e-10 | 0.034217 | 6.4877e-07 | 0.0063316 | 2.1792e-11
[120 empty] | 7.3.3.17.5 (Remote Grid) Updates to grid topology to minimize risk of ignition in HFTDs Remote GridWLDFRContaminationAggregated | WLDFR | HFTD - Distribution - Tier 3 - 4QU CoRE ¦ 1QU LoRE | Red Flag Warning - Small Fires | Contamination | Aggregated | 2060 | 2.694e-07 | 607.6134 | 0.00016369 | 2060 | Mitigation | 0.95 | 45 | 0 | esc | 0.00097009 | 2.6135e-10 | 0.00097009 | 2.6135e-10 | 0.034217 | 6.4877e-07 | 0.0063316 | 2.1792e-11
[120 empty] | 7.3.3.17.5 (Remote Grid) Updates to grid topology to minimize risk of ignition in HFTDs Remote GridWLDFRContaminationAggregated | WLDFR | HFTD - Distribution - Tier 3 - 4QU CoRE ¦ 1QU LoRE | Red Flag Warning - Small Fires | Contamination | Aggregated | 2061 | 2.694e-07 | 607.6134 | 0.00016369 | 2061 | Mitigation | 0.95 | 45 | 0 | esc | 0.00097009 | 2.6135e-10 | 0.00097009 | 2.6135e-10 | 0.034217 | 6.4877e-07 | 0.0063316 | 2.1792e-11
[120 empty] | 7.3.3.17.5 (Remote Grid) Updates to grid topology to minimize risk of ignition in HFTDs Remote GridWLDFRContaminationAggregated | WLDFR | HFTD - Distribution - Tier 3 - 4QU CoRE ¦ 1QU LoRE | Red Flag Warning - Small Fires | Contamination | Aggregated | 2062 | 2.694e-07 | 607.6134 | 0.00016369 | 2062 | Mitigation | 0.95 | 45 | 0 | esc | 0.00097009 | 2.6135e-10 | 0.00097009 | 2.6135e-10 | 0.034217 | 6.4877e-07 | 0.0063316 | 2.1792e-11
[120 empty] | 7.3.3.17.5 (Remote Grid) Updates to grid topology to minimize risk of ignition in HFTDs Remote GridWLDFRContaminationAggregated | WLDFR | HFTD - Distribution - Tier 3 - 4QU CoRE ¦ 1QU LoRE | Red Flag Warning - Small Fires | Contamination | Aggregated | 2063 | 2.694e-07 | 607.6134 | 0.00016369 | 2063 | Mitigation | 0.95 | 45 | 0 | esc | 0.00097009 | 2.6135e-10 | 0.00097009 | 2.6135e-10 | 0.034217 | 6.4877e-07 | 0.0063316 | 2.1792e-11
[120 empty] | 7.3.3.17.5 (Remote Grid) Updates to grid topology to minimize risk of ignition in HFTDs Remote GridWLDFRContaminationAggregated | WLDFR | HFTD - Distribution - Tier 3 - 4QU CoRE ¦ 1QU LoRE | Red Flag Warning - Small Fires | Contamination | Aggregated | 2064 | 2.694e-07 | 607.6134 | 0.00016369 | 2064 | Mitigation | 0.95 | 45 | 0 | esc | 0.00097009 | 2.6135e-10 | 0.00097009 | 2.6135e-10 | 0.034217 | 6.4877e-07 | 0.0063316 | 2.1792e-11
[120 empty] | 7.3.3.17.5 (Remote Grid) Updates to grid topology to minimize risk of ignition in HFTDs Remote GridWLDFRContaminationAggregated | WLDFR | HFTD - Distribution - Tier 3 - 4QU CoRE ¦ 1QU LoRE | Red Flag Warning - Small Fires | Contamination | Aggregated | 2065 | 2.694e-07 | 607.6134 | 0.00016369 | 2065 | Mitigation | 0.95 | 45 | 0 | esc | 0.00097009 | 2.6135e-10 | 0.00097009 | 2.6135e-10 | 0.034217 | 6.4877e-07 | 0.0063316 | 2.1792e-11
[120 empty] | 7.3.3.17.5 (Remote Grid) Updates to grid topology to minimize risk of ignition in HFTDs Remote GridWLDFRContaminationAggregated | WLDFR | HFTD - Distribution - Tier 3 - 4QU CoRE ¦ 1QU LoRE | Red Flag Warning - Small Fires | Contamination | Aggregated | 2066 | 2.694e-07 | 607.6134 | 0.00016369 | 2066 | Mitigation | 0.95 | 45 | 0 | esc | 0.00097009 | 2.6135e-10 | 0.00097009 | 2.6135e-10 | 0.034217 | 6.4877e-07 | 0.0063316 | 2.1792e-11
[120 empty] | 7.3.3.17.5 (Remote Grid) Updates to grid topology to minimize risk of ignition in HFTDs Remote GridWLDFRContaminationAggregated | WLDFR | HFTD - Distribution - Tier 3 - 4QU CoRE ¦ 1QU LoRE | Red Flag Warning - Small Fires | Contamination | Aggregated | 2067 | 2.694e-07 | 607.6134 | 0.00016369 | 2067 | Mitigation | 0.95 | 45 | 0 | esc | 0 | 0 | 0.00097009 | 2.6135e-10 | 0.034217 | 6.4877e-07 | 0.0063316 | 2.1792e-11
[120 empty] | 7.3.3.17.5 (Remote Grid) Updates to grid topology to minimize risk of ignition in HFTDs Remote GridWLDFREquipment / facility failureAggregated | WLDFR | HFTD - Distribution - Tier 3 - 4QU CoRE ¦ 1QU LoRE | Red Flag Warning - Small Fires | Equipment / facility failure | Aggregated | 2022 | 0.00018289 | 607.6134 | 0.11113 | 2022 | Mitigation | 0.95 | 45 | 0 | esc | 0.00097009 | 1.7742e-07 | 0 | 0 | 0.034217 | 6.4877e-07 | 0.0063316 | 2.1792e-11
[120 empty] | 7.3.3.17.5 (Remote Grid) Updates to grid topology to minimize risk of ignition in HFTDs Remote GridWLDFREquipment / facility failureAggregated | WLDFR | HFTD - Distribution - Tier 3 - 4QU CoRE ¦ 1QU LoRE | Red Flag Warning - Small Fires | Equipment / facility failure | Aggregated | 2023 | 0.00018289 | 607.6134 | 0.11113 | 2023 | Mitigation | 0.95 | 45 | 0 | esc | 0.00097009 | 1.7742e-07 | 0.00097009 | 1.7742e-07 | 0.034217 | 6.4877e-07 | 0.0063316 | 2.1792e-11
[120 empty] | 7.3.3.17.5 (Remote Grid) Updates to grid topology to minimize risk of ignition in HFTDs Remote GridWLDFREquipment / facility failureAggregated | WLDFR | HFTD - Distribution - Tier 3 - 4QU CoRE ¦ 1QU LoRE | Red Flag Warning - Small Fires | Equipment / facility failure | Aggregated | 2024 | 0.00018289 | 607.6134 | 0.11113 | 2024 | Mitigation | 0.95 | 45 | 0 | esc | 0.00097009 | 1.7742e-07 | 0.00097009 | 1.7742e-07 | 0.034217 | 6.4877e-07 | 0.0063316 | 2.1792e-11
[120 empty] | 7.3.3.17.5 (Remote Grid) Updates to grid topology to minimize risk of ignition in HFTDs Remote GridWLDFREquipment / facility failureAggregated | WLDFR | HFTD - Distribution - Tier 3 - 4QU CoRE ¦ 1QU LoRE | Red Flag Warning - Small Fires | Equipment / facility failure | Aggregated | 2025 | 0.00018289 | 607.6134 | 0.11113 | 2025 | Mitigation | 0.95 | 45 | 0 | esc | 0.00097009 | 1.7742e-07 | 0.00097009 | 1.7742e-07 | 0.034217 | 6.4877e-07 | 0.0063316 | 2.1792e-11
[120 empty] | 7.3.3.17.5 (Remote Grid) Updates to grid topology to minimize risk of ignition in HFTDs Remote GridWLDFREquipment / facility failureAggregated | WLDFR | HFTD - Distribution - Tier 3 - 4QU CoRE ¦ 1QU LoRE | Red Flag Warning - Small Fires | Equipment / facility failure | Aggregated | 2026 | 0.00018289 | 607.6134 | 0.11113 | 2026 | Mitigation | 0.95 | 45 | 0 | esc | 0.00097009 | 1.7742e-07 | 0.00097009 | 1.7742e-07 | 0.034217 | 6.4877e-07 | 0.0063316 | 2.1792e-11
[120 empty] | 7.3.3.17.5 (Remote Grid) Updates to grid topology to minimize risk of ignition in HFTDs Remote GridWLDFREquipment / facility failureAggregated | WLDFR | HFTD - Distribution - Tier 3 - 4QU CoRE ¦ 1QU LoRE | Red Flag Warning - Small Fires | Equipment / facility failure | Aggregated | 2027 | 0.00018289 | 607.6134 | 0.11113 | 2027 | Mitigation | 0.95 | 45 | 0 | esc | 0.00097009 | 1.7742e-07 | 0.00097009 | 1.7742e-07 | 0.034217 | 6.4877e-07 | 0.0063316 | 2.1792e-11
[120 empty] | 7.3.3.17.5 (Remote Grid) Updates to grid topology to minimize risk of ignition in HFTDs Remote GridWLDFREquipment / facility failureAggregated | WLDFR | HFTD - Distribution - Tier 3 - 4QU CoRE ¦ 1QU LoRE | Red Flag Warning - Small Fires | Equipment / facility failure | Aggregated | 2028 | 0.00018289 | 607.6134 | 0.11113 | 2028 | Mitigation | 0.95 | 45 | 0 | esc | 0.00097009 | 1.7742e-07 | 0.00097009 | 1.7742e-07 | 0.034217 | 6.4877e-07 | 0.0063316 | 2.1792e-11
[120 empty] | 7.3.3.17.5 (Remote Grid) Updates to grid topology to minimize risk of ignition in HFTDs Remote GridWLDFREquipment / facility failureAggregated | WLDFR | HFTD - Distribution - Tier 3 - 4QU CoRE ¦ 1QU LoRE | Red Flag Warning - Small Fires | Equipment / facility failure | Aggregated | 2029 | 0.00018289 | 607.6134 | 0.11113 | 2029 | Mitigation | 0.95 | 45 | 0 | esc | 0.00097009 | 1.7742e-07 | 0.00097009 | 1.7742e-07 | 0.034217 | 6.4877e-07 | 0.0063316 | 2.1792e-11
[120 empty] | 7.3.3.17.5 (Remote Grid) Updates to grid topology to minimize risk of ignition in HFTDs Remote GridWLDFREquipment / facility failureAggregated | WLDFR | HFTD - Distribution - Tier 3 - 4QU CoRE ¦ 1QU LoRE | Red Flag Warning - Small Fires | Equipment / facility failure | Aggregated | 2030 | 0.00018289 | 607.6134 | 0.11113 | 2030 | Mitigation | 0.95 | 45 | 0 | esc | 0.00097009 | 1.7742e-07 | 0.00097009 | 1.7742e-07 | 0.034217 | 6.4877e-07 | 0 | 0
[120 empty] | 7.3.3.17.5 (Remote Grid) Updates to grid topology to minimize risk of ignition in HFTDs Remote GridWLDFREquipment / facility failureAggregated | WLDFR | HFTD - Distribution - Tier 3 - 4QU CoRE ¦ 1QU LoRE | Red Flag Warning - Small Fires | Equipment / facility failure | Aggregated | 2031 | 0.00018289 | 607.6134 | 0.11113 | 2031 | Mitigation | 0.95 | 45 | 0 | esc | 0.00097009 | 1.7742e-07 | 0.00097009 | 1.7742e-07 | 0.034217 | 6.4877e-07 | 0 | 0
[120 empty] | 7.3.3.17.5 (Remote Grid) Updates to grid topology to minimize risk of ignition in HFTDs Remote GridWLDFREquipment / facility failureAggregated | WLDFR | HFTD - Distribution - Tier 3 - 4QU CoRE ¦ 1QU LoRE | Red Flag Warning - Small Fires | Equipment / facility failure | Aggregated | 2032 | 0.00018289 | 607.6134 | 0.11113 | 2032 | Mitigation | 0.95 | 45 | 0 | esc | 0.00097009 | 1.7742e-07 | 0.00097009 | 1.7742e-07 | 0.034217 | 6.4877e-07 | 0.010957 | 2.2099e-09
[120 empty] | 7.3.3.17.5 (Remote Grid) Updates to grid topology to minimize risk of ignition in HFTDs Remote GridWLDFREquipment / facility failureAggregated | WLDFR | HFTD - Distribution - Tier 3 - 4QU CoRE ¦ 1QU LoRE | Red Flag Warning - Small Fires | Equipment / facility failure | Aggregated | 2033 | 0.00018289 | 607.6134 | 0.11113 | 2033 | Mitigation | 0.95 | 45 | 0 | esc | 0.00097009 | 1.7742e-07 | 0.00097009 | 1.7742e-07 | 0.034217 | 6.4877e-07 | 0.010957 | 2.2099e-09
[120 empty] | 7.3.3.17.5 (Remote Grid) Updates to grid topology to minimize risk of ignition in HFTDs Remote GridWLDFREquipment / facility failureAggregated | WLDFR | HFTD - Distribution - Tier 3 - 4QU CoRE ¦ 1QU LoRE | Red Flag Warning - Small Fires | Equipment / facility failure | Aggregated | 2034 | 0.00018289 | 607.6134 | 0.11113 | 2034 | Mitigation | 0.95 | 45 | 0 | esc | 0.00097009 | 1.7742e-07 | 0.00097009 | 1.7742e-07 | 0.034217 | 6.4877e-07 | 0.010957 | 2.2099e-09
[120 empty] | 7.3.3.17.5 (Remote Grid) Updates to grid topology to minimize risk of ignition in HFTDs Remote GridWLDFREquipment / facility failureAggregated | WLDFR | HFTD - Distribution - Tier 3 - 4QU CoRE ¦ 1QU LoRE | Red Flag Warning - Small Fires | Equipment / facility failure | Aggregated | 2035 | 0.00018289 | 607.6134 | 0.11113 | 2035 | Mitigation | 0.95 | 45 | 0 | esc | 0.00097009 | 1.7742e-07 | 0.00097009 | 1.7742e-07 | 0.034217 | 6.4877e-07 | 0.010957 | 2.2099e-09
[120 empty] | 7.3.3.17.5 (Remote Grid) Updates to grid topology to minimize risk of ignition in HFTDs Remote GridWLDFREquipment / facility failureAggregated | WLDFR | HFTD - Distribution - Tier 3 - 4QU CoRE ¦ 1QU LoRE | Red Flag Warning - Small Fires | Equipment / facility failure | Aggregated | 2036 | 0.00018289 | 607.6134 | 0.11113 | 2036 | Mitigation | 0.95 | 45 | 0 | esc | 0.00097009 | 1.7742e-07 | 0.00097009 | 1.7742e-07 | 0.034217 | 6.4877e-07 | 0.010957 | 2.2099e-09
[120 empty] | 7.3.3.17.5 (Remote Grid) Updates to grid topology to minimize risk of ignition in HFTDs Remote GridWLDFREquipment / facility failureAggregated | WLDFR | HFTD - Distribution - Tier 3 - 4QU CoRE ¦ 1QU LoRE | Red Flag Warning - Small Fires | Equipment / facility failure | Aggregated | 2037 | 0.00018289 | 607.6134 | 0.11113 | 2037 | Mitigation | 0.95 | 45 | 0 | esc | 0.00097009 | 1.7742e-07 | 0.00097009 | 1.7742e-07 | 0.034217 | 6.4877e-07 | 0.010957 | 2.2099e-09
[120 empty] | 7.3.3.17.5 (Remote Grid) Updates to grid topology to minimize risk of ignition in HFTDs Remote GridWLDFREquipment / facility failureAggregated | WLDFR | HFTD - Distribution - Tier 3 - 4QU CoRE ¦ 1QU LoRE | Red Flag Warning - Small Fires | Equipment / facility failure | Aggregated | 2038 | 0.00018289 | 607.6134 | 0.11113 | 2038 | Mitigation | 0.95 | 45 | 0 | esc | 0.00097009 | 1.7742e-07 | 0.00097009 | 1.7742e-07 | 0.034217 | 6.4877e-07 | 0.010957 | 2.2099e-09
[120 empty] | 7.3.3.17.5 (Remote Grid) Updates to grid topology to minimize risk of ignition in HFTDs Remote GridWLDFREquipment / facility failureAggregated | WLDFR | HFTD - Distribution - Tier 3 - 4QU CoRE ¦ 1QU LoRE | Red Flag Warning - Small Fires | Equipment / facility failure | Aggregated | 2039 | 0.00018289 | 607.6134 | 0.11113 | 2039 | Mitigation | 0.95 | 45 | 0 | esc | 0.00097009 | 1.7742e-07 | 0.00097009 | 1.7742e-07 | 0.034217 | 6.4877e-07 | 0.010957 | 2.2099e-09
[120 empty] | 7.3.3.17.5 (Remote Grid) Updates to grid topology to minimize risk of ignition in HFTDs Remote GridWLDFREquipment / facility failureAggregated | WLDFR | HFTD - Distribution - Tier 3 - 4QU CoRE ¦ 1QU LoRE | Red Flag Warning - Small Fires | Equipment / facility failure | Aggregated | 2040 | 0.00018289 | 607.6134 | 0.11113 | 2040 | Mitigation | 0.95 | 45 | 0 | esc | 0.00097009 | 1.7742e-07 | 0.00097009 | 1.7742e-07 | 0.034217 | 6.4877e-07 | 0.010957 | 2.2099e-09
[120 empty] | 7.3.3.17.5 (Remote Grid) Updates to grid topology to minimize risk of ignition in HFTDs Remote GridWLDFREquipment / facility failureAggregated | WLDFR | HFTD - Distribution - Tier 3 - 4QU CoRE ¦ 1QU LoRE | Red Flag Warning - Small Fires | Equipment / facility failure | Aggregated | 2041 | 0.00018289 | 607.6134 | 0.11113 | 2041 | Mitigation | 0.95 | 45 | 0 | esc | 0.00097009 | 1.7742e-07 | 0.00097009 | 1.7742e-07 | 0.034217 | 6.4877e-07 | 0.010957 | 2.2099e-09
[120 empty] | 7.3.3.17.5 (Remote Grid) Updates to grid topology to minimize risk of ignition in HFTDs Remote GridWLDFREquipment / facility failureAggregated | WLDFR | HFTD - Distribution - Tier 3 - 4QU CoRE ¦ 1QU LoRE | Red Flag Warning - Small Fires | Equipment / facility failure | Aggregated | 2042 | 0.00018289 | 607.6134 | 0.11113 | 2042 | Mitigation | 0.95 | 45 | 0 | esc | 0.00097009 | 1.7742e-07 | 0.00097009 | 1.7742e-07 | 0.034217 | 6.4877e-07 | 0.010957 | 2.2099e-09
[120 empty] | 7.3.3.17.5 (Remote Grid) Updates to grid topology to minimize risk of ignition in HFTDs Remote GridWLDFREquipment / facility failureAggregated | WLDFR | HFTD - Distribution - Tier 3 - 4QU CoRE ¦ 1QU LoRE | Red Flag Warning - Small Fires | Equipment / facility failure | Aggregated | 2043 | 0.00018289 | 607.6134 | 0.11113 | 2043 | Mitigation | 0.95 | 45 | 0 | esc | 0.00097009 | 1.7742e-07 | 0.00097009 | 1.7742e-07 | 0.034217 | 6.4877e-07 | 0.010957 | 2.2099e-09
[120 empty] | 7.3.3.17.5 (Remote Grid) Updates to grid topology to minimize risk of ignition in HFTDs Remote GridWLDFREquipment / facility failureAggregated | WLDFR | HFTD - Distribution - Tier 3 - 4QU CoRE ¦ 1QU LoRE | Red Flag Warning - Small Fires | Equipment / facility failure | Aggregated | 2044 | 0.00018289 | 607.6134 | 0.11113 | 2044 | Mitigation | 0.95 | 45 | 0 | esc | 0.00097009 | 1.7742e-07 | 0.00097009 | 1.7742e-07 | 0 | 0 | 0.010957 | 2.2099e-09
[120 empty] | 7.3.3.17.5 (Remote Grid) Updates to grid topology to minimize risk of ignition in HFTDs Remote GridWLDFREquipment / facility failureAggregated | WLDFR | HFTD - Distribution - Tier 3 - 4QU CoRE ¦ 1QU LoRE | Red Flag Warning - Small Fires | Equipment / facility failure | Aggregated | 2045 | 0.00018289 | 607.6134 | 0.11113 | 2045 | Mitigation | 0.95 | 45 | 0 | esc | 0.00097009 | 1.7742e-07 | 0.00097009 | 1.7742e-07 | 0.034217 | 1.4152e-08 | 0.010957 | 2.2099e-09
[120 empty] | 7.3.3.17.5 (Remote Grid) Updates to grid topology to minimize risk of ignition in HFTDs Remote GridWLDFREquipment / facility failureAggregated | WLDFR | HFTD - Distribution - Tier 3 - 4QU CoRE ¦ 1QU LoRE | Red Flag Warning - Small Fires | Equipment / facility failure | Aggregated | 2046 | 0.00018289 | 607.6134 | 0.11113 | 2046 | Mitigation | 0.95 | 45 | 0 | esc | 0.00097009 | 1.7742e-07 | 0.00097009 | 1.7742e-07 | 0.034217 | 1.4152e-08 | 0.010957 | 2.2099e-09
[120 empty] | 7.3.3.17.5 (Remote Grid) Updates to grid topology to minimize risk of ignition in HFTDs Remote GridWLDFREquipment / facility failureAggregated | WLDFR | HFTD - Distribution - Tier 3 - 4QU CoRE ¦ 1QU LoRE | Red Flag Warning - Small Fires | Equipment / facility failure | Aggregated | 2047 | 0.00018289 | 607.6134 | 0.11113 | 2047 | Mitigation | 0.95 | 45 | 0 | esc | 0.00097009 | 1.7742e-07 | 0.00097009 | 1.7742e-07 | 0.034217 | 1.4152e-08 | 0.010957 | 2.2099e-09
[120 empty] | 7.3.3.17.5 (Remote Grid) Updates to grid topology to minimize risk of ignition in HFTDs Remote GridWLDFREquipment / facility failureAggregated | WLDFR | HFTD - Distribution - Tier 3 - 4QU CoRE ¦ 1QU LoRE | Red Flag Warning - Small Fires | Equipment / facility failure | Aggregated | 2048 | 0.00018289 | 607.6134 | 0.11113 | 2048 | Mitigation | 0.95 | 45 | 0 | esc | 0.00097009 | 1.7742e-07 | 0.00097009 | 1.7742e-07 | 0.034217 | 1.4152e-08 | 0.010957 | 2.2099e-09
[120 empty] | 7.3.3.17.5 (Remote Grid) Updates to grid topology to minimize risk of ignition in HFTDs Remote GridWLDFREquipment / facility failureAggregated | WLDFR | HFTD - Distribution - Tier 3 - 4QU CoRE ¦ 1QU LoRE | Red Flag Warning - Small Fires | Equipment / facility failure | Aggregated | 2049 | 0.00018289 | 607.6134 | 0.11113 | 2049 | Mitigation | 0.95 | 45 | 0 | esc | 0.00097009 | 1.7742e-07 | 0.00097009 | 1.7742e-07 | 0.034217 | 1.4152e-08 | 0.010957 | 2.2099e-09
[120 empty] | 7.3.3.17.5 (Remote Grid) Updates to grid topology to minimize risk of ignition in HFTDs Remote GridWLDFREquipment / facility failureAggregated | WLDFR | HFTD - Distribution - Tier 3 - 4QU CoRE ¦ 1QU LoRE | Red Flag Warning - Small Fires | Equipment / facility failure | Aggregated | 2050 | 0.00018289 | 607.6134 | 0.11113 | 2050 | Mitigation | 0.95 | 45 | 0 | esc | 0.00097009 | 1.7742e-07 | 0.00097009 | 1.7742e-07 | 0.034217 | 1.4152e-08 | 0.010957 | 2.2099e-09
[120 empty] | 7.3.3.17.5 (Remote Grid) Updates to grid topology to minimize risk of ignition in HFTDs Remote GridWLDFREquipment / facility failureAggregated | WLDFR | HFTD - Distribution - Tier 3 - 4QU CoRE ¦ 1QU LoRE | Red Flag Warning - Small Fires | Equipment / facility failure | Aggregated | 2051 | 0.00018289 | 607.6134 | 0.11113 | 2051 | Mitigation | 0.95 | 45 | 0 | esc | 0.00097009 | 1.7742e-07 | 0.00097009 | 1.7742e-07 | 0.034217 | 1.4152e-08 | 0.010957 | 2.2099e-09
[120 empty] | 7.3.3.17.5 (Remote Grid) Updates to grid topology to minimize risk of ignition in HFTDs Remote GridWLDFREquipment / facility failureAggregated | WLDFR | HFTD - Distribution - Tier 3 - 4QU CoRE ¦ 1QU LoRE | Red Flag Warning - Small Fires | Equipment / facility failure | Aggregated | 2052 | 0.00018289 | 607.6134 | 0.11113 | 2052 | Mitigation | 0.95 | 45 | 0 | esc | 0.00097009 | 1.7742e-07 | 0.00097009 | 1.7742e-07 | 0.034217 | 1.4152e-08 | 0.010957 | 2.2099e-09
[120 empty] | 7.3.3.17.5 (Remote Grid) Updates to grid topology to minimize risk of ignition in HFTDs Remote GridWLDFREquipment / facility failureAggregated | WLDFR | HFTD - Distribution - Tier 3 - 4QU CoRE ¦ 1QU LoRE | Red Flag Warning - Small Fires | Equipment / facility failure | Aggregated | 2053 | 0.00018289 | 607.6134 | 0.11113 | 2053 | Mitigation | 0.95 | 45 | 0 | esc | 0.00097009 | 1.7742e-07 | 0.00097009 | 1.7742e-07 | 0.034217 | 1.4152e-08 | 0.010957 | 2.2099e-09
[120 empty] | 7.3.3.17.5 (Remote Grid) Updates to grid topology to minimize risk of ignition in HFTDs Remote GridWLDFREquipment / facility failureAggregated | WLDFR | HFTD - Distribution - Tier 3 - 4QU CoRE ¦ 1QU LoRE | Red Flag Warning - Small Fires | Equipment / facility failure | Aggregated | 2054 | 0.00018289 | 607.6134 | 0.11113 | 2054 | Mitigation | 0.95 | 45 | 0 | esc | 0.00097009 | 1.7742e-07 | 0.00097009 | 1.7742e-07 | 0.034217 | 1.4152e-08 | 0.010957 | 2.2099e-09
[120 empty] | 7.3.3.17.5 (Remote Grid) Updates to grid topology to minimize risk of ignition in HFTDs Remote GridWLDFREquipment / facility failureAggregated | WLDFR | HFTD - Distribution - Tier 3 - 4QU CoRE ¦ 1QU LoRE | Red Flag Warning - Small Fires | Equipment / facility failure | Aggregated | 2055 | 0.00018289 | 607.6134 | 0.11113 | 2055 | Mitigation | 0.95 | 45 | 0 | esc | 0.00097009 | 1.7742e-07 | 0.00097009 | 1.7742e-07 | 0.034217 | 1.4152e-08 | 0.010957 | 2.2099e-09
[120 empty] | 7.3.3.17.5 (Remote Grid) Updates to grid topology to minimize risk of ignition in HFTDs Remote GridWLDFREquipment / facility failureAggregated | WLDFR | HFTD - Distribution - Tier 3 - 4QU CoRE ¦ 1QU LoRE | Red Flag Warning - Small Fires | Equipment / facility failure | Aggregated | 2056 | 0.00018289 | 607.6134 | 0.11113 | 2056 | Mitigation | 0.95 | 45 | 0 | esc | 0.00097009 | 1.7742e-07 | 0.00097009 | 1.7742e-07 | 0.034217 | 1.4152e-08 | 0.010957 | 2.2099e-09
[120 empty] | 7.3.3.17.5 (Remote Grid) Updates to grid topology to minimize risk of ignition in HFTDs Remote GridWLDFREquipment / facility failureAggregated | WLDFR | HFTD - Distribution - Tier 3 - 4QU CoRE ¦ 1QU LoRE | Red Flag Warning - Small Fires | Equipment / facility failure | Aggregated | 2057 | 0.00018289 | 607.6134 | 0.11113 | 2057 | Mitigation | 0.95 | 45 | 0 | esc | 0.00097009 | 1.7742e-07 | 0.00097009 | 1.7742e-07 | 0.034217 | 1.4152e-08 | 0.010957 | 2.2099e-09
[120 empty] | 7.3.3.17.5 (Remote Grid) Updates to grid topology to minimize risk of ignition in HFTDs Remote GridWLDFREquipment / facility failureAggregated | WLDFR | HFTD - Distribution - Tier 3 - 4QU CoRE ¦ 1QU LoRE | Red Flag Warning - Small Fires | Equipment / facility failure | Aggregated | 2058 | 0.00018289 | 607.6134 | 0.11113 | 2058 | Mitigation | 0.95 | 45 | 0 | esc | 0.00097009 | 1.7742e-07 | 0.00097009 | 1.7742e-07 | 0.034217 | 1.4152e-08 | 0.010957 | 2.2099e-09
[120 empty] | 7.3.3.17.5 (Remote Grid) Updates to grid topology to minimize risk of ignition in HFTDs Remote GridWLDFREquipment / facility failureAggregated | WLDFR | HFTD - Distribution - Tier 3 - 4QU CoRE ¦ 1QU LoRE | Red Flag Warning - Small Fires | Equipment / facility failure | Aggregated | 2059 | 0.00018289 | 607.6134 | 0.11113 | 2059 | Mitigation | 0.95 | 45 | 0 | esc | 0.00097009 | 1.7742e-07 | 0.00097009 | 1.7742e-07 | 0.034217 | 1.4152e-08 | 0.010957 | 2.2099e-09
[120 empty] | 7.3.3.17.5 (Remote Grid) Updates to grid topology to minimize risk of ignition in HFTDs Remote GridWLDFREquipment / facility failureAggregated | WLDFR | HFTD - Distribution - Tier 3 - 4QU CoRE ¦ 1QU LoRE | Red Flag Warning - Small Fires | Equipment / facility failure | Aggregated | 2060 | 0.00018289 | 607.6134 | 0.11113 | 2060 | Mitigation | 0.95 | 45 | 0 | esc | 0.00097009 | 1.7742e-07 | 0.00097009 | 1.7742e-07 | 0.034217 | 1.4152e-08 | 0.010957 | 2.2099e-09
[120 empty] | 7.3.3.17.5 (Remote Grid) Updates to grid topology to minimize risk of ignition in HFTDs Remote GridWLDFREquipment / facility failureAggregated | WLDFR | HFTD - Distribution - Tier 3 - 4QU CoRE ¦ 1QU LoRE | Red Flag Warning - Small Fires | Equipment / facility failure | Aggregated | 2061 | 0.00018289 | 607.6134 | 0.11113 | 2061 | Mitigation | 0.95 | 45 | 0 | esc | 0.00097009 | 1.7742e-07 | 0.00097009 | 1.7742e-07 | 0.034217 | 1.4152e-08 | 0.010957 | 2.2099e-09
[120 empty] | 7.3.3.17.5 (Remote Grid) Updates to grid topology to minimize risk of ignition in HFTDs Remote GridWLDFREquipment / facility failureAggregated | WLDFR | HFTD - Distribution - Tier 3 - 4QU CoRE ¦ 1QU LoRE | Red Flag Warning - Small Fires | Equipment / facility failure | Aggregated | 2062 | 0.00018289 | 607.6134 | 0.11113 | 2062 | Mitigation | 0.95 | 45 | 0 | esc | 0.00097009 | 1.7742e-07 | 0.00097009 | 1.7742e-07 | 0.034217 | 1.4152e-08 | 0 | 0
[120 empty] | 7.3.3.17.5 (Remote Grid) Updates to grid topology to minimize risk of ignition in HFTDs Remote GridWLDFREquipment / facility failureAggregated | WLDFR | HFTD - Distribution - Tier 3 - 4QU CoRE ¦ 1QU LoRE | Red Flag Warning - Small Fires | Equipment / facility failure | Aggregated | 2063 | 0.00018289 | 607.6134 | 0.11113 | 2063 | Mitigation | 0.95 | 45 | 0 | esc | 0.00097009 | 1.7742e-07 | 0.00097009 | 1.7742e-07 | 0.034217 | 1.4152e-08 | 0 | 0
[120 empty] | 7.3.3.17.5 (Remote Grid) Updates to grid topology to minimize risk of ignition in HFTDs Remote GridWLDFREquipment / facility failureAggregated | WLDFR | HFTD - Distribution - Tier 3 - 4QU CoRE ¦ 1QU LoRE | Red Flag Warning - Small Fires | Equipment / facility failure | Aggregated | 2064 | 0.00018289 | 607.6134 | 0.11113 | 2064 | Mitigation | 0.95 | 45 | 0 | esc | 0.00097009 | 1.7742e-07 | 0.00097009 | 1.7742e-07 | 0.034217 | 1.4152e-08 | 0.012004 | 2.0819e-11
[120 empty] | 7.3.3.17.5 (Remote Grid) Updates to grid topology to minimize risk of ignition in HFTDs Remote GridWLDFREquipment / facility failureAggregated | WLDFR | HFTD - Distribution - Tier 3 - 4QU CoRE ¦ 1QU LoRE | Red Flag Warning - Small Fires | Equipment / facility failure | Aggregated | 2065 | 0.00018289 | 607.6134 | 0.11113 | 2065 | Mitigation | 0.95 | 45 | 0 | esc | 0.00097009 | 1.7742e-07 | 0.00097009 | 1.7742e-07 | 0.034217 | 1.4152e-08 | 0.012004 | 2.0819e-11
[120 empty] | 7.3.3.17.5 (Remote Grid) Updates to grid topology to minimize risk of ignition in HFTDs Remote GridWLDFREquipment / facility failureAggregated | WLDFR | HFTD - Distribution - Tier 3 - 4QU CoRE ¦ 1QU LoRE | Red Flag Warning - Small Fires | Equipment / facility failure | Aggregated | 2066 | 0.00018289 | 607.6134 | 0.11113 | 2066 | Mitigation | 0.95 | 45 | 0 | esc | 0.00097009 | 1.7742e-07 | 0.00097009 | 1.7742e-07 | 0.034217 | 1.4152e-08 | 0.012004 | 2.0819e-11
[120 empty] | 7.3.3.17.5 (Remote Grid) Updates to grid topology to minimize risk of ignition in HFTDs Remote GridWLDFREquipment / facility failureAggregated | WLDFR | HFTD - Distribution - Tier 3 - 4QU CoRE ¦ 1QU LoRE | Red Flag Warning - Small Fires | Equipment / facility failure | Aggregated | 2067 | 0.00018289 | 607.6134 | 0.11113 | 2067 | Mitigation | 0.95 | 45 | 0 | esc | 0 | 0 | 0.00097009 | 1.7742e-07 | 0.034217 | 1.4152e-08 | 0.012004 | 2.0819e-11
[120 empty] | 7.3.3.17.5 (Remote Grid) Updates to grid topology to minimize risk of ignition in HFTDs Remote GridWLDFRVegetation ContactAggregated | WLDFR | HFTD - Distribution - Tier 3 - 4QU CoRE ¦ 1QU LoRE | Red Flag Warning - Small Fires | Vegetation Contact | Aggregated | 2022 | 0.0008463 | 607.6134 | 0.51422 | 2022 | Mitigation | 0.95 | 45 | 0 | esc | 0.00097009 | 8.2098e-07 | 0 | 0 | 0.034217 | 1.4152e-08 | 0.012004 | 2.0819e-11
[120 empty] | 7.3.3.17.5 (Remote Grid) Updates to grid topology to minimize risk of ignition in HFTDs Remote GridWLDFRVegetation ContactAggregated | WLDFR | HFTD - Distribution - Tier 3 - 4QU CoRE ¦ 1QU LoRE | Red Flag Warning - Small Fires | Vegetation Contact | Aggregated | 2023 | 0.0008463 | 607.6134 | 0.51422 | 2023 | Mitigation | 0.95 | 45 | 0 | esc | 0.00097009 | 8.2098e-07 | 0.00097009 | 8.2098e-07 | 0.034217 | 1.4152e-08 | 0.012004 | 2.0819e-11
[120 empty] | 7.3.3.17.5 (Remote Grid) Updates to grid topology to minimize risk of ignition in HFTDs Remote GridWLDFRVegetation ContactAggregated | WLDFR | HFTD - Distribution - Tier 3 - 4QU CoRE ¦ 1QU LoRE | Red Flag Warning - Small Fires | Vegetation Contact | Aggregated | 2024 | 0.0008463 | 607.6134 | 0.51422 | 2024 | Mitigation | 0.95 | 45 | 0 | esc | 0.00097009 | 8.2098e-07 | 0.00097009 | 8.2098e-07 | 0.034217 | 1.4152e-08 | 0.012004 | 2.0819e-11
[120 empty] | 7.3.3.17.5 (Remote Grid) Updates to grid topology to minimize risk of ignition in HFTDs Remote GridWLDFRVegetation ContactAggregated | WLDFR | HFTD - Distribution - Tier 3 - 4QU CoRE ¦ 1QU LoRE | Red Flag Warning - Small Fires | Vegetation Contact | Aggregated | 2025 | 0.0008463 | 607.6134 | 0.51422 | 2025 | Mitigation | 0.95 | 45 | 0 | esc | 0.00097009 | 8.2098e-07 | 0.00097009 | 8.2098e-07 | 0.034217 | 1.4152e-08 | 0.012004 | 2.0819e-11
[120 empty] | 7.3.3.17.5 (Remote Grid) Updates to grid topology to minimize risk of ignition in HFTDs Remote GridWLDFRVegetation ContactAggregated | WLDFR | HFTD - Distribution - Tier 3 - 4QU CoRE ¦ 1QU LoRE | Red Flag Warning - Small Fires | Vegetation Contact | Aggregated | 2026 | 0.0008463 | 607.6134 | 0.51422 | 2026 | Mitigation | 0.95 | 45 | 0 | esc | 0.00097009 | 8.2098e-07 | 0.00097009 | 8.2098e-07 | 0.034217 | 1.4152e-08 | 0.012004 | 2.0819e-11
[120 empty] | 7.3.3.17.5 (Remote Grid) Updates to grid topology to minimize risk of ignition in HFTDs Remote GridWLDFRVegetation ContactAggregated | WLDFR | HFTD - Distribution - Tier 3 - 4QU CoRE ¦ 1QU LoRE | Red Flag Warning - Small Fires | Vegetation Contact | Aggregated | 2027 | 0.0008463 | 607.6134 | 0.51422 | 2027 | Mitigation | 0.95 | 45 | 0 | esc | 0.00097009 | 8.2098e-07 | 0.00097009 | 8.2098e-07 | 0.034217 | 1.4152e-08 | 0.012004 | 2.0819e-11
[120 empty] | 7.3.3.17.5 (Remote Grid) Updates to grid topology to minimize risk of ignition in HFTDs Remote GridWLDFRVegetation ContactAggregated | WLDFR | HFTD - Distribution - Tier 3 - 4QU CoRE ¦ 1QU LoRE | Red Flag Warning - Small Fires | Vegetation Contact | Aggregated | 2028 | 0.0008463 | 607.6134 | 0.51422 | 2028 | Mitigation | 0.95 | 45 | 0 | esc | 0.00097009 | 8.2098e-07 | 0.00097009 | 8.2098e-07 | 0.034217 | 1.4152e-08 | 0.012004 | 2.0819e-11
[120 empty] | 7.3.3.17.5 (Remote Grid) Updates to grid topology to minimize risk of ignition in HFTDs Remote GridWLDFRVegetation ContactAggregated | WLDFR | HFTD - Distribution - Tier 3 - 4QU CoRE ¦ 1QU LoRE | Red Flag Warning - Small Fires | Vegetation Contact | Aggregated | 2029 | 0.0008463 | 607.6134 | 0.51422 | 2029 | Mitigation | 0.95 | 45 | 0 | esc | 0.00097009 | 8.2098e-07 | 0.00097009 | 8.2098e-07 | 0.034217 | 1.4152e-08 | 0.012004 | 2.0819e-11
[120 empty] | 7.3.3.17.5 (Remote Grid) Updates to grid topology to minimize risk of ignition in HFTDs Remote GridWLDFRVegetation ContactAggregated | WLDFR | HFTD - Distribution - Tier 3 - 4QU CoRE ¦ 1QU LoRE | Red Flag Warning - Small Fires | Vegetation Contact | Aggregated | 2030 | 0.0008463 | 607.6134 | 0.51422 | 2030 | Mitigation | 0.95 | 45 | 0 | esc | 0.00097009 | 8.2098e-07 | 0.00097009 | 8.2098e-07 | 0.034217 | 1.4152e-08 | 0.012004 | 2.0819e-11
[120 empty] | 7.3.3.17.5 (Remote Grid) Updates to grid topology to minimize risk of ignition in HFTDs Remote GridWLDFRVegetation ContactAggregated | WLDFR | HFTD - Distribution - Tier 3 - 4QU CoRE ¦ 1QU LoRE | Red Flag Warning - Small Fires | Vegetation Contact | Aggregated | 2031 | 0.0008463 | 607.6134 | 0.51422 | 2031 | Mitigation | 0.95 | 45 | 0 | esc | 0.00097009 | 8.2098e-07 | 0.00097009 | 8.2098e-07 | 0.034217 | 1.4152e-08 | 0.012004 | 2.0819e-11
[120 empty] | 7.3.3.17.5 (Remote Grid) Updates to grid topology to minimize risk of ignition in HFTDs Remote GridWLDFRVegetation ContactAggregated | WLDFR | HFTD - Distribution - Tier 3 - 4QU CoRE ¦ 1QU LoRE | Red Flag Warning - Small Fires | Vegetation Contact | Aggregated | 2032 | 0.0008463 | 607.6134 | 0.51422 | 2032 | Mitigation | 0.95 | 45 | 0 | esc | 0.00097009 | 8.2098e-07 | 0.00097009 | 8.2098e-07 | 0.034217 | 1.4152e-08 | 0.012004 | 2.0819e-11
[120 empty] | 7.3.3.17.5 (Remote Grid) Updates to grid topology to minimize risk of ignition in HFTDs Remote GridWLDFRVegetation ContactAggregated | WLDFR | HFTD - Distribution - Tier 3 - 4QU CoRE ¦ 1QU LoRE | Red Flag Warning - Small Fires | Vegetation Contact | Aggregated | 2033 | 0.0008463 | 607.6134 | 0.51422 | 2033 | Mitigation | 0.95 | 45 | 0 | esc | 0.00097009 | 8.2098e-07 | 0.00097009 | 8.2098e-07 | 0.034217 | 1.4152e-08 | 0.012004 | 2.0819e-11
[120 empty] | 7.3.3.17.5 (Remote Grid) Updates to grid topology to minimize risk of ignition in HFTDs Remote GridWLDFRVegetation ContactAggregated | WLDFR | HFTD - Distribution - Tier 3 - 4QU CoRE ¦ 1QU LoRE | Red Flag Warning - Small Fires | Vegetation Contact | Aggregated | 2034 | 0.0008463 | 607.6134 | 0.51422 | 2034 | Mitigation | 0.95 | 45 | 0 | esc | 0.00097009 | 8.2098e-07 | 0.00097009 | 8.2098e-07 | 0.034217 | 1.4152e-08 | 0.012004 | 2.0819e-11
[120 empty] | 7.3.3.17.5 (Remote Grid) Updates to grid topology to minimize risk of ignition in HFTDs Remote GridWLDFRVegetation ContactAggregated | WLDFR | HFTD - Distribution - Tier 3 - 4QU CoRE ¦ 1QU LoRE | Red Flag Warning - Small Fires | Vegetation Contact | Aggregated | 2035 | 0.0008463 | 607.6134 | 0.51422 | 2035 | Mitigation | 0.95 | 45 | 0 | esc | 0.00097009 | 8.2098e-07 | 0.00097009 | 8.2098e-07 | 0.034217 | 1.4152e-08 | 0.012004 | 2.0819e-11
[120 empty] | 7.3.3.17.5 (Remote Grid) Updates to grid topology to minimize risk of ignition in HFTDs Remote GridWLDFRVegetation ContactAggregated | WLDFR | HFTD - Distribution - Tier 3 - 4QU CoRE ¦ 1QU LoRE | Red Flag Warning - Small Fires | Vegetation Contact | Aggregated | 2036 | 0.0008463 | 607.6134 | 0.51422 | 2036 | Mitigation | 0.95 | 45 | 0 | esc | 0.00097009 | 8.2098e-07 | 0.00097009 | 8.2098e-07 | 0.034217 | 1.4152e-08 | 0.012004 | 2.0819e-11
[120 empty] | 7.3.3.17.5 (Remote Grid) Updates to grid topology to minimize risk of ignition in HFTDs Remote GridWLDFRVegetation ContactAggregated | WLDFR | HFTD - Distribution - Tier 3 - 4QU CoRE ¦ 1QU LoRE | Red Flag Warning - Small Fires | Vegetation Contact | Aggregated | 2037 | 0.0008463 | 607.6134 | 0.51422 | 2037 | Mitigation | 0.95 | 45 | 0 | esc | 0.00097009 | 8.2098e-07 | 0.00097009 | 8.2098e-07 | 0.034217 | 1.4152e-08 | 0.012004 | 2.0819e-11
[120 empty] | 7.3.3.17.5 (Remote Grid) Updates to grid topology to minimize risk of ignition in HFTDs Remote GridWLDFRVegetation ContactAggregated | WLDFR | HFTD - Distribution - Tier 3 - 4QU CoRE ¦ 1QU LoRE | Red Flag Warning - Small Fires | Vegetation Contact | Aggregated | 2038 | 0.0008463 | 607.6134 | 0.51422 | 2038 | Mitigation | 0.95 | 45 | 0 | esc | 0.00097009 | 8.2098e-07 | 0.00097009 | 8.2098e-07 | 0.034217 | 1.4152e-08 | 0.012004 | 2.0819e-11
[120 empty] | 7.3.3.17.5 (Remote Grid) Updates to grid topology to minimize risk of ignition in HFTDs Remote GridWLDFRVegetation ContactAggregated | WLDFR | HFTD - Distribution - Tier 3 - 4QU CoRE ¦ 1QU LoRE | Red Flag Warning - Small Fires | Vegetation Contact | Aggregated | 2039 | 0.0008463 | 607.6134 | 0.51422 | 2039 | Mitigation | 0.95 | 45 | 0 | esc | 0.00097009 | 8.2098e-07 | 0.00097009 | 8.2098e-07 | 0.034217 | 1.4152e-08 | 0.012004 | 2.0819e-11
[120 empty] | 7.3.3.17.5 (Remote Grid) Updates to grid topology to minimize risk of ignition in HFTDs Remote GridWLDFRVegetation ContactAggregated | WLDFR | HFTD - Distribution - Tier 3 - 4QU CoRE ¦ 1QU LoRE | Red Flag Warning - Small Fires | Vegetation Contact | Aggregated | 2040 | 0.0008463 | 607.6134 | 0.51422 | 2040 | Mitigation | 0.95 | 45 | 0 | esc | 0.00097009 | 8.2098e-07 | 0.00097009 | 8.2098e-07 | 0.034217 | 1.4152e-08 | 0.012004 | 2.0819e-11
[120 empty] | 7.3.3.17.5 (Remote Grid) Updates to grid topology to minimize risk of ignition in HFTDs Remote GridWLDFRVegetation ContactAggregated | WLDFR | HFTD - Distribution - Tier 3 - 4QU CoRE ¦ 1QU LoRE | Red Flag Warning - Small Fires | Vegetation Contact | Aggregated | 2041 | 0.0008463 | 607.6134 | 0.51422 | 2041 | Mitigation | 0.95 | 45 | 0 | esc | 0.00097009 | 8.2098e-07 | 0.00097009 | 8.2098e-07 | 0.034217 | 1.4152e-08 | 0.012004 | 2.0819e-11
[120 empty] | 7.3.3.17.5 (Remote Grid) Updates to grid topology to minimize risk of ignition in HFTDs Remote GridWLDFRVegetation ContactAggregated | WLDFR | HFTD - Distribution - Tier 3 - 4QU CoRE ¦ 1QU LoRE | Red Flag Warning - Small Fires | Vegetation Contact | Aggregated | 2042 | 0.0008463 | 607.6134 | 0.51422 | 2042 | Mitigation | 0.95 | 45 | 0 | esc | 0.00097009 | 8.2098e-07 | 0.00097009 | 8.2098e-07 | 0.034217 | 1.4152e-08 | 0.012004 | 2.0819e-11
[120 empty] | 7.3.3.17.5 (Remote Grid) Updates to grid topology to minimize risk of ignition in HFTDs Remote GridWLDFRVegetation ContactAggregated | WLDFR | HFTD - Distribution - Tier 3 - 4QU CoRE ¦ 1QU LoRE | Red Flag Warning - Small Fires | Vegetation Contact | Aggregated | 2043 | 0.0008463 | 607.6134 | 0.51422 | 2043 | Mitigation | 0.95 | 45 | 0 | esc | 0.00097009 | 8.2098e-07 | 0.00097009 | 8.2098e-07 | 0.034217 | 1.4152e-08 | 0.012004 | 2.0819e-11
[120 empty] | 7.3.3.17.5 (Remote Grid) Updates to grid topology to minimize risk of ignition in HFTDs Remote GridWLDFRVegetation ContactAggregated | WLDFR | HFTD - Distribution - Tier 3 - 4QU CoRE ¦ 1QU LoRE | Red Flag Warning - Small Fires | Vegetation Contact | Aggregated | 2044 | 0.0008463 | 607.6134 | 0.51422 | 2044 | Mitigation | 0.95 | 45 | 0 | esc | 0.00097009 | 8.2098e-07 | 0.00097009 | 8.2098e-07 | 0.034217 | 1.4152e-08 | 0.012004 | 2.0819e-11
[120 empty] | 7.3.3.17.5 (Remote Grid) Updates to grid topology to minimize risk of ignition in HFTDs Remote GridWLDFRVegetation ContactAggregated | WLDFR | HFTD - Distribution - Tier 3 - 4QU CoRE ¦ 1QU LoRE | Red Flag Warning - Small Fires | Vegetation Contact | Aggregated | 2045 | 0.0008463 | 607.6134 | 0.51422 | 2045 | Mitigation | 0.95 | 45 | 0 | esc | 0.00097009 | 8.2098e-07 | 0.00097009 | 8.2098e-07 | 0.034217 | 1.4152e-08 | 0.012004 | 2.0819e-11
[120 empty] | 7.3.3.17.5 (Remote Grid) Updates to grid topology to minimize risk of ignition in HFTDs Remote GridWLDFRVegetation ContactAggregated | WLDFR | HFTD - Distribution - Tier 3 - 4QU CoRE ¦ 1QU LoRE | Red Flag Warning - Small Fires | Vegetation Contact | Aggregated | 2046 | 0.0008463 | 607.6134 | 0.51422 | 2046 | Mitigation | 0.95 | 45 | 0 | esc | 0.00097009 | 8.2098e-07 | 0.00097009 | 8.2098e-07 | 0.034217 | 1.4152e-08 | 0.012004 | 2.0819e-11
[120 empty] | 7.3.3.17.5 (Remote Grid) Updates to grid topology to minimize risk of ignition in HFTDs Remote GridWLDFRVegetation ContactAggregated | WLDFR | HFTD - Distribution - Tier 3 - 4QU CoRE ¦ 1QU LoRE | Red Flag Warning - Small Fires | Vegetation Contact | Aggregated | 2047 | 0.0008463 | 607.6134 | 0.51422 | 2047 | Mitigation | 0.95 | 45 | 0 | esc | 0.00097009 | 8.2098e-07 | 0.00097009 | 8.2098e-07 | 0.034217 | 1.4152e-08 | 0.012004 | 2.0819e-11
[120 empty] | 7.3.3.17.5 (Remote Grid) Updates to grid topology to minimize risk of ignition in HFTDs Remote GridWLDFRVegetation ContactAggregated | WLDFR | HFTD - Distribution - Tier 3 - 4QU CoRE ¦ 1QU LoRE | Red Flag Warning - Small Fires | Vegetation Contact | Aggregated | 2048 | 0.0008463 | 607.6134 | 0.51422 | 2048 | Mitigation | 0.95 | 45 | 0 | esc | 0.00097009 | 8.2098e-07 | 0.00097009 | 8.2098e-07 | 0 | 0 | 0 | 0
[120 empty] | 7.3.3.17.5 (Remote Grid) Updates to grid topology to minimize risk of ignition in HFTDs Remote GridWLDFRVegetation ContactAggregated | WLDFR | HFTD - Distribution - Tier 3 - 4QU CoRE ¦ 1QU LoRE | Red Flag Warning - Small Fires | Vegetation Contact | Aggregated | 2049 | 0.0008463 | 607.6134 | 0.51422 | 2049 | Mitigation | 0.95 | 45 | 0 | esc | 0.00097009 | 8.2098e-07 | 0.00097009 | 8.2098e-07 | 0.034217 | 2.5301e-07 | 0 | 0
[120 empty] | 7.3.3.17.5 (Remote Grid) Updates to grid topology to minimize risk of ignition in HFTDs Remote GridWLDFRVegetation ContactAggregated | WLDFR | HFTD - Distribution - Tier 3 - 4QU CoRE ¦ 1QU LoRE | Red Flag Warning - Small Fires | Vegetation Contact | Aggregated | 2050 | 0.0008463 | 607.6134 | 0.51422 | 2050 | Mitigation | 0.95 | 45 | 0 | esc | 0.00097009 | 8.2098e-07 | 0.00097009 | 8.2098e-07 | 0.034217 | 2.5301e-07 | 0.010025 | 4.4982e-11
[120 empty] | 7.3.3.17.5 (Remote Grid) Updates to grid topology to minimize risk of ignition in HFTDs Remote GridWLDFRVegetation ContactAggregated | WLDFR | HFTD - Distribution - Tier 3 - 4QU CoRE ¦ 1QU LoRE | Red Flag Warning - Small Fires | Vegetation Contact | Aggregated | 2051 | 0.0008463 | 607.6134 | 0.51422 | 2051 | Mitigation | 0.95 | 45 | 0 | esc | 0.00097009 | 8.2098e-07 | 0.00097009 | 8.2098e-07 | 0.034217 | 2.5301e-07 | 0.010025 | 4.4982e-11
[120 empty] | 7.3.3.17.5 (Remote Grid) Updates to grid topology to minimize risk of ignition in HFTDs Remote GridWLDFRVegetation ContactAggregated | WLDFR | HFTD - Distribution - Tier 3 - 4QU CoRE ¦ 1QU LoRE | Red Flag Warning - Small Fires | Vegetation Contact | Aggregated | 2052 | 0.0008463 | 607.6134 | 0.51422 | 2052 | Mitigation | 0.95 | 45 | 0 | esc | 0.00097009 | 8.2098e-07 | 0.00097009 | 8.2098e-07 | 0.034217 | 2.5301e-07 | 0.010025 | 4.4982e-11
[120 empty] | 7.3.3.17.5 (Remote Grid) Updates to grid topology to minimize risk of ignition in HFTDs Remote GridWLDFRVegetation ContactAggregated | WLDFR | HFTD - Distribution - Tier 3 - 4QU CoRE ¦ 1QU LoRE | Red Flag Warning - Small Fires | Vegetation Contact | Aggregated | 2053 | 0.0008463 | 607.6134 | 0.51422 | 2053 | Mitigation | 0.95 | 45 | 0 | esc | 0.00097009 | 8.2098e-07 | 0.00097009 | 8.2098e-07 | 0.034217 | 2.5301e-07 | 0.010025 | 4.4982e-11
[120 empty] | 7.3.3.17.5 (Remote Grid) Updates to grid topology to minimize risk of ignition in HFTDs Remote GridWLDFRVegetation ContactAggregated | WLDFR | HFTD - Distribution - Tier 3 - 4QU CoRE ¦ 1QU LoRE | Red Flag Warning - Small Fires | Vegetation Contact | Aggregated | 2054 | 0.0008463 | 607.6134 | 0.51422 | 2054 | Mitigation | 0.95 | 45 | 0 | esc | 0.00097009 | 8.2098e-07 | 0.00097009 | 8.2098e-07 | 0.034217 | 2.5301e-07 | 0.010025 | 4.4982e-11
[120 empty] | 7.3.3.17.5 (Remote Grid) Updates to grid topology to minimize risk of ignition in HFTDs Remote GridWLDFRVegetation ContactAggregated | WLDFR | HFTD - Distribution - Tier 3 - 4QU CoRE ¦ 1QU LoRE | Red Flag Warning - Small Fires | Vegetation Contact | Aggregated | 2055 | 0.0008463 | 607.6134 | 0.51422 | 2055 | Mitigation | 0.95 | 45 | 0 | esc | 0.00097009 | 8.2098e-07 | 0.00097009 | 8.2098e-07 | 0.034217 | 2.5301e-07 | 0.010025 | 4.4982e-11
[120 empty] | 7.3.3.17.5 (Remote Grid) Updates to grid topology to minimize risk of ignition in HFTDs Remote GridWLDFRVegetation ContactAggregated | WLDFR | HFTD - Distribution - Tier 3 - 4QU CoRE ¦ 1QU LoRE | Red Flag Warning - Small Fires | Vegetation Contact | Aggregated | 2056 | 0.0008463 | 607.6134 | 0.51422 | 2056 | Mitigation | 0.95 | 45 | 0 | esc | 0.00097009 | 8.2098e-07 | 0.00097009 | 8.2098e-07 | 0.034217 | 2.5301e-07 | 0.010025 | 4.4982e-11
[120 empty] | 7.3.3.17.5 (Remote Grid) Updates to grid topology to minimize risk of ignition in HFTDs Remote GridWLDFRVegetation ContactAggregated | WLDFR | HFTD - Distribution - Tier 3 - 4QU CoRE ¦ 1QU LoRE | Red Flag Warning - Small Fires | Vegetation Contact | Aggregated | 2057 | 0.0008463 | 607.6134 | 0.51422 | 2057 | Mitigation | 0.95 | 45 | 0 | esc | 0.00097009 | 8.2098e-07 | 0.00097009 | 8.2098e-07 | 0.034217 | 2.5301e-07 | 0.010025 | 4.4982e-11
[120 empty] | 7.3.3.17.5 (Remote Grid) Updates to grid topology to minimize risk of ignition in HFTDs Remote GridWLDFRVegetation ContactAggregated | WLDFR | HFTD - Distribution - Tier 3 - 4QU CoRE ¦ 1QU LoRE | Red Flag Warning - Small Fires | Vegetation Contact | Aggregated | 2058 | 0.0008463 | 607.6134 | 0.51422 | 2058 | Mitigation | 0.95 | 45 | 0 | esc | 0.00097009 | 8.2098e-07 | 0.00097009 | 8.2098e-07 | 0.034217 | 2.5301e-07 | 0.010025 | 4.4982e-11
[120 empty] | 7.3.3.17.5 (Remote Grid) Updates to grid topology to minimize risk of ignition in HFTDs Remote GridWLDFRVegetation ContactAggregated | WLDFR | HFTD - Distribution - Tier 3 - 4QU CoRE ¦ 1QU LoRE | Red Flag Warning - Small Fires | Vegetation Contact | Aggregated | 2059 | 0.0008463 | 607.6134 | 0.51422 | 2059 | Mitigation | 0.95 | 45 | 0 | esc | 0.00097009 | 8.2098e-07 | 0.00097009 | 8.2098e-07 | 0.034217 | 2.5301e-07 | 0.010025 | 4.4982e-11
[120 empty] | 7.3.3.17.5 (Remote Grid) Updates to grid topology to minimize risk of ignition in HFTDs Remote GridWLDFRVegetation ContactAggregated | WLDFR | HFTD - Distribution - Tier 3 - 4QU CoRE ¦ 1QU LoRE | Red Flag Warning - Small Fires | Vegetation Contact | Aggregated | 2060 | 0.0008463 | 607.6134 | 0.51422 | 2060 | Mitigation | 0.95 | 45 | 0 | esc | 0.00097009 | 8.2098e-07 | 0.00097009 | 8.2098e-07 | 0.034217 | 2.5301e-07 | 0.010025 | 4.4982e-11
[120 empty] | 7.3.3.17.5 (Remote Grid) Updates to grid topology to minimize risk of ignition in HFTDs Remote GridWLDFRVegetation ContactAggregated | WLDFR | HFTD - Distribution - Tier 3 - 4QU CoRE ¦ 1QU LoRE | Red Flag Warning - Small Fires | Vegetation Contact | Aggregated | 2061 | 0.0008463 | 607.6134 | 0.51422 | 2061 | Mitigation | 0.95 | 45 | 0 | esc | 0.00097009 | 8.2098e-07 | 0.00097009 | 8.2098e-07 | 0.034217 | 2.5301e-07 | 0.010025 | 4.4982e-11
[120 empty] | 7.3.3.17.5 (Remote Grid) Updates to grid topology to minimize risk of ignition in HFTDs Remote GridWLDFRVegetation ContactAggregated | WLDFR | HFTD - Distribution - Tier 3 - 4QU CoRE ¦ 1QU LoRE | Red Flag Warning - Small Fires | Vegetation Contact | Aggregated | 2062 | 0.0008463 | 607.6134 | 0.51422 | 2062 | Mitigation | 0.95 | 45 | 0 | esc | 0.00097009 | 8.2098e-07 | 0.00097009 | 8.2098e-07 | 0.034217 | 2.5301e-07 | 0.010025 | 4.4982e-11
[120 empty] | 7.3.3.17.5 (Remote Grid) Updates to grid topology to minimize risk of ignition in HFTDs Remote GridWLDFRVegetation ContactAggregated | WLDFR | HFTD - Distribution - Tier 3 - 4QU CoRE ¦ 1QU LoRE | Red Flag Warning - Small Fires | Vegetation Contact | Aggregated | 2063 | 0.0008463 | 607.6134 | 0.51422 | 2063 | Mitigation | 0.95 | 45 | 0 | esc | 0.00097009 | 8.2098e-07 | 0.00097009 | 8.2098e-07 | 0.034217 | 2.5301e-07 | 0.010025 | 4.4982e-11
[120 empty] | 7.3.3.17.5 (Remote Grid) Updates to grid topology to minimize risk of ignition in HFTDs Remote GridWLDFRVegetation ContactAggregated | WLDFR | HFTD - Distribution - Tier 3 - 4QU CoRE ¦ 1QU LoRE | Red Flag Warning - Small Fires | Vegetation Contact | Aggregated | 2064 | 0.0008463 | 607.6134 | 0.51422 | 2064 | Mitigation | 0.95 | 45 | 0 | esc | 0.00097009 | 8.2098e-07 | 0.00097009 | 8.2098e-07 | 0.034217 | 2.5301e-07 | 0.010025 | 4.4982e-11
[120 empty] | 7.3.3.17.5 (Remote Grid) Updates to grid topology to minimize risk of ignition in HFTDs Remote GridWLDFRVegetation ContactAggregated | WLDFR | HFTD - Distribution - Tier 3 - 4QU CoRE ¦ 1QU LoRE | Red Flag Warning - Small Fires | Vegetation Contact | Aggregated | 2065 | 0.0008463 | 607.6134 | 0.51422 | 2065 | Mitigation | 0.95 | 45 | 0 | esc | 0.00097009 | 8.2098e-07 | 0.00097009 | 8.2098e-07 | 0.034217 | 2.5301e-07 | 0.010025 | 4.4982e-11
[120 empty] | 7.3.3.17.5 (Remote Grid) Updates to grid topology to minimize risk of ignition in HFTDs Remote GridWLDFRVegetation ContactAggregated | WLDFR | HFTD - Distribution - Tier 3 - 4QU CoRE ¦ 1QU LoRE | Red Flag Warning - Small Fires | Vegetation Contact | Aggregated | 2066 | 0.0008463 | 607.6134 | 0.51422 | 2066 | Mitigation | 0.95 | 45 | 0 | esc | 0.00097009 | 8.2098e-07 | 0.00097009 | 8.2098e-07 | 0.034217 | 2.5301e-07 | 0.010025 | 4.4982e-11
[120 empty] | 7.3.3.17.5 (Remote Grid) Updates to grid topology to minimize risk of ignition in HFTDs Remote GridWLDFRVegetation ContactAggregated | WLDFR | HFTD - Distribution - Tier 3 - 4QU CoRE ¦ 1QU LoRE | Red Flag Warning - Small Fires | Vegetation Contact | Aggregated | 2067 | 0.0008463 | 607.6134 | 0.51422 | 2067 | Mitigation | 0.95 | 45 | 0 | esc | 0 | 0 | 0.00097009 | 8.2098e-07 | 0.034217 | 2.5301e-07 | 0.010025 | 4.4982e-11
[120 empty] | 7.3.3.17.5 (Remote Grid) Updates to grid topology to minimize risk of ignition in HFTDs Remote GridWLDFRWire-to-wire contactAggregated | WLDFR | HFTD - Distribution - Tier 3 - 4QU CoRE ¦ 1QU LoRE | Red Flag Warning - Small Fires | Wire-to-wire contact | Aggregated | 2022 | 1.0639e-05 | 607.6134 | 0.0064644 | 2022 | Mitigation | 0.95 | 45 | 0 | esc | 0.00097009 | 1.0321e-08 | 0 | 0 | 0.034217 | 2.5301e-07 | 0.010025 | 4.4982e-11
[120 empty] | 7.3.3.17.5 (Remote Grid) Updates to grid topology to minimize risk of ignition in HFTDs Remote GridWLDFRWire-to-wire contactAggregated | WLDFR | HFTD - Distribution - Tier 3 - 4QU CoRE ¦ 1QU LoRE | Red Flag Warning - Small Fires | Wire-to-wire contact | Aggregated | 2023 | 1.0639e-05 | 607.6134 | 0.0064644 | 2023 | Mitigation | 0.95 | 45 | 0 | esc | 0.00097009 | 1.0321e-08 | 0.00097009 | 1.0321e-08 | 0.034217 | 2.5301e-07 | 0.010025 | 4.4982e-11
[120 empty] | 7.3.3.17.5 (Remote Grid) Updates to grid topology to minimize risk of ignition in HFTDs Remote GridWLDFRWire-to-wire contactAggregated | WLDFR | HFTD - Distribution - Tier 3 - 4QU CoRE ¦ 1QU LoRE | Red Flag Warning - Small Fires | Wire-to-wire contact | Aggregated | 2024 | 1.0639e-05 | 607.6134 | 0.0064644 | 2024 | Mitigation | 0.95 | 45 | 0 | esc | 0.00097009 | 1.0321e-08 | 0.00097009 | 1.0321e-08 | 0.034217 | 2.5301e-07 | 0.010025 | 4.4982e-11
[120 empty] | 7.3.3.17.5 (Remote Grid) Updates to grid topology to minimize risk of ignition in HFTDs Remote GridWLDFRWire-to-wire contactAggregated | WLDFR | HFTD - Distribution - Tier 3 - 4QU CoRE ¦ 1QU LoRE | Red Flag Warning - Small Fires | Wire-to-wire contact | Aggregated | 2025 | 1.0639e-05 | 607.6134 | 0.0064644 | 2025 | Mitigation | 0.95 | 45 | 0 | esc | 0.00097009 | 1.0321e-08 | 0.00097009 | 1.0321e-08 | 0.034217 | 2.5301e-07 | 0.010025 | 4.4982e-11
[120 empty] | 7.3.3.17.5 (Remote Grid) Updates to grid topology to minimize risk of ignition in HFTDs Remote GridWLDFRWire-to-wire contactAggregated | WLDFR | HFTD - Distribution - Tier 3 - 4QU CoRE ¦ 1QU LoRE | Red Flag Warning - Small Fires | Wire-to-wire contact | Aggregated | 2026 | 1.0639e-05 | 607.6134 | 0.0064644 | 2026 | Mitigation | 0.95 | 45 | 0 | esc | 0.00097009 | 1.0321e-08 | 0.00097009 | 1.0321e-08 | 0.034217 | 2.5301e-07 | 0.010025 | 4.4982e-11
[120 empty] | 7.3.3.17.5 (Remote Grid) Updates to grid topology to minimize risk of ignition in HFTDs Remote GridWLDFRWire-to-wire contactAggregated | WLDFR | HFTD - Distribution - Tier 3 - 4QU CoRE ¦ 1QU LoRE | Red Flag Warning - Small Fires | Wire-to-wire contact | Aggregated | 2027 | 1.0639e-05 | 607.6134 | 0.0064644 | 2027 | Mitigation | 0.95 | 45 | 0 | esc | 0.00097009 | 1.0321e-08 | 0.00097009 | 1.0321e-08 | 0.034217 | 2.5301e-07 | 0.010025 | 4.4982e-11
[120 empty] | 7.3.3.17.5 (Remote Grid) Updates to grid topology to minimize risk of ignition in HFTDs Remote GridWLDFRWire-to-wire contactAggregated | WLDFR | HFTD - Distribution - Tier 3 - 4QU CoRE ¦ 1QU LoRE | Red Flag Warning - Small Fires | Wire-to-wire contact | Aggregated | 2028 | 1.0639e-05 | 607.6134 | 0.0064644 | 2028 | Mitigation | 0.95 | 45 | 0 | esc | 0.00097009 | 1.0321e-08 | 0.00097009 | 1.0321e-08 | 0.034217 | 2.5301e-07 | 0.010025 | 4.4982e-11
[120 empty] | 7.3.3.17.5 (Remote Grid) Updates to grid topology to minimize risk of ignition in HFTDs Remote GridWLDFRWire-to-wire contactAggregated | WLDFR | HFTD - Distribution - Tier 3 - 4QU CoRE ¦ 1QU LoRE | Red Flag Warning - Small Fires | Wire-to-wire contact | Aggregated | 2029 | 1.0639e-05 | 607.6134 | 0.0064644 | 2029 | Mitigation | 0.95 | 45 | 0 | esc | 0.00097009 | 1.0321e-08 | 0.00097009 | 1.0321e-08 | 0.034217 | 2.5301e-07 | 0.010025 | 4.4982e-11
[120 empty] | 7.3.3.17.5 (Remote Grid) Updates to grid topology to minimize risk of ignition in HFTDs Remote GridWLDFRWire-to-wire contactAggregated | WLDFR | HFTD - Distribution - Tier 3 - 4QU CoRE ¦ 1QU LoRE | Red Flag Warning - Small Fires | Wire-to-wire contact | Aggregated | 2030 | 1.0639e-05 | 607.6134 | 0.0064644 | 2030 | Mitigation | 0.95 | 45 | 0 | esc | 0.00097009 | 1.0321e-08 | 0.00097009 | 1.0321e-08 | 0.034217 | 2.5301e-07 | 0.010025 | 4.4982e-11
[120 empty] | 7.3.3.17.5 (Remote Grid) Updates to grid topology to minimize risk of ignition in HFTDs Remote GridWLDFRWire-to-wire contactAggregated | WLDFR | HFTD - Distribution - Tier 3 - 4QU CoRE ¦ 1QU LoRE | Red Flag Warning - Small Fires | Wire-to-wire contact | Aggregated | 2031 | 1.0639e-05 | 607.6134 | 0.0064644 | 2031 | Mitigation | 0.95 | 45 | 0 | esc | 0.00097009 | 1.0321e-08 | 0.00097009 | 1.0321e-08 | 0.034217 | 2.5301e-07 | 0.010025 | 4.4982e-11
[120 empty] | 7.3.3.17.5 (Remote Grid) Updates to grid topology to minimize risk of ignition in HFTDs Remote GridWLDFRWire-to-wire contactAggregated | WLDFR | HFTD - Distribution - Tier 3 - 4QU CoRE ¦ 1QU LoRE | Red Flag Warning - Small Fires | Wire-to-wire contact | Aggregated | 2032 | 1.0639e-05 | 607.6134 | 0.0064644 | 2032 | Mitigation | 0.95 | 45 | 0 | esc | 0.00097009 | 1.0321e-08 | 0.00097009 | 1.0321e-08 | 0.034217 | 2.5301e-07 | 0.010025 | 4.4982e-11
[120 empty] | 7.3.3.17.5 (Remote Grid) Updates to grid topology to minimize risk of ignition in HFTDs Remote GridWLDFRWire-to-wire contactAggregated | WLDFR | HFTD - Distribution - Tier 3 - 4QU CoRE ¦ 1QU LoRE | Red Flag Warning - Small Fires | Wire-to-wire contact | Aggregated | 2033 | 1.0639e-05 | 607.6134 | 0.0064644 | 2033 | Mitigation | 0.95 | 45 | 0 | esc | 0.00097009 | 1.0321e-08 | 0.00097009 | 1.0321e-08 | 0.034217 | 2.5301e-07 | 0.010025 | 4.4982e-11
[120 empty] | 7.3.3.17.5 (Remote Grid) Updates to grid topology to minimize risk of ignition in HFTDs Remote GridWLDFRWire-to-wire contactAggregated | WLDFR | HFTD - Distribution - Tier 3 - 4QU CoRE ¦ 1QU LoRE | Red Flag Warning - Small Fires | Wire-to-wire contact | Aggregated | 2034 | 1.0639e-05 | 607.6134 | 0.0064644 | 2034 | Mitigation | 0.95 | 45 | 0 | esc | 0.00097009 | 1.0321e-08 | 0.00097009 | 1.0321e-08 | 0.034217 | 2.5301e-07 | 0 | 0
[120 empty] | 7.3.3.17.5 (Remote Grid) Updates to grid topology to minimize risk of ignition in HFTDs Remote GridWLDFRWire-to-wire contactAggregated | WLDFR | HFTD - Distribution - Tier 3 - 4QU CoRE ¦ 1QU LoRE | Red Flag Warning - Small Fires | Wire-to-wire contact | Aggregated | 2035 | 1.0639e-05 | 607.6134 | 0.0064644 | 2035 | Mitigation | 0.95 | 45 | 0 | esc | 0.00097009 | 1.0321e-08 | 0.00097009 | 1.0321e-08 | 0.034217 | 2.5301e-07 | 0 | 0
[120 empty] | 7.3.3.17.5 (Remote Grid) Updates to grid topology to minimize risk of ignition in HFTDs Remote GridWLDFRWire-to-wire contactAggregated | WLDFR | HFTD - Distribution - Tier 3 - 4QU CoRE ¦ 1QU LoRE | Red Flag Warning - Small Fires | Wire-to-wire contact | Aggregated | 2036 | 1.0639e-05 | 607.6134 | 0.0064644 | 2036 | Mitigation | 0.95 | 45 | 0 | esc | 0.00097009 | 1.0321e-08 | 0.00097009 | 1.0321e-08 | 0.034217 | 2.5301e-07 | 0.0094681 | 1.4502e-10
[120 empty] | 7.3.3.17.5 (Remote Grid) Updates to grid topology to minimize risk of ignition in HFTDs Remote GridWLDFRWire-to-wire contactAggregated | WLDFR | HFTD - Distribution - Tier 3 - 4QU CoRE ¦ 1QU LoRE | Red Flag Warning - Small Fires | Wire-to-wire contact | Aggregated | 2037 | 1.0639e-05 | 607.6134 | 0.0064644 | 2037 | Mitigation | 0.95 | 45 | 0 | esc | 0.00097009 | 1.0321e-08 | 0.00097009 | 1.0321e-08 | 0.034217 | 2.5301e-07 | 0.0094681 | 1.4502e-10
[120 empty] | 7.3.3.17.5 (Remote Grid) Updates to grid topology to minimize risk of ignition in HFTDs Remote GridWLDFRWire-to-wire contactAggregated | WLDFR | HFTD - Distribution - Tier 3 - 4QU CoRE ¦ 1QU LoRE | Red Flag Warning - Small Fires | Wire-to-wire contact | Aggregated | 2038 | 1.0639e-05 | 607.6134 | 0.0064644 | 2038 | Mitigation | 0.95 | 45 | 0 | esc | 0.00097009 | 1.0321e-08 | 0.00097009 | 1.0321e-08 | 0.034217 | 2.5301e-07 | 0.0094681 | 1.4502e-10
[120 empty] | 7.3.3.17.5 (Remote Grid) Updates to grid topology to minimize risk of ignition in HFTDs Remote GridWLDFRWire-to-wire contactAggregated | WLDFR | HFTD - Distribution - Tier 3 - 4QU CoRE ¦ 1QU LoRE | Red Flag Warning - Small Fires | Wire-to-wire contact | Aggregated | 2039 | 1.0639e-05 | 607.6134 | 0.0064644 | 2039 | Mitigation | 0.95 | 45 | 0 | esc | 0.00097009 | 1.0321e-08 | 0.00097009 | 1.0321e-08 | 0.034217 | 2.5301e-07 | 0.0094681 | 1.4502e-10
[120 empty] | 7.3.3.17.5 (Remote Grid) Updates to grid topology to minimize risk of ignition in HFTDs Remote GridWLDFRWire-to-wire contactAggregated | WLDFR | HFTD - Distribution - Tier 3 - 4QU CoRE ¦ 1QU LoRE | Red Flag Warning - Small Fires | Wire-to-wire contact | Aggregated | 2040 | 1.0639e-05 | 607.6134 | 0.0064644 | 2040 | Mitigation | 0.95 | 45 | 0 | esc | 0.00097009 | 1.0321e-08 | 0.00097009 | 1.0321e-08 | 0.034217 | 2.5301e-07 | 0.0094681 | 1.4502e-10
[120 empty] | 7.3.3.17.5 (Remote Grid) Updates to grid topology to minimize risk of ignition in HFTDs Remote GridWLDFRWire-to-wire contactAggregated | WLDFR | HFTD - Distribution - Tier 3 - 4QU CoRE ¦ 1QU LoRE | Red Flag Warning - Small Fires | Wire-to-wire contact | Aggregated | 2041 | 1.0639e-05 | 607.6134 | 0.0064644 | 2041 | Mitigation | 0.95 | 45 | 0 | esc | 0.00097009 | 1.0321e-08 | 0.00097009 | 1.0321e-08 | 0.034217 | 2.5301e-07 | 0.0094681 | 1.4502e-10
[120 empty] | 7.3.3.17.5 (Remote Grid) Updates to grid topology to minimize risk of ignition in HFTDs Remote GridWLDFRWire-to-wire contactAggregated | WLDFR | HFTD - Distribution - Tier 3 - 4QU CoRE ¦ 1QU LoRE | Red Flag Warning - Small Fires | Wire-to-wire contact | Aggregated | 2042 | 1.0639e-05 | 607.6134 | 0.0064644 | 2042 | Mitigation | 0.95 | 45 | 0 | esc | 0.00097009 | 1.0321e-08 | 0.00097009 | 1.0321e-08 | 0.034217 | 2.5301e-07 | 0.0094681 | 1.4502e-10
[120 empty] | 7.3.3.17.5 (Remote Grid) Updates to grid topology to minimize risk of ignition in HFTDs Remote GridWLDFRWire-to-wire contactAggregated | WLDFR | HFTD - Distribution - Tier 3 - 4QU CoRE ¦ 1QU LoRE | Red Flag Warning - Small Fires | Wire-to-wire contact | Aggregated | 2043 | 1.0639e-05 | 607.6134 | 0.0064644 | 2043 | Mitigation | 0.95 | 45 | 0 | esc | 0.00097009 | 1.0321e-08 | 0.00097009 | 1.0321e-08 | 0.034217 | 2.5301e-07 | 0.0094681 | 1.4502e-10
[120 empty] | 7.3.3.17.5 (Remote Grid) Updates to grid topology to minimize risk of ignition in HFTDs Remote GridWLDFRWire-to-wire contactAggregated | WLDFR | HFTD - Distribution - Tier 3 - 4QU CoRE ¦ 1QU LoRE | Red Flag Warning - Small Fires | Wire-to-wire contact | Aggregated | 2044 | 1.0639e-05 | 607.6134 | 0.0064644 | 2044 | Mitigation | 0.95 | 45 | 0 | esc | 0.00097009 | 1.0321e-08 | 0.00097009 | 1.0321e-08 | 0.034217 | 2.5301e-07 | 0.0094681 | 1.4502e-10
[120 empty] | 7.3.3.17.5 (Remote Grid) Updates to grid topology to minimize risk of ignition in HFTDs Remote GridWLDFRWire-to-wire contactAggregated | WLDFR | HFTD - Distribution - Tier 3 - 4QU CoRE ¦ 1QU LoRE | Red Flag Warning - Small Fires | Wire-to-wire contact | Aggregated | 2045 | 1.0639e-05 | 607.6134 | 0.0064644 | 2045 | Mitigation | 0.95 | 45 | 0 | esc | 0.00097009 | 1.0321e-08 | 0.00097009 | 1.0321e-08 | 0.034217 | 2.5301e-07 | 0.0094681 | 1.4502e-10
[120 empty] | 7.3.3.17.5 (Remote Grid) Updates to grid topology to minimize risk of ignition in HFTDs Remote GridWLDFRWire-to-wire contactAggregated | WLDFR | HFTD - Distribution - Tier 3 - 4QU CoRE ¦ 1QU LoRE | Red Flag Warning - Small Fires | Wire-to-wire contact | Aggregated | 2046 | 1.0639e-05 | 607.6134 | 0.0064644 | 2046 | Mitigation | 0.95 | 45 | 0 | esc | 0.00097009 | 1.0321e-08 | 0.00097009 | 1.0321e-08 | 0.034217 | 2.5301e-07 | 0.0094681 | 1.4502e-10
[120 empty] | 7.3.3.17.5 (Remote Grid) Updates to grid topology to minimize risk of ignition in HFTDs Remote GridWLDFRWire-to-wire contactAggregated | WLDFR | HFTD - Distribution - Tier 3 - 4QU CoRE ¦ 1QU LoRE | Red Flag Warning - Small Fires | Wire-to-wire contact | Aggregated | 2047 | 1.0639e-05 | 607.6134 | 0.0064644 | 2047 | Mitigation | 0.95 | 45 | 0 | esc | 0.00097009 | 1.0321e-08 | 0.00097009 | 1.0321e-08 | 0.034217 | 2.5301e-07 | 0.0094681 | 1.4502e-10
[120 empty] | 7.3.3.17.5 (Remote Grid) Updates to grid topology to minimize risk of ignition in HFTDs Remote GridWLDFRWire-to-wire contactAggregated | WLDFR | HFTD - Distribution - Tier 3 - 4QU CoRE ¦ 1QU LoRE | Red Flag Warning - Small Fires | Wire-to-wire contact | Aggregated | 2048 | 1.0639e-05 | 607.6134 | 0.0064644 | 2048 | Mitigation | 0.95 | 45 | 0 | esc | 0.00097009 | 1.0321e-08 | 0.00097009 | 1.0321e-08 | 0.034217 | 2.5301e-07 | 0.0094681 | 1.4502e-10
[120 empty] | 7.3.3.17.5 (Remote Grid) Updates to grid topology to minimize risk of ignition in HFTDs Remote GridWLDFRWire-to-wire contactAggregated | WLDFR | HFTD - Distribution - Tier 3 - 4QU CoRE ¦ 1QU LoRE | Red Flag Warning - Small Fires | Wire-to-wire contact | Aggregated | 2049 | 1.0639e-05 | 607.6134 | 0.0064644 | 2049 | Mitigation | 0.95 | 45 | 0 | esc | 0.00097009 | 1.0321e-08 | 0.00097009 | 1.0321e-08 | 0.034217 | 2.5301e-07 | 0.0094681 | 1.4502e-10
[120 empty] | 7.3.3.17.5 (Remote Grid) Updates to grid topology to minimize risk of ignition in HFTDs Remote GridWLDFRWire-to-wire contactAggregated | WLDFR | HFTD - Distribution - Tier 3 - 4QU CoRE ¦ 1QU LoRE | Red Flag Warning - Small Fires | Wire-to-wire contact | Aggregated | 2050 | 1.0639e-05 | 607.6134 | 0.0064644 | 2050 | Mitigation | 0.95 | 45 | 0 | esc | 0.00097009 | 1.0321e-08 | 0.00097009 | 1.0321e-08 | 0.034217 | 2.5301e-07 | 0.0094681 | 1.4502e-10
[120 empty] | 7.3.3.17.5 (Remote Grid) Updates to grid topology to minimize risk of ignition in HFTDs Remote GridWLDFRWire-to-wire contactAggregated | WLDFR | HFTD - Distribution - Tier 3 - 4QU CoRE ¦ 1QU LoRE | Red Flag Warning - Small Fires | Wire-to-wire contact | Aggregated | 2051 | 1.0639e-05 | 607.6134 | 0.0064644 | 2051 | Mitigation | 0.95 | 45 | 0 | esc | 0.00097009 | 1.0321e-08 | 0.00097009 | 1.0321e-08 | 0.034217 | 2.5301e-07 | 0.0094681 | 1.4502e-10
[120 empty] | 7.3.3.17.5 (Remote Grid) Updates to grid topology to minimize risk of ignition in HFTDs Remote GridWLDFRWire-to-wire contactAggregated | WLDFR | HFTD - Distribution - Tier 3 - 4QU CoRE ¦ 1QU LoRE | Red Flag Warning - Small Fires | Wire-to-wire contact | Aggregated | 2052 | 1.0639e-05 | 607.6134 | 0.0064644 | 2052 | Mitigation | 0.95 | 45 | 0 | esc | 0.00097009 | 1.0321e-08 | 0.00097009 | 1.0321e-08 | 0 | 0 | 0.0094681 | 1.4502e-10
[120 empty] | 7.3.3.17.5 (Remote Grid) Updates to grid topology to minimize risk of ignition in HFTDs Remote GridWLDFRWire-to-wire contactAggregated | WLDFR | HFTD - Distribution - Tier 3 - 4QU CoRE ¦ 1QU LoRE | Red Flag Warning - Small Fires | Wire-to-wire contact | Aggregated | 2053 | 1.0639e-05 | 607.6134 | 0.0064644 | 2053 | Mitigation | 0.95 | 45 | 0 | esc | 0.00097009 | 1.0321e-08 | 0.00097009 | 1.0321e-08 | 0.034217 | 5.8331e-07 | 0.0094681 | 1.4502e-10
[120 empty] | 7.3.3.17.5 (Remote Grid) Updates to grid topology to minimize risk of ignition in HFTDs Remote GridWLDFRWire-to-wire contactAggregated | WLDFR | HFTD - Distribution - Tier 3 - 4QU CoRE ¦ 1QU LoRE | Red Flag Warning - Small Fires | Wire-to-wire contact | Aggregated | 2054 | 1.0639e-05 | 607.6134 | 0.0064644 | 2054 | Mitigation | 0.95 | 45 | 0 | esc | 0.00097009 | 1.0321e-08 | 0.00097009 | 1.0321e-08 | 0.034217 | 5.8331e-07 | 0.0094681 | 1.4502e-10
[120 empty] | 7.3.3.17.5 (Remote Grid) Updates to grid topology to minimize risk of ignition in HFTDs Remote GridWLDFRWire-to-wire contactAggregated | WLDFR | HFTD - Distribution - Tier 3 - 4QU CoRE ¦ 1QU LoRE | Red Flag Warning - Small Fires | Wire-to-wire contact | Aggregated | 2055 | 1.0639e-05 | 607.6134 | 0.0064644 | 2055 | Mitigation | 0.95 | 45 | 0 | esc | 0.00097009 | 1.0321e-08 | 0.00097009 | 1.0321e-08 | 0.034217 | 5.8331e-07 | 0.0094681 | 1.4502e-10
[120 empty] | 7.3.3.17.5 (Remote Grid) Updates to grid topology to minimize risk of ignition in HFTDs Remote GridWLDFRWire-to-wire contactAggregated | WLDFR | HFTD - Distribution - Tier 3 - 4QU CoRE ¦ 1QU LoRE | Red Flag Warning - Small Fires | Wire-to-wire contact | Aggregated | 2056 | 1.0639e-05 | 607.6134 | 0.0064644 | 2056 | Mitigation | 0.95 | 45 | 0 | esc | 0.00097009 | 1.0321e-08 | 0.00097009 | 1.0321e-08 | 0.034217 | 5.8331e-07 | 0.0094681 | 1.4502e-10
[120 empty] | 7.3.3.17.5 (Remote Grid) Updates to grid topology to minimize risk of ignition in HFTDs Remote GridWLDFRWire-to-wire contactAggregated | WLDFR | HFTD - Distribution - Tier 3 - 4QU CoRE ¦ 1QU LoRE | Red Flag Warning - Small Fires | Wire-to-wire contact | Aggregated | 2057 | 1.0639e-05 | 607.6134 | 0.0064644 | 2057 | Mitigation | 0.95 | 45 | 0 | esc | 0.00097009 | 1.0321e-08 | 0.00097009 | 1.0321e-08 | 0.034217 | 5.8331e-07 | 0.0094681 | 1.4502e-10
[120 empty] | 7.3.3.17.5 (Remote Grid) Updates to grid topology to minimize risk of ignition in HFTDs Remote GridWLDFRWire-to-wire contactAggregated | WLDFR | HFTD - Distribution - Tier 3 - 4QU CoRE ¦ 1QU LoRE | Red Flag Warning - Small Fires | Wire-to-wire contact | Aggregated | 2058 | 1.0639e-05 | 607.6134 | 0.0064644 | 2058 | Mitigation | 0.95 | 45 | 0 | esc | 0.00097009 | 1.0321e-08 | 0.00097009 | 1.0321e-08 | 0.034217 | 5.8331e-07 | 0.0094681 | 1.4502e-10
[120 empty] | 7.3.3.17.5 (Remote Grid) Updates to grid topology to minimize risk of ignition in HFTDs Remote GridWLDFRWire-to-wire contactAggregated | WLDFR | HFTD - Distribution - Tier 3 - 4QU CoRE ¦ 1QU LoRE | Red Flag Warning - Small Fires | Wire-to-wire contact | Aggregated | 2059 | 1.0639e-05 | 607.6134 | 0.0064644 | 2059 | Mitigation | 0.95 | 45 | 0 | esc | 0.00097009 | 1.0321e-08 | 0.00097009 | 1.0321e-08 | 0.034217 | 5.8331e-07 | 0.0094681 | 1.4502e-10
[120 empty] | 7.3.3.17.5 (Remote Grid) Updates to grid topology to minimize risk of ignition in HFTDs Remote GridWLDFRWire-to-wire contactAggregated | WLDFR | HFTD - Distribution - Tier 3 - 4QU CoRE ¦ 1QU LoRE | Red Flag Warning - Small Fires | Wire-to-wire contact | Aggregated | 2060 | 1.0639e-05 | 607.6134 | 0.0064644 | 2060 | Mitigation | 0.95 | 45 | 0 | esc | 0.00097009 | 1.0321e-08 | 0.00097009 | 1.0321e-08 | 0.034217 | 5.8331e-07 | 0.0094681 | 1.4502e-10
[120 empty] | 7.3.3.17.5 (Remote Grid) Updates to grid topology to minimize risk of ignition in HFTDs Remote GridWLDFRWire-to-wire contactAggregated | WLDFR | HFTD - Distribution - Tier 3 - 4QU CoRE ¦ 1QU LoRE | Red Flag Warning - Small Fires | Wire-to-wire contact | Aggregated | 2061 | 1.0639e-05 | 607.6134 | 0.0064644 | 2061 | Mitigation | 0.95 | 45 | 0 | esc | 0.00097009 | 1.0321e-08 | 0.00097009 | 1.0321e-08 | 0.034217 | 5.8331e-07 | 0.0094681 | 1.4502e-10
[120 empty] | 7.3.3.17.5 (Remote Grid) Updates to grid topology to minimize risk of ignition in HFTDs Remote GridWLDFRWire-to-wire contactAggregated | WLDFR | HFTD - Distribution - Tier 3 - 4QU CoRE ¦ 1QU LoRE | Red Flag Warning - Small Fires | Wire-to-wire contact | Aggregated | 2062 | 1.0639e-05 | 607.6134 | 0.0064644 | 2062 | Mitigation | 0.95 | 45 | 0 | esc | 0.00097009 | 1.0321e-08 | 0.00097009 | 1.0321e-08 | 0.034217 | 5.8331e-07 | 0.0094681 | 1.4502e-10
[120 empty] | 7.3.3.17.5 (Remote Grid) Updates to grid topology to minimize risk of ignition in HFTDs Remote GridWLDFRWire-to-wire contactAggregated | WLDFR | HFTD - Distribution - Tier 3 - 4QU CoRE ¦ 1QU LoRE | Red Flag Warning - Small Fires | Wire-to-wire contact | Aggregated | 2063 | 1.0639e-05 | 607.6134 | 0.0064644 | 2063 | Mitigation | 0.95 | 45 | 0 | esc | 0.00097009 | 1.0321e-08 | 0.00097009 | 1.0321e-08 | 0.034217 | 5.8331e-07 | 0.0094681 | 1.4502e-10
[120 empty] | 7.3.3.17.5 (Remote Grid) Updates to grid topology to minimize risk of ignition in HFTDs Remote GridWLDFRWire-to-wire contactAggregated | WLDFR | HFTD - Distribution - Tier 3 - 4QU CoRE ¦ 1QU LoRE | Red Flag Warning - Small Fires | Wire-to-wire contact | Aggregated | 2064 | 1.0639e-05 | 607.6134 | 0.0064644 | 2064 | Mitigation | 0.95 | 45 | 0 | esc | 0.00097009 | 1.0321e-08 | 0.00097009 | 1.0321e-08 | 0.034217 | 5.8331e-07 | 0.0094681 | 1.4502e-10
[120 empty] | 7.3.3.17.5 (Remote Grid) Updates to grid topology to minimize risk of ignition in HFTDs Remote GridWLDFRWire-to-wire contactAggregated | WLDFR | HFTD - Distribution - Tier 3 - 4QU CoRE ¦ 1QU LoRE | Red Flag Warning - Small Fires | Wire-to-wire contact | Aggregated | 2065 | 1.0639e-05 | 607.6134 | 0.0064644 | 2065 | Mitigation | 0.95 | 45 | 0 | esc | 0.00097009 | 1.0321e-08 | 0.00097009 | 1.0321e-08 | 0.034217 | 5.8331e-07 | 0.0094681 | 1.4502e-10
[120 empty] | 7.3.3.17.5 (Remote Grid) Updates to grid topology to minimize risk of ignition in HFTDs Remote GridWLDFRWire-to-wire contactAggregated | WLDFR | HFTD - Distribution - Tier 3 - 4QU CoRE ¦ 1QU LoRE | Red Flag Warning - Small Fires | Wire-to-wire contact | Aggregated | 2066 | 1.0639e-05 | 607.6134 | 0.0064644 | 2066 | Mitigation | 0.95 | 45 | 0 | esc | 0.00097009 | 1.0321e-08 | 0.00097009 | 1.0321e-08 | 0.034217 | 5.8331e-07 | 0 | 0
[120 empty] | 7.3.3.17.5 (Remote Grid) Updates to grid topology to minimize risk of ignition in HFTDs Remote GridWLDFRWire-to-wire contactAggregated | WLDFR | HFTD - Distribution - Tier 3 - 4QU CoRE ¦ 1QU LoRE | Red Flag Warning - Small Fires | Wire-to-wire contact | Aggregated | 2067 | 1.0639e-05 | 607.6134 | 0.0064644 | 2067 | Mitigation | 0.95 | 45 | 0 | esc | 0 | 0 | 0.00097009 | 1.0321e-08 | 0.034217 | 5.8331e-07 | 0 | 0
[120 empty] | 7.3.3.17.5 (Remote Grid) Updates to grid topology to minimize risk of ignition in HFTDs Remote GridWLDFRContact from objectAggregated | WLDFR | HFTD - Distribution - Tier 3 - 4QU CoRE ¦ 2QU LoRE | Non-Red Flag Warning - Catastrophic Fires | Contact from object | Aggregated | 2022 | 2.0484e-07 | 572.0063 | 0.00011717 | 2022 | Mitigation | 0.95 | 45 | 0 | esc | 0.00097009 | 1.9871e-10 | 0 | 0 | 0.034217 | 5.8331e-07 | 0.010598 | 7.2181e-12
[120 empty] | 7.3.3.17.5 (Remote Grid) Updates to grid topology to minimize risk of ignition in HFTDs Remote GridWLDFRContact from objectAggregated | WLDFR | HFTD - Distribution - Tier 3 - 4QU CoRE ¦ 2QU LoRE | Non-Red Flag Warning - Catastrophic Fires | Contact from object | Aggregated | 2023 | 2.0484e-07 | 572.0063 | 0.00011717 | 2023 | Mitigation | 0.95 | 45 | 0 | esc | 0.00097009 | 1.9871e-10 | 0.00097009 | 1.9871e-10 | 0.034217 | 5.8331e-07 | 0.010598 | 7.2181e-12
[120 empty] | 7.3.3.17.5 (Remote Grid) Updates to grid topology to minimize risk of ignition in HFTDs Remote GridWLDFRContact from objectAggregated | WLDFR | HFTD - Distribution - Tier 3 - 4QU CoRE ¦ 2QU LoRE | Non-Red Flag Warning - Catastrophic Fires | Contact from object | Aggregated | 2024 | 2.0484e-07 | 572.0063 | 0.00011717 | 2024 | Mitigation | 0.95 | 45 | 0 | esc | 0.00097009 | 1.9871e-10 | 0.00097009 | 1.9871e-10 | 0.034217 | 5.8331e-07 | 0.010598 | 7.2181e-12
[120 empty] | 7.3.3.17.5 (Remote Grid) Updates to grid topology to minimize risk of ignition in HFTDs Remote GridWLDFRContact from objectAggregated | WLDFR | HFTD - Distribution - Tier 3 - 4QU CoRE ¦ 2QU LoRE | Non-Red Flag Warning - Catastrophic Fires | Contact from object | Aggregated | 2025 | 2.0484e-07 | 572.0063 | 0.00011717 | 2025 | Mitigation | 0.95 | 45 | 0 | esc | 0.00097009 | 1.9871e-10 | 0.00097009 | 1.9871e-10 | 0.034217 | 5.8331e-07 | 0.010598 | 7.2181e-12
[120 empty] | 7.3.3.17.5 (Remote Grid) Updates to grid topology to minimize risk of ignition in HFTDs Remote GridWLDFRContact from objectAggregated | WLDFR | HFTD - Distribution - Tier 3 - 4QU CoRE ¦ 2QU LoRE | Non-Red Flag Warning - Catastrophic Fires | Contact from object | Aggregated | 2026 | 2.0484e-07 | 572.0063 | 0.00011717 | 2026 | Mitigation | 0.95 | 45 | 0 | esc | 0.00097009 | 1.9871e-10 | 0.00097009 | 1.9871e-10 | 0.034217 | 5.8331e-07 | 0.010598 | 7.2181e-12
[120 empty] | 7.3.3.17.5 (Remote Grid) Updates to grid topology to minimize risk of ignition in HFTDs Remote GridWLDFRContact from objectAggregated | WLDFR | HFTD - Distribution - Tier 3 - 4QU CoRE ¦ 2QU LoRE | Non-Red Flag Warning - Catastrophic Fires | Contact from object | Aggregated | 2027 | 2.0484e-07 | 572.0063 | 0.00011717 | 2027 | Mitigation | 0.95 | 45 | 0 | esc | 0.00097009 | 1.9871e-10 | 0.00097009 | 1.9871e-10 | 0.034217 | 5.8331e-07 | 0.010598 | 7.2181e-12
[120 empty] | 7.3.3.17.5 (Remote Grid) Updates to grid topology to minimize risk of ignition in HFTDs Remote GridWLDFRContact from objectAggregated | WLDFR | HFTD - Distribution - Tier 3 - 4QU CoRE ¦ 2QU LoRE | Non-Red Flag Warning - Catastrophic Fires | Contact from object | Aggregated | 2028 | 2.0484e-07 | 572.0063 | 0.00011717 | 2028 | Mitigation | 0.95 | 45 | 0 | esc | 0.00097009 | 1.9871e-10 | 0.00097009 | 1.9871e-10 | 0.034217 | 5.8331e-07 | 0.010598 | 7.2181e-12
[120 empty] | 7.3.3.17.5 (Remote Grid) Updates to grid topology to minimize risk of ignition in HFTDs Remote GridWLDFRContact from objectAggregated | WLDFR | HFTD - Distribution - Tier 3 - 4QU CoRE ¦ 2QU LoRE | Non-Red Flag Warning - Catastrophic Fires | Contact from object | Aggregated | 2029 | 2.0484e-07 | 572.0063 | 0.00011717 | 2029 | Mitigation | 0.95 | 45 | 0 | esc | 0.00097009 | 1.9871e-10 | 0.00097009 | 1.9871e-10 | 0.034217 | 5.8331e-07 | 0.010598 | 7.2181e-12
[120 empty] | 7.3.3.17.5 (Remote Grid) Updates to grid topology to minimize risk of ignition in HFTDs Remote GridWLDFRContact from objectAggregated | WLDFR | HFTD - Distribution - Tier 3 - 4QU CoRE ¦ 2QU LoRE | Non-Red Flag Warning - Catastrophic Fires | Contact from object | Aggregated | 2030 | 2.0484e-07 | 572.0063 | 0.00011717 | 2030 | Mitigation | 0.95 | 45 | 0 | esc | 0.00097009 | 1.9871e-10 | 0.00097009 | 1.9871e-10 | 0.034217 | 5.8331e-07 | 0.010598 | 7.2181e-12
[120 empty] | 7.3.3.17.5 (Remote Grid) Updates to grid topology to minimize risk of ignition in HFTDs Remote GridWLDFRContact from objectAggregated | WLDFR | HFTD - Distribution - Tier 3 - 4QU CoRE ¦ 2QU LoRE | Non-Red Flag Warning - Catastrophic Fires | Contact from object | Aggregated | 2031 | 2.0484e-07 | 572.0063 | 0.00011717 | 2031 | Mitigation | 0.95 | 45 | 0 | esc | 0.00097009 | 1.9871e-10 | 0.00097009 | 1.9871e-10 | 0.034217 | 5.8331e-07 | 0.010598 | 7.2181e-12
[120 empty] | 7.3.3.17.5 (Remote Grid) Updates to grid topology to minimize risk of ignition in HFTDs Remote GridWLDFRContact from objectAggregated | WLDFR | HFTD - Distribution - Tier 3 - 4QU CoRE ¦ 2QU LoRE | Non-Red Flag Warning - Catastrophic Fires | Contact from object | Aggregated | 2032 | 2.0484e-07 | 572.0063 | 0.00011717 | 2032 | Mitigation | 0.95 | 45 | 0 | esc | 0.00097009 | 1.9871e-10 | 0.00097009 | 1.9871e-10 | 0.034217 | 5.8331e-07 | 0.010598 | 7.2181e-12
[120 empty] | 7.3.3.17.5 (Remote Grid) Updates to grid topology to minimize risk of ignition in HFTDs Remote GridWLDFRContact from objectAggregated | WLDFR | HFTD - Distribution - Tier 3 - 4QU CoRE ¦ 2QU LoRE | Non-Red Flag Warning - Catastrophic Fires | Contact from object | Aggregated | 2033 | 2.0484e-07 | 572.0063 | 0.00011717 | 2033 | Mitigation | 0.95 | 45 | 0 | esc | 0.00097009 | 1.9871e-10 | 0.00097009 | 1.9871e-10 | 0.034217 | 5.8331e-07 | 0.010598 | 7.2181e-12
[120 empty] | 7.3.3.17.5 (Remote Grid) Updates to grid topology to minimize risk of ignition in HFTDs Remote GridWLDFRContact from objectAggregated | WLDFR | HFTD - Distribution - Tier 3 - 4QU CoRE ¦ 2QU LoRE | Non-Red Flag Warning - Catastrophic Fires | Contact from object | Aggregated | 2034 | 2.0484e-07 | 572.0063 | 0.00011717 | 2034 | Mitigation | 0.95 | 45 | 0 | esc | 0.00097009 | 1.9871e-10 | 0.00097009 | 1.9871e-10 | 0.034217 | 5.8331e-07 | 0.010598 | 7.2181e-12
[120 empty] | 7.3.3.17.5 (Remote Grid) Updates to grid topology to minimize risk of ignition in HFTDs Remote GridWLDFRContact from objectAggregated | WLDFR | HFTD - Distribution - Tier 3 - 4QU CoRE ¦ 2QU LoRE | Non-Red Flag Warning - Catastrophic Fires | Contact from object | Aggregated | 2035 | 2.0484e-07 | 572.0063 | 0.00011717 | 2035 | Mitigation | 0.95 | 45 | 0 | esc | 0.00097009 | 1.9871e-10 | 0.00097009 | 1.9871e-10 | 0.034217 | 5.8331e-07 | 0.010598 | 7.2181e-12
[120 empty] | 7.3.3.17.5 (Remote Grid) Updates to grid topology to minimize risk of ignition in HFTDs Remote GridWLDFRContact from objectAggregated | WLDFR | HFTD - Distribution - Tier 3 - 4QU CoRE ¦ 2QU LoRE | Non-Red Flag Warning - Catastrophic Fires | Contact from object | Aggregated | 2036 | 2.0484e-07 | 572.0063 | 0.00011717 | 2036 | Mitigation | 0.95 | 45 | 0 | esc | 0.00097009 | 1.9871e-10 | 0.00097009 | 1.9871e-10 | 0.034217 | 5.8331e-07 | 0.010598 | 7.2181e-12
[120 empty] | 7.3.3.17.5 (Remote Grid) Updates to grid topology to minimize risk of ignition in HFTDs Remote GridWLDFRContact from objectAggregated | WLDFR | HFTD - Distribution - Tier 3 - 4QU CoRE ¦ 2QU LoRE | Non-Red Flag Warning - Catastrophic Fires | Contact from object | Aggregated | 2037 | 2.0484e-07 | 572.0063 | 0.00011717 | 2037 | Mitigation | 0.95 | 45 | 0 | esc | 0.00097009 | 1.9871e-10 | 0.00097009 | 1.9871e-10 | 0.034217 | 5.8331e-07 | 0.010598 | 7.2181e-12
[120 empty] | 7.3.3.17.5 (Remote Grid) Updates to grid topology to minimize risk of ignition in HFTDs Remote GridWLDFRContact from objectAggregated | WLDFR | HFTD - Distribution - Tier 3 - 4QU CoRE ¦ 2QU LoRE | Non-Red Flag Warning - Catastrophic Fires | Contact from object | Aggregated | 2038 | 2.0484e-07 | 572.0063 | 0.00011717 | 2038 | Mitigation | 0.95 | 45 | 0 | esc | 0.00097009 | 1.9871e-10 | 0.00097009 | 1.9871e-10 | 0.034217 | 5.8331e-07 | 0.010598 | 7.2181e-12
[120 empty] | 7.3.3.17.5 (Remote Grid) Updates to grid topology to minimize risk of ignition in HFTDs Remote GridWLDFRContact from objectAggregated | WLDFR | HFTD - Distribution - Tier 3 - 4QU CoRE ¦ 2QU LoRE | Non-Red Flag Warning - Catastrophic Fires | Contact from object | Aggregated | 2039 | 2.0484e-07 | 572.0063 | 0.00011717 | 2039 | Mitigation | 0.95 | 45 | 0 | esc | 0.00097009 | 1.9871e-10 | 0.00097009 | 1.9871e-10 | 0.034217 | 5.8331e-07 | 0.010598 | 7.2181e-12
[120 empty] | 7.3.3.17.5 (Remote Grid) Updates to grid topology to minimize risk of ignition in HFTDs Remote GridWLDFRContact from objectAggregated | WLDFR | HFTD - Distribution - Tier 3 - 4QU CoRE ¦ 2QU LoRE | Non-Red Flag Warning - Catastrophic Fires | Contact from object | Aggregated | 2040 | 2.0484e-07 | 572.0063 | 0.00011717 | 2040 | Mitigation | 0.95 | 45 | 0 | esc | 0.00097009 | 1.9871e-10 | 0.00097009 | 1.9871e-10 | 0.034217 | 5.8331e-07 | 0.010598 | 7.2181e-12
[120 empty] | 7.3.3.17.5 (Remote Grid) Updates to grid topology to minimize risk of ignition in HFTDs Remote GridWLDFRContact from objectAggregated | WLDFR | HFTD - Distribution - Tier 3 - 4QU CoRE ¦ 2QU LoRE | Non-Red Flag Warning - Catastrophic Fires | Contact from object | Aggregated | 2041 | 2.0484e-07 | 572.0063 | 0.00011717 | 2041 | Mitigation | 0.95 | 45 | 0 | esc | 0.00097009 | 1.9871e-10 | 0.00097009 | 1.9871e-10 | 0.034217 | 5.8331e-07 | 0.010598 | 7.2181e-12
[120 empty] | 7.3.3.17.5 (Remote Grid) Updates to grid topology to minimize risk of ignition in HFTDs Remote GridWLDFRContact from objectAggregated | WLDFR | HFTD - Distribution - Tier 3 - 4QU CoRE ¦ 2QU LoRE | Non-Red Flag Warning - Catastrophic Fires | Contact from object | Aggregated | 2042 | 2.0484e-07 | 572.0063 | 0.00011717 | 2042 | Mitigation | 0.95 | 45 | 0 | esc | 0.00097009 | 1.9871e-10 | 0.00097009 | 1.9871e-10 | 0.034217 | 5.8331e-07 | 0.010598 | 7.2181e-12
[120 empty] | 7.3.3.17.5 (Remote Grid) Updates to grid topology to minimize risk of ignition in HFTDs Remote GridWLDFRContact from objectAggregated | WLDFR | HFTD - Distribution - Tier 3 - 4QU CoRE ¦ 2QU LoRE | Non-Red Flag Warning - Catastrophic Fires | Contact from object | Aggregated | 2043 | 2.0484e-07 | 572.0063 | 0.00011717 | 2043 | Mitigation | 0.95 | 45 | 0 | esc | 0.00097009 | 1.9871e-10 | 0.00097009 | 1.9871e-10 | 0.034217 | 5.8331e-07 | 0.010598 | 7.2181e-12
[120 empty] | 7.3.3.17.5 (Remote Grid) Updates to grid topology to minimize risk of ignition in HFTDs Remote GridWLDFRContact from objectAggregated | WLDFR | HFTD - Distribution - Tier 3 - 4QU CoRE ¦ 2QU LoRE | Non-Red Flag Warning - Catastrophic Fires | Contact from object | Aggregated | 2044 | 2.0484e-07 | 572.0063 | 0.00011717 | 2044 | Mitigation | 0.95 | 45 | 0 | esc | 0.00097009 | 1.9871e-10 | 0.00097009 | 1.9871e-10 | 0.034217 | 5.8331e-07 | 0.010598 | 7.2181e-12
[120 empty] | 7.3.3.17.5 (Remote Grid) Updates to grid topology to minimize risk of ignition in HFTDs Remote GridWLDFRContact from objectAggregated | WLDFR | HFTD - Distribution - Tier 3 - 4QU CoRE ¦ 2QU LoRE | Non-Red Flag Warning - Catastrophic Fires | Contact from object | Aggregated | 2045 | 2.0484e-07 | 572.0063 | 0.00011717 | 2045 | Mitigation | 0.95 | 45 | 0 | esc | 0.00097009 | 1.9871e-10 | 0.00097009 | 1.9871e-10 | 0.034217 | 5.8331e-07 | 0.010598 | 7.2181e-12
[120 empty] | 7.3.3.17.5 (Remote Grid) Updates to grid topology to minimize risk of ignition in HFTDs Remote GridWLDFRContact from objectAggregated | WLDFR | HFTD - Distribution - Tier 3 - 4QU CoRE ¦ 2QU LoRE | Non-Red Flag Warning - Catastrophic Fires | Contact from object | Aggregated | 2046 | 2.0484e-07 | 572.0063 | 0.00011717 | 2046 | Mitigation | 0.95 | 45 | 0 | esc | 0.00097009 | 1.9871e-10 | 0.00097009 | 1.9871e-10 | 0.034217 | 5.8331e-07 | 0.010598 | 7.2181e-12
[120 empty] | 7.3.3.17.5 (Remote Grid) Updates to grid topology to minimize risk of ignition in HFTDs Remote GridWLDFRContact from objectAggregated | WLDFR | HFTD - Distribution - Tier 3 - 4QU CoRE ¦ 2QU LoRE | Non-Red Flag Warning - Catastrophic Fires | Contact from object | Aggregated | 2047 | 2.0484e-07 | 572.0063 | 0.00011717 | 2047 | Mitigation | 0.95 | 45 | 0 | esc | 0.00097009 | 1.9871e-10 | 0.00097009 | 1.9871e-10 | 0.034217 | 5.8331e-07 | 0.010598 | 7.2181e-12
[120 empty] | 7.3.3.17.5 (Remote Grid) Updates to grid topology to minimize risk of ignition in HFTDs Remote GridWLDFRContact from objectAggregated | WLDFR | HFTD - Distribution - Tier 3 - 4QU CoRE ¦ 2QU LoRE | Non-Red Flag Warning - Catastrophic Fires | Contact from object | Aggregated | 2048 | 2.0484e-07 | 572.0063 | 0.00011717 | 2048 | Mitigation | 0.95 | 45 | 0 | esc | 0.00097009 | 1.9871e-10 | 0.00097009 | 1.9871e-10 | 0.034217 | 5.8331e-07 | 0.010598 | 7.2181e-12
[120 empty] | 7.3.3.17.5 (Remote Grid) Updates to grid topology to minimize risk of ignition in HFTDs Remote GridWLDFRContact from objectAggregated | WLDFR | HFTD - Distribution - Tier 3 - 4QU CoRE ¦ 2QU LoRE | Non-Red Flag Warning - Catastrophic Fires | Contact from object | Aggregated | 2049 | 2.0484e-07 | 572.0063 | 0.00011717 | 2049 | Mitigation | 0.95 | 45 | 0 | esc | 0.00097009 | 1.9871e-10 | 0.00097009 | 1.9871e-10 | 0.034217 | 5.8331e-07 | 0.010598 | 7.2181e-12
[120 empty] | 7.3.3.17.5 (Remote Grid) Updates to grid topology to minimize risk of ignition in HFTDs Remote GridWLDFRContact from objectAggregated | WLDFR | HFTD - Distribution - Tier 3 - 4QU CoRE ¦ 2QU LoRE | Non-Red Flag Warning - Catastrophic Fires | Contact from object | Aggregated | 2050 | 2.0484e-07 | 572.0063 | 0.00011717 | 2050 | Mitigation | 0.95 | 45 | 0 | esc | 0.00097009 | 1.9871e-10 | 0.00097009 | 1.9871e-10 | 0.034217 | 5.8331e-07 | 0.010598 | 7.2181e-12
[120 empty] | 7.3.3.17.5 (Remote Grid) Updates to grid topology to minimize risk of ignition in HFTDs Remote GridWLDFRContact from objectAggregated | WLDFR | HFTD - Distribution - Tier 3 - 4QU CoRE ¦ 2QU LoRE | Non-Red Flag Warning - Catastrophic Fires | Contact from object | Aggregated | 2051 | 2.0484e-07 | 572.0063 | 0.00011717 | 2051 | Mitigation | 0.95 | 45 | 0 | esc | 0.00097009 | 1.9871e-10 | 0.00097009 | 1.9871e-10 | 0.034217 | 5.8331e-07 | 0.010598 | 7.2181e-12
[120 empty] | 7.3.3.17.5 (Remote Grid) Updates to grid topology to minimize risk of ignition in HFTDs Remote GridWLDFRContact from objectAggregated | WLDFR | HFTD - Distribution - Tier 3 - 4QU CoRE ¦ 2QU LoRE | Non-Red Flag Warning - Catastrophic Fires | Contact from object | Aggregated | 2052 | 2.0484e-07 | 572.0063 | 0.00011717 | 2052 | Mitigation | 0.95 | 45 | 0 | esc | 0.00097009 | 1.9871e-10 | 0.00097009 | 1.9871e-10 | 0.034217 | 5.8331e-07 | 0 | 0
[120 empty] | 7.3.3.17.5 (Remote Grid) Updates to grid topology to minimize risk of ignition in HFTDs Remote GridWLDFRContact from objectAggregated | WLDFR | HFTD - Distribution - Tier 3 - 4QU CoRE ¦ 2QU LoRE | Non-Red Flag Warning - Catastrophic Fires | Contact from object | Aggregated | 2053 | 2.0484e-07 | 572.0063 | 0.00011717 | 2053 | Mitigation | 0.95 | 45 | 0 | esc | 0.00097009 | 1.9871e-10 | 0.00097009 | 1.9871e-10 | 0.034217 | 5.8331e-07 | 0 | 0
[120 empty] | 7.3.3.17.5 (Remote Grid) Updates to grid topology to minimize risk of ignition in HFTDs Remote GridWLDFRContact from objectAggregated | WLDFR | HFTD - Distribution - Tier 3 - 4QU CoRE ¦ 2QU LoRE | Non-Red Flag Warning - Catastrophic Fires | Contact from object | Aggregated | 2054 | 2.0484e-07 | 572.0063 | 0.00011717 | 2054 | Mitigation | 0.95 | 45 | 0 | esc | 0.00097009 | 1.9871e-10 | 0.00097009 | 1.9871e-10 | 0.034217 | 5.8331e-07 | 0.0087991 | 2.6668e-10
[120 empty] | 7.3.3.17.5 (Remote Grid) Updates to grid topology to minimize risk of ignition in HFTDs Remote GridWLDFRContact from objectAggregated | WLDFR | HFTD - Distribution - Tier 3 - 4QU CoRE ¦ 2QU LoRE | Non-Red Flag Warning - Catastrophic Fires | Contact from object | Aggregated | 2055 | 2.0484e-07 | 572.0063 | 0.00011717 | 2055 | Mitigation | 0.95 | 45 | 0 | esc | 0.00097009 | 1.9871e-10 | 0.00097009 | 1.9871e-10 | 0.034217 | 5.8331e-07 | 0.0087991 | 2.6668e-10
[120 empty] | 7.3.3.17.5 (Remote Grid) Updates to grid topology to minimize risk of ignition in HFTDs Remote GridWLDFRContact from objectAggregated | WLDFR | HFTD - Distribution - Tier 3 - 4QU CoRE ¦ 2QU LoRE | Non-Red Flag Warning - Catastrophic Fires | Contact from object | Aggregated | 2056 | 2.0484e-07 | 572.0063 | 0.00011717 | 2056 | Mitigation | 0.95 | 45 | 0 | esc | 0.00097009 | 1.9871e-10 | 0.00097009 | 1.9871e-10 | 0 | 0 | 0.0087991 | 2.6668e-10
[120 empty] | 7.3.3.17.5 (Remote Grid) Updates to grid topology to minimize risk of ignition in HFTDs Remote GridWLDFRContact from objectAggregated | WLDFR | HFTD - Distribution - Tier 3 - 4QU CoRE ¦ 2QU LoRE | Non-Red Flag Warning - Catastrophic Fires | Contact from object | Aggregated | 2057 | 2.0484e-07 | 572.0063 | 0.00011717 | 2057 | Mitigation | 0.95 | 45 | 0 | esc | 0.00097009 | 1.9871e-10 | 0.00097009 | 1.9871e-10 | 0.034217 | 1.9653e-07 | 0.0087991 | 2.6668e-10
[120 empty] | 7.3.3.17.5 (Remote Grid) Updates to grid topology to minimize risk of ignition in HFTDs Remote GridWLDFRContact from objectAggregated | WLDFR | HFTD - Distribution - Tier 3 - 4QU CoRE ¦ 2QU LoRE | Non-Red Flag Warning - Catastrophic Fires | Contact from object | Aggregated | 2058 | 2.0484e-07 | 572.0063 | 0.00011717 | 2058 | Mitigation | 0.95 | 45 | 0 | esc | 0.00097009 | 1.9871e-10 | 0.00097009 | 1.9871e-10 | 0.034217 | 1.9653e-07 | 0.0087991 | 2.6668e-10
[120 empty] | 7.3.3.17.5 (Remote Grid) Updates to grid topology to minimize risk of ignition in HFTDs Remote GridWLDFRContact from objectAggregated | WLDFR | HFTD - Distribution - Tier 3 - 4QU CoRE ¦ 2QU LoRE | Non-Red Flag Warning - Catastrophic Fires | Contact from object | Aggregated | 2059 | 2.0484e-07 | 572.0063 | 0.00011717 | 2059 | Mitigation | 0.95 | 45 | 0 | esc | 0.00097009 | 1.9871e-10 | 0.00097009 | 1.9871e-10 | 0.034217 | 1.9653e-07 | 0.0087991 | 2.6668e-10
[120 empty] | 7.3.3.17.5 (Remote Grid) Updates to grid topology to minimize risk of ignition in HFTDs Remote GridWLDFRContact from objectAggregated | WLDFR | HFTD - Distribution - Tier 3 - 4QU CoRE ¦ 2QU LoRE | Non-Red Flag Warning - Catastrophic Fires | Contact from object | Aggregated | 2060 | 2.0484e-07 | 572.0063 | 0.00011717 | 2060 | Mitigation | 0.95 | 45 | 0 | esc | 0.00097009 | 1.9871e-10 | 0.00097009 | 1.9871e-10 | 0.034217 | 1.9653e-07 | 0.0087991 | 2.6668e-10
[120 empty] | 7.3.3.17.5 (Remote Grid) Updates to grid topology to minimize risk of ignition in HFTDs Remote GridWLDFRContact from objectAggregated | WLDFR | HFTD - Distribution - Tier 3 - 4QU CoRE ¦ 2QU LoRE | Non-Red Flag Warning - Catastrophic Fires | Contact from object | Aggregated | 2061 | 2.0484e-07 | 572.0063 | 0.00011717 | 2061 | Mitigation | 0.95 | 45 | 0 | esc | 0.00097009 | 1.9871e-10 | 0.00097009 | 1.9871e-10 | 0.034217 | 1.9653e-07 | 0.0087991 | 2.6668e-10
[120 empty] | 7.3.3.17.5 (Remote Grid) Updates to grid topology to minimize risk of ignition in HFTDs Remote GridWLDFRContact from objectAggregated | WLDFR | HFTD - Distribution - Tier 3 - 4QU CoRE ¦ 2QU LoRE | Non-Red Flag Warning - Catastrophic Fires | Contact from object | Aggregated | 2062 | 2.0484e-07 | 572.0063 | 0.00011717 | 2062 | Mitigation | 0.95 | 45 | 0 | esc | 0.00097009 | 1.9871e-10 | 0.00097009 | 1.9871e-10 | 0.034217 | 1.9653e-07 | 0.0087991 | 2.6668e-10
[120 empty] | 7.3.3.17.5 (Remote Grid) Updates to grid topology to minimize risk of ignition in HFTDs Remote GridWLDFRContact from objectAggregated | WLDFR | HFTD - Distribution - Tier 3 - 4QU CoRE ¦ 2QU LoRE | Non-Red Flag Warning - Catastrophic Fires | Contact from object | Aggregated | 2063 | 2.0484e-07 | 572.0063 | 0.00011717 | 2063 | Mitigation | 0.95 | 45 | 0 | esc | 0.00097009 | 1.9871e-10 | 0.00097009 | 1.9871e-10 | 0.034217 | 1.9653e-07 | 0.0087991 | 2.6668e-10
[120 empty] | 7.3.3.17.5 (Remote Grid) Updates to grid topology to minimize risk of ignition in HFTDs Remote GridWLDFRContact from objectAggregated | WLDFR | HFTD - Distribution - Tier 3 - 4QU CoRE ¦ 2QU LoRE | Non-Red Flag Warning - Catastrophic Fires | Contact from object | Aggregated | 2064 | 2.0484e-07 | 572.0063 | 0.00011717 | 2064 | Mitigation | 0.95 | 45 | 0 | esc | 0.00097009 | 1.9871e-10 | 0.00097009 | 1.9871e-10 | 0.034217 | 1.9653e-07 | 0.0087991 | 2.6668e-10
[120 empty] | 7.3.3.17.5 (Remote Grid) Updates to grid topology to minimize risk of ignition in HFTDs Remote GridWLDFRContact from objectAggregated | WLDFR | HFTD - Distribution - Tier 3 - 4QU CoRE ¦ 2QU LoRE | Non-Red Flag Warning - Catastrophic Fires | Contact from object | Aggregated | 2065 | 2.0484e-07 | 572.0063 | 0.00011717 | 2065 | Mitigation | 0.95 | 45 | 0 | esc | 0.00097009 | 1.9871e-10 | 0.00097009 | 1.9871e-10 | 0.034217 | 1.9653e-07 | 0.0087991 | 2.6668e-10
[120 empty] | 7.3.3.17.5 (Remote Grid) Updates to grid topology to minimize risk of ignition in HFTDs Remote GridWLDFRContact from objectAggregated | WLDFR | HFTD - Distribution - Tier 3 - 4QU CoRE ¦ 2QU LoRE | Non-Red Flag Warning - Catastrophic Fires | Contact from object | Aggregated | 2066 | 2.0484e-07 | 572.0063 | 0.00011717 | 2066 | Mitigation | 0.95 | 45 | 0 | esc | 0.00097009 | 1.9871e-10 | 0.00097009 | 1.9871e-10 | 0.034217 | 1.9653e-07 | 0.0087991 | 2.6668e-10
[120 empty] | 7.3.3.17.5 (Remote Grid) Updates to grid topology to minimize risk of ignition in HFTDs Remote GridWLDFRContact from objectAggregated | WLDFR | HFTD - Distribution - Tier 3 - 4QU CoRE ¦ 2QU LoRE | Non-Red Flag Warning - Catastrophic Fires | Contact from object | Aggregated | 2067 | 2.0484e-07 | 572.0063 | 0.00011717 | 2067 | Mitigation | 0.95 | 45 | 0 | esc | 0 | 0 | 0.00097009 | 1.9871e-10 | 0.034217 | 1.9653e-07 | 0.0087991 | 2.6668e-10
[120 empty] | 7.3.3.17.5 (Remote Grid) Updates to grid topology to minimize risk of ignition in HFTDs Remote GridWLDFRContaminationAggregated | WLDFR | HFTD - Distribution - Tier 3 - 4QU CoRE ¦ 2QU LoRE | Non-Red Flag Warning - Catastrophic Fires | Contamination | Aggregated | 2022 | 5.0397e-09 | 572.0063 | 2.8827e-06 | 2022 | Mitigation | 0.95 | 45 | 0 | esc | 0.00097009 | 4.8889e-12 | 0 | 0 | 0.034217 | 1.9653e-07 | 0.0087991 | 2.6668e-10
[120 empty] | 7.3.3.17.5 (Remote Grid) Updates to grid topology to minimize risk of ignition in HFTDs Remote GridWLDFRContaminationAggregated | WLDFR | HFTD - Distribution - Tier 3 - 4QU CoRE ¦ 2QU LoRE | Non-Red Flag Warning - Catastrophic Fires | Contamination | Aggregated | 2023 | 5.0397e-09 | 572.0063 | 2.8827e-06 | 2023 | Mitigation | 0.95 | 45 | 0 | esc | 0.00097009 | 4.8889e-12 | 0.00097009 | 4.8889e-12 | 0.034217 | 1.9653e-07 | 0.0087991 | 2.6668e-10
[120 empty] | 7.3.3.17.5 (Remote Grid) Updates to grid topology to minimize risk of ignition in HFTDs Remote GridWLDFRContaminationAggregated | WLDFR | HFTD - Distribution - Tier 3 - 4QU CoRE ¦ 2QU LoRE | Non-Red Flag Warning - Catastrophic Fires | Contamination | Aggregated | 2024 | 5.0397e-09 | 572.0063 | 2.8827e-06 | 2024 | Mitigation | 0.95 | 45 | 0 | esc | 0.00097009 | 4.8889e-12 | 0.00097009 | 4.8889e-12 | 0.034217 | 1.9653e-07 | 0.0087991 | 2.6668e-10
[120 empty] | 7.3.3.17.5 (Remote Grid) Updates to grid topology to minimize risk of ignition in HFTDs Remote GridWLDFRContaminationAggregated | WLDFR | HFTD - Distribution - Tier 3 - 4QU CoRE ¦ 2QU LoRE | Non-Red Flag Warning - Catastrophic Fires | Contamination | Aggregated | 2025 | 5.0397e-09 | 572.0063 | 2.8827e-06 | 2025 | Mitigation | 0.95 | 45 | 0 | esc | 0.00097009 | 4.8889e-12 | 0.00097009 | 4.8889e-12 | 0.034217 | 1.9653e-07 | 0.0087991 | 2.6668e-10
[120 empty] | 7.3.3.17.5 (Remote Grid) Updates to grid topology to minimize risk of ignition in HFTDs Remote GridWLDFRContaminationAggregated | WLDFR | HFTD - Distribution - Tier 3 - 4QU CoRE ¦ 2QU LoRE | Non-Red Flag Warning - Catastrophic Fires | Contamination | Aggregated | 2026 | 5.0397e-09 | 572.0063 | 2.8827e-06 | 2026 | Mitigation | 0.95 | 45 | 0 | esc | 0.00097009 | 4.8889e-12 | 0.00097009 | 4.8889e-12 | 0.034217 | 1.9653e-07 | 0.0087991 | 2.6668e-10
[120 empty] | 7.3.3.17.5 (Remote Grid) Updates to grid topology to minimize risk of ignition in HFTDs Remote GridWLDFRContaminationAggregated | WLDFR | HFTD - Distribution - Tier 3 - 4QU CoRE ¦ 2QU LoRE | Non-Red Flag Warning - Catastrophic Fires | Contamination | Aggregated | 2027 | 5.0397e-09 | 572.0063 | 2.8827e-06 | 2027 | Mitigation | 0.95 | 45 | 0 | esc | 0.00097009 | 4.8889e-12 | 0.00097009 | 4.8889e-12 | 0.034217 | 1.9653e-07 | 0.0087991 | 2.6668e-10
[120 empty] | 7.3.3.17.5 (Remote Grid) Updates to grid topology to minimize risk of ignition in HFTDs Remote GridWLDFRContaminationAggregated | WLDFR | HFTD - Distribution - Tier 3 - 4QU CoRE ¦ 2QU LoRE | Non-Red Flag Warning - Catastrophic Fires | Contamination | Aggregated | 2028 | 5.0397e-09 | 572.0063 | 2.8827e-06 | 2028 | Mitigation | 0.95 | 45 | 0 | esc | 0.00097009 | 4.8889e-12 | 0.00097009 | 4.8889e-12 | 0.034217 | 1.9653e-07 | 0.0087991 | 2.6668e-10
[120 empty] | 7.3.3.17.5 (Remote Grid) Updates to grid topology to minimize risk of ignition in HFTDs Remote GridWLDFRContaminationAggregated | WLDFR | HFTD - Distribution - Tier 3 - 4QU CoRE ¦ 2QU LoRE | Non-Red Flag Warning - Catastrophic Fires | Contamination | Aggregated | 2029 | 5.0397e-09 | 572.0063 | 2.8827e-06 | 2029 | Mitigation | 0.95 | 45 | 0 | esc | 0.00097009 | 4.8889e-12 | 0.00097009 | 4.8889e-12 | 0.034217 | 1.9653e-07 | 0.0087991 | 2.6668e-10
[120 empty] | 7.3.3.17.5 (Remote Grid) Updates to grid topology to minimize risk of ignition in HFTDs Remote GridWLDFRContaminationAggregated | WLDFR | HFTD - Distribution - Tier 3 - 4QU CoRE ¦ 2QU LoRE | Non-Red Flag Warning - Catastrophic Fires | Contamination | Aggregated | 2030 | 5.0397e-09 | 572.0063 | 2.8827e-06 | 2030 | Mitigation | 0.95 | 45 | 0 | esc | 0.00097009 | 4.8889e-12 | 0.00097009 | 4.8889e-12 | 0.034217 | 1.9653e-07 | 0.0087991 | 2.6668e-10
[120 empty] | 7.3.3.17.5 (Remote Grid) Updates to grid topology to minimize risk of ignition in HFTDs Remote GridWLDFRContaminationAggregated | WLDFR | HFTD - Distribution - Tier 3 - 4QU CoRE ¦ 2QU LoRE | Non-Red Flag Warning - Catastrophic Fires | Contamination | Aggregated | 2031 | 5.0397e-09 | 572.0063 | 2.8827e-06 | 2031 | Mitigation | 0.95 | 45 | 0 | esc | 0.00097009 | 4.8889e-12 | 0.00097009 | 4.8889e-12 | 0.034217 | 1.9653e-07 | 0.0087991 | 2.6668e-10
[120 empty] | 7.3.3.17.5 (Remote Grid) Updates to grid topology to minimize risk of ignition in HFTDs Remote GridWLDFRContaminationAggregated | WLDFR | HFTD - Distribution - Tier 3 - 4QU CoRE ¦ 2QU LoRE | Non-Red Flag Warning - Catastrophic Fires | Contamination | Aggregated | 2032 | 5.0397e-09 | 572.0063 | 2.8827e-06 | 2032 | Mitigation | 0.95 | 45 | 0 | esc | 0.00097009 | 4.8889e-12 | 0.00097009 | 4.8889e-12 | 0.034217 | 1.9653e-07 | 0.0087991 | 2.6668e-10
[120 empty] | 7.3.3.17.5 (Remote Grid) Updates to grid topology to minimize risk of ignition in HFTDs Remote GridWLDFRContaminationAggregated | WLDFR | HFTD - Distribution - Tier 3 - 4QU CoRE ¦ 2QU LoRE | Non-Red Flag Warning - Catastrophic Fires | Contamination | Aggregated | 2033 | 5.0397e-09 | 572.0063 | 2.8827e-06 | 2033 | Mitigation | 0.95 | 45 | 0 | esc | 0.00097009 | 4.8889e-12 | 0.00097009 | 4.8889e-12 | 0.034217 | 1.9653e-07 | 0.0087991 | 2.6668e-10
[120 empty] | 7.3.3.17.5 (Remote Grid) Updates to grid topology to minimize risk of ignition in HFTDs Remote GridWLDFRContaminationAggregated | WLDFR | HFTD - Distribution - Tier 3 - 4QU CoRE ¦ 2QU LoRE | Non-Red Flag Warning - Catastrophic Fires | Contamination | Aggregated | 2034 | 5.0397e-09 | 572.0063 | 2.8827e-06 | 2034 | Mitigation | 0.95 | 45 | 0 | esc | 0.00097009 | 4.8889e-12 | 0.00097009 | 4.8889e-12 | 0.034217 | 1.9653e-07 | 0.0087991 | 2.6668e-10
[120 empty] | 7.3.3.17.5 (Remote Grid) Updates to grid topology to minimize risk of ignition in HFTDs Remote GridWLDFRContaminationAggregated | WLDFR | HFTD - Distribution - Tier 3 - 4QU CoRE ¦ 2QU LoRE | Non-Red Flag Warning - Catastrophic Fires | Contamination | Aggregated | 2035 | 5.0397e-09 | 572.0063 | 2.8827e-06 | 2035 | Mitigation | 0.95 | 45 | 0 | esc | 0.00097009 | 4.8889e-12 | 0.00097009 | 4.8889e-12 | 0.034217 | 1.9653e-07 | 0.0087991 | 2.6668e-10
[120 empty] | 7.3.3.17.5 (Remote Grid) Updates to grid topology to minimize risk of ignition in HFTDs Remote GridWLDFRContaminationAggregated | WLDFR | HFTD - Distribution - Tier 3 - 4QU CoRE ¦ 2QU LoRE | Non-Red Flag Warning - Catastrophic Fires | Contamination | Aggregated | 2036 | 5.0397e-09 | 572.0063 | 2.8827e-06 | 2036 | Mitigation | 0.95 | 45 | 0 | esc | 0.00097009 | 4.8889e-12 | 0.00097009 | 4.8889e-12 | 0.034217 | 1.9653e-07 | 0.0087991 | 2.6668e-10
[120 empty] | 7.3.3.17.5 (Remote Grid) Updates to grid topology to minimize risk of ignition in HFTDs Remote GridWLDFRContaminationAggregated | WLDFR | HFTD - Distribution - Tier 3 - 4QU CoRE ¦ 2QU LoRE | Non-Red Flag Warning - Catastrophic Fires | Contamination | Aggregated | 2037 | 5.0397e-09 | 572.0063 | 2.8827e-06 | 2037 | Mitigation | 0.95 | 45 | 0 | esc | 0.00097009 | 4.8889e-12 | 0.00097009 | 4.8889e-12 | 0.034217 | 1.9653e-07 | 0.0087991 | 2.6668e-10
[120 empty] | 7.3.3.17.5 (Remote Grid) Updates to grid topology to minimize risk of ignition in HFTDs Remote GridWLDFRContaminationAggregated | WLDFR | HFTD - Distribution - Tier 3 - 4QU CoRE ¦ 2QU LoRE | Non-Red Flag Warning - Catastrophic Fires | Contamination | Aggregated | 2038 | 5.0397e-09 | 572.0063 | 2.8827e-06 | 2038 | Mitigation | 0.95 | 45 | 0 | esc | 0.00097009 | 4.8889e-12 | 0.00097009 | 4.8889e-12 | 0.034217 | 1.9653e-07 | 0 | 0
[120 empty] | 7.3.3.17.5 (Remote Grid) Updates to grid topology to minimize risk of ignition in HFTDs Remote GridWLDFRContaminationAggregated | WLDFR | HFTD - Distribution - Tier 3 - 4QU CoRE ¦ 2QU LoRE | Non-Red Flag Warning - Catastrophic Fires | Contamination | Aggregated | 2039 | 5.0397e-09 | 572.0063 | 2.8827e-06 | 2039 | Mitigation | 0.95 | 45 | 0 | esc | 0.00097009 | 4.8889e-12 | 0.00097009 | 4.8889e-12 | 0.034217 | 1.9653e-07 | 0 | 0
[120 empty] | 7.3.3.17.5 (Remote Grid) Updates to grid topology to minimize risk of ignition in HFTDs Remote GridWLDFRContaminationAggregated | WLDFR | HFTD - Distribution - Tier 3 - 4QU CoRE ¦ 2QU LoRE | Non-Red Flag Warning - Catastrophic Fires | Contamination | Aggregated | 2040 | 5.0397e-09 | 572.0063 | 2.8827e-06 | 2040 | Mitigation | 0.95 | 45 | 0 | esc | 0.00097009 | 4.8889e-12 | 0.00097009 | 4.8889e-12 | 0.034217 | 1.9653e-07 | 0.00988 | 1.61e-10
[120 empty] | 7.3.3.17.5 (Remote Grid) Updates to grid topology to minimize risk of ignition in HFTDs Remote GridWLDFRContaminationAggregated | WLDFR | HFTD - Distribution - Tier 3 - 4QU CoRE ¦ 2QU LoRE | Non-Red Flag Warning - Catastrophic Fires | Contamination | Aggregated | 2041 | 5.0397e-09 | 572.0063 | 2.8827e-06 | 2041 | Mitigation | 0.95 | 45 | 0 | esc | 0.00097009 | 4.8889e-12 | 0.00097009 | 4.8889e-12 | 0.034217 | 1.9653e-07 | 0.00988 | 1.61e-10
[120 empty] | 7.3.3.17.5 (Remote Grid) Updates to grid topology to minimize risk of ignition in HFTDs Remote GridWLDFRContaminationAggregated | WLDFR | HFTD - Distribution - Tier 3 - 4QU CoRE ¦ 2QU LoRE | Non-Red Flag Warning - Catastrophic Fires | Contamination | Aggregated | 2042 | 5.0397e-09 | 572.0063 | 2.8827e-06 | 2042 | Mitigation | 0.95 | 45 | 0 | esc | 0.00097009 | 4.8889e-12 | 0.00097009 | 4.8889e-12 | 0.034217 | 1.9653e-07 | 0.00988 | 1.61e-10
[120 empty] | 7.3.3.17.5 (Remote Grid) Updates to grid topology to minimize risk of ignition in HFTDs Remote GridWLDFRContaminationAggregated | WLDFR | HFTD - Distribution - Tier 3 - 4QU CoRE ¦ 2QU LoRE | Non-Red Flag Warning - Catastrophic Fires | Contamination | Aggregated | 2043 | 5.0397e-09 | 572.0063 | 2.8827e-06 | 2043 | Mitigation | 0.95 | 45 | 0 | esc | 0.00097009 | 4.8889e-12 | 0.00097009 | 4.8889e-12 | 0.034217 | 1.9653e-07 | 0.00988 | 1.61e-10
[120 empty] | 7.3.3.17.5 (Remote Grid) Updates to grid topology to minimize risk of ignition in HFTDs Remote GridWLDFRContaminationAggregated | WLDFR | HFTD - Distribution - Tier 3 - 4QU CoRE ¦ 2QU LoRE | Non-Red Flag Warning - Catastrophic Fires | Contamination | Aggregated | 2044 | 5.0397e-09 | 572.0063 | 2.8827e-06 | 2044 | Mitigation | 0.95 | 45 | 0 | esc | 0.00097009 | 4.8889e-12 | 0.00097009 | 4.8889e-12 | 0.034217 | 1.9653e-07 | 0.00988 | 1.61e-10
[120 empty] | 7.3.3.17.5 (Remote Grid) Updates to grid topology to minimize risk of ignition in HFTDs Remote GridWLDFRContaminationAggregated | WLDFR | HFTD - Distribution - Tier 3 - 4QU CoRE ¦ 2QU LoRE | Non-Red Flag Warning - Catastrophic Fires | Contamination | Aggregated | 2045 | 5.0397e-09 | 572.0063 | 2.8827e-06 | 2045 | Mitigation | 0.95 | 45 | 0 | esc | 0.00097009 | 4.8889e-12 | 0.00097009 | 4.8889e-12 | 0.034217 | 1.9653e-07 | 0.00988 | 1.61e-10
[120 empty] | 7.3.3.17.5 (Remote Grid) Updates to grid topology to minimize risk of ignition in HFTDs Remote GridWLDFRContaminationAggregated | WLDFR | HFTD - Distribution - Tier 3 - 4QU CoRE ¦ 2QU LoRE | Non-Red Flag Warning - Catastrophic Fires | Contamination | Aggregated | 2046 | 5.0397e-09 | 572.0063 | 2.8827e-06 | 2046 | Mitigation | 0.95 | 45 | 0 | esc | 0.00097009 | 4.8889e-12 | 0.00097009 | 4.8889e-12 | 0.034217 | 1.9653e-07 | 0.00988 | 1.61e-10
[120 empty] | 7.3.3.17.5 (Remote Grid) Updates to grid topology to minimize risk of ignition in HFTDs Remote GridWLDFRContaminationAggregated | WLDFR | HFTD - Distribution - Tier 3 - 4QU CoRE ¦ 2QU LoRE | Non-Red Flag Warning - Catastrophic Fires | Contamination | Aggregated | 2047 | 5.0397e-09 | 572.0063 | 2.8827e-06 | 2047 | Mitigation | 0.95 | 45 | 0 | esc | 0.00097009 | 4.8889e-12 | 0.00097009 | 4.8889e-12 | 0.034217 | 1.9653e-07 | 0.00988 | 1.61e-10
[120 empty] | 7.3.3.17.5 (Remote Grid) Updates to grid topology to minimize risk of ignition in HFTDs Remote GridWLDFRContaminationAggregated | WLDFR | HFTD - Distribution - Tier 3 - 4QU CoRE ¦ 2QU LoRE | Non-Red Flag Warning - Catastrophic Fires | Contamination | Aggregated | 2048 | 5.0397e-09 | 572.0063 | 2.8827e-06 | 2048 | Mitigation | 0.95 | 45 | 0 | esc | 0.00097009 | 4.8889e-12 | 0.00097009 | 4.8889e-12 | 0.034217 | 1.9653e-07 | 0.00988 | 1.61e-10
[120 empty] | 7.3.3.17.5 (Remote Grid) Updates to grid topology to minimize risk of ignition in HFTDs Remote GridWLDFRContaminationAggregated | WLDFR | HFTD - Distribution - Tier 3 - 4QU CoRE ¦ 2QU LoRE | Non-Red Flag Warning - Catastrophic Fires | Contamination | Aggregated | 2049 | 5.0397e-09 | 572.0063 | 2.8827e-06 | 2049 | Mitigation | 0.95 | 45 | 0 | esc | 0.00097009 | 4.8889e-12 | 0.00097009 | 4.8889e-12 | 0.034217 | 1.9653e-07 | 0.00988 | 1.61e-10
[120 empty] | 7.3.3.17.5 (Remote Grid) Updates to grid topology to minimize risk of ignition in HFTDs Remote GridWLDFRContaminationAggregated | WLDFR | HFTD - Distribution - Tier 3 - 4QU CoRE ¦ 2QU LoRE | Non-Red Flag Warning - Catastrophic Fires | Contamination | Aggregated | 2050 | 5.0397e-09 | 572.0063 | 2.8827e-06 | 2050 | Mitigation | 0.95 | 45 | 0 | esc | 0.00097009 | 4.8889e-12 | 0.00097009 | 4.8889e-12 | 0.034217 | 1.9653e-07 | 0.00988 | 1.61e-10
[120 empty] | 7.3.3.17.5 (Remote Grid) Updates to grid topology to minimize risk of ignition in HFTDs Remote GridWLDFRContaminationAggregated | WLDFR | HFTD - Distribution - Tier 3 - 4QU CoRE ¦ 2QU LoRE | Non-Red Flag Warning - Catastrophic Fires | Contamination | Aggregated | 2051 | 5.0397e-09 | 572.0063 | 2.8827e-06 | 2051 | Mitigation | 0.95 | 45 | 0 | esc | 0.00097009 | 4.8889e-12 | 0.00097009 | 4.8889e-12 | 0.034217 | 1.9653e-07 | 0.00988 | 1.61e-10
[120 empty] | 7.3.3.17.5 (Remote Grid) Updates to grid topology to minimize risk of ignition in HFTDs Remote GridWLDFRContaminationAggregated | WLDFR | HFTD - Distribution - Tier 3 - 4QU CoRE ¦ 2QU LoRE | Non-Red Flag Warning - Catastrophic Fires | Contamination | Aggregated | 2052 | 5.0397e-09 | 572.0063 | 2.8827e-06 | 2052 | Mitigation | 0.95 | 45 | 0 | esc | 0.00097009 | 4.8889e-12 | 0.00097009 | 4.8889e-12 | 0.034217 | 1.9653e-07 | 0.00988 | 1.61e-10
[120 empty] | 7.3.3.17.5 (Remote Grid) Updates to grid topology to minimize risk of ignition in HFTDs Remote GridWLDFRContaminationAggregated | WLDFR | HFTD - Distribution - Tier 3 - 4QU CoRE ¦ 2QU LoRE | Non-Red Flag Warning - Catastrophic Fires | Contamination | Aggregated | 2053 | 5.0397e-09 | 572.0063 | 2.8827e-06 | 2053 | Mitigation | 0.95 | 45 | 0 | esc | 0.00097009 | 4.8889e-12 | 0.00097009 | 4.8889e-12 | 0.034217 | 1.9653e-07 | 0.00988 | 1.61e-10
[120 empty] | 7.3.3.17.5 (Remote Grid) Updates to grid topology to minimize risk of ignition in HFTDs Remote GridWLDFRContaminationAggregated | WLDFR | HFTD - Distribution - Tier 3 - 4QU CoRE ¦ 2QU LoRE | Non-Red Flag Warning - Catastrophic Fires | Contamination | Aggregated | 2054 | 5.0397e-09 | 572.0063 | 2.8827e-06 | 2054 | Mitigation | 0.95 | 45 | 0 | esc | 0.00097009 | 4.8889e-12 | 0.00097009 | 4.8889e-12 | 0.034217 | 1.9653e-07 | 0.00988 | 1.61e-10
[120 empty] | 7.3.3.17.5 (Remote Grid) Updates to grid topology to minimize risk of ignition in HFTDs Remote GridWLDFRContaminationAggregated | WLDFR | HFTD - Distribution - Tier 3 - 4QU CoRE ¦ 2QU LoRE | Non-Red Flag Warning - Catastrophic Fires | Contamination | Aggregated | 2055 | 5.0397e-09 | 572.0063 | 2.8827e-06 | 2055 | Mitigation | 0.95 | 45 | 0 | esc | 0.00097009 | 4.8889e-12 | 0.00097009 | 4.8889e-12 | 0.034217 | 1.9653e-07 | 0.00988 | 1.61e-10
[120 empty] | 7.3.3.17.5 (Remote Grid) Updates to grid topology to minimize risk of ignition in HFTDs Remote GridWLDFRContaminationAggregated | WLDFR | HFTD - Distribution - Tier 3 - 4QU CoRE ¦ 2QU LoRE | Non-Red Flag Warning - Catastrophic Fires | Contamination | Aggregated | 2056 | 5.0397e-09 | 572.0063 | 2.8827e-06 | 2056 | Mitigation | 0.95 | 45 | 0 | esc | 0.00097009 | 4.8889e-12 | 0.00097009 | 4.8889e-12 | 0.034217 | 1.9653e-07 | 0.00988 | 1.61e-10
[120 empty] | 7.3.3.17.5 (Remote Grid) Updates to grid topology to minimize risk of ignition in HFTDs Remote GridWLDFRContaminationAggregated | WLDFR | HFTD - Distribution - Tier 3 - 4QU CoRE ¦ 2QU LoRE | Non-Red Flag Warning - Catastrophic Fires | Contamination | Aggregated | 2057 | 5.0397e-09 | 572.0063 | 2.8827e-06 | 2057 | Mitigation | 0.95 | 45 | 0 | esc | 0.00097009 | 4.8889e-12 | 0.00097009 | 4.8889e-12 | 0.034217 | 1.9653e-07 | 0.00988 | 1.61e-10
[120 empty] | 7.3.3.17.5 (Remote Grid) Updates to grid topology to minimize risk of ignition in HFTDs Remote GridWLDFRContaminationAggregated | WLDFR | HFTD - Distribution - Tier 3 - 4QU CoRE ¦ 2QU LoRE | Non-Red Flag Warning - Catastrophic Fires | Contamination | Aggregated | 2058 | 5.0397e-09 | 572.0063 | 2.8827e-06 | 2058 | Mitigation | 0.95 | 45 | 0 | esc | 0.00097009 | 4.8889e-12 | 0.00097009 | 4.8889e-12 | 0.034217 | 1.9653e-07 | 0.00988 | 1.61e-10
[120 empty] | 7.3.3.17.5 (Remote Grid) Updates to grid topology to minimize risk of ignition in HFTDs Remote GridWLDFRContaminationAggregated | WLDFR | HFTD - Distribution - Tier 3 - 4QU CoRE ¦ 2QU LoRE | Non-Red Flag Warning - Catastrophic Fires | Contamination | Aggregated | 2059 | 5.0397e-09 | 572.0063 | 2.8827e-06 | 2059 | Mitigation | 0.95 | 45 | 0 | esc | 0.00097009 | 4.8889e-12 | 0.00097009 | 4.8889e-12 | 0.034217 | 1.9653e-07 | 0.00988 | 1.61e-10
[120 empty] | 7.3.3.17.5 (Remote Grid) Updates to grid topology to minimize risk of ignition in HFTDs Remote GridWLDFRContaminationAggregated | WLDFR | HFTD - Distribution - Tier 3 - 4QU CoRE ¦ 2QU LoRE | Non-Red Flag Warning - Catastrophic Fires | Contamination | Aggregated | 2060 | 5.0397e-09 | 572.0063 | 2.8827e-06 | 2060 | Mitigation | 0.95 | 45 | 0 | esc | 0.00097009 | 4.8889e-12 | 0.00097009 | 4.8889e-12 | 0 | 0 | 0.00988 | 1.61e-10
[120 empty] | 7.3.3.17.5 (Remote Grid) Updates to grid topology to minimize risk of ignition in HFTDs Remote GridWLDFRContaminationAggregated | WLDFR | HFTD - Distribution - Tier 3 - 4QU CoRE ¦ 2QU LoRE | Non-Red Flag Warning - Catastrophic Fires | Contamination | Aggregated | 2061 | 5.0397e-09 | 572.0063 | 2.8827e-06 | 2061 | Mitigation | 0.95 | 45 | 0 | esc | 0.00097009 | 4.8889e-12 | 0.00097009 | 4.8889e-12 | 0.034217 | 4.361e-11 | 0.00988 | 1.61e-10
[120 empty] | 7.3.3.17.5 (Remote Grid) Updates to grid topology to minimize risk of ignition in HFTDs Remote GridWLDFRContaminationAggregated | WLDFR | HFTD - Distribution - Tier 3 - 4QU CoRE ¦ 2QU LoRE | Non-Red Flag Warning - Catastrophic Fires | Contamination | Aggregated | 2062 | 5.0397e-09 | 572.0063 | 2.8827e-06 | 2062 | Mitigation | 0.95 | 45 | 0 | esc | 0.00097009 | 4.8889e-12 | 0.00097009 | 4.8889e-12 | 0.034217 | 4.361e-11 | 0.00988 | 1.61e-10
[120 empty] | 7.3.3.17.5 (Remote Grid) Updates to grid topology to minimize risk of ignition in HFTDs Remote GridWLDFRContaminationAggregated | WLDFR | HFTD - Distribution - Tier 3 - 4QU CoRE ¦ 2QU LoRE | Non-Red Flag Warning - Catastrophic Fires | Contamination | Aggregated | 2063 | 5.0397e-09 | 572.0063 | 2.8827e-06 | 2063 | Mitigation | 0.95 | 45 | 0 | esc | 0.00097009 | 4.8889e-12 | 0.00097009 | 4.8889e-12 | 0.034217 | 4.361e-11 | 0.00988 | 1.61e-10
[120 empty] | 7.3.3.17.5 (Remote Grid) Updates to grid topology to minimize risk of ignition in HFTDs Remote GridWLDFRContaminationAggregated | WLDFR | HFTD - Distribution - Tier 3 - 4QU CoRE ¦ 2QU LoRE | Non-Red Flag Warning - Catastrophic Fires | Contamination | Aggregated | 2064 | 5.0397e-09 | 572.0063 | 2.8827e-06 | 2064 | Mitigation | 0.95 | 45 | 0 | esc | 0.00097009 | 4.8889e-12 | 0.00097009 | 4.8889e-12 | 0.034217 | 4.361e-11 | 0.00988 | 1.61e-10
[120 empty] | 7.3.3.17.5 (Remote Grid) Updates to grid topology to minimize risk of ignition in HFTDs Remote GridWLDFRContaminationAggregated | WLDFR | HFTD - Distribution - Tier 3 - 4QU CoRE ¦ 2QU LoRE | Non-Red Flag Warning - Catastrophic Fires | Contamination | Aggregated | 2065 | 5.0397e-09 | 572.0063 | 2.8827e-06 | 2065 | Mitigation | 0.95 | 45 | 0 | esc | 0.00097009 | 4.8889e-12 | 0.00097009 | 4.8889e-12 | 0.034217 | 4.361e-11 | 0.00988 | 1.61e-10
[120 empty] | 7.3.3.17.5 (Remote Grid) Updates to grid topology to minimize risk of ignition in HFTDs Remote GridWLDFRContaminationAggregated | WLDFR | HFTD - Distribution - Tier 3 - 4QU CoRE ¦ 2QU LoRE | Non-Red Flag Warning - Catastrophic Fires | Contamination | Aggregated | 2066 | 5.0397e-09 | 572.0063 | 2.8827e-06 | 2066 | Mitigation | 0.95 | 45 | 0 | esc | 0.00097009 | 4.8889e-12 | 0.00097009 | 4.8889e-12 | 0.034217 | 4.361e-11 | 0.00988 | 1.61e-10
[120 empty] | 7.3.3.17.5 (Remote Grid) Updates to grid topology to minimize risk of ignition in HFTDs Remote GridWLDFRContaminationAggregated | WLDFR | HFTD - Distribution - Tier 3 - 4QU CoRE ¦ 2QU LoRE | Non-Red Flag Warning - Catastrophic Fires | Contamination | Aggregated | 2067 | 5.0397e-09 | 572.0063 | 2.8827e-06 | 2067 | Mitigation | 0.95 | 45 | 0 | esc | 0 | 0 | 0.00097009 | 4.8889e-12 | 0.034217 | 4.361e-11 | 0.00988 | 1.61e-10
[120 empty] | 7.3.3.17.5 (Remote Grid) Updates to grid topology to minimize risk of ignition in HFTDs Remote GridWLDFREquipment / facility failureAggregated | WLDFR | HFTD - Distribution - Tier 3 - 4QU CoRE ¦ 2QU LoRE | Non-Red Flag Warning - Catastrophic Fires | Equipment / facility failure | Aggregated | 2022 | 9.907e-09 | 572.0063 | 5.6669e-06 | 2022 | Mitigation | 0.95 | 45 | 0 | esc | 0.00097009 | 9.6106e-12 | 0 | 0 | 0.034217 | 4.361e-11 | 0.00988 | 1.61e-10
[120 empty] | 7.3.3.17.5 (Remote Grid) Updates to grid topology to minimize risk of ignition in HFTDs Remote GridWLDFREquipment / facility failureAggregated | WLDFR | HFTD - Distribution - Tier 3 - 4QU CoRE ¦ 2QU LoRE | Non-Red Flag Warning - Catastrophic Fires | Equipment / facility failure | Aggregated | 2023 | 9.907e-09 | 572.0063 | 5.6669e-06 | 2023 | Mitigation | 0.95 | 45 | 0 | esc | 0.00097009 | 9.6106e-12 | 0.00097009 | 9.6106e-12 | 0.034217 | 4.361e-11 | 0.00988 | 1.61e-10
[120 empty] | 7.3.3.17.5 (Remote Grid) Updates to grid topology to minimize risk of ignition in HFTDs Remote GridWLDFREquipment / facility failureAggregated | WLDFR | HFTD - Distribution - Tier 3 - 4QU CoRE ¦ 2QU LoRE | Non-Red Flag Warning - Catastrophic Fires | Equipment / facility failure | Aggregated | 2024 | 9.907e-09 | 572.0063 | 5.6669e-06 | 2024 | Mitigation | 0.95 | 45 | 0 | esc | 0.00097009 | 9.6106e-12 | 0.00097009 | 9.6106e-12 | 0.034217 | 4.361e-11 | 0 | 0
[120 empty] | 7.3.3.17.5 (Remote Grid) Updates to grid topology to minimize risk of ignition in HFTDs Remote GridWLDFREquipment / facility failureAggregated | WLDFR | HFTD - Distribution - Tier 3 - 4QU CoRE ¦ 2QU LoRE | Non-Red Flag Warning - Catastrophic Fires | Equipment / facility failure | Aggregated | 2025 | 9.907e-09 | 572.0063 | 5.6669e-06 | 2025 | Mitigation | 0.95 | 45 | 0 | esc | 0.00097009 | 9.6106e-12 | 0.00097009 | 9.6106e-12 | 0.034217 | 4.361e-11 | 0 | 0
[120 empty] | 7.3.3.17.5 (Remote Grid) Updates to grid topology to minimize risk of ignition in HFTDs Remote GridWLDFREquipment / facility failureAggregated | WLDFR | HFTD - Distribution - Tier 3 - 4QU CoRE ¦ 2QU LoRE | Non-Red Flag Warning - Catastrophic Fires | Equipment / facility failure | Aggregated | 2026 | 9.907e-09 | 572.0063 | 5.6669e-06 | 2026 | Mitigation | 0.95 | 45 | 0 | esc | 0.00097009 | 9.6106e-12 | 0.00097009 | 9.6106e-12 | 0.034217 | 4.361e-11 | 0.0085129 | 1.5867e-10
[120 empty] | 7.3.3.17.5 (Remote Grid) Updates to grid topology to minimize risk of ignition in HFTDs Remote GridWLDFREquipment / facility failureAggregated | WLDFR | HFTD - Distribution - Tier 3 - 4QU CoRE ¦ 2QU LoRE | Non-Red Flag Warning - Catastrophic Fires | Equipment / facility failure | Aggregated | 2027 | 9.907e-09 | 572.0063 | 5.6669e-06 | 2027 | Mitigation | 0.95 | 45 | 0 | esc | 0.00097009 | 9.6106e-12 | 0.00097009 | 9.6106e-12 | 0.034217 | 4.361e-11 | 0.0085129 | 1.5867e-10
[120 empty] | 7.3.3.17.5 (Remote Grid) Updates to grid topology to minimize risk of ignition in HFTDs Remote GridWLDFREquipment / facility failureAggregated | WLDFR | HFTD - Distribution - Tier 3 - 4QU CoRE ¦ 2QU LoRE | Non-Red Flag Warning - Catastrophic Fires | Equipment / facility failure | Aggregated | 2028 | 9.907e-09 | 572.0063 | 5.6669e-06 | 2028 | Mitigation | 0.95 | 45 | 0 | esc | 0.00097009 | 9.6106e-12 | 0.00097009 | 9.6106e-12 | 0.034217 | 4.361e-11 | 0.0085129 | 1.5867e-10
[120 empty] | 7.3.3.17.5 (Remote Grid) Updates to grid topology to minimize risk of ignition in HFTDs Remote GridWLDFREquipment / facility failureAggregated | WLDFR | HFTD - Distribution - Tier 3 - 4QU CoRE ¦ 2QU LoRE | Non-Red Flag Warning - Catastrophic Fires | Equipment / facility failure | Aggregated | 2029 | 9.907e-09 | 572.0063 | 5.6669e-06 | 2029 | Mitigation | 0.95 | 45 | 0 | esc | 0.00097009 | 9.6106e-12 | 0.00097009 | 9.6106e-12 | 0.034217 | 4.361e-11 | 0.0085129 | 1.5867e-10
[120 empty] | 7.3.3.17.5 (Remote Grid) Updates to grid topology to minimize risk of ignition in HFTDs Remote GridWLDFREquipment / facility failureAggregated | WLDFR | HFTD - Distribution - Tier 3 - 4QU CoRE ¦ 2QU LoRE | Non-Red Flag Warning - Catastrophic Fires | Equipment / facility failure | Aggregated | 2030 | 9.907e-09 | 572.0063 | 5.6669e-06 | 2030 | Mitigation | 0.95 | 45 | 0 | esc | 0.00097009 | 9.6106e-12 | 0.00097009 | 9.6106e-12 | 0.034217 | 4.361e-11 | 0.0085129 | 1.5867e-10
[120 empty] | 7.3.3.17.5 (Remote Grid) Updates to grid topology to minimize risk of ignition in HFTDs Remote GridWLDFREquipment / facility failureAggregated | WLDFR | HFTD - Distribution - Tier 3 - 4QU CoRE ¦ 2QU LoRE | Non-Red Flag Warning - Catastrophic Fires | Equipment / facility failure | Aggregated | 2031 | 9.907e-09 | 572.0063 | 5.6669e-06 | 2031 | Mitigation | 0.95 | 45 | 0 | esc | 0.00097009 | 9.6106e-12 | 0.00097009 | 9.6106e-12 | 0.034217 | 4.361e-11 | 0.0085129 | 1.5867e-10
[120 empty] | 7.3.3.17.5 (Remote Grid) Updates to grid topology to minimize risk of ignition in HFTDs Remote GridWLDFREquipment / facility failureAggregated | WLDFR | HFTD - Distribution - Tier 3 - 4QU CoRE ¦ 2QU LoRE | Non-Red Flag Warning - Catastrophic Fires | Equipment / facility failure | Aggregated | 2032 | 9.907e-09 | 572.0063 | 5.6669e-06 | 2032 | Mitigation | 0.95 | 45 | 0 | esc | 0.00097009 | 9.6106e-12 | 0.00097009 | 9.6106e-12 | 0.034217 | 4.361e-11 | 0.0085129 | 1.5867e-10
[120 empty] | 7.3.3.17.5 (Remote Grid) Updates to grid topology to minimize risk of ignition in HFTDs Remote GridWLDFREquipment / facility failureAggregated | WLDFR | HFTD - Distribution - Tier 3 - 4QU CoRE ¦ 2QU LoRE | Non-Red Flag Warning - Catastrophic Fires | Equipment / facility failure | Aggregated | 2033 | 9.907e-09 | 572.0063 | 5.6669e-06 | 2033 | Mitigation | 0.95 | 45 | 0 | esc | 0.00097009 | 9.6106e-12 | 0.00097009 | 9.6106e-12 | 0.034217 | 4.361e-11 | 0.0085129 | 1.5867e-10
[120 empty] | 7.3.3.17.5 (Remote Grid) Updates to grid topology to minimize risk of ignition in HFTDs Remote GridWLDFREquipment / facility failureAggregated | WLDFR | HFTD - Distribution - Tier 3 - 4QU CoRE ¦ 2QU LoRE | Non-Red Flag Warning - Catastrophic Fires | Equipment / facility failure | Aggregated | 2034 | 9.907e-09 | 572.0063 | 5.6669e-06 | 2034 | Mitigation | 0.95 | 45 | 0 | esc | 0.00097009 | 9.6106e-12 | 0.00097009 | 9.6106e-12 | 0.034217 | 4.361e-11 | 0.0085129 | 1.5867e-10
[120 empty] | 7.3.3.17.5 (Remote Grid) Updates to grid topology to minimize risk of ignition in HFTDs Remote GridWLDFREquipment / facility failureAggregated | WLDFR | HFTD - Distribution - Tier 3 - 4QU CoRE ¦ 2QU LoRE | Non-Red Flag Warning - Catastrophic Fires | Equipment / facility failure | Aggregated | 2035 | 9.907e-09 | 572.0063 | 5.6669e-06 | 2035 | Mitigation | 0.95 | 45 | 0 | esc | 0.00097009 | 9.6106e-12 | 0.00097009 | 9.6106e-12 | 0.034217 | 4.361e-11 | 0.0085129 | 1.5867e-10
[120 empty] | 7.3.3.17.5 (Remote Grid) Updates to grid topology to minimize risk of ignition in HFTDs Remote GridWLDFREquipment / facility failureAggregated | WLDFR | HFTD - Distribution - Tier 3 - 4QU CoRE ¦ 2QU LoRE | Non-Red Flag Warning - Catastrophic Fires | Equipment / facility failure | Aggregated | 2036 | 9.907e-09 | 572.0063 | 5.6669e-06 | 2036 | Mitigation | 0.95 | 45 | 0 | esc | 0.00097009 | 9.6106e-12 | 0.00097009 | 9.6106e-12 | 0.034217 | 4.361e-11 | 0.0085129 | 1.5867e-10
[120 empty] | 7.3.3.17.5 (Remote Grid) Updates to grid topology to minimize risk of ignition in HFTDs Remote GridWLDFREquipment / facility failureAggregated | WLDFR | HFTD - Distribution - Tier 3 - 4QU CoRE ¦ 2QU LoRE | Non-Red Flag Warning - Catastrophic Fires | Equipment / facility failure | Aggregated | 2037 | 9.907e-09 | 572.0063 | 5.6669e-06 | 2037 | Mitigation | 0.95 | 45 | 0 | esc | 0.00097009 | 9.6106e-12 | 0.00097009 | 9.6106e-12 | 0.034217 | 4.361e-11 | 0.0085129 | 1.5867e-10
[120 empty] | 7.3.3.17.5 (Remote Grid) Updates to grid topology to minimize risk of ignition in HFTDs Remote GridWLDFREquipment / facility failureAggregated | WLDFR | HFTD - Distribution - Tier 3 - 4QU CoRE ¦ 2QU LoRE | Non-Red Flag Warning - Catastrophic Fires | Equipment / facility failure | Aggregated | 2038 | 9.907e-09 | 572.0063 | 5.6669e-06 | 2038 | Mitigation | 0.95 | 45 | 0 | esc | 0.00097009 | 9.6106e-12 | 0.00097009 | 9.6106e-12 | 0.034217 | 4.361e-11 | 0.0085129 | 1.5867e-10
[120 empty] | 7.3.3.17.5 (Remote Grid) Updates to grid topology to minimize risk of ignition in HFTDs Remote GridWLDFREquipment / facility failureAggregated | WLDFR | HFTD - Distribution - Tier 3 - 4QU CoRE ¦ 2QU LoRE | Non-Red Flag Warning - Catastrophic Fires | Equipment / facility failure | Aggregated | 2039 | 9.907e-09 | 572.0063 | 5.6669e-06 | 2039 | Mitigation | 0.95 | 45 | 0 | esc | 0.00097009 | 9.6106e-12 | 0.00097009 | 9.6106e-12 | 0.034217 | 4.361e-11 | 0.0085129 | 1.5867e-10
[120 empty] | 7.3.3.17.5 (Remote Grid) Updates to grid topology to minimize risk of ignition in HFTDs Remote GridWLDFREquipment / facility failureAggregated | WLDFR | HFTD - Distribution - Tier 3 - 4QU CoRE ¦ 2QU LoRE | Non-Red Flag Warning - Catastrophic Fires | Equipment / facility failure | Aggregated | 2040 | 9.907e-09 | 572.0063 | 5.6669e-06 | 2040 | Mitigation | 0.95 | 45 | 0 | esc | 0.00097009 | 9.6106e-12 | 0.00097009 | 9.6106e-12 | 0.034217 | 4.361e-11 | 0.0085129 | 1.5867e-10
[120 empty] | 7.3.3.17.5 (Remote Grid) Updates to grid topology to minimize risk of ignition in HFTDs Remote GridWLDFREquipment / facility failureAggregated | WLDFR | HFTD - Distribution - Tier 3 - 4QU CoRE ¦ 2QU LoRE | Non-Red Flag Warning - Catastrophic Fires | Equipment / facility failure | Aggregated | 2041 | 9.907e-09 | 572.0063 | 5.6669e-06 | 2041 | Mitigation | 0.95 | 45 | 0 | esc | 0.00097009 | 9.6106e-12 | 0.00097009 | 9.6106e-12 | 0.034217 | 4.361e-11 | 0.0085129 | 1.5867e-10
[120 empty] | 7.3.3.17.5 (Remote Grid) Updates to grid topology to minimize risk of ignition in HFTDs Remote GridWLDFREquipment / facility failureAggregated | WLDFR | HFTD - Distribution - Tier 3 - 4QU CoRE ¦ 2QU LoRE | Non-Red Flag Warning - Catastrophic Fires | Equipment / facility failure | Aggregated | 2042 | 9.907e-09 | 572.0063 | 5.6669e-06 | 2042 | Mitigation | 0.95 | 45 | 0 | esc | 0.00097009 | 9.6106e-12 | 0.00097009 | 9.6106e-12 | 0.034217 | 4.361e-11 | 0.0085129 | 1.5867e-10
[120 empty] | 7.3.3.17.5 (Remote Grid) Updates to grid topology to minimize risk of ignition in HFTDs Remote GridWLDFREquipment / facility failureAggregated | WLDFR | HFTD - Distribution - Tier 3 - 4QU CoRE ¦ 2QU LoRE | Non-Red Flag Warning - Catastrophic Fires | Equipment / facility failure | Aggregated | 2043 | 9.907e-09 | 572.0063 | 5.6669e-06 | 2043 | Mitigation | 0.95 | 45 | 0 | esc | 0.00097009 | 9.6106e-12 | 0.00097009 | 9.6106e-12 | 0.034217 | 4.361e-11 | 0.0085129 | 1.5867e-10
[120 empty] | 7.3.3.17.5 (Remote Grid) Updates to grid topology to minimize risk of ignition in HFTDs Remote GridWLDFREquipment / facility failureAggregated | WLDFR | HFTD - Distribution - Tier 3 - 4QU CoRE ¦ 2QU LoRE | Non-Red Flag Warning - Catastrophic Fires | Equipment / facility failure | Aggregated | 2044 | 9.907e-09 | 572.0063 | 5.6669e-06 | 2044 | Mitigation | 0.95 | 45 | 0 | esc | 0.00097009 | 9.6106e-12 | 0.00097009 | 9.6106e-12 | 0.034217 | 4.361e-11 | 0.0085129 | 1.5867e-10
[120 empty] | 7.3.3.17.5 (Remote Grid) Updates to grid topology to minimize risk of ignition in HFTDs Remote GridWLDFREquipment / facility failureAggregated | WLDFR | HFTD - Distribution - Tier 3 - 4QU CoRE ¦ 2QU LoRE | Non-Red Flag Warning - Catastrophic Fires | Equipment / facility failure | Aggregated | 2045 | 9.907e-09 | 572.0063 | 5.6669e-06 | 2045 | Mitigation | 0.95 | 45 | 0 | esc | 0.00097009 | 9.6106e-12 | 0.00097009 | 9.6106e-12 | 0.034217 | 4.361e-11 | 0.0085129 | 1.5867e-10
[120 empty] | 7.3.3.17.5 (Remote Grid) Updates to grid topology to minimize risk of ignition in HFTDs Remote GridWLDFREquipment / facility failureAggregated | WLDFR | HFTD - Distribution - Tier 3 - 4QU CoRE ¦ 2QU LoRE | Non-Red Flag Warning - Catastrophic Fires | Equipment / facility failure | Aggregated | 2046 | 9.907e-09 | 572.0063 | 5.6669e-06 | 2046 | Mitigation | 0.95 | 45 | 0 | esc | 0.00097009 | 9.6106e-12 | 0.00097009 | 9.6106e-12 | 0.034217 | 4.361e-11 | 0.0085129 | 1.5867e-10
[120 empty] | 7.3.3.17.5 (Remote Grid) Updates to grid topology to minimize risk of ignition in HFTDs Remote GridWLDFREquipment / facility failureAggregated | WLDFR | HFTD - Distribution - Tier 3 - 4QU CoRE ¦ 2QU LoRE | Non-Red Flag Warning - Catastrophic Fires | Equipment / facility failure | Aggregated | 2047 | 9.907e-09 | 572.0063 | 5.6669e-06 | 2047 | Mitigation | 0.95 | 45 | 0 | esc | 0.00097009 | 9.6106e-12 | 0.00097009 | 9.6106e-12 | 0.034217 | 4.361e-11 | 0.0085129 | 1.5867e-10
[120 empty] | 7.3.3.17.5 (Remote Grid) Updates to grid topology to minimize risk of ignition in HFTDs Remote GridWLDFREquipment / facility failureAggregated | WLDFR | HFTD - Distribution - Tier 3 - 4QU CoRE ¦ 2QU LoRE | Non-Red Flag Warning - Catastrophic Fires | Equipment / facility failure | Aggregated | 2048 | 9.907e-09 | 572.0063 | 5.6669e-06 | 2048 | Mitigation | 0.95 | 45 | 0 | esc | 0.00097009 | 9.6106e-12 | 0.00097009 | 9.6106e-12 | 0.034217 | 4.361e-11 | 0.0085129 | 1.5867e-10
[120 empty] | 7.3.3.17.5 (Remote Grid) Updates to grid topology to minimize risk of ignition in HFTDs Remote GridWLDFREquipment / facility failureAggregated | WLDFR | HFTD - Distribution - Tier 3 - 4QU CoRE ¦ 2QU LoRE | Non-Red Flag Warning - Catastrophic Fires | Equipment / facility failure | Aggregated | 2049 | 9.907e-09 | 572.0063 | 5.6669e-06 | 2049 | Mitigation | 0.95 | 45 | 0 | esc | 0.00097009 | 9.6106e-12 | 0.00097009 | 9.6106e-12 | 0.034217 | 4.361e-11 | 0.0085129 | 1.5867e-10
[120 empty] | 7.3.3.17.5 (Remote Grid) Updates to grid topology to minimize risk of ignition in HFTDs Remote GridWLDFREquipment / facility failureAggregated | WLDFR | HFTD - Distribution - Tier 3 - 4QU CoRE ¦ 2QU LoRE | Non-Red Flag Warning - Catastrophic Fires | Equipment / facility failure | Aggregated | 2050 | 9.907e-09 | 572.0063 | 5.6669e-06 | 2050 | Mitigation | 0.95 | 45 | 0 | esc | 0.00097009 | 9.6106e-12 | 0.00097009 | 9.6106e-12 | 0.034217 | 4.361e-11 | 0.0085129 | 1.5867e-10
[120 empty] | 7.3.3.17.5 (Remote Grid) Updates to grid topology to minimize risk of ignition in HFTDs Remote GridWLDFREquipment / facility failureAggregated | WLDFR | HFTD - Distribution - Tier 3 - 4QU CoRE ¦ 2QU LoRE | Non-Red Flag Warning - Catastrophic Fires | Equipment / facility failure | Aggregated | 2051 | 9.907e-09 | 572.0063 | 5.6669e-06 | 2051 | Mitigation | 0.95 | 45 | 0 | esc | 0.00097009 | 9.6106e-12 | 0.00097009 | 9.6106e-12 | 0.034217 | 4.361e-11 | 0.0085129 | 1.5867e-10
[120 empty] | 7.3.3.17.5 (Remote Grid) Updates to grid topology to minimize risk of ignition in HFTDs Remote GridWLDFREquipment / facility failureAggregated | WLDFR | HFTD - Distribution - Tier 3 - 4QU CoRE ¦ 2QU LoRE | Non-Red Flag Warning - Catastrophic Fires | Equipment / facility failure | Aggregated | 2052 | 9.907e-09 | 572.0063 | 5.6669e-06 | 2052 | Mitigation | 0.95 | 45 | 0 | esc | 0.00097009 | 9.6106e-12 | 0.00097009 | 9.6106e-12 | 0.034217 | 4.361e-11 | 0.0085129 | 1.5867e-10
[120 empty] | 7.3.3.17.5 (Remote Grid) Updates to grid topology to minimize risk of ignition in HFTDs Remote GridWLDFREquipment / facility failureAggregated | WLDFR | HFTD - Distribution - Tier 3 - 4QU CoRE ¦ 2QU LoRE | Non-Red Flag Warning - Catastrophic Fires | Equipment / facility failure | Aggregated | 2053 | 9.907e-09 | 572.0063 | 5.6669e-06 | 2053 | Mitigation | 0.95 | 45 | 0 | esc | 0.00097009 | 9.6106e-12 | 0.00097009 | 9.6106e-12 | 0.034217 | 4.361e-11 | 0.0085129 | 1.5867e-10
[120 empty] | 7.3.3.17.5 (Remote Grid) Updates to grid topology to minimize risk of ignition in HFTDs Remote GridWLDFREquipment / facility failureAggregated | WLDFR | HFTD - Distribution - Tier 3 - 4QU CoRE ¦ 2QU LoRE | Non-Red Flag Warning - Catastrophic Fires | Equipment / facility failure | Aggregated | 2054 | 9.907e-09 | 572.0063 | 5.6669e-06 | 2054 | Mitigation | 0.95 | 45 | 0 | esc | 0.00097009 | 9.6106e-12 | 0.00097009 | 9.6106e-12 | 0.034217 | 4.361e-11 | 0.0085129 | 1.5867e-10
[120 empty] | 7.3.3.17.5 (Remote Grid) Updates to grid topology to minimize risk of ignition in HFTDs Remote GridWLDFREquipment / facility failureAggregated | WLDFR | HFTD - Distribution - Tier 3 - 4QU CoRE ¦ 2QU LoRE | Non-Red Flag Warning - Catastrophic Fires | Equipment / facility failure | Aggregated | 2055 | 9.907e-09 | 572.0063 | 5.6669e-06 | 2055 | Mitigation | 0.95 | 45 | 0 | esc | 0.00097009 | 9.6106e-12 | 0.00097009 | 9.6106e-12 | 0.034217 | 4.361e-11 | 0.0085129 | 1.5867e-10
[120 empty] | 7.3.3.17.5 (Remote Grid) Updates to grid topology to minimize risk of ignition in HFTDs Remote GridWLDFREquipment / facility failureAggregated | WLDFR | HFTD - Distribution - Tier 3 - 4QU CoRE ¦ 2QU LoRE | Non-Red Flag Warning - Catastrophic Fires | Equipment / facility failure | Aggregated | 2056 | 9.907e-09 | 572.0063 | 5.6669e-06 | 2056 | Mitigation | 0.95 | 45 | 0 | esc | 0.00097009 | 9.6106e-12 | 0.00097009 | 9.6106e-12 | 0.034217 | 4.361e-11 | 0 | 0
[120 empty] | 7.3.3.17.5 (Remote Grid) Updates to grid topology to minimize risk of ignition in HFTDs Remote GridWLDFREquipment / facility failureAggregated | WLDFR | HFTD - Distribution - Tier 3 - 4QU CoRE ¦ 2QU LoRE | Non-Red Flag Warning - Catastrophic Fires | Equipment / facility failure | Aggregated | 2057 | 9.907e-09 | 572.0063 | 5.6669e-06 | 2057 | Mitigation | 0.95 | 45 | 0 | esc | 0.00097009 | 9.6106e-12 | 0.00097009 | 9.6106e-12 | 0.034217 | 4.361e-11 | 0 | 0
[120 empty] | 7.3.3.17.5 (Remote Grid) Updates to grid topology to minimize risk of ignition in HFTDs Remote GridWLDFREquipment / facility failureAggregated | WLDFR | HFTD - Distribution - Tier 3 - 4QU CoRE ¦ 2QU LoRE | Non-Red Flag Warning - Catastrophic Fires | Equipment / facility failure | Aggregated | 2058 | 9.907e-09 | 572.0063 | 5.6669e-06 | 2058 | Mitigation | 0.95 | 45 | 0 | esc | 0.00097009 | 9.6106e-12 | 0.00097009 | 9.6106e-12 | 0.034217 | 4.361e-11 | 0.0093087 | 1.022e-09
[120 empty] | 7.3.3.17.5 (Remote Grid) Updates to grid topology to minimize risk of ignition in HFTDs Remote GridWLDFREquipment / facility failureAggregated | WLDFR | HFTD - Distribution - Tier 3 - 4QU CoRE ¦ 2QU LoRE | Non-Red Flag Warning - Catastrophic Fires | Equipment / facility failure | Aggregated | 2059 | 9.907e-09 | 572.0063 | 5.6669e-06 | 2059 | Mitigation | 0.95 | 45 | 0 | esc | 0.00097009 | 9.6106e-12 | 0.00097009 | 9.6106e-12 | 0.034217 | 4.361e-11 | 0.0093087 | 1.022e-09
[120 empty] | 7.3.3.17.5 (Remote Grid) Updates to grid topology to minimize risk of ignition in HFTDs Remote GridWLDFREquipment / facility failureAggregated | WLDFR | HFTD - Distribution - Tier 3 - 4QU CoRE ¦ 2QU LoRE | Non-Red Flag Warning - Catastrophic Fires | Equipment / facility failure | Aggregated | 2060 | 9.907e-09 | 572.0063 | 5.6669e-06 | 2060 | Mitigation | 0.95 | 45 | 0 | esc | 0.00097009 | 9.6106e-12 | 0.00097009 | 9.6106e-12 | 0.034217 | 4.361e-11 | 0.0093087 | 1.022e-09
[120 empty] | 7.3.3.17.5 (Remote Grid) Updates to grid topology to minimize risk of ignition in HFTDs Remote GridWLDFREquipment / facility failureAggregated | WLDFR | HFTD - Distribution - Tier 3 - 4QU CoRE ¦ 2QU LoRE | Non-Red Flag Warning - Catastrophic Fires | Equipment / facility failure | Aggregated | 2061 | 9.907e-09 | 572.0063 | 5.6669e-06 | 2061 | Mitigation | 0.95 | 45 | 0 | esc | 0.00097009 | 9.6106e-12 | 0.00097009 | 9.6106e-12 | 0.034217 | 4.361e-11 | 0.0093087 | 1.022e-09
[120 empty] | 7.3.3.17.5 (Remote Grid) Updates to grid topology to minimize risk of ignition in HFTDs Remote GridWLDFREquipment / facility failureAggregated | WLDFR | HFTD - Distribution - Tier 3 - 4QU CoRE ¦ 2QU LoRE | Non-Red Flag Warning - Catastrophic Fires | Equipment / facility failure | Aggregated | 2062 | 9.907e-09 | 572.0063 | 5.6669e-06 | 2062 | Mitigation | 0.95 | 45 | 0 | esc | 0.00097009 | 9.6106e-12 | 0.00097009 | 9.6106e-12 | 0.034217 | 4.361e-11 | 0.0093087 | 1.022e-09
[120 empty] | 7.3.3.17.5 (Remote Grid) Updates to grid topology to minimize risk of ignition in HFTDs Remote GridWLDFREquipment / facility failureAggregated | WLDFR | HFTD - Distribution - Tier 3 - 4QU CoRE ¦ 2QU LoRE | Non-Red Flag Warning - Catastrophic Fires | Equipment / facility failure | Aggregated | 2063 | 9.907e-09 | 572.0063 | 5.6669e-06 | 2063 | Mitigation | 0.95 | 45 | 0 | esc | 0.00097009 | 9.6106e-12 | 0.00097009 | 9.6106e-12 | 0.034217 | 4.361e-11 | 0.0093087 | 1.022e-09
[120 empty] | 7.3.3.17.5 (Remote Grid) Updates to grid topology to minimize risk of ignition in HFTDs Remote GridWLDFREquipment / facility failureAggregated | WLDFR | HFTD - Distribution - Tier 3 - 4QU CoRE ¦ 2QU LoRE | Non-Red Flag Warning - Catastrophic Fires | Equipment / facility failure | Aggregated | 2064 | 9.907e-09 | 572.0063 | 5.6669e-06 | 2064 | Mitigation | 0.95 | 45 | 0 | esc | 0.00097009 | 9.6106e-12 | 0.00097009 | 9.6106e-12 | 0 | 0 | 0.0093087 | 1.022e-09
[120 empty] | 7.3.3.17.5 (Remote Grid) Updates to grid topology to minimize risk of ignition in HFTDs Remote GridWLDFREquipment / facility failureAggregated | WLDFR | HFTD - Distribution - Tier 3 - 4QU CoRE ¦ 2QU LoRE | Non-Red Flag Warning - Catastrophic Fires | Equipment / facility failure | Aggregated | 2065 | 9.907e-09 | 572.0063 | 5.6669e-06 | 2065 | Mitigation | 0.95 | 45 | 0 | esc | 0.00097009 | 9.6106e-12 | 0.00097009 | 9.6106e-12 | 0.034217 | 1.3655e-06 | 0.0093087 | 1.022e-09
[120 empty] | 7.3.3.17.5 (Remote Grid) Updates to grid topology to minimize risk of ignition in HFTDs Remote GridWLDFREquipment / facility failureAggregated | WLDFR | HFTD - Distribution - Tier 3 - 4QU CoRE ¦ 2QU LoRE | Non-Red Flag Warning - Catastrophic Fires | Equipment / facility failure | Aggregated | 2066 | 9.907e-09 | 572.0063 | 5.6669e-06 | 2066 | Mitigation | 0.95 | 45 | 0 | esc | 0.00097009 | 9.6106e-12 | 0.00097009 | 9.6106e-12 | 0.034217 | 1.3655e-06 | 0.0093087 | 1.022e-09
[120 empty] | 7.3.3.17.5 (Remote Grid) Updates to grid topology to minimize risk of ignition in HFTDs Remote GridWLDFREquipment / facility failureAggregated | WLDFR | HFTD - Distribution - Tier 3 - 4QU CoRE ¦ 2QU LoRE | Non-Red Flag Warning - Catastrophic Fires | Equipment / facility failure | Aggregated | 2067 | 9.907e-09 | 572.0063 | 5.6669e-06 | 2067 | Mitigation | 0.95 | 45 | 0 | esc | 0 | 0 | 0.00097009 | 9.6106e-12 | 0.034217 | 1.3655e-06 | 0.0093087 | 1.022e-09
[120 empty] | 7.3.3.17.5 (Remote Grid) Updates to grid topology to minimize risk of ignition in HFTDs Remote GridWLDFRVegetation ContactAggregated | WLDFR | HFTD - Distribution - Tier 3 - 4QU CoRE ¦ 2QU LoRE | Non-Red Flag Warning - Catastrophic Fires | Vegetation Contact | Aggregated | 2022 | 9.7193e-08 | 572.0063 | 5.5595e-05 | 2022 | Mitigation | 0.95 | 45 | 0 | esc | 0.00097009 | 9.4285e-11 | 0 | 0 | 0.034217 | 1.3655e-06 | 0.0093087 | 1.022e-09
[120 empty] | 7.3.3.17.5 (Remote Grid) Updates to grid topology to minimize risk of ignition in HFTDs Remote GridWLDFRVegetation ContactAggregated | WLDFR | HFTD - Distribution - Tier 3 - 4QU CoRE ¦ 2QU LoRE | Non-Red Flag Warning - Catastrophic Fires | Vegetation Contact | Aggregated | 2023 | 9.7193e-08 | 572.0063 | 5.5595e-05 | 2023 | Mitigation | 0.95 | 45 | 0 | esc | 0.00097009 | 9.4285e-11 | 0.00097009 | 9.4285e-11 | 0.034217 | 1.3655e-06 | 0.0093087 | 1.022e-09
[120 empty] | 7.3.3.17.5 (Remote Grid) Updates to grid topology to minimize risk of ignition in HFTDs Remote GridWLDFRVegetation ContactAggregated | WLDFR | HFTD - Distribution - Tier 3 - 4QU CoRE ¦ 2QU LoRE | Non-Red Flag Warning - Catastrophic Fires | Vegetation Contact | Aggregated | 2024 | 9.7193e-08 | 572.0063 | 5.5595e-05 | 2024 | Mitigation | 0.95 | 45 | 0 | esc | 0.00097009 | 9.4285e-11 | 0.00097009 | 9.4285e-11 | 0.034217 | 1.3655e-06 | 0.0093087 | 1.022e-09
[120 empty] | 7.3.3.17.5 (Remote Grid) Updates to grid topology to minimize risk of ignition in HFTDs Remote GridWLDFRVegetation ContactAggregated | WLDFR | HFTD - Distribution - Tier 3 - 4QU CoRE ¦ 2QU LoRE | Non-Red Flag Warning - Catastrophic Fires | Vegetation Contact | Aggregated | 2025 | 9.7193e-08 | 572.0063 | 5.5595e-05 | 2025 | Mitigation | 0.95 | 45 | 0 | esc | 0.00097009 | 9.4285e-11 | 0.00097009 | 9.4285e-11 | 0.034217 | 1.3655e-06 | 0.0093087 | 1.022e-09
[120 empty] | 7.3.3.17.5 (Remote Grid) Updates to grid topology to minimize risk of ignition in HFTDs Remote GridWLDFRVegetation ContactAggregated | WLDFR | HFTD - Distribution - Tier 3 - 4QU CoRE ¦ 2QU LoRE | Non-Red Flag Warning - Catastrophic Fires | Vegetation Contact | Aggregated | 2026 | 9.7193e-08 | 572.0063 | 5.5595e-05 | 2026 | Mitigation | 0.95 | 45 | 0 | esc | 0.00097009 | 9.4285e-11 | 0.00097009 | 9.4285e-11 | 0.034217 | 1.3655e-06 | 0.0093087 | 1.022e-09
[120 empty] | 7.3.3.17.5 (Remote Grid) Updates to grid topology to minimize risk of ignition in HFTDs Remote GridWLDFRVegetation ContactAggregated | WLDFR | HFTD - Distribution - Tier 3 - 4QU CoRE ¦ 2QU LoRE | Non-Red Flag Warning - Catastrophic Fires | Vegetation Contact | Aggregated | 2027 | 9.7193e-08 | 572.0063 | 5.5595e-05 | 2027 | Mitigation | 0.95 | 45 | 0 | esc | 0.00097009 | 9.4285e-11 | 0.00097009 | 9.4285e-11 | 0.034217 | 1.3655e-06 | 0.0093087 | 1.022e-09
[120 empty] | 7.3.3.17.5 (Remote Grid) Updates to grid topology to minimize risk of ignition in HFTDs Remote GridWLDFRVegetation ContactAggregated | WLDFR | HFTD - Distribution - Tier 3 - 4QU CoRE ¦ 2QU LoRE | Non-Red Flag Warning - Catastrophic Fires | Vegetation Contact | Aggregated | 2028 | 9.7193e-08 | 572.0063 | 5.5595e-05 | 2028 | Mitigation | 0.95 | 45 | 0 | esc | 0.00097009 | 9.4285e-11 | 0.00097009 | 9.4285e-11 | 0.034217 | 1.3655e-06 | 0.0093087 | 1.022e-09
[120 empty] | 7.3.3.17.5 (Remote Grid) Updates to grid topology to minimize risk of ignition in HFTDs Remote GridWLDFRVegetation ContactAggregated | WLDFR | HFTD - Distribution - Tier 3 - 4QU CoRE ¦ 2QU LoRE | Non-Red Flag Warning - Catastrophic Fires | Vegetation Contact | Aggregated | 2029 | 9.7193e-08 | 572.0063 | 5.5595e-05 | 2029 | Mitigation | 0.95 | 45 | 0 | esc | 0.00097009 | 9.4285e-11 | 0.00097009 | 9.4285e-11 | 0.034217 | 1.3655e-06 | 0.0093087 | 1.022e-09
[120 empty] | 7.3.3.17.5 (Remote Grid) Updates to grid topology to minimize risk of ignition in HFTDs Remote GridWLDFRVegetation ContactAggregated | WLDFR | HFTD - Distribution - Tier 3 - 4QU CoRE ¦ 2QU LoRE | Non-Red Flag Warning - Catastrophic Fires | Vegetation Contact | Aggregated | 2030 | 9.7193e-08 | 572.0063 | 5.5595e-05 | 2030 | Mitigation | 0.95 | 45 | 0 | esc | 0.00097009 | 9.4285e-11 | 0.00097009 | 9.4285e-11 | 0.034217 | 1.3655e-06 | 0.0093087 | 1.022e-09
[120 empty] | 7.3.3.17.5 (Remote Grid) Updates to grid topology to minimize risk of ignition in HFTDs Remote GridWLDFRVegetation ContactAggregated | WLDFR | HFTD - Distribution - Tier 3 - 4QU CoRE ¦ 2QU LoRE | Non-Red Flag Warning - Catastrophic Fires | Vegetation Contact | Aggregated | 2031 | 9.7193e-08 | 572.0063 | 5.5595e-05 | 2031 | Mitigation | 0.95 | 45 | 0 | esc | 0.00097009 | 9.4285e-11 | 0.00097009 | 9.4285e-11 | 0.034217 | 1.3655e-06 | 0.0093087 | 1.022e-09
[120 empty] | 7.3.3.17.5 (Remote Grid) Updates to grid topology to minimize risk of ignition in HFTDs Remote GridWLDFRVegetation ContactAggregated | WLDFR | HFTD - Distribution - Tier 3 - 4QU CoRE ¦ 2QU LoRE | Non-Red Flag Warning - Catastrophic Fires | Vegetation Contact | Aggregated | 2032 | 9.7193e-08 | 572.0063 | 5.5595e-05 | 2032 | Mitigation | 0.95 | 45 | 0 | esc | 0.00097009 | 9.4285e-11 | 0.00097009 | 9.4285e-11 | 0.034217 | 1.3655e-06 | 0.0093087 | 1.022e-09
[120 empty] | 7.3.3.17.5 (Remote Grid) Updates to grid topology to minimize risk of ignition in HFTDs Remote GridWLDFRVegetation ContactAggregated | WLDFR | HFTD - Distribution - Tier 3 - 4QU CoRE ¦ 2QU LoRE | Non-Red Flag Warning - Catastrophic Fires | Vegetation Contact | Aggregated | 2033 | 9.7193e-08 | 572.0063 | 5.5595e-05 | 2033 | Mitigation | 0.95 | 45 | 0 | esc | 0.00097009 | 9.4285e-11 | 0.00097009 | 9.4285e-11 | 0.034217 | 1.3655e-06 | 0.0093087 | 1.022e-09
[120 empty] | 7.3.3.17.5 (Remote Grid) Updates to grid topology to minimize risk of ignition in HFTDs Remote GridWLDFRVegetation ContactAggregated | WLDFR | HFTD - Distribution - Tier 3 - 4QU CoRE ¦ 2QU LoRE | Non-Red Flag Warning - Catastrophic Fires | Vegetation Contact | Aggregated | 2034 | 9.7193e-08 | 572.0063 | 5.5595e-05 | 2034 | Mitigation | 0.95 | 45 | 0 | esc | 0.00097009 | 9.4285e-11 | 0.00097009 | 9.4285e-11 | 0.034217 | 1.3655e-06 | 0.0093087 | 1.022e-09
[120 empty] | 7.3.3.17.5 (Remote Grid) Updates to grid topology to minimize risk of ignition in HFTDs Remote GridWLDFRVegetation ContactAggregated | WLDFR | HFTD - Distribution - Tier 3 - 4QU CoRE ¦ 2QU LoRE | Non-Red Flag Warning - Catastrophic Fires | Vegetation Contact | Aggregated | 2035 | 9.7193e-08 | 572.0063 | 5.5595e-05 | 2035 | Mitigation | 0.95 | 45 | 0 | esc | 0.00097009 | 9.4285e-11 | 0.00097009 | 9.4285e-11 | 0.034217 | 1.3655e-06 | 0.0093087 | 1.022e-09
[120 empty] | 7.3.3.17.5 (Remote Grid) Updates to grid topology to minimize risk of ignition in HFTDs Remote GridWLDFRVegetation ContactAggregated | WLDFR | HFTD - Distribution - Tier 3 - 4QU CoRE ¦ 2QU LoRE | Non-Red Flag Warning - Catastrophic Fires | Vegetation Contact | Aggregated | 2036 | 9.7193e-08 | 572.0063 | 5.5595e-05 | 2036 | Mitigation | 0.95 | 45 | 0 | esc | 0.00097009 | 9.4285e-11 | 0.00097009 | 9.4285e-11 | 0.034217 | 1.3655e-06 | 0.0093087 | 1.022e-09
[120 empty] | 7.3.3.17.5 (Remote Grid) Updates to grid topology to minimize risk of ignition in HFTDs Remote GridWLDFRVegetation ContactAggregated | WLDFR | HFTD - Distribution - Tier 3 - 4QU CoRE ¦ 2QU LoRE | Non-Red Flag Warning - Catastrophic Fires | Vegetation Contact | Aggregated | 2037 | 9.7193e-08 | 572.0063 | 5.5595e-05 | 2037 | Mitigation | 0.95 | 45 | 0 | esc | 0.00097009 | 9.4285e-11 | 0.00097009 | 9.4285e-11 | 0.034217 | 1.3655e-06 | 0.0093087 | 1.022e-09
[120 empty] | 7.3.3.17.5 (Remote Grid) Updates to grid topology to minimize risk of ignition in HFTDs Remote GridWLDFRVegetation ContactAggregated | WLDFR | HFTD - Distribution - Tier 3 - 4QU CoRE ¦ 2QU LoRE | Non-Red Flag Warning - Catastrophic Fires | Vegetation Contact | Aggregated | 2038 | 9.7193e-08 | 572.0063 | 5.5595e-05 | 2038 | Mitigation | 0.95 | 45 | 0 | esc | 0.00097009 | 9.4285e-11 | 0.00097009 | 9.4285e-11 | 0.034217 | 1.3655e-06 | 0.0093087 | 1.022e-09
[120 empty] | 7.3.3.17.5 (Remote Grid) Updates to grid topology to minimize risk of ignition in HFTDs Remote GridWLDFRVegetation ContactAggregated | WLDFR | HFTD - Distribution - Tier 3 - 4QU CoRE ¦ 2QU LoRE | Non-Red Flag Warning - Catastrophic Fires | Vegetation Contact | Aggregated | 2039 | 9.7193e-08 | 572.0063 | 5.5595e-05 | 2039 | Mitigation | 0.95 | 45 | 0 | esc | 0.00097009 | 9.4285e-11 | 0.00097009 | 9.4285e-11 | 0.034217 | 1.3655e-06 | 0.0093087 | 1.022e-09
[120 empty] | 7.3.3.17.5 (Remote Grid) Updates to grid topology to minimize risk of ignition in HFTDs Remote GridWLDFRVegetation ContactAggregated | WLDFR | HFTD - Distribution - Tier 3 - 4QU CoRE ¦ 2QU LoRE | Non-Red Flag Warning - Catastrophic Fires | Vegetation Contact | Aggregated | 2040 | 9.7193e-08 | 572.0063 | 5.5595e-05 | 2040 | Mitigation | 0.95 | 45 | 0 | esc | 0.00097009 | 9.4285e-11 | 0.00097009 | 9.4285e-11 | 0.034217 | 1.3655e-06 | 0.0093087 | 1.022e-09
[120 empty] | 7.3.3.17.5 (Remote Grid) Updates to grid topology to minimize risk of ignition in HFTDs Remote GridWLDFRVegetation ContactAggregated | WLDFR | HFTD - Distribution - Tier 3 - 4QU CoRE ¦ 2QU LoRE | Non-Red Flag Warning - Catastrophic Fires | Vegetation Contact | Aggregated | 2041 | 9.7193e-08 | 572.0063 | 5.5595e-05 | 2041 | Mitigation | 0.95 | 45 | 0 | esc | 0.00097009 | 9.4285e-11 | 0.00097009 | 9.4285e-11 | 0.034217 | 1.3655e-06 | 0.0093087 | 1.022e-09
[120 empty] | 7.3.3.17.5 (Remote Grid) Updates to grid topology to minimize risk of ignition in HFTDs Remote GridWLDFRVegetation ContactAggregated | WLDFR | HFTD - Distribution - Tier 3 - 4QU CoRE ¦ 2QU LoRE | Non-Red Flag Warning - Catastrophic Fires | Vegetation Contact | Aggregated | 2042 | 9.7193e-08 | 572.0063 | 5.5595e-05 | 2042 | Mitigation | 0.95 | 45 | 0 | esc | 0.00097009 | 9.4285e-11 | 0.00097009 | 9.4285e-11 | 0.034217 | 1.3655e-06 | 0 | 0
[120 empty] | 7.3.3.17.5 (Remote Grid) Updates to grid topology to minimize risk of ignition in HFTDs Remote GridWLDFRVegetation ContactAggregated | WLDFR | HFTD - Distribution - Tier 3 - 4QU CoRE ¦ 2QU LoRE | Non-Red Flag Warning - Catastrophic Fires | Vegetation Contact | Aggregated | 2043 | 9.7193e-08 | 572.0063 | 5.5595e-05 | 2043 | Mitigation | 0.95 | 45 | 0 | esc | 0.00097009 | 9.4285e-11 | 0.00097009 | 9.4285e-11 | 0.034217 | 1.3655e-06 | 0 | 0
[120 empty] | 7.3.3.17.5 (Remote Grid) Updates to grid topology to minimize risk of ignition in HFTDs Remote GridWLDFRVegetation ContactAggregated | WLDFR | HFTD - Distribution - Tier 3 - 4QU CoRE ¦ 2QU LoRE | Non-Red Flag Warning - Catastrophic Fires | Vegetation Contact | Aggregated | 2044 | 9.7193e-08 | 572.0063 | 5.5595e-05 | 2044 | Mitigation | 0.95 | 45 | 0 | esc | 0.00097009 | 9.4285e-11 | 0.00097009 | 9.4285e-11 | 0.034217 | 1.3655e-06 | 0.0083522 | 1.9245e-10
[120 empty] | 7.3.3.17.5 (Remote Grid) Updates to grid topology to minimize risk of ignition in HFTDs Remote GridWLDFRVegetation ContactAggregated | WLDFR | HFTD - Distribution - Tier 3 - 4QU CoRE ¦ 2QU LoRE | Non-Red Flag Warning - Catastrophic Fires | Vegetation Contact | Aggregated | 2045 | 9.7193e-08 | 572.0063 | 5.5595e-05 | 2045 | Mitigation | 0.95 | 45 | 0 | esc | 0.00097009 | 9.4285e-11 | 0.00097009 | 9.4285e-11 | 0.034217 | 1.3655e-06 | 0.0083522 | 1.9245e-10
[120 empty] | 7.3.3.17.5 (Remote Grid) Updates to grid topology to minimize risk of ignition in HFTDs Remote GridWLDFRVegetation ContactAggregated | WLDFR | HFTD - Distribution - Tier 3 - 4QU CoRE ¦ 2QU LoRE | Non-Red Flag Warning - Catastrophic Fires | Vegetation Contact | Aggregated | 2046 | 9.7193e-08 | 572.0063 | 5.5595e-05 | 2046 | Mitigation | 0.95 | 45 | 0 | esc | 0.00097009 | 9.4285e-11 | 0.00097009 | 9.4285e-11 | 0.034217 | 1.3655e-06 | 0.0083522 | 1.9245e-10
[120 empty] | 7.3.3.17.5 (Remote Grid) Updates to grid topology to minimize risk of ignition in HFTDs Remote GridWLDFRVegetation ContactAggregated | WLDFR | HFTD - Distribution - Tier 3 - 4QU CoRE ¦ 2QU LoRE | Non-Red Flag Warning - Catastrophic Fires | Vegetation Contact | Aggregated | 2047 | 9.7193e-08 | 572.0063 | 5.5595e-05 | 2047 | Mitigation | 0.95 | 45 | 0 | esc | 0.00097009 | 9.4285e-11 | 0.00097009 | 9.4285e-11 | 0.034217 | 1.3655e-06 | 0.0083522 | 1.9245e-10
[120 empty] | 7.3.3.17.5 (Remote Grid) Updates to grid topology to minimize risk of ignition in HFTDs Remote GridWLDFRVegetation ContactAggregated | WLDFR | HFTD - Distribution - Tier 3 - 4QU CoRE ¦ 2QU LoRE | Non-Red Flag Warning - Catastrophic Fires | Vegetation Contact | Aggregated | 2048 | 9.7193e-08 | 572.0063 | 5.5595e-05 | 2048 | Mitigation | 0.95 | 45 | 0 | esc | 0.00097009 | 9.4285e-11 | 0.00097009 | 9.4285e-11 | 0.034217 | 1.3655e-06 | 0.0083522 | 1.9245e-10
[120 empty] | 7.3.3.17.5 (Remote Grid) Updates to grid topology to minimize risk of ignition in HFTDs Remote GridWLDFRVegetation ContactAggregated | WLDFR | HFTD - Distribution - Tier 3 - 4QU CoRE ¦ 2QU LoRE | Non-Red Flag Warning - Catastrophic Fires | Vegetation Contact | Aggregated | 2049 | 9.7193e-08 | 572.0063 | 5.5595e-05 | 2049 | Mitigation | 0.95 | 45 | 0 | esc | 0.00097009 | 9.4285e-11 | 0.00097009 | 9.4285e-11 | 0.034217 | 1.3655e-06 | 0.0083522 | 1.9245e-10
[120 empty] | 7.3.3.17.5 (Remote Grid) Updates to grid topology to minimize risk of ignition in HFTDs Remote GridWLDFRVegetation ContactAggregated | WLDFR | HFTD - Distribution - Tier 3 - 4QU CoRE ¦ 2QU LoRE | Non-Red Flag Warning - Catastrophic Fires | Vegetation Contact | Aggregated | 2050 | 9.7193e-08 | 572.0063 | 5.5595e-05 | 2050 | Mitigation | 0.95 | 45 | 0 | esc | 0.00097009 | 9.4285e-11 | 0.00097009 | 9.4285e-11 | 0.034217 | 1.3655e-06 | 0.0083522 | 1.9245e-10
[120 empty] | 7.3.3.17.5 (Remote Grid) Updates to grid topology to minimize risk of ignition in HFTDs Remote GridWLDFRVegetation ContactAggregated | WLDFR | HFTD - Distribution - Tier 3 - 4QU CoRE ¦ 2QU LoRE | Non-Red Flag Warning - Catastrophic Fires | Vegetation Contact | Aggregated | 2051 | 9.7193e-08 | 572.0063 | 5.5595e-05 | 2051 | Mitigation | 0.95 | 45 | 0 | esc | 0.00097009 | 9.4285e-11 | 0.00097009 | 9.4285e-11 | 0.034217 | 1.3655e-06 | 0.0083522 | 1.9245e-10
[120 empty] | 7.3.3.17.5 (Remote Grid) Updates to grid topology to minimize risk of ignition in HFTDs Remote GridWLDFRVegetation ContactAggregated | WLDFR | HFTD - Distribution - Tier 3 - 4QU CoRE ¦ 2QU LoRE | Non-Red Flag Warning - Catastrophic Fires | Vegetation Contact | Aggregated | 2052 | 9.7193e-08 | 572.0063 | 5.5595e-05 | 2052 | Mitigation | 0.95 | 45 | 0 | esc | 0.00097009 | 9.4285e-11 | 0.00097009 | 9.4285e-11 | 0.034217 | 1.3655e-06 | 0.0083522 | 1.9245e-10
[120 empty] | 7.3.3.17.5 (Remote Grid) Updates to grid topology to minimize risk of ignition in HFTDs Remote GridWLDFRVegetation ContactAggregated | WLDFR | HFTD - Distribution - Tier 3 - 4QU CoRE ¦ 2QU LoRE | Non-Red Flag Warning - Catastrophic Fires | Vegetation Contact | Aggregated | 2053 | 9.7193e-08 | 572.0063 | 5.5595e-05 | 2053 | Mitigation | 0.95 | 45 | 0 | esc | 0.00097009 | 9.4285e-11 | 0.00097009 | 9.4285e-11 | 0.034217 | 1.3655e-06 | 0.0083522 | 1.9245e-10
[120 empty] | 7.3.3.17.5 (Remote Grid) Updates to grid topology to minimize risk of ignition in HFTDs Remote GridWLDFRVegetation ContactAggregated | WLDFR | HFTD - Distribution - Tier 3 - 4QU CoRE ¦ 2QU LoRE | Non-Red Flag Warning - Catastrophic Fires | Vegetation Contact | Aggregated | 2054 | 9.7193e-08 | 572.0063 | 5.5595e-05 | 2054 | Mitigation | 0.95 | 45 | 0 | esc | 0.00097009 | 9.4285e-11 | 0.00097009 | 9.4285e-11 | 0.034217 | 1.3655e-06 | 0.0083522 | 1.9245e-10
[120 empty] | 7.3.3.17.5 (Remote Grid) Updates to grid topology to minimize risk of ignition in HFTDs Remote GridWLDFRVegetation ContactAggregated | WLDFR | HFTD - Distribution - Tier 3 - 4QU CoRE ¦ 2QU LoRE | Non-Red Flag Warning - Catastrophic Fires | Vegetation Contact | Aggregated | 2055 | 9.7193e-08 | 572.0063 | 5.5595e-05 | 2055 | Mitigation | 0.95 | 45 | 0 | esc | 0.00097009 | 9.4285e-11 | 0.00097009 | 9.4285e-11 | 0.034217 | 1.3655e-06 | 0.0083522 | 1.9245e-10
[120 empty] | 7.3.3.17.5 (Remote Grid) Updates to grid topology to minimize risk of ignition in HFTDs Remote GridWLDFRVegetation ContactAggregated | WLDFR | HFTD - Distribution - Tier 3 - 4QU CoRE ¦ 2QU LoRE | Non-Red Flag Warning - Catastrophic Fires | Vegetation Contact | Aggregated | 2056 | 9.7193e-08 | 572.0063 | 5.5595e-05 | 2056 | Mitigation | 0.95 | 45 | 0 | esc | 0.00097009 | 9.4285e-11 | 0.00097009 | 9.4285e-11 | 0.034217 | 1.3655e-06 | 0.0083522 | 1.9245e-10
[120 empty] | 7.3.3.17.5 (Remote Grid) Updates to grid topology to minimize risk of ignition in HFTDs Remote GridWLDFRVegetation ContactAggregated | WLDFR | HFTD - Distribution - Tier 3 - 4QU CoRE ¦ 2QU LoRE | Non-Red Flag Warning - Catastrophic Fires | Vegetation Contact | Aggregated | 2057 | 9.7193e-08 | 572.0063 | 5.5595e-05 | 2057 | Mitigation | 0.95 | 45 | 0 | esc | 0.00097009 | 9.4285e-11 | 0.00097009 | 9.4285e-11 | 0.034217 | 1.3655e-06 | 0.0083522 | 1.9245e-10
[120 empty] | 7.3.3.17.5 (Remote Grid) Updates to grid topology to minimize risk of ignition in HFTDs Remote GridWLDFRVegetation ContactAggregated | WLDFR | HFTD - Distribution - Tier 3 - 4QU CoRE ¦ 2QU LoRE | Non-Red Flag Warning - Catastrophic Fires | Vegetation Contact | Aggregated | 2058 | 9.7193e-08 | 572.0063 | 5.5595e-05 | 2058 | Mitigation | 0.95 | 45 | 0 | esc | 0.00097009 | 9.4285e-11 | 0.00097009 | 9.4285e-11 | 0.034217 | 1.3655e-06 | 0.0083522 | 1.9245e-10
[120 empty] | 7.3.3.17.5 (Remote Grid) Updates to grid topology to minimize risk of ignition in HFTDs Remote GridWLDFRVegetation ContactAggregated | WLDFR | HFTD - Distribution - Tier 3 - 4QU CoRE ¦ 2QU LoRE | Non-Red Flag Warning - Catastrophic Fires | Vegetation Contact | Aggregated | 2059 | 9.7193e-08 | 572.0063 | 5.5595e-05 | 2059 | Mitigation | 0.95 | 45 | 0 | esc | 0.00097009 | 9.4285e-11 | 0.00097009 | 9.4285e-11 | 0.034217 | 1.3655e-06 | 0.0083522 | 1.9245e-10
[120 empty] | 7.3.3.17.5 (Remote Grid) Updates to grid topology to minimize risk of ignition in HFTDs Remote GridWLDFRVegetation ContactAggregated | WLDFR | HFTD - Distribution - Tier 3 - 4QU CoRE ¦ 2QU LoRE | Non-Red Flag Warning - Catastrophic Fires | Vegetation Contact | Aggregated | 2060 | 9.7193e-08 | 572.0063 | 5.5595e-05 | 2060 | Mitigation | 0.95 | 45 | 0 | esc | 0.00097009 | 9.4285e-11 | 0.00097009 | 9.4285e-11 | 0.034217 | 1.3655e-06 | 0.0083522 | 1.9245e-10
[120 empty] | 7.3.3.17.5 (Remote Grid) Updates to grid topology to minimize risk of ignition in HFTDs Remote GridWLDFRVegetation ContactAggregated | WLDFR | HFTD - Distribution - Tier 3 - 4QU CoRE ¦ 2QU LoRE | Non-Red Flag Warning - Catastrophic Fires | Vegetation Contact | Aggregated | 2061 | 9.7193e-08 | 572.0063 | 5.5595e-05 | 2061 | Mitigation | 0.95 | 45 | 0 | esc | 0.00097009 | 9.4285e-11 | 0.00097009 | 9.4285e-11 | 0.034217 | 1.3655e-06 | 0.0083522 | 1.9245e-10
[120 empty] | 7.3.3.17.5 (Remote Grid) Updates to grid topology to minimize risk of ignition in HFTDs Remote GridWLDFRVegetation ContactAggregated | WLDFR | HFTD - Distribution - Tier 3 - 4QU CoRE ¦ 2QU LoRE | Non-Red Flag Warning - Catastrophic Fires | Vegetation Contact | Aggregated | 2062 | 9.7193e-08 | 572.0063 | 5.5595e-05 | 2062 | Mitigation | 0.95 | 45 | 0 | esc | 0.00097009 | 9.4285e-11 | 0.00097009 | 9.4285e-11 | 0.034217 | 1.3655e-06 | 0.0083522 | 1.9245e-10
[120 empty] | 7.3.3.17.5 (Remote Grid) Updates to grid topology to minimize risk of ignition in HFTDs Remote GridWLDFRVegetation ContactAggregated | WLDFR | HFTD - Distribution - Tier 3 - 4QU CoRE ¦ 2QU LoRE | Non-Red Flag Warning - Catastrophic Fires | Vegetation Contact | Aggregated | 2063 | 9.7193e-08 | 572.0063 | 5.5595e-05 | 2063 | Mitigation | 0.95 | 45 | 0 | esc | 0.00097009 | 9.4285e-11 | 0.00097009 | 9.4285e-11 | 0.034217 | 1.3655e-06 | 0.0083522 | 1.9245e-10
[120 empty] | 7.3.3.17.5 (Remote Grid) Updates to grid topology to minimize risk of ignition in HFTDs Remote GridWLDFRVegetation ContactAggregated | WLDFR | HFTD - Distribution - Tier 3 - 4QU CoRE ¦ 2QU LoRE | Non-Red Flag Warning - Catastrophic Fires | Vegetation Contact | Aggregated | 2064 | 9.7193e-08 | 572.0063 | 5.5595e-05 | 2064 | Mitigation | 0.95 | 45 | 0 | esc | 0.00097009 | 9.4285e-11 | 0.00097009 | 9.4285e-11 | 0.034217 | 1.3655e-06 | 0.0083522 | 1.9245e-10
[120 empty] | 7.3.3.17.5 (Remote Grid) Updates to grid topology to minimize risk of ignition in HFTDs Remote GridWLDFRVegetation ContactAggregated | WLDFR | HFTD - Distribution - Tier 3 - 4QU CoRE ¦ 2QU LoRE | Non-Red Flag Warning - Catastrophic Fires | Vegetation Contact | Aggregated | 2065 | 9.7193e-08 | 572.0063 | 5.5595e-05 | 2065 | Mitigation | 0.95 | 45 | 0 | esc | 0.00097009 | 9.4285e-11 | 0.00097009 | 9.4285e-11 | 0.034217 | 1.3655e-06 | 0.0083522 | 1.9245e-10
[120 empty] | 7.3.3.17.5 (Remote Grid) Updates to grid topology to minimize risk of ignition in HFTDs Remote GridWLDFRVegetation ContactAggregated | WLDFR | HFTD - Distribution - Tier 3 - 4QU CoRE ¦ 2QU LoRE | Non-Red Flag Warning - Catastrophic Fires | Vegetation Contact | Aggregated | 2066 | 9.7193e-08 | 572.0063 | 5.5595e-05 | 2066 | Mitigation | 0.95 | 45 | 0 | esc | 0.00097009 | 9.4285e-11 | 0.00097009 | 9.4285e-11 | 0.034217 | 1.3655e-06 | 0.0083522 | 1.9245e-10
[120 empty] | 7.3.3.17.5 (Remote Grid) Updates to grid topology to minimize risk of ignition in HFTDs Remote GridWLDFRVegetation ContactAggregated | WLDFR | HFTD - Distribution - Tier 3 - 4QU CoRE ¦ 2QU LoRE | Non-Red Flag Warning - Catastrophic Fires | Vegetation Contact | Aggregated | 2067 | 9.7193e-08 | 572.0063 | 5.5595e-05 | 2067 | Mitigation | 0.95 | 45 | 0 | esc | 0 | 0 | 0.00097009 | 9.4285e-11 | 0.034217 | 1.3655e-06 | 0.0083522 | 1.9245e-10
[120 empty] | 7.3.3.17.5 (Remote Grid) Updates to grid topology to minimize risk of ignition in HFTDs Remote GridWLDFRWire-to-wire contactAggregated | WLDFR | HFTD - Distribution - Tier 3 - 4QU CoRE ¦ 2QU LoRE | Non-Red Flag Warning - Catastrophic Fires | Wire-to-wire contact | Aggregated | 2022 | 3.3765e-08 | 572.0063 | 1.9314e-05 | 2022 | Mitigation | 0.95 | 45 | 0 | esc | 0.00097009 | 3.2755e-11 | 0 | 0 | 0 | 0 | 0.0083522 | 1.9245e-10
[120 empty] | 7.3.3.17.5 (Remote Grid) Updates to grid topology to minimize risk of ignition in HFTDs Remote GridWLDFRWire-to-wire contactAggregated | WLDFR | HFTD - Distribution - Tier 3 - 4QU CoRE ¦ 2QU LoRE | Non-Red Flag Warning - Catastrophic Fires | Wire-to-wire contact | Aggregated | 2023 | 3.3765e-08 | 572.0063 | 1.9314e-05 | 2023 | Mitigation | 0.95 | 45 | 0 | esc | 0.00097009 | 3.2755e-11 | 0.00097009 | 3.2755e-11 | 0.034217 | 1.8399e-07 | 0.0083522 | 1.9245e-10
[120 empty] | 7.3.3.17.5 (Remote Grid) Updates to grid topology to minimize risk of ignition in HFTDs Remote GridWLDFRWire-to-wire contactAggregated | WLDFR | HFTD - Distribution - Tier 3 - 4QU CoRE ¦ 2QU LoRE | Non-Red Flag Warning - Catastrophic Fires | Wire-to-wire contact | Aggregated | 2024 | 3.3765e-08 | 572.0063 | 1.9314e-05 | 2024 | Mitigation | 0.95 | 45 | 0 | esc | 0.00097009 | 3.2755e-11 | 0.00097009 | 3.2755e-11 | 0.034217 | 1.8399e-07 | 0.0083522 | 1.9245e-10
[120 empty] | 7.3.3.17.5 (Remote Grid) Updates to grid topology to minimize risk of ignition in HFTDs Remote GridWLDFRWire-to-wire contactAggregated | WLDFR | HFTD - Distribution - Tier 3 - 4QU CoRE ¦ 2QU LoRE | Non-Red Flag Warning - Catastrophic Fires | Wire-to-wire contact | Aggregated | 2025 | 3.3765e-08 | 572.0063 | 1.9314e-05 | 2025 | Mitigation | 0.95 | 45 | 0 | esc | 0.00097009 | 3.2755e-11 | 0.00097009 | 3.2755e-11 | 0.034217 | 1.8399e-07 | 0.0083522 | 1.9245e-10
[120 empty] | 7.3.3.17.5 (Remote Grid) Updates to grid topology to minimize risk of ignition in HFTDs Remote GridWLDFRWire-to-wire contactAggregated | WLDFR | HFTD - Distribution - Tier 3 - 4QU CoRE ¦ 2QU LoRE | Non-Red Flag Warning - Catastrophic Fires | Wire-to-wire contact | Aggregated | 2026 | 3.3765e-08 | 572.0063 | 1.9314e-05 | 2026 | Mitigation | 0.95 | 45 | 0 | esc | 0.00097009 | 3.2755e-11 | 0.00097009 | 3.2755e-11 | 0.034217 | 1.8399e-07 | 0.0083522 | 1.9245e-10
[120 empty] | 7.3.3.17.5 (Remote Grid) Updates to grid topology to minimize risk of ignition in HFTDs Remote GridWLDFRWire-to-wire contactAggregated | WLDFR | HFTD - Distribution - Tier 3 - 4QU CoRE ¦ 2QU LoRE | Non-Red Flag Warning - Catastrophic Fires | Wire-to-wire contact | Aggregated | 2027 | 3.3765e-08 | 572.0063 | 1.9314e-05 | 2027 | Mitigation | 0.95 | 45 | 0 | esc | 0.00097009 | 3.2755e-11 | 0.00097009 | 3.2755e-11 | 0.034217 | 1.8399e-07 | 0.0083522 | 1.9245e-10
[120 empty] | 7.3.3.17.5 (Remote Grid) Updates to grid topology to minimize risk of ignition in HFTDs Remote GridWLDFRWire-to-wire contactAggregated | WLDFR | HFTD - Distribution - Tier 3 - 4QU CoRE ¦ 2QU LoRE | Non-Red Flag Warning - Catastrophic Fires | Wire-to-wire contact | Aggregated | 2028 | 3.3765e-08 | 572.0063 | 1.9314e-05 | 2028 | Mitigation | 0.95 | 45 | 0 | esc | 0.00097009 | 3.2755e-11 | 0.00097009 | 3.2755e-11 | 0.034217 | 1.8399e-07 | 0 | 0
[120 empty] | 7.3.3.17.5 (Remote Grid) Updates to grid topology to minimize risk of ignition in HFTDs Remote GridWLDFRWire-to-wire contactAggregated | WLDFR | HFTD - Distribution - Tier 3 - 4QU CoRE ¦ 2QU LoRE | Non-Red Flag Warning - Catastrophic Fires | Wire-to-wire contact | Aggregated | 2029 | 3.3765e-08 | 572.0063 | 1.9314e-05 | 2029 | Mitigation | 0.95 | 45 | 0 | esc | 0.00097009 | 3.2755e-11 | 0.00097009 | 3.2755e-11 | 0.034217 | 1.8399e-07 | 0 | 0
[120 empty] | 7.3.3.17.5 (Remote Grid) Updates to grid topology to minimize risk of ignition in HFTDs Remote GridWLDFRWire-to-wire contactAggregated | WLDFR | HFTD - Distribution - Tier 3 - 4QU CoRE ¦ 2QU LoRE | Non-Red Flag Warning - Catastrophic Fires | Wire-to-wire contact | Aggregated | 2030 | 3.3765e-08 | 572.0063 | 1.9314e-05 | 2030 | Mitigation | 0.95 | 45 | 0 | esc | 0.00097009 | 3.2755e-11 | 0.00097009 | 3.2755e-11 | 0.034217 | 1.8399e-07 | 0.0092336 | 1.8416e-11
[120 empty] | 7.3.3.17.5 (Remote Grid) Updates to grid topology to minimize risk of ignition in HFTDs Remote GridWLDFRWire-to-wire contactAggregated | WLDFR | HFTD - Distribution - Tier 3 - 4QU CoRE ¦ 2QU LoRE | Non-Red Flag Warning - Catastrophic Fires | Wire-to-wire contact | Aggregated | 2031 | 3.3765e-08 | 572.0063 | 1.9314e-05 | 2031 | Mitigation | 0.95 | 45 | 0 | esc | 0.00097009 | 3.2755e-11 | 0.00097009 | 3.2755e-11 | 0.034217 | 1.8399e-07 | 0.0092336 | 1.8416e-11
[120 empty] | 7.3.3.17.5 (Remote Grid) Updates to grid topology to minimize risk of ignition in HFTDs Remote GridWLDFRWire-to-wire contactAggregated | WLDFR | HFTD - Distribution - Tier 3 - 4QU CoRE ¦ 2QU LoRE | Non-Red Flag Warning - Catastrophic Fires | Wire-to-wire contact | Aggregated | 2032 | 3.3765e-08 | 572.0063 | 1.9314e-05 | 2032 | Mitigation | 0.95 | 45 | 0 | esc | 0.00097009 | 3.2755e-11 | 0.00097009 | 3.2755e-11 | 0.034217 | 1.8399e-07 | 0.0092336 | 1.8416e-11
[120 empty] | 7.3.3.17.5 (Remote Grid) Updates to grid topology to minimize risk of ignition in HFTDs Remote GridWLDFRWire-to-wire contactAggregated | WLDFR | HFTD - Distribution - Tier 3 - 4QU CoRE ¦ 2QU LoRE | Non-Red Flag Warning - Catastrophic Fires | Wire-to-wire contact | Aggregated | 2033 | 3.3765e-08 | 572.0063 | 1.9314e-05 | 2033 | Mitigation | 0.95 | 45 | 0 | esc | 0.00097009 | 3.2755e-11 | 0.00097009 | 3.2755e-11 | 0.034217 | 1.8399e-07 | 0.0092336 | 1.8416e-11
[120 empty] | 7.3.3.17.5 (Remote Grid) Updates to grid topology to minimize risk of ignition in HFTDs Remote GridWLDFRWire-to-wire contactAggregated | WLDFR | HFTD - Distribution - Tier 3 - 4QU CoRE ¦ 2QU LoRE | Non-Red Flag Warning - Catastrophic Fires | Wire-to-wire contact | Aggregated | 2034 | 3.3765e-08 | 572.0063 | 1.9314e-05 | 2034 | Mitigation | 0.95 | 45 | 0 | esc | 0.00097009 | 3.2755e-11 | 0.00097009 | 3.2755e-11 | 0.034217 | 1.8399e-07 | 0.0092336 | 1.8416e-11
[120 empty] | 7.3.3.17.5 (Remote Grid) Updates to grid topology to minimize risk of ignition in HFTDs Remote GridWLDFRWire-to-wire contactAggregated | WLDFR | HFTD - Distribution - Tier 3 - 4QU CoRE ¦ 2QU LoRE | Non-Red Flag Warning - Catastrophic Fires | Wire-to-wire contact | Aggregated | 2035 | 3.3765e-08 | 572.0063 | 1.9314e-05 | 2035 | Mitigation | 0.95 | 45 | 0 | esc | 0.00097009 | 3.2755e-11 | 0.00097009 | 3.2755e-11 | 0.034217 | 1.8399e-07 | 0.0092336 | 1.8416e-11
[120 empty] | 7.3.3.17.5 (Remote Grid) Updates to grid topology to minimize risk of ignition in HFTDs Remote GridWLDFRWire-to-wire contactAggregated | WLDFR | HFTD - Distribution - Tier 3 - 4QU CoRE ¦ 2QU LoRE | Non-Red Flag Warning - Catastrophic Fires | Wire-to-wire contact | Aggregated | 2036 | 3.3765e-08 | 572.0063 | 1.9314e-05 | 2036 | Mitigation | 0.95 | 45 | 0 | esc | 0.00097009 | 3.2755e-11 | 0.00097009 | 3.2755e-11 | 0.034217 | 1.8399e-07 | 0.0092336 | 1.8416e-11
[120 empty] | 7.3.3.17.5 (Remote Grid) Updates to grid topology to minimize risk of ignition in HFTDs Remote GridWLDFRWire-to-wire contactAggregated | WLDFR | HFTD - Distribution - Tier 3 - 4QU CoRE ¦ 2QU LoRE | Non-Red Flag Warning - Catastrophic Fires | Wire-to-wire contact | Aggregated | 2037 | 3.3765e-08 | 572.0063 | 1.9314e-05 | 2037 | Mitigation | 0.95 | 45 | 0 | esc | 0.00097009 | 3.2755e-11 | 0.00097009 | 3.2755e-11 | 0.034217 | 1.8399e-07 | 0.0092336 | 1.8416e-11
[120 empty] | 7.3.3.17.5 (Remote Grid) Updates to grid topology to minimize risk of ignition in HFTDs Remote GridWLDFRWire-to-wire contactAggregated | WLDFR | HFTD - Distribution - Tier 3 - 4QU CoRE ¦ 2QU LoRE | Non-Red Flag Warning - Catastrophic Fires | Wire-to-wire contact | Aggregated | 2038 | 3.3765e-08 | 572.0063 | 1.9314e-05 | 2038 | Mitigation | 0.95 | 45 | 0 | esc | 0.00097009 | 3.2755e-11 | 0.00097009 | 3.2755e-11 | 0.034217 | 1.8399e-07 | 0.0092336 | 1.8416e-11
[120 empty] | 7.3.3.17.5 (Remote Grid) Updates to grid topology to minimize risk of ignition in HFTDs Remote GridWLDFRWire-to-wire contactAggregated | WLDFR | HFTD - Distribution - Tier 3 - 4QU CoRE ¦ 2QU LoRE | Non-Red Flag Warning - Catastrophic Fires | Wire-to-wire contact | Aggregated | 2039 | 3.3765e-08 | 572.0063 | 1.9314e-05 | 2039 | Mitigation | 0.95 | 45 | 0 | esc | 0.00097009 | 3.2755e-11 | 0.00097009 | 3.2755e-11 | 0.034217 | 1.8399e-07 | 0.0092336 | 1.8416e-11
[120 empty] | 7.3.3.17.5 (Remote Grid) Updates to grid topology to minimize risk of ignition in HFTDs Remote GridWLDFRWire-to-wire contactAggregated | WLDFR | HFTD - Distribution - Tier 3 - 4QU CoRE ¦ 2QU LoRE | Non-Red Flag Warning - Catastrophic Fires | Wire-to-wire contact | Aggregated | 2040 | 3.3765e-08 | 572.0063 | 1.9314e-05 | 2040 | Mitigation | 0.95 | 45 | 0 | esc | 0.00097009 | 3.2755e-11 | 0.00097009 | 3.2755e-11 | 0.034217 | 1.8399e-07 | 0.0092336 | 1.8416e-11
[120 empty] | 7.3.3.17.5 (Remote Grid) Updates to grid topology to minimize risk of ignition in HFTDs Remote GridWLDFRWire-to-wire contactAggregated | WLDFR | HFTD - Distribution - Tier 3 - 4QU CoRE ¦ 2QU LoRE | Non-Red Flag Warning - Catastrophic Fires | Wire-to-wire contact | Aggregated | 2041 | 3.3765e-08 | 572.0063 | 1.9314e-05 | 2041 | Mitigation | 0.95 | 45 | 0 | esc | 0.00097009 | 3.2755e-11 | 0.00097009 | 3.2755e-11 | 0.034217 | 1.8399e-07 | 0.0092336 | 1.8416e-11
[120 empty] | 7.3.3.17.5 (Remote Grid) Updates to grid topology to minimize risk of ignition in HFTDs Remote GridWLDFRWire-to-wire contactAggregated | WLDFR | HFTD - Distribution - Tier 3 - 4QU CoRE ¦ 2QU LoRE | Non-Red Flag Warning - Catastrophic Fires | Wire-to-wire contact | Aggregated | 2042 | 3.3765e-08 | 572.0063 | 1.9314e-05 | 2042 | Mitigation | 0.95 | 45 | 0 | esc | 0.00097009 | 3.2755e-11 | 0.00097009 | 3.2755e-11 | 0.034217 | 1.8399e-07 | 0.0092336 | 1.8416e-11
[120 empty] | 7.3.3.17.5 (Remote Grid) Updates to grid topology to minimize risk of ignition in HFTDs Remote GridWLDFRWire-to-wire contactAggregated | WLDFR | HFTD - Distribution - Tier 3 - 4QU CoRE ¦ 2QU LoRE | Non-Red Flag Warning - Catastrophic Fires | Wire-to-wire contact | Aggregated | 2043 | 3.3765e-08 | 572.0063 | 1.9314e-05 | 2043 | Mitigation | 0.95 | 45 | 0 | esc | 0.00097009 | 3.2755e-11 | 0.00097009 | 3.2755e-11 | 0.034217 | 1.8399e-07 | 0.0092336 | 1.8416e-11
[120 empty] | 7.3.3.17.5 (Remote Grid) Updates to grid topology to minimize risk of ignition in HFTDs Remote GridWLDFRWire-to-wire contactAggregated | WLDFR | HFTD - Distribution - Tier 3 - 4QU CoRE ¦ 2QU LoRE | Non-Red Flag Warning - Catastrophic Fires | Wire-to-wire contact | Aggregated | 2044 | 3.3765e-08 | 572.0063 | 1.9314e-05 | 2044 | Mitigation | 0.95 | 45 | 0 | esc | 0.00097009 | 3.2755e-11 | 0.00097009 | 3.2755e-11 | 0.034217 | 1.8399e-07 | 0.0092336 | 1.8416e-11
[120 empty] | 7.3.3.17.5 (Remote Grid) Updates to grid topology to minimize risk of ignition in HFTDs Remote GridWLDFRWire-to-wire contactAggregated | WLDFR | HFTD - Distribution - Tier 3 - 4QU CoRE ¦ 2QU LoRE | Non-Red Flag Warning - Catastrophic Fires | Wire-to-wire contact | Aggregated | 2045 | 3.3765e-08 | 572.0063 | 1.9314e-05 | 2045 | Mitigation | 0.95 | 45 | 0 | esc | 0.00097009 | 3.2755e-11 | 0.00097009 | 3.2755e-11 | 0.034217 | 1.8399e-07 | 0.0092336 | 1.8416e-11
[120 empty] | 7.3.3.17.5 (Remote Grid) Updates to grid topology to minimize risk of ignition in HFTDs Remote GridWLDFRWire-to-wire contactAggregated | WLDFR | HFTD - Distribution - Tier 3 - 4QU CoRE ¦ 2QU LoRE | Non-Red Flag Warning - Catastrophic Fires | Wire-to-wire contact | Aggregated | 2046 | 3.3765e-08 | 572.0063 | 1.9314e-05 | 2046 | Mitigation | 0.95 | 45 | 0 | esc | 0.00097009 | 3.2755e-11 | 0.00097009 | 3.2755e-11 | 0.034217 | 1.8399e-07 | 0.0092336 | 1.8416e-11
[120 empty] | 7.3.3.17.5 (Remote Grid) Updates to grid topology to minimize risk of ignition in HFTDs Remote GridWLDFRWire-to-wire contactAggregated | WLDFR | HFTD - Distribution - Tier 3 - 4QU CoRE ¦ 2QU LoRE | Non-Red Flag Warning - Catastrophic Fires | Wire-to-wire contact | Aggregated | 2047 | 3.3765e-08 | 572.0063 | 1.9314e-05 | 2047 | Mitigation | 0.95 | 45 | 0 | esc | 0.00097009 | 3.2755e-11 | 0.00097009 | 3.2755e-11 | 0.034217 | 1.8399e-07 | 0.0092336 | 1.8416e-11
[120 empty] | 7.3.3.17.5 (Remote Grid) Updates to grid topology to minimize risk of ignition in HFTDs Remote GridWLDFRWire-to-wire contactAggregated | WLDFR | HFTD - Distribution - Tier 3 - 4QU CoRE ¦ 2QU LoRE | Non-Red Flag Warning - Catastrophic Fires | Wire-to-wire contact | Aggregated | 2048 | 3.3765e-08 | 572.0063 | 1.9314e-05 | 2048 | Mitigation | 0.95 | 45 | 0 | esc | 0.00097009 | 3.2755e-11 | 0.00097009 | 3.2755e-11 | 0.034217 | 1.8399e-07 | 0.0092336 | 1.8416e-11
[120 empty] | 7.3.3.17.5 (Remote Grid) Updates to grid topology to minimize risk of ignition in HFTDs Remote GridWLDFRWire-to-wire contactAggregated | WLDFR | HFTD - Distribution - Tier 3 - 4QU CoRE ¦ 2QU LoRE | Non-Red Flag Warning - Catastrophic Fires | Wire-to-wire contact | Aggregated | 2049 | 3.3765e-08 | 572.0063 | 1.9314e-05 | 2049 | Mitigation | 0.95 | 45 | 0 | esc | 0.00097009 | 3.2755e-11 | 0.00097009 | 3.2755e-11 | 0.034217 | 1.8399e-07 | 0.0092336 | 1.8416e-11
[120 empty] | 7.3.3.17.5 (Remote Grid) Updates to grid topology to minimize risk of ignition in HFTDs Remote GridWLDFRWire-to-wire contactAggregated | WLDFR | HFTD - Distribution - Tier 3 - 4QU CoRE ¦ 2QU LoRE | Non-Red Flag Warning - Catastrophic Fires | Wire-to-wire contact | Aggregated | 2050 | 3.3765e-08 | 572.0063 | 1.9314e-05 | 2050 | Mitigation | 0.95 | 45 | 0 | esc | 0.00097009 | 3.2755e-11 | 0.00097009 | 3.2755e-11 | 0.034217 | 1.8399e-07 | 0.0092336 | 1.8416e-11
[120 empty] | 7.3.3.17.5 (Remote Grid) Updates to grid topology to minimize risk of ignition in HFTDs Remote GridWLDFRWire-to-wire contactAggregated | WLDFR | HFTD - Distribution - Tier 3 - 4QU CoRE ¦ 2QU LoRE | Non-Red Flag Warning - Catastrophic Fires | Wire-to-wire contact | Aggregated | 2051 | 3.3765e-08 | 572.0063 | 1.9314e-05 | 2051 | Mitigation | 0.95 | 45 | 0 | esc | 0.00097009 | 3.2755e-11 | 0.00097009 | 3.2755e-11 | 0.034217 | 1.8399e-07 | 0.0092336 | 1.8416e-11
[120 empty] | 7.3.3.17.5 (Remote Grid) Updates to grid topology to minimize risk of ignition in HFTDs Remote GridWLDFRWire-to-wire contactAggregated | WLDFR | HFTD - Distribution - Tier 3 - 4QU CoRE ¦ 2QU LoRE | Non-Red Flag Warning - Catastrophic Fires | Wire-to-wire contact | Aggregated | 2052 | 3.3765e-08 | 572.0063 | 1.9314e-05 | 2052 | Mitigation | 0.95 | 45 | 0 | esc | 0.00097009 | 3.2755e-11 | 0.00097009 | 3.2755e-11 | 0.034217 | 1.8399e-07 | 0.0092336 | 1.8416e-11
[120 empty] | 7.3.3.17.5 (Remote Grid) Updates to grid topology to minimize risk of ignition in HFTDs Remote GridWLDFRWire-to-wire contactAggregated | WLDFR | HFTD - Distribution - Tier 3 - 4QU CoRE ¦ 2QU LoRE | Non-Red Flag Warning - Catastrophic Fires | Wire-to-wire contact | Aggregated | 2053 | 3.3765e-08 | 572.0063 | 1.9314e-05 | 2053 | Mitigation | 0.95 | 45 | 0 | esc | 0.00097009 | 3.2755e-11 | 0.00097009 | 3.2755e-11 | 0.034217 | 1.8399e-07 | 0.0092336 | 1.8416e-11
[120 empty] | 7.3.3.17.5 (Remote Grid) Updates to grid topology to minimize risk of ignition in HFTDs Remote GridWLDFRWire-to-wire contactAggregated | WLDFR | HFTD - Distribution - Tier 3 - 4QU CoRE ¦ 2QU LoRE | Non-Red Flag Warning - Catastrophic Fires | Wire-to-wire contact | Aggregated | 2054 | 3.3765e-08 | 572.0063 | 1.9314e-05 | 2054 | Mitigation | 0.95 | 45 | 0 | esc | 0.00097009 | 3.2755e-11 | 0.00097009 | 3.2755e-11 | 0.034217 | 1.8399e-07 | 0.0092336 | 1.8416e-11
[120 empty] | 7.3.3.17.5 (Remote Grid) Updates to grid topology to minimize risk of ignition in HFTDs Remote GridWLDFRWire-to-wire contactAggregated | WLDFR | HFTD - Distribution - Tier 3 - 4QU CoRE ¦ 2QU LoRE | Non-Red Flag Warning - Catastrophic Fires | Wire-to-wire contact | Aggregated | 2055 | 3.3765e-08 | 572.0063 | 1.9314e-05 | 2055 | Mitigation | 0.95 | 45 | 0 | esc | 0.00097009 | 3.2755e-11 | 0.00097009 | 3.2755e-11 | 0.034217 | 1.8399e-07 | 0.0092336 | 1.8416e-11
[120 empty] | 7.3.3.17.5 (Remote Grid) Updates to grid topology to minimize risk of ignition in HFTDs Remote GridWLDFRWire-to-wire contactAggregated | WLDFR | HFTD - Distribution - Tier 3 - 4QU CoRE ¦ 2QU LoRE | Non-Red Flag Warning - Catastrophic Fires | Wire-to-wire contact | Aggregated | 2056 | 3.3765e-08 | 572.0063 | 1.9314e-05 | 2056 | Mitigation | 0.95 | 45 | 0 | esc | 0.00097009 | 3.2755e-11 | 0.00097009 | 3.2755e-11 | 0.034217 | 1.8399e-07 | 0.0092336 | 1.8416e-11
[120 empty] | 7.3.3.17.5 (Remote Grid) Updates to grid topology to minimize risk of ignition in HFTDs Remote GridWLDFRWire-to-wire contactAggregated | WLDFR | HFTD - Distribution - Tier 3 - 4QU CoRE ¦ 2QU LoRE | Non-Red Flag Warning - Catastrophic Fires | Wire-to-wire contact | Aggregated | 2057 | 3.3765e-08 | 572.0063 | 1.9314e-05 | 2057 | Mitigation | 0.95 | 45 | 0 | esc | 0.00097009 | 3.2755e-11 | 0.00097009 | 3.2755e-11 | 0.034217 | 1.8399e-07 | 0.0092336 | 1.8416e-11
[120 empty] | 7.3.3.17.5 (Remote Grid) Updates to grid topology to minimize risk of ignition in HFTDs Remote GridWLDFRWire-to-wire contactAggregated | WLDFR | HFTD - Distribution - Tier 3 - 4QU CoRE ¦ 2QU LoRE | Non-Red Flag Warning - Catastrophic Fires | Wire-to-wire contact | Aggregated | 2058 | 3.3765e-08 | 572.0063 | 1.9314e-05 | 2058 | Mitigation | 0.95 | 45 | 0 | esc | 0.00097009 | 3.2755e-11 | 0.00097009 | 3.2755e-11 | 0.034217 | 1.8399e-07 | 0.0092336 | 1.8416e-11
[120 empty] | 7.3.3.17.5 (Remote Grid) Updates to grid topology to minimize risk of ignition in HFTDs Remote GridWLDFRWire-to-wire contactAggregated | WLDFR | HFTD - Distribution - Tier 3 - 4QU CoRE ¦ 2QU LoRE | Non-Red Flag Warning - Catastrophic Fires | Wire-to-wire contact | Aggregated | 2059 | 3.3765e-08 | 572.0063 | 1.9314e-05 | 2059 | Mitigation | 0.95 | 45 | 0 | esc | 0.00097009 | 3.2755e-11 | 0.00097009 | 3.2755e-11 | 0.034217 | 1.8399e-07 | 0.0092336 | 1.8416e-11
[120 empty] | 7.3.3.17.5 (Remote Grid) Updates to grid topology to minimize risk of ignition in HFTDs Remote GridWLDFRWire-to-wire contactAggregated | WLDFR | HFTD - Distribution - Tier 3 - 4QU CoRE ¦ 2QU LoRE | Non-Red Flag Warning - Catastrophic Fires | Wire-to-wire contact | Aggregated | 2060 | 3.3765e-08 | 572.0063 | 1.9314e-05 | 2060 | Mitigation | 0.95 | 45 | 0 | esc | 0.00097009 | 3.2755e-11 | 0.00097009 | 3.2755e-11 | 0.034217 | 1.8399e-07 | 0 | 0
[120 empty] | 7.3.3.17.5 (Remote Grid) Updates to grid topology to minimize risk of ignition in HFTDs Remote GridWLDFRWire-to-wire contactAggregated | WLDFR | HFTD - Distribution - Tier 3 - 4QU CoRE ¦ 2QU LoRE | Non-Red Flag Warning - Catastrophic Fires | Wire-to-wire contact | Aggregated | 2061 | 3.3765e-08 | 572.0063 | 1.9314e-05 | 2061 | Mitigation | 0.95 | 45 | 0 | esc | 0.00097009 | 3.2755e-11 | 0.00097009 | 3.2755e-11 | 0.034217 | 1.8399e-07 | 0 | 0
[120 empty] | 7.3.3.17.5 (Remote Grid) Updates to grid topology to minimize risk of ignition in HFTDs Remote GridWLDFRWire-to-wire contactAggregated | WLDFR | HFTD - Distribution - Tier 3 - 4QU CoRE ¦ 2QU LoRE | Non-Red Flag Warning - Catastrophic Fires | Wire-to-wire contact | Aggregated | 2062 | 3.3765e-08 | 572.0063 | 1.9314e-05 | 2062 | Mitigation | 0.95 | 45 | 0 | esc | 0.00097009 | 3.2755e-11 | 0.00097009 | 3.2755e-11 | 0.034217 | 1.8399e-07 | 0.0033164 | 3.1364e-10
[120 empty] | 7.3.3.17.5 (Remote Grid) Updates to grid topology to minimize risk of ignition in HFTDs Remote GridWLDFRWire-to-wire contactAggregated | WLDFR | HFTD - Distribution - Tier 3 - 4QU CoRE ¦ 2QU LoRE | Non-Red Flag Warning - Catastrophic Fires | Wire-to-wire contact | Aggregated | 2063 | 3.3765e-08 | 572.0063 | 1.9314e-05 | 2063 | Mitigation | 0.95 | 45 | 0 | esc | 0.00097009 | 3.2755e-11 | 0.00097009 | 3.2755e-11 | 0.034217 | 1.8399e-07 | 0.0033164 | 3.1364e-10
[120 empty] | 7.3.3.17.5 (Remote Grid) Updates to grid topology to minimize risk of ignition in HFTDs Remote GridWLDFRWire-to-wire contactAggregated | WLDFR | HFTD - Distribution - Tier 3 - 4QU CoRE ¦ 2QU LoRE | Non-Red Flag Warning - Catastrophic Fires | Wire-to-wire contact | Aggregated | 2064 | 3.3765e-08 | 572.0063 | 1.9314e-05 | 2064 | Mitigation | 0.95 | 45 | 0 | esc | 0.00097009 | 3.2755e-11 | 0.00097009 | 3.2755e-11 | 0.034217 | 1.8399e-07 | 0.0033164 | 3.1364e-10
[120 empty] | 7.3.3.17.5 (Remote Grid) Updates to grid topology to minimize risk of ignition in HFTDs Remote GridWLDFRWire-to-wire contactAggregated | WLDFR | HFTD - Distribution - Tier 3 - 4QU CoRE ¦ 2QU LoRE | Non-Red Flag Warning - Catastrophic Fires | Wire-to-wire contact | Aggregated | 2065 | 3.3765e-08 | 572.0063 | 1.9314e-05 | 2065 | Mitigation | 0.95 | 45 | 0 | esc | 0.00097009 | 3.2755e-11 | 0.00097009 | 3.2755e-11 | 0.034217 | 1.8399e-07 | 0.0033164 | 3.1364e-10
[120 empty] | 7.3.3.17.5 (Remote Grid) Updates to grid topology to minimize risk of ignition in HFTDs Remote GridWLDFRWire-to-wire contactAggregated | WLDFR | HFTD - Distribution - Tier 3 - 4QU CoRE ¦ 2QU LoRE | Non-Red Flag Warning - Catastrophic Fires | Wire-to-wire contact | Aggregated | 2066 | 3.3765e-08 | 572.0063 | 1.9314e-05 | 2066 | Mitigation | 0.95 | 45 | 0 | esc | 0.00097009 | 3.2755e-11 | 0.00097009 | 3.2755e-11 | 0.034217 | 1.8399e-07 | 0.0033164 | 3.1364e-10
[120 empty] | 7.3.3.17.5 (Remote Grid) Updates to grid topology to minimize risk of ignition in HFTDs Remote GridWLDFRWire-to-wire contactAggregated | WLDFR | HFTD - Distribution - Tier 3 - 4QU CoRE ¦ 2QU LoRE | Non-Red Flag Warning - Catastrophic Fires | Wire-to-wire contact | Aggregated | 2067 | 3.3765e-08 | 572.0063 | 1.9314e-05 | 2067 | Mitigation | 0.95 | 45 | 0 | esc | 0 | 0 | 0.00097009 | 3.2755e-11 | 0.034217 | 1.8399e-07 | 0.0033164 | 3.1364e-10
[120 empty] | 7.3.3.17.5 (Remote Grid) Updates to grid topology to minimize risk of ignition in HFTDs Remote GridWLDFRContact from objectAggregated | WLDFR | HFTD - Distribution - Tier 3 - 4QU CoRE ¦ 2QU LoRE | Non-Red Flag Warning - Destructive Fires | Contact from object | Aggregated | 2022 | 1.4073e-07 | 572.0063 | 8.0499e-05 | 2022 | Mitigation | 0.95 | 45 | 0 | esc | 0.00097009 | 1.3652e-10 | 0 | 0 | 0.034217 | 1.8399e-07 | 0.0033164 | 3.1364e-10
[120 empty] | 7.3.3.17.5 (Remote Grid) Updates to grid topology to minimize risk of ignition in HFTDs Remote GridWLDFRContact from objectAggregated | WLDFR | HFTD - Distribution - Tier 3 - 4QU CoRE ¦ 2QU LoRE | Non-Red Flag Warning - Destructive Fires | Contact from object | Aggregated | 2023 | 1.4073e-07 | 572.0063 | 8.0499e-05 | 2023 | Mitigation | 0.95 | 45 | 0 | esc | 0.00097009 | 1.3652e-10 | 0.00097009 | 1.3652e-10 | 0.034217 | 1.8399e-07 | 0.0033164 | 3.1364e-10
[120 empty] | 7.3.3.17.5 (Remote Grid) Updates to grid topology to minimize risk of ignition in HFTDs Remote GridWLDFRContact from objectAggregated | WLDFR | HFTD - Distribution - Tier 3 - 4QU CoRE ¦ 2QU LoRE | Non-Red Flag Warning - Destructive Fires | Contact from object | Aggregated | 2024 | 1.4073e-07 | 572.0063 | 8.0499e-05 | 2024 | Mitigation | 0.95 | 45 | 0 | esc | 0.00097009 | 1.3652e-10 | 0.00097009 | 1.3652e-10 | 0.034217 | 1.8399e-07 | 0.0033164 | 3.1364e-10
[120 empty] | 7.3.3.17.5 (Remote Grid) Updates to grid topology to minimize risk of ignition in HFTDs Remote GridWLDFRContact from objectAggregated | WLDFR | HFTD - Distribution - Tier 3 - 4QU CoRE ¦ 2QU LoRE | Non-Red Flag Warning - Destructive Fires | Contact from object | Aggregated | 2025 | 1.4073e-07 | 572.0063 | 8.0499e-05 | 2025 | Mitigation | 0.95 | 45 | 0 | esc | 0.00097009 | 1.3652e-10 | 0.00097009 | 1.3652e-10 | 0.034217 | 1.8399e-07 | 0.0033164 | 3.1364e-10
[120 empty] | 7.3.3.17.5 (Remote Grid) Updates to grid topology to minimize risk of ignition in HFTDs Remote GridWLDFRContact from objectAggregated | WLDFR | HFTD - Distribution - Tier 3 - 4QU CoRE ¦ 2QU LoRE | Non-Red Flag Warning - Destructive Fires | Contact from object | Aggregated | 2026 | 1.4073e-07 | 572.0063 | 8.0499e-05 | 2026 | Mitigation | 0.95 | 45 | 0 | esc | 0.00097009 | 1.3652e-10 | 0.00097009 | 1.3652e-10 | 0 | 0 | 0.0033164 | 3.1364e-10
[120 empty] | 7.3.3.17.5 (Remote Grid) Updates to grid topology to minimize risk of ignition in HFTDs Remote GridWLDFRContact from objectAggregated | WLDFR | HFTD - Distribution - Tier 3 - 4QU CoRE ¦ 2QU LoRE | Non-Red Flag Warning - Destructive Fires | Contact from object | Aggregated | 2027 | 1.4073e-07 | 572.0063 | 8.0499e-05 | 2027 | Mitigation | 0.95 | 45 | 0 | esc | 0.00097009 | 1.3652e-10 | 0.00097009 | 1.3652e-10 | 0.034217 | 3.9346e-05 | 0.0033164 | 3.1364e-10
[120 empty] | 7.3.3.17.5 (Remote Grid) Updates to grid topology to minimize risk of ignition in HFTDs Remote GridWLDFRContact from objectAggregated | WLDFR | HFTD - Distribution - Tier 3 - 4QU CoRE ¦ 2QU LoRE | Non-Red Flag Warning - Destructive Fires | Contact from object | Aggregated | 2028 | 1.4073e-07 | 572.0063 | 8.0499e-05 | 2028 | Mitigation | 0.95 | 45 | 0 | esc | 0.00097009 | 1.3652e-10 | 0.00097009 | 1.3652e-10 | 0.034217 | 3.9346e-05 | 0.0033164 | 3.1364e-10
[120 empty] | 7.3.3.17.5 (Remote Grid) Updates to grid topology to minimize risk of ignition in HFTDs Remote GridWLDFRContact from objectAggregated | WLDFR | HFTD - Distribution - Tier 3 - 4QU CoRE ¦ 2QU LoRE | Non-Red Flag Warning - Destructive Fires | Contact from object | Aggregated | 2029 | 1.4073e-07 | 572.0063 | 8.0499e-05 | 2029 | Mitigation | 0.95 | 45 | 0 | esc | 0.00097009 | 1.3652e-10 | 0.00097009 | 1.3652e-10 | 0.034217 | 3.9346e-05 | 0.0033164 | 3.1364e-10
[120 empty] | 7.3.3.17.5 (Remote Grid) Updates to grid topology to minimize risk of ignition in HFTDs Remote GridWLDFRContact from objectAggregated | WLDFR | HFTD - Distribution - Tier 3 - 4QU CoRE ¦ 2QU LoRE | Non-Red Flag Warning - Destructive Fires | Contact from object | Aggregated | 2030 | 1.4073e-07 | 572.0063 | 8.0499e-05 | 2030 | Mitigation | 0.95 | 45 | 0 | esc | 0.00097009 | 1.3652e-10 | 0.00097009 | 1.3652e-10 | 0.034217 | 3.9346e-05 | 0.0033164 | 3.1364e-10
[120 empty] | 7.3.3.17.5 (Remote Grid) Updates to grid topology to minimize risk of ignition in HFTDs Remote GridWLDFRContact from objectAggregated | WLDFR | HFTD - Distribution - Tier 3 - 4QU CoRE ¦ 2QU LoRE | Non-Red Flag Warning - Destructive Fires | Contact from object | Aggregated | 2031 | 1.4073e-07 | 572.0063 | 8.0499e-05 | 2031 | Mitigation | 0.95 | 45 | 0 | esc | 0.00097009 | 1.3652e-10 | 0.00097009 | 1.3652e-10 | 0.034217 | 3.9346e-05 | 0.0033164 | 3.1364e-10
[120 empty] | 7.3.3.17.5 (Remote Grid) Updates to grid topology to minimize risk of ignition in HFTDs Remote GridWLDFRContact from objectAggregated | WLDFR | HFTD - Distribution - Tier 3 - 4QU CoRE ¦ 2QU LoRE | Non-Red Flag Warning - Destructive Fires | Contact from object | Aggregated | 2032 | 1.4073e-07 | 572.0063 | 8.0499e-05 | 2032 | Mitigation | 0.95 | 45 | 0 | esc | 0.00097009 | 1.3652e-10 | 0.00097009 | 1.3652e-10 | 0.034217 | 3.9346e-05 | 0.0033164 | 3.1364e-10
[120 empty] | 7.3.3.17.5 (Remote Grid) Updates to grid topology to minimize risk of ignition in HFTDs Remote GridWLDFRContact from objectAggregated | WLDFR | HFTD - Distribution - Tier 3 - 4QU CoRE ¦ 2QU LoRE | Non-Red Flag Warning - Destructive Fires | Contact from object | Aggregated | 2033 | 1.4073e-07 | 572.0063 | 8.0499e-05 | 2033 | Mitigation | 0.95 | 45 | 0 | esc | 0.00097009 | 1.3652e-10 | 0.00097009 | 1.3652e-10 | 0.034217 | 3.9346e-05 | 0.0033164 | 3.1364e-10
[120 empty] | 7.3.3.17.5 (Remote Grid) Updates to grid topology to minimize risk of ignition in HFTDs Remote GridWLDFRContact from objectAggregated | WLDFR | HFTD - Distribution - Tier 3 - 4QU CoRE ¦ 2QU LoRE | Non-Red Flag Warning - Destructive Fires | Contact from object | Aggregated | 2034 | 1.4073e-07 | 572.0063 | 8.0499e-05 | 2034 | Mitigation | 0.95 | 45 | 0 | esc | 0.00097009 | 1.3652e-10 | 0.00097009 | 1.3652e-10 | 0.034217 | 3.9346e-05 | 0.0033164 | 3.1364e-10
[120 empty] | 7.3.3.17.5 (Remote Grid) Updates to grid topology to minimize risk of ignition in HFTDs Remote GridWLDFRContact from objectAggregated | WLDFR | HFTD - Distribution - Tier 3 - 4QU CoRE ¦ 2QU LoRE | Non-Red Flag Warning - Destructive Fires | Contact from object | Aggregated | 2035 | 1.4073e-07 | 572.0063 | 8.0499e-05 | 2035 | Mitigation | 0.95 | 45 | 0 | esc | 0.00097009 | 1.3652e-10 | 0.00097009 | 1.3652e-10 | 0.034217 | 3.9346e-05 | 0.0033164 | 3.1364e-10
[120 empty] | 7.3.3.17.5 (Remote Grid) Updates to grid topology to minimize risk of ignition in HFTDs Remote GridWLDFRContact from objectAggregated | WLDFR | HFTD - Distribution - Tier 3 - 4QU CoRE ¦ 2QU LoRE | Non-Red Flag Warning - Destructive Fires | Contact from object | Aggregated | 2036 | 1.4073e-07 | 572.0063 | 8.0499e-05 | 2036 | Mitigation | 0.95 | 45 | 0 | esc | 0.00097009 | 1.3652e-10 | 0.00097009 | 1.3652e-10 | 0.034217 | 3.9346e-05 | 0.0033164 | 3.1364e-10
[120 empty] | 7.3.3.17.5 (Remote Grid) Updates to grid topology to minimize risk of ignition in HFTDs Remote GridWLDFRContact from objectAggregated | WLDFR | HFTD - Distribution - Tier 3 - 4QU CoRE ¦ 2QU LoRE | Non-Red Flag Warning - Destructive Fires | Contact from object | Aggregated | 2037 | 1.4073e-07 | 572.0063 | 8.0499e-05 | 2037 | Mitigation | 0.95 | 45 | 0 | esc | 0.00097009 | 1.3652e-10 | 0.00097009 | 1.3652e-10 | 0.034217 | 3.9346e-05 | 0.0033164 | 3.1364e-10
[120 empty] | 7.3.3.17.5 (Remote Grid) Updates to grid topology to minimize risk of ignition in HFTDs Remote GridWLDFRContact from objectAggregated | WLDFR | HFTD - Distribution - Tier 3 - 4QU CoRE ¦ 2QU LoRE | Non-Red Flag Warning - Destructive Fires | Contact from object | Aggregated | 2038 | 1.4073e-07 | 572.0063 | 8.0499e-05 | 2038 | Mitigation | 0.95 | 45 | 0 | esc | 0.00097009 | 1.3652e-10 | 0.00097009 | 1.3652e-10 | 0.034217 | 3.9346e-05 | 0.0033164 | 3.1364e-10
[120 empty] | 7.3.3.17.5 (Remote Grid) Updates to grid topology to minimize risk of ignition in HFTDs Remote GridWLDFRContact from objectAggregated | WLDFR | HFTD - Distribution - Tier 3 - 4QU CoRE ¦ 2QU LoRE | Non-Red Flag Warning - Destructive Fires | Contact from object | Aggregated | 2039 | 1.4073e-07 | 572.0063 | 8.0499e-05 | 2039 | Mitigation | 0.95 | 45 | 0 | esc | 0.00097009 | 1.3652e-10 | 0.00097009 | 1.3652e-10 | 0.034217 | 3.9346e-05 | 0.0033164 | 3.1364e-10
[120 empty] | 7.3.3.17.5 (Remote Grid) Updates to grid topology to minimize risk of ignition in HFTDs Remote GridWLDFRContact from objectAggregated | WLDFR | HFTD - Distribution - Tier 3 - 4QU CoRE ¦ 2QU LoRE | Non-Red Flag Warning - Destructive Fires | Contact from object | Aggregated | 2040 | 1.4073e-07 | 572.0063 | 8.0499e-05 | 2040 | Mitigation | 0.95 | 45 | 0 | esc | 0.00097009 | 1.3652e-10 | 0.00097009 | 1.3652e-10 | 0.034217 | 3.9346e-05 | 0.0033164 | 3.1364e-10
[120 empty] | 7.3.3.17.5 (Remote Grid) Updates to grid topology to minimize risk of ignition in HFTDs Remote GridWLDFRContact from objectAggregated | WLDFR | HFTD - Distribution - Tier 3 - 4QU CoRE ¦ 2QU LoRE | Non-Red Flag Warning - Destructive Fires | Contact from object | Aggregated | 2041 | 1.4073e-07 | 572.0063 | 8.0499e-05 | 2041 | Mitigation | 0.95 | 45 | 0 | esc | 0.00097009 | 1.3652e-10 | 0.00097009 | 1.3652e-10 | 0.034217 | 3.9346e-05 | 0.0033164 | 3.1364e-10
[120 empty] | 7.3.3.17.5 (Remote Grid) Updates to grid topology to minimize risk of ignition in HFTDs Remote GridWLDFRContact from objectAggregated | WLDFR | HFTD - Distribution - Tier 3 - 4QU CoRE ¦ 2QU LoRE | Non-Red Flag Warning - Destructive Fires | Contact from object | Aggregated | 2042 | 1.4073e-07 | 572.0063 | 8.0499e-05 | 2042 | Mitigation | 0.95 | 45 | 0 | esc | 0.00097009 | 1.3652e-10 | 0.00097009 | 1.3652e-10 | 0.034217 | 3.9346e-05 | 0.0033164 | 3.1364e-10
[120 empty] | 7.3.3.17.5 (Remote Grid) Updates to grid topology to minimize risk of ignition in HFTDs Remote GridWLDFRContact from objectAggregated | WLDFR | HFTD - Distribution - Tier 3 - 4QU CoRE ¦ 2QU LoRE | Non-Red Flag Warning - Destructive Fires | Contact from object | Aggregated | 2043 | 1.4073e-07 | 572.0063 | 8.0499e-05 | 2043 | Mitigation | 0.95 | 45 | 0 | esc | 0.00097009 | 1.3652e-10 | 0.00097009 | 1.3652e-10 | 0.034217 | 3.9346e-05 | 0.0033164 | 3.1364e-10
[120 empty] | 7.3.3.17.5 (Remote Grid) Updates to grid topology to minimize risk of ignition in HFTDs Remote GridWLDFRContact from objectAggregated | WLDFR | HFTD - Distribution - Tier 3 - 4QU CoRE ¦ 2QU LoRE | Non-Red Flag Warning - Destructive Fires | Contact from object | Aggregated | 2044 | 1.4073e-07 | 572.0063 | 8.0499e-05 | 2044 | Mitigation | 0.95 | 45 | 0 | esc | 0.00097009 | 1.3652e-10 | 0.00097009 | 1.3652e-10 | 0.034217 | 3.9346e-05 | 0.0033164 | 3.1364e-10
[120 empty] | 7.3.3.17.5 (Remote Grid) Updates to grid topology to minimize risk of ignition in HFTDs Remote GridWLDFRContact from objectAggregated | WLDFR | HFTD - Distribution - Tier 3 - 4QU CoRE ¦ 2QU LoRE | Non-Red Flag Warning - Destructive Fires | Contact from object | Aggregated | 2045 | 1.4073e-07 | 572.0063 | 8.0499e-05 | 2045 | Mitigation | 0.95 | 45 | 0 | esc | 0.00097009 | 1.3652e-10 | 0.00097009 | 1.3652e-10 | 0.034217 | 3.9346e-05 | 0.0033164 | 3.1364e-10
[120 empty] | 7.3.3.17.5 (Remote Grid) Updates to grid topology to minimize risk of ignition in HFTDs Remote GridWLDFRContact from objectAggregated | WLDFR | HFTD - Distribution - Tier 3 - 4QU CoRE ¦ 2QU LoRE | Non-Red Flag Warning - Destructive Fires | Contact from object | Aggregated | 2046 | 1.4073e-07 | 572.0063 | 8.0499e-05 | 2046 | Mitigation | 0.95 | 45 | 0 | esc | 0.00097009 | 1.3652e-10 | 0.00097009 | 1.3652e-10 | 0.034217 | 3.9346e-05 | 0 | 0
[120 empty] | 7.3.3.17.5 (Remote Grid) Updates to grid topology to minimize risk of ignition in HFTDs Remote GridWLDFRContact from objectAggregated | WLDFR | HFTD - Distribution - Tier 3 - 4QU CoRE ¦ 2QU LoRE | Non-Red Flag Warning - Destructive Fires | Contact from object | Aggregated | 2047 | 1.4073e-07 | 572.0063 | 8.0499e-05 | 2047 | Mitigation | 0.95 | 45 | 0 | esc | 0.00097009 | 1.3652e-10 | 0.00097009 | 1.3652e-10 | 0.034217 | 3.9346e-05 | 0 | 0
[120 empty] | 7.3.3.17.5 (Remote Grid) Updates to grid topology to minimize risk of ignition in HFTDs Remote GridWLDFRContact from objectAggregated | WLDFR | HFTD - Distribution - Tier 3 - 4QU CoRE ¦ 2QU LoRE | Non-Red Flag Warning - Destructive Fires | Contact from object | Aggregated | 2048 | 1.4073e-07 | 572.0063 | 8.0499e-05 | 2048 | Mitigation | 0.95 | 45 | 0 | esc | 0.00097009 | 1.3652e-10 | 0.00097009 | 1.3652e-10 | 0.034217 | 3.9346e-05 | 0.012804 | 3.3086e-09
[120 empty] | 7.3.3.17.5 (Remote Grid) Updates to grid topology to minimize risk of ignition in HFTDs Remote GridWLDFRContact from objectAggregated | WLDFR | HFTD - Distribution - Tier 3 - 4QU CoRE ¦ 2QU LoRE | Non-Red Flag Warning - Destructive Fires | Contact from object | Aggregated | 2049 | 1.4073e-07 | 572.0063 | 8.0499e-05 | 2049 | Mitigation | 0.95 | 45 | 0 | esc | 0.00097009 | 1.3652e-10 | 0.00097009 | 1.3652e-10 | 0.034217 | 3.9346e-05 | 0.012804 | 3.3086e-09
[120 empty] | 7.3.3.17.5 (Remote Grid) Updates to grid topology to minimize risk of ignition in HFTDs Remote GridWLDFRContact from objectAggregated | WLDFR | HFTD - Distribution - Tier 3 - 4QU CoRE ¦ 2QU LoRE | Non-Red Flag Warning - Destructive Fires | Contact from object | Aggregated | 2050 | 1.4073e-07 | 572.0063 | 8.0499e-05 | 2050 | Mitigation | 0.95 | 45 | 0 | esc | 0.00097009 | 1.3652e-10 | 0.00097009 | 1.3652e-10 | 0.034217 | 3.9346e-05 | 0.012804 | 3.3086e-09
[120 empty] | 7.3.3.17.5 (Remote Grid) Updates to grid topology to minimize risk of ignition in HFTDs Remote GridWLDFRContact from objectAggregated | WLDFR | HFTD - Distribution - Tier 3 - 4QU CoRE ¦ 2QU LoRE | Non-Red Flag Warning - Destructive Fires | Contact from object | Aggregated | 2051 | 1.4073e-07 | 572.0063 | 8.0499e-05 | 2051 | Mitigation | 0.95 | 45 | 0 | esc | 0.00097009 | 1.3652e-10 | 0.00097009 | 1.3652e-10 | 0.034217 | 3.9346e-05 | 0.012804 | 3.3086e-09
[120 empty] | 7.3.3.17.5 (Remote Grid) Updates to grid topology to minimize risk of ignition in HFTDs Remote GridWLDFRContact from objectAggregated | WLDFR | HFTD - Distribution - Tier 3 - 4QU CoRE ¦ 2QU LoRE | Non-Red Flag Warning - Destructive Fires | Contact from object | Aggregated | 2052 | 1.4073e-07 | 572.0063 | 8.0499e-05 | 2052 | Mitigation | 0.95 | 45 | 0 | esc | 0.00097009 | 1.3652e-10 | 0.00097009 | 1.3652e-10 | 0.034217 | 3.9346e-05 | 0.012804 | 3.3086e-09
[120 empty] | 7.3.3.17.5 (Remote Grid) Updates to grid topology to minimize risk of ignition in HFTDs Remote GridWLDFRContact from objectAggregated | WLDFR | HFTD - Distribution - Tier 3 - 4QU CoRE ¦ 2QU LoRE | Non-Red Flag Warning - Destructive Fires | Contact from object | Aggregated | 2053 | 1.4073e-07 | 572.0063 | 8.0499e-05 | 2053 | Mitigation | 0.95 | 45 | 0 | esc | 0.00097009 | 1.3652e-10 | 0.00097009 | 1.3652e-10 | 0.034217 | 3.9346e-05 | 0.012804 | 3.3086e-09
[120 empty] | 7.3.3.17.5 (Remote Grid) Updates to grid topology to minimize risk of ignition in HFTDs Remote GridWLDFRContact from objectAggregated | WLDFR | HFTD - Distribution - Tier 3 - 4QU CoRE ¦ 2QU LoRE | Non-Red Flag Warning - Destructive Fires | Contact from object | Aggregated | 2054 | 1.4073e-07 | 572.0063 | 8.0499e-05 | 2054 | Mitigation | 0.95 | 45 | 0 | esc | 0.00097009 | 1.3652e-10 | 0.00097009 | 1.3652e-10 | 0.034217 | 3.9346e-05 | 0.012804 | 3.3086e-09
[120 empty] | 7.3.3.17.5 (Remote Grid) Updates to grid topology to minimize risk of ignition in HFTDs Remote GridWLDFRContact from objectAggregated | WLDFR | HFTD - Distribution - Tier 3 - 4QU CoRE ¦ 2QU LoRE | Non-Red Flag Warning - Destructive Fires | Contact from object | Aggregated | 2055 | 1.4073e-07 | 572.0063 | 8.0499e-05 | 2055 | Mitigation | 0.95 | 45 | 0 | esc | 0.00097009 | 1.3652e-10 | 0.00097009 | 1.3652e-10 | 0.034217 | 3.9346e-05 | 0.012804 | 3.3086e-09
[120 empty] | 7.3.3.17.5 (Remote Grid) Updates to grid topology to minimize risk of ignition in HFTDs Remote GridWLDFRContact from objectAggregated | WLDFR | HFTD - Distribution - Tier 3 - 4QU CoRE ¦ 2QU LoRE | Non-Red Flag Warning - Destructive Fires | Contact from object | Aggregated | 2056 | 1.4073e-07 | 572.0063 | 8.0499e-05 | 2056 | Mitigation | 0.95 | 45 | 0 | esc | 0.00097009 | 1.3652e-10 | 0.00097009 | 1.3652e-10 | 0.034217 | 3.9346e-05 | 0.012804 | 3.3086e-09
[120 empty] | 7.3.3.17.5 (Remote Grid) Updates to grid topology to minimize risk of ignition in HFTDs Remote GridWLDFRContact from objectAggregated | WLDFR | HFTD - Distribution - Tier 3 - 4QU CoRE ¦ 2QU LoRE | Non-Red Flag Warning - Destructive Fires | Contact from object | Aggregated | 2057 | 1.4073e-07 | 572.0063 | 8.0499e-05 | 2057 | Mitigation | 0.95 | 45 | 0 | esc | 0.00097009 | 1.3652e-10 | 0.00097009 | 1.3652e-10 | 0.034217 | 3.9346e-05 | 0.012804 | 3.3086e-09
[120 empty] | 7.3.3.17.5 (Remote Grid) Updates to grid topology to minimize risk of ignition in HFTDs Remote GridWLDFRContact from objectAggregated | WLDFR | HFTD - Distribution - Tier 3 - 4QU CoRE ¦ 2QU LoRE | Non-Red Flag Warning - Destructive Fires | Contact from object | Aggregated | 2058 | 1.4073e-07 | 572.0063 | 8.0499e-05 | 2058 | Mitigation | 0.95 | 45 | 0 | esc | 0.00097009 | 1.3652e-10 | 0.00097009 | 1.3652e-10 | 0.034217 | 3.9346e-05 | 0.012804 | 3.3086e-09
[120 empty] | 7.3.3.17.5 (Remote Grid) Updates to grid topology to minimize risk of ignition in HFTDs Remote GridWLDFRContact from objectAggregated | WLDFR | HFTD - Distribution - Tier 3 - 4QU CoRE ¦ 2QU LoRE | Non-Red Flag Warning - Destructive Fires | Contact from object | Aggregated | 2059 | 1.4073e-07 | 572.0063 | 8.0499e-05 | 2059 | Mitigation | 0.95 | 45 | 0 | esc | 0.00097009 | 1.3652e-10 | 0.00097009 | 1.3652e-10 | 0.034217 | 3.9346e-05 | 0.012804 | 3.3086e-09
[120 empty] | 7.3.3.17.5 (Remote Grid) Updates to grid topology to minimize risk of ignition in HFTDs Remote GridWLDFRContact from objectAggregated | WLDFR | HFTD - Distribution - Tier 3 - 4QU CoRE ¦ 2QU LoRE | Non-Red Flag Warning - Destructive Fires | Contact from object | Aggregated | 2060 | 1.4073e-07 | 572.0063 | 8.0499e-05 | 2060 | Mitigation | 0.95 | 45 | 0 | esc | 0.00097009 | 1.3652e-10 | 0.00097009 | 1.3652e-10 | 0.034217 | 3.9346e-05 | 0.012804 | 3.3086e-09
[120 empty] | 7.3.3.17.5 (Remote Grid) Updates to grid topology to minimize risk of ignition in HFTDs Remote GridWLDFRContact from objectAggregated | WLDFR | HFTD - Distribution - Tier 3 - 4QU CoRE ¦ 2QU LoRE | Non-Red Flag Warning - Destructive Fires | Contact from object | Aggregated | 2061 | 1.4073e-07 | 572.0063 | 8.0499e-05 | 2061 | Mitigation | 0.95 | 45 | 0 | esc | 0.00097009 | 1.3652e-10 | 0.00097009 | 1.3652e-10 | 0.034217 | 3.9346e-05 | 0.012804 | 3.3086e-09
[120 empty] | 7.3.3.17.5 (Remote Grid) Updates to grid topology to minimize risk of ignition in HFTDs Remote GridWLDFRContact from objectAggregated | WLDFR | HFTD - Distribution - Tier 3 - 4QU CoRE ¦ 2QU LoRE | Non-Red Flag Warning - Destructive Fires | Contact from object | Aggregated | 2062 | 1.4073e-07 | 572.0063 | 8.0499e-05 | 2062 | Mitigation | 0.95 | 45 | 0 | esc | 0.00097009 | 1.3652e-10 | 0.00097009 | 1.3652e-10 | 0.034217 | 3.9346e-05 | 0.012804 | 3.3086e-09
[120 empty] | 7.3.3.17.5 (Remote Grid) Updates to grid topology to minimize risk of ignition in HFTDs Remote GridWLDFRContact from objectAggregated | WLDFR | HFTD - Distribution - Tier 3 - 4QU CoRE ¦ 2QU LoRE | Non-Red Flag Warning - Destructive Fires | Contact from object | Aggregated | 2063 | 1.4073e-07 | 572.0063 | 8.0499e-05 | 2063 | Mitigation | 0.95 | 45 | 0 | esc | 0.00097009 | 1.3652e-10 | 0.00097009 | 1.3652e-10 | 0.034217 | 3.9346e-05 | 0.012804 | 3.3086e-09
[120 empty] | 7.3.3.17.5 (Remote Grid) Updates to grid topology to minimize risk of ignition in HFTDs Remote GridWLDFRContact from objectAggregated | WLDFR | HFTD - Distribution - Tier 3 - 4QU CoRE ¦ 2QU LoRE | Non-Red Flag Warning - Destructive Fires | Contact from object | Aggregated | 2064 | 1.4073e-07 | 572.0063 | 8.0499e-05 | 2064 | Mitigation | 0.95 | 45 | 0 | esc | 0.00097009 | 1.3652e-10 | 0.00097009 | 1.3652e-10 | 0.034217 | 3.9346e-05 | 0.012804 | 3.3086e-09
[120 empty] | 7.3.3.17.5 (Remote Grid) Updates to grid topology to minimize risk of ignition in HFTDs Remote GridWLDFRContact from objectAggregated | WLDFR | HFTD - Distribution - Tier 3 - 4QU CoRE ¦ 2QU LoRE | Non-Red Flag Warning - Destructive Fires | Contact from object | Aggregated | 2065 | 1.4073e-07 | 572.0063 | 8.0499e-05 | 2065 | Mitigation | 0.95 | 45 | 0 | esc | 0.00097009 | 1.3652e-10 | 0.00097009 | 1.3652e-10 | 0.034217 | 3.9346e-05 | 0.012804 | 3.3086e-09
[120 empty] | 7.3.3.17.5 (Remote Grid) Updates to grid topology to minimize risk of ignition in HFTDs Remote GridWLDFRContact from objectAggregated | WLDFR | HFTD - Distribution - Tier 3 - 4QU CoRE ¦ 2QU LoRE | Non-Red Flag Warning - Destructive Fires | Contact from object | Aggregated | 2066 | 1.4073e-07 | 572.0063 | 8.0499e-05 | 2066 | Mitigation | 0.95 | 45 | 0 | esc | 0.00097009 | 1.3652e-10 | 0.00097009 | 1.3652e-10 | 0.034217 | 3.9346e-05 | 0.012804 | 3.3086e-09
[120 empty] | 7.3.3.17.5 (Remote Grid) Updates to grid topology to minimize risk of ignition in HFTDs Remote GridWLDFRContact from objectAggregated | WLDFR | HFTD - Distribution - Tier 3 - 4QU CoRE ¦ 2QU LoRE | Non-Red Flag Warning - Destructive Fires | Contact from object | Aggregated | 2067 | 1.4073e-07 | 572.0063 | 8.0499e-05 | 2067 | Mitigation | 0.95 | 45 | 0 | esc | 0 | 0 | 0.00097009 | 1.3652e-10 | 0.034217 | 3.9346e-05 | 0.012804 | 3.3086e-09
[120 empty] | 7.3.3.17.5 (Remote Grid) Updates to grid topology to minimize risk of ignition in HFTDs Remote GridWLDFRContaminationAggregated | WLDFR | HFTD - Distribution - Tier 3 - 4QU CoRE ¦ 2QU LoRE | Non-Red Flag Warning - Destructive Fires | Contamination | Aggregated | 2022 | 3.4893e-09 | 572.0063 | 1.9959e-06 | 2022 | Mitigation | 0.95 | 45 | 0 | esc | 0.00097009 | 3.3849e-12 | 0 | 0 | 0.034217 | 3.9346e-05 | 0.012804 | 3.3086e-09
[120 empty] | 7.3.3.17.5 (Remote Grid) Updates to grid topology to minimize risk of ignition in HFTDs Remote GridWLDFRContaminationAggregated | WLDFR | HFTD - Distribution - Tier 3 - 4QU CoRE ¦ 2QU LoRE | Non-Red Flag Warning - Destructive Fires | Contamination | Aggregated | 2023 | 3.4893e-09 | 572.0063 | 1.9959e-06 | 2023 | Mitigation | 0.95 | 45 | 0 | esc | 0.00097009 | 3.3849e-12 | 0.00097009 | 3.3849e-12 | 0.034217 | 3.9346e-05 | 0.012804 | 3.3086e-09
[120 empty] | 7.3.3.17.5 (Remote Grid) Updates to grid topology to minimize risk of ignition in HFTDs Remote GridWLDFRContaminationAggregated | WLDFR | HFTD - Distribution - Tier 3 - 4QU CoRE ¦ 2QU LoRE | Non-Red Flag Warning - Destructive Fires | Contamination | Aggregated | 2024 | 3.4893e-09 | 572.0063 | 1.9959e-06 | 2024 | Mitigation | 0.95 | 45 | 0 | esc | 0.00097009 | 3.3849e-12 | 0.00097009 | 3.3849e-12 | 0.034217 | 3.9346e-05 | 0.012804 | 3.3086e-09
[120 empty] | 7.3.3.17.5 (Remote Grid) Updates to grid topology to minimize risk of ignition in HFTDs Remote GridWLDFRContaminationAggregated | WLDFR | HFTD - Distribution - Tier 3 - 4QU CoRE ¦ 2QU LoRE | Non-Red Flag Warning - Destructive Fires | Contamination | Aggregated | 2025 | 3.4893e-09 | 572.0063 | 1.9959e-06 | 2025 | Mitigation | 0.95 | 45 | 0 | esc | 0.00097009 | 3.3849e-12 | 0.00097009 | 3.3849e-12 | 0.034217 | 3.9346e-05 | 0.012804 | 3.3086e-09
[120 empty] | 7.3.3.17.5 (Remote Grid) Updates to grid topology to minimize risk of ignition in HFTDs Remote GridWLDFRContaminationAggregated | WLDFR | HFTD - Distribution - Tier 3 - 4QU CoRE ¦ 2QU LoRE | Non-Red Flag Warning - Destructive Fires | Contamination | Aggregated | 2026 | 3.4893e-09 | 572.0063 | 1.9959e-06 | 2026 | Mitigation | 0.95 | 45 | 0 | esc | 0.00097009 | 3.3849e-12 | 0.00097009 | 3.3849e-12 | 0.034217 | 3.9346e-05 | 0.012804 | 3.3086e-09
[120 empty] | 7.3.3.17.5 (Remote Grid) Updates to grid topology to minimize risk of ignition in HFTDs Remote GridWLDFRContaminationAggregated | WLDFR | HFTD - Distribution - Tier 3 - 4QU CoRE ¦ 2QU LoRE | Non-Red Flag Warning - Destructive Fires | Contamination | Aggregated | 2027 | 3.4893e-09 | 572.0063 | 1.9959e-06 | 2027 | Mitigation | 0.95 | 45 | 0 | esc | 0.00097009 | 3.3849e-12 | 0.00097009 | 3.3849e-12 | 0.034217 | 3.9346e-05 | 0.012804 | 3.3086e-09
[120 empty] | 7.3.3.17.5 (Remote Grid) Updates to grid topology to minimize risk of ignition in HFTDs Remote GridWLDFRContaminationAggregated | WLDFR | HFTD - Distribution - Tier 3 - 4QU CoRE ¦ 2QU LoRE | Non-Red Flag Warning - Destructive Fires | Contamination | Aggregated | 2028 | 3.4893e-09 | 572.0063 | 1.9959e-06 | 2028 | Mitigation | 0.95 | 45 | 0 | esc | 0.00097009 | 3.3849e-12 | 0.00097009 | 3.3849e-12 | 0.034217 | 3.9346e-05 | 0.012804 | 3.3086e-09
[120 empty] | 7.3.3.17.5 (Remote Grid) Updates to grid topology to minimize risk of ignition in HFTDs Remote GridWLDFRContaminationAggregated | WLDFR | HFTD - Distribution - Tier 3 - 4QU CoRE ¦ 2QU LoRE | Non-Red Flag Warning - Destructive Fires | Contamination | Aggregated | 2029 | 3.4893e-09 | 572.0063 | 1.9959e-06 | 2029 | Mitigation | 0.95 | 45 | 0 | esc | 0.00097009 | 3.3849e-12 | 0.00097009 | 3.3849e-12 | 0.034217 | 3.9346e-05 | 0.012804 | 3.3086e-09
[120 empty] | 7.3.3.17.5 (Remote Grid) Updates to grid topology to minimize risk of ignition in HFTDs Remote GridWLDFRContaminationAggregated | WLDFR | HFTD - Distribution - Tier 3 - 4QU CoRE ¦ 2QU LoRE | Non-Red Flag Warning - Destructive Fires | Contamination | Aggregated | 2030 | 3.4893e-09 | 572.0063 | 1.9959e-06 | 2030 | Mitigation | 0.95 | 45 | 0 | esc | 0.00097009 | 3.3849e-12 | 0.00097009 | 3.3849e-12 | 0 | 0 | 0.012804 | 3.3086e-09
[120 empty] | 7.3.3.17.5 (Remote Grid) Updates to grid topology to minimize risk of ignition in HFTDs Remote GridWLDFRContaminationAggregated | WLDFR | HFTD - Distribution - Tier 3 - 4QU CoRE ¦ 2QU LoRE | Non-Red Flag Warning - Destructive Fires | Contamination | Aggregated | 2031 | 3.4893e-09 | 572.0063 | 1.9959e-06 | 2031 | Mitigation | 0.95 | 45 | 0 | esc | 0.00097009 | 3.3849e-12 | 0.00097009 | 3.3849e-12 | 0.034217 | 8.2563e-07 | 0.012804 | 3.3086e-09
[120 empty] | 7.3.3.17.5 (Remote Grid) Updates to grid topology to minimize risk of ignition in HFTDs Remote GridWLDFRContaminationAggregated | WLDFR | HFTD - Distribution - Tier 3 - 4QU CoRE ¦ 2QU LoRE | Non-Red Flag Warning - Destructive Fires | Contamination | Aggregated | 2032 | 3.4893e-09 | 572.0063 | 1.9959e-06 | 2032 | Mitigation | 0.95 | 45 | 0 | esc | 0.00097009 | 3.3849e-12 | 0.00097009 | 3.3849e-12 | 0.034217 | 8.2563e-07 | 0 | 0
[120 empty] | 7.3.3.17.5 (Remote Grid) Updates to grid topology to minimize risk of ignition in HFTDs Remote GridWLDFRContaminationAggregated | WLDFR | HFTD - Distribution - Tier 3 - 4QU CoRE ¦ 2QU LoRE | Non-Red Flag Warning - Destructive Fires | Contamination | Aggregated | 2033 | 3.4893e-09 | 572.0063 | 1.9959e-06 | 2033 | Mitigation | 0.95 | 45 | 0 | esc | 0.00097009 | 3.3849e-12 | 0.00097009 | 3.3849e-12 | 0.034217 | 8.2563e-07 | 0 | 0
[120 empty] | 7.3.3.17.5 (Remote Grid) Updates to grid topology to minimize risk of ignition in HFTDs Remote GridWLDFRContaminationAggregated | WLDFR | HFTD - Distribution - Tier 3 - 4QU CoRE ¦ 2QU LoRE | Non-Red Flag Warning - Destructive Fires | Contamination | Aggregated | 2034 | 3.4893e-09 | 572.0063 | 1.9959e-06 | 2034 | Mitigation | 0.95 | 45 | 0 | esc | 0.00097009 | 3.3849e-12 | 0.00097009 | 3.3849e-12 | 0.034217 | 8.2563e-07 | 0.014899 | 3.5119e-10
[120 empty] | 7.3.3.17.5 (Remote Grid) Updates to grid topology to minimize risk of ignition in HFTDs Remote GridWLDFRContaminationAggregated | WLDFR | HFTD - Distribution - Tier 3 - 4QU CoRE ¦ 2QU LoRE | Non-Red Flag Warning - Destructive Fires | Contamination | Aggregated | 2035 | 3.4893e-09 | 572.0063 | 1.9959e-06 | 2035 | Mitigation | 0.95 | 45 | 0 | esc | 0.00097009 | 3.3849e-12 | 0.00097009 | 3.3849e-12 | 0.034217 | 8.2563e-07 | 0.014899 | 3.5119e-10
[120 empty] | 7.3.3.17.5 (Remote Grid) Updates to grid topology to minimize risk of ignition in HFTDs Remote GridWLDFRContaminationAggregated | WLDFR | HFTD - Distribution - Tier 3 - 4QU CoRE ¦ 2QU LoRE | Non-Red Flag Warning - Destructive Fires | Contamination | Aggregated | 2036 | 3.4893e-09 | 572.0063 | 1.9959e-06 | 2036 | Mitigation | 0.95 | 45 | 0 | esc | 0.00097009 | 3.3849e-12 | 0.00097009 | 3.3849e-12 | 0.034217 | 8.2563e-07 | 0.014899 | 3.5119e-10
[120 empty] | 7.3.3.17.5 (Remote Grid) Updates to grid topology to minimize risk of ignition in HFTDs Remote GridWLDFRContaminationAggregated | WLDFR | HFTD - Distribution - Tier 3 - 4QU CoRE ¦ 2QU LoRE | Non-Red Flag Warning - Destructive Fires | Contamination | Aggregated | 2037 | 3.4893e-09 | 572.0063 | 1.9959e-06 | 2037 | Mitigation | 0.95 | 45 | 0 | esc | 0.00097009 | 3.3849e-12 | 0.00097009 | 3.3849e-12 | 0.034217 | 8.2563e-07 | 0.014899 | 3.5119e-10
[120 empty] | 7.3.3.17.5 (Remote Grid) Updates to grid topology to minimize risk of ignition in HFTDs Remote GridWLDFRContaminationAggregated | WLDFR | HFTD - Distribution - Tier 3 - 4QU CoRE ¦ 2QU LoRE | Non-Red Flag Warning - Destructive Fires | Contamination | Aggregated | 2038 | 3.4893e-09 | 572.0063 | 1.9959e-06 | 2038 | Mitigation | 0.95 | 45 | 0 | esc | 0.00097009 | 3.3849e-12 | 0.00097009 | 3.3849e-12 | 0.034217 | 8.2563e-07 | 0.014899 | 3.5119e-10
[120 empty] | 7.3.3.17.5 (Remote Grid) Updates to grid topology to minimize risk of ignition in HFTDs Remote GridWLDFRContaminationAggregated | WLDFR | HFTD - Distribution - Tier 3 - 4QU CoRE ¦ 2QU LoRE | Non-Red Flag Warning - Destructive Fires | Contamination | Aggregated | 2039 | 3.4893e-09 | 572.0063 | 1.9959e-06 | 2039 | Mitigation | 0.95 | 45 | 0 | esc | 0.00097009 | 3.3849e-12 | 0.00097009 | 3.3849e-12 | 0.034217 | 8.2563e-07 | 0.014899 | 3.5119e-10
[120 empty] | 7.3.3.17.5 (Remote Grid) Updates to grid topology to minimize risk of ignition in HFTDs Remote GridWLDFRContaminationAggregated | WLDFR | HFTD - Distribution - Tier 3 - 4QU CoRE ¦ 2QU LoRE | Non-Red Flag Warning - Destructive Fires | Contamination | Aggregated | 2040 | 3.4893e-09 | 572.0063 | 1.9959e-06 | 2040 | Mitigation | 0.95 | 45 | 0 | esc | 0.00097009 | 3.3849e-12 | 0.00097009 | 3.3849e-12 | 0.034217 | 8.2563e-07 | 0.014899 | 3.5119e-10
[120 empty] | 7.3.3.17.5 (Remote Grid) Updates to grid topology to minimize risk of ignition in HFTDs Remote GridWLDFRContaminationAggregated | WLDFR | HFTD - Distribution - Tier 3 - 4QU CoRE ¦ 2QU LoRE | Non-Red Flag Warning - Destructive Fires | Contamination | Aggregated | 2041 | 3.4893e-09 | 572.0063 | 1.9959e-06 | 2041 | Mitigation | 0.95 | 45 | 0 | esc | 0.00097009 | 3.3849e-12 | 0.00097009 | 3.3849e-12 | 0.034217 | 8.2563e-07 | 0.014899 | 3.5119e-10
[120 empty] | 7.3.3.17.5 (Remote Grid) Updates to grid topology to minimize risk of ignition in HFTDs Remote GridWLDFRContaminationAggregated | WLDFR | HFTD - Distribution - Tier 3 - 4QU CoRE ¦ 2QU LoRE | Non-Red Flag Warning - Destructive Fires | Contamination | Aggregated | 2042 | 3.4893e-09 | 572.0063 | 1.9959e-06 | 2042 | Mitigation | 0.95 | 45 | 0 | esc | 0.00097009 | 3.3849e-12 | 0.00097009 | 3.3849e-12 | 0.034217 | 8.2563e-07 | 0.014899 | 3.5119e-10
[120 empty] | 7.3.3.17.5 (Remote Grid) Updates to grid topology to minimize risk of ignition in HFTDs Remote GridWLDFRContaminationAggregated | WLDFR | HFTD - Distribution - Tier 3 - 4QU CoRE ¦ 2QU LoRE | Non-Red Flag Warning - Destructive Fires | Contamination | Aggregated | 2043 | 3.4893e-09 | 572.0063 | 1.9959e-06 | 2043 | Mitigation | 0.95 | 45 | 0 | esc | 0.00097009 | 3.3849e-12 | 0.00097009 | 3.3849e-12 | 0.034217 | 8.2563e-07 | 0.014899 | 3.5119e-10
[120 empty] | 7.3.3.17.5 (Remote Grid) Updates to grid topology to minimize risk of ignition in HFTDs Remote GridWLDFRContaminationAggregated | WLDFR | HFTD - Distribution - Tier 3 - 4QU CoRE ¦ 2QU LoRE | Non-Red Flag Warning - Destructive Fires | Contamination | Aggregated | 2044 | 3.4893e-09 | 572.0063 | 1.9959e-06 | 2044 | Mitigation | 0.95 | 45 | 0 | esc | 0.00097009 | 3.3849e-12 | 0.00097009 | 3.3849e-12 | 0.034217 | 8.2563e-07 | 0.014899 | 3.5119e-10
[120 empty] | 7.3.3.17.5 (Remote Grid) Updates to grid topology to minimize risk of ignition in HFTDs Remote GridWLDFRContaminationAggregated | WLDFR | HFTD - Distribution - Tier 3 - 4QU CoRE ¦ 2QU LoRE | Non-Red Flag Warning - Destructive Fires | Contamination | Aggregated | 2045 | 3.4893e-09 | 572.0063 | 1.9959e-06 | 2045 | Mitigation | 0.95 | 45 | 0 | esc | 0.00097009 | 3.3849e-12 | 0.00097009 | 3.3849e-12 | 0.034217 | 8.2563e-07 | 0.014899 | 3.5119e-10
[120 empty] | 7.3.3.17.5 (Remote Grid) Updates to grid topology to minimize risk of ignition in HFTDs Remote GridWLDFRContaminationAggregated | WLDFR | HFTD - Distribution - Tier 3 - 4QU CoRE ¦ 2QU LoRE | Non-Red Flag Warning - Destructive Fires | Contamination | Aggregated | 2046 | 3.4893e-09 | 572.0063 | 1.9959e-06 | 2046 | Mitigation | 0.95 | 45 | 0 | esc | 0.00097009 | 3.3849e-12 | 0.00097009 | 3.3849e-12 | 0.034217 | 8.2563e-07 | 0.014899 | 3.5119e-10
[120 empty] | 7.3.3.17.5 (Remote Grid) Updates to grid topology to minimize risk of ignition in HFTDs Remote GridWLDFRContaminationAggregated | WLDFR | HFTD - Distribution - Tier 3 - 4QU CoRE ¦ 2QU LoRE | Non-Red Flag Warning - Destructive Fires | Contamination | Aggregated | 2047 | 3.4893e-09 | 572.0063 | 1.9959e-06 | 2047 | Mitigation | 0.95 | 45 | 0 | esc | 0.00097009 | 3.3849e-12 | 0.00097009 | 3.3849e-12 | 0.034217 | 8.2563e-07 | 0.014899 | 3.5119e-10
[120 empty] | 7.3.3.17.5 (Remote Grid) Updates to grid topology to minimize risk of ignition in HFTDs Remote GridWLDFRContaminationAggregated | WLDFR | HFTD - Distribution - Tier 3 - 4QU CoRE ¦ 2QU LoRE | Non-Red Flag Warning - Destructive Fires | Contamination | Aggregated | 2048 | 3.4893e-09 | 572.0063 | 1.9959e-06 | 2048 | Mitigation | 0.95 | 45 | 0 | esc | 0.00097009 | 3.3849e-12 | 0.00097009 | 3.3849e-12 | 0.034217 | 8.2563e-07 | 0.014899 | 3.5119e-10
[120 empty] | 7.3.3.17.5 (Remote Grid) Updates to grid topology to minimize risk of ignition in HFTDs Remote GridWLDFRContaminationAggregated | WLDFR | HFTD - Distribution - Tier 3 - 4QU CoRE ¦ 2QU LoRE | Non-Red Flag Warning - Destructive Fires | Contamination | Aggregated | 2049 | 3.4893e-09 | 572.0063 | 1.9959e-06 | 2049 | Mitigation | 0.95 | 45 | 0 | esc | 0.00097009 | 3.3849e-12 | 0.00097009 | 3.3849e-12 | 0.034217 | 8.2563e-07 | 0.014899 | 3.5119e-10
[120 empty] | 7.3.3.17.5 (Remote Grid) Updates to grid topology to minimize risk of ignition in HFTDs Remote GridWLDFRContaminationAggregated | WLDFR | HFTD - Distribution - Tier 3 - 4QU CoRE ¦ 2QU LoRE | Non-Red Flag Warning - Destructive Fires | Contamination | Aggregated | 2050 | 3.4893e-09 | 572.0063 | 1.9959e-06 | 2050 | Mitigation | 0.95 | 45 | 0 | esc | 0.00097009 | 3.3849e-12 | 0.00097009 | 3.3849e-12 | 0.034217 | 8.2563e-07 | 0.014899 | 3.5119e-10
[120 empty] | 7.3.3.17.5 (Remote Grid) Updates to grid topology to minimize risk of ignition in HFTDs Remote GridWLDFRContaminationAggregated | WLDFR | HFTD - Distribution - Tier 3 - 4QU CoRE ¦ 2QU LoRE | Non-Red Flag Warning - Destructive Fires | Contamination | Aggregated | 2051 | 3.4893e-09 | 572.0063 | 1.9959e-06 | 2051 | Mitigation | 0.95 | 45 | 0 | esc | 0.00097009 | 3.3849e-12 | 0.00097009 | 3.3849e-12 | 0.034217 | 8.2563e-07 | 0.014899 | 3.5119e-10
[120 empty] | 7.3.3.17.5 (Remote Grid) Updates to grid topology to minimize risk of ignition in HFTDs Remote GridWLDFRContaminationAggregated | WLDFR | HFTD - Distribution - Tier 3 - 4QU CoRE ¦ 2QU LoRE | Non-Red Flag Warning - Destructive Fires | Contamination | Aggregated | 2052 | 3.4893e-09 | 572.0063 | 1.9959e-06 | 2052 | Mitigation | 0.95 | 45 | 0 | esc | 0.00097009 | 3.3849e-12 | 0.00097009 | 3.3849e-12 | 0.034217 | 8.2563e-07 | 0.014899 | 3.5119e-10
[120 empty] | 7.3.3.17.5 (Remote Grid) Updates to grid topology to minimize risk of ignition in HFTDs Remote GridWLDFRContaminationAggregated | WLDFR | HFTD - Distribution - Tier 3 - 4QU CoRE ¦ 2QU LoRE | Non-Red Flag Warning - Destructive Fires | Contamination | Aggregated | 2053 | 3.4893e-09 | 572.0063 | 1.9959e-06 | 2053 | Mitigation | 0.95 | 45 | 0 | esc | 0.00097009 | 3.3849e-12 | 0.00097009 | 3.3849e-12 | 0.034217 | 8.2563e-07 | 0.014899 | 3.5119e-10
[120 empty] | 7.3.3.17.5 (Remote Grid) Updates to grid topology to minimize risk of ignition in HFTDs Remote GridWLDFRContaminationAggregated | WLDFR | HFTD - Distribution - Tier 3 - 4QU CoRE ¦ 2QU LoRE | Non-Red Flag Warning - Destructive Fires | Contamination | Aggregated | 2054 | 3.4893e-09 | 572.0063 | 1.9959e-06 | 2054 | Mitigation | 0.95 | 45 | 0 | esc | 0.00097009 | 3.3849e-12 | 0.00097009 | 3.3849e-12 | 0.034217 | 8.2563e-07 | 0.014899 | 3.5119e-10
[120 empty] | 7.3.3.17.5 (Remote Grid) Updates to grid topology to minimize risk of ignition in HFTDs Remote GridWLDFRContaminationAggregated | WLDFR | HFTD - Distribution - Tier 3 - 4QU CoRE ¦ 2QU LoRE | Non-Red Flag Warning - Destructive Fires | Contamination | Aggregated | 2055 | 3.4893e-09 | 572.0063 | 1.9959e-06 | 2055 | Mitigation | 0.95 | 45 | 0 | esc | 0.00097009 | 3.3849e-12 | 0.00097009 | 3.3849e-12 | 0.034217 | 8.2563e-07 | 0.014899 | 3.5119e-10
[120 empty] | 7.3.3.17.5 (Remote Grid) Updates to grid topology to minimize risk of ignition in HFTDs Remote GridWLDFRContaminationAggregated | WLDFR | HFTD - Distribution - Tier 3 - 4QU CoRE ¦ 2QU LoRE | Non-Red Flag Warning - Destructive Fires | Contamination | Aggregated | 2056 | 3.4893e-09 | 572.0063 | 1.9959e-06 | 2056 | Mitigation | 0.95 | 45 | 0 | esc | 0.00097009 | 3.3849e-12 | 0.00097009 | 3.3849e-12 | 0.034217 | 8.2563e-07 | 0.014899 | 3.5119e-10
[120 empty] | 7.3.3.17.5 (Remote Grid) Updates to grid topology to minimize risk of ignition in HFTDs Remote GridWLDFRContaminationAggregated | WLDFR | HFTD - Distribution - Tier 3 - 4QU CoRE ¦ 2QU LoRE | Non-Red Flag Warning - Destructive Fires | Contamination | Aggregated | 2057 | 3.4893e-09 | 572.0063 | 1.9959e-06 | 2057 | Mitigation | 0.95 | 45 | 0 | esc | 0.00097009 | 3.3849e-12 | 0.00097009 | 3.3849e-12 | 0.034217 | 8.2563e-07 | 0.014899 | 3.5119e-10
[120 empty] | 7.3.3.17.5 (Remote Grid) Updates to grid topology to minimize risk of ignition in HFTDs Remote GridWLDFRContaminationAggregated | WLDFR | HFTD - Distribution - Tier 3 - 4QU CoRE ¦ 2QU LoRE | Non-Red Flag Warning - Destructive Fires | Contamination | Aggregated | 2058 | 3.4893e-09 | 572.0063 | 1.9959e-06 | 2058 | Mitigation | 0.95 | 45 | 0 | esc | 0.00097009 | 3.3849e-12 | 0.00097009 | 3.3849e-12 | 0.034217 | 8.2563e-07 | 0.014899 | 3.5119e-10
[120 empty] | 7.3.3.17.5 (Remote Grid) Updates to grid topology to minimize risk of ignition in HFTDs Remote GridWLDFRContaminationAggregated | WLDFR | HFTD - Distribution - Tier 3 - 4QU CoRE ¦ 2QU LoRE | Non-Red Flag Warning - Destructive Fires | Contamination | Aggregated | 2059 | 3.4893e-09 | 572.0063 | 1.9959e-06 | 2059 | Mitigation | 0.95 | 45 | 0 | esc | 0.00097009 | 3.3849e-12 | 0.00097009 | 3.3849e-12 | 0.034217 | 8.2563e-07 | 0.014899 | 3.5119e-10
[120 empty] | 7.3.3.17.5 (Remote Grid) Updates to grid topology to minimize risk of ignition in HFTDs Remote GridWLDFRContaminationAggregated | WLDFR | HFTD - Distribution - Tier 3 - 4QU CoRE ¦ 2QU LoRE | Non-Red Flag Warning - Destructive Fires | Contamination | Aggregated | 2060 | 3.4893e-09 | 572.0063 | 1.9959e-06 | 2060 | Mitigation | 0.95 | 45 | 0 | esc | 0.00097009 | 3.3849e-12 | 0.00097009 | 3.3849e-12 | 0.034217 | 8.2563e-07 | 0.014899 | 3.5119e-10
[120 empty] | 7.3.3.17.5 (Remote Grid) Updates to grid topology to minimize risk of ignition in HFTDs Remote GridWLDFRContaminationAggregated | WLDFR | HFTD - Distribution - Tier 3 - 4QU CoRE ¦ 2QU LoRE | Non-Red Flag Warning - Destructive Fires | Contamination | Aggregated | 2061 | 3.4893e-09 | 572.0063 | 1.9959e-06 | 2061 | Mitigation | 0.95 | 45 | 0 | esc | 0.00097009 | 3.3849e-12 | 0.00097009 | 3.3849e-12 | 0.034217 | 8.2563e-07 | 0.014899 | 3.5119e-10
[120 empty] | 7.3.3.17.5 (Remote Grid) Updates to grid topology to minimize risk of ignition in HFTDs Remote GridWLDFRContaminationAggregated | WLDFR | HFTD - Distribution - Tier 3 - 4QU CoRE ¦ 2QU LoRE | Non-Red Flag Warning - Destructive Fires | Contamination | Aggregated | 2062 | 3.4893e-09 | 572.0063 | 1.9959e-06 | 2062 | Mitigation | 0.95 | 45 | 0 | esc | 0.00097009 | 3.3849e-12 | 0.00097009 | 3.3849e-12 | 0.034217 | 8.2563e-07 | 0.014899 | 3.5119e-10
[120 empty] | 7.3.3.17.5 (Remote Grid) Updates to grid topology to minimize risk of ignition in HFTDs Remote GridWLDFRContaminationAggregated | WLDFR | HFTD - Distribution - Tier 3 - 4QU CoRE ¦ 2QU LoRE | Non-Red Flag Warning - Destructive Fires | Contamination | Aggregated | 2063 | 3.4893e-09 | 572.0063 | 1.9959e-06 | 2063 | Mitigation | 0.95 | 45 | 0 | esc | 0.00097009 | 3.3849e-12 | 0.00097009 | 3.3849e-12 | 0.034217 | 8.2563e-07 | 0.014899 | 3.5119e-10
[120 empty] | 7.3.3.17.5 (Remote Grid) Updates to grid topology to minimize risk of ignition in HFTDs Remote GridWLDFRContaminationAggregated | WLDFR | HFTD - Distribution - Tier 3 - 4QU CoRE ¦ 2QU LoRE | Non-Red Flag Warning - Destructive Fires | Contamination | Aggregated | 2064 | 3.4893e-09 | 572.0063 | 1.9959e-06 | 2064 | Mitigation | 0.95 | 45 | 0 | esc | 0.00097009 | 3.3849e-12 | 0.00097009 | 3.3849e-12 | 0.034217 | 8.2563e-07 | 0 | 0
[120 empty] | 7.3.3.17.5 (Remote Grid) Updates to grid topology to minimize risk of ignition in HFTDs Remote GridWLDFRContaminationAggregated | WLDFR | HFTD - Distribution - Tier 3 - 4QU CoRE ¦ 2QU LoRE | Non-Red Flag Warning - Destructive Fires | Contamination | Aggregated | 2065 | 3.4893e-09 | 572.0063 | 1.9959e-06 | 2065 | Mitigation | 0.95 | 45 | 0 | esc | 0.00097009 | 3.3849e-12 | 0.00097009 | 3.3849e-12 | 0.034217 | 8.2563e-07 | 0 | 0
[120 empty] | 7.3.3.17.5 (Remote Grid) Updates to grid topology to minimize risk of ignition in HFTDs Remote GridWLDFRContaminationAggregated | WLDFR | HFTD - Distribution - Tier 3 - 4QU CoRE ¦ 2QU LoRE | Non-Red Flag Warning - Destructive Fires | Contamination | Aggregated | 2066 | 3.4893e-09 | 572.0063 | 1.9959e-06 | 2066 | Mitigation | 0.95 | 45 | 0 | esc | 0.00097009 | 3.3849e-12 | 0.00097009 | 3.3849e-12 | 0.034217 | 8.2563e-07 | 0.008942 | 7.4967e-10
[120 empty] | 7.3.3.17.5 (Remote Grid) Updates to grid topology to minimize risk of ignition in HFTDs Remote GridWLDFRContaminationAggregated | WLDFR | HFTD - Distribution - Tier 3 - 4QU CoRE ¦ 2QU LoRE | Non-Red Flag Warning - Destructive Fires | Contamination | Aggregated | 2067 | 3.4893e-09 | 572.0063 | 1.9959e-06 | 2067 | Mitigation | 0.95 | 45 | 0 | esc | 0 | 0 | 0.00097009 | 3.3849e-12 | 0.034217 | 8.2563e-07 | 0.008942 | 7.4967e-10
[120 empty] | 7.3.3.17.5 (Remote Grid) Updates to grid topology to minimize risk of ignition in HFTDs Remote GridWLDFREquipment / facility failureAggregated | WLDFR | HFTD - Distribution - Tier 3 - 4QU CoRE ¦ 2QU LoRE | Non-Red Flag Warning - Destructive Fires | Equipment / facility failure | Aggregated | 2022 | 3.7998e-08 | 572.0063 | 2.1735e-05 | 2022 | Mitigation | 0.95 | 45 | 0 | esc | 0.00097009 | 3.6861e-11 | 0 | 0 | 0.034217 | 8.2563e-07 | 0.008942 | 7.4967e-10
[120 empty] | 7.3.3.17.5 (Remote Grid) Updates to grid topology to minimize risk of ignition in HFTDs Remote GridWLDFREquipment / facility failureAggregated | WLDFR | HFTD - Distribution - Tier 3 - 4QU CoRE ¦ 2QU LoRE | Non-Red Flag Warning - Destructive Fires | Equipment / facility failure | Aggregated | 2023 | 3.7998e-08 | 572.0063 | 2.1735e-05 | 2023 | Mitigation | 0.95 | 45 | 0 | esc | 0.00097009 | 3.6861e-11 | 0.00097009 | 3.6861e-11 | 0.034217 | 8.2563e-07 | 0.008942 | 7.4967e-10
[120 empty] | 7.3.3.17.5 (Remote Grid) Updates to grid topology to minimize risk of ignition in HFTDs Remote GridWLDFREquipment / facility failureAggregated | WLDFR | HFTD - Distribution - Tier 3 - 4QU CoRE ¦ 2QU LoRE | Non-Red Flag Warning - Destructive Fires | Equipment / facility failure | Aggregated | 2024 | 3.7998e-08 | 572.0063 | 2.1735e-05 | 2024 | Mitigation | 0.95 | 45 | 0 | esc | 0.00097009 | 3.6861e-11 | 0.00097009 | 3.6861e-11 | 0.034217 | 8.2563e-07 | 0.008942 | 7.4967e-10
[120 empty] | 7.3.3.17.5 (Remote Grid) Updates to grid topology to minimize risk of ignition in HFTDs Remote GridWLDFREquipment / facility failureAggregated | WLDFR | HFTD - Distribution - Tier 3 - 4QU CoRE ¦ 2QU LoRE | Non-Red Flag Warning - Destructive Fires | Equipment / facility failure | Aggregated | 2025 | 3.7998e-08 | 572.0063 | 2.1735e-05 | 2025 | Mitigation | 0.95 | 45 | 0 | esc | 0.00097009 | 3.6861e-11 | 0.00097009 | 3.6861e-11 | 0.034217 | 8.2563e-07 | 0.008942 | 7.4967e-10
[120 empty] | 7.3.3.17.5 (Remote Grid) Updates to grid topology to minimize risk of ignition in HFTDs Remote GridWLDFREquipment / facility failureAggregated | WLDFR | HFTD - Distribution - Tier 3 - 4QU CoRE ¦ 2QU LoRE | Non-Red Flag Warning - Destructive Fires | Equipment / facility failure | Aggregated | 2026 | 3.7998e-08 | 572.0063 | 2.1735e-05 | 2026 | Mitigation | 0.95 | 45 | 0 | esc | 0.00097009 | 3.6861e-11 | 0.00097009 | 3.6861e-11 | 0.034217 | 8.2563e-07 | 0.008942 | 7.4967e-10
[120 empty] | 7.3.3.17.5 (Remote Grid) Updates to grid topology to minimize risk of ignition in HFTDs Remote GridWLDFREquipment / facility failureAggregated | WLDFR | HFTD - Distribution - Tier 3 - 4QU CoRE ¦ 2QU LoRE | Non-Red Flag Warning - Destructive Fires | Equipment / facility failure | Aggregated | 2027 | 3.7998e-08 | 572.0063 | 2.1735e-05 | 2027 | Mitigation | 0.95 | 45 | 0 | esc | 0.00097009 | 3.6861e-11 | 0.00097009 | 3.6861e-11 | 0.034217 | 8.2563e-07 | 0.008942 | 7.4967e-10
[120 empty] | 7.3.3.17.5 (Remote Grid) Updates to grid topology to minimize risk of ignition in HFTDs Remote GridWLDFREquipment / facility failureAggregated | WLDFR | HFTD - Distribution - Tier 3 - 4QU CoRE ¦ 2QU LoRE | Non-Red Flag Warning - Destructive Fires | Equipment / facility failure | Aggregated | 2028 | 3.7998e-08 | 572.0063 | 2.1735e-05 | 2028 | Mitigation | 0.95 | 45 | 0 | esc | 0.00097009 | 3.6861e-11 | 0.00097009 | 3.6861e-11 | 0.034217 | 8.2563e-07 | 0.008942 | 7.4967e-10
[120 empty] | 7.3.3.17.5 (Remote Grid) Updates to grid topology to minimize risk of ignition in HFTDs Remote GridWLDFREquipment / facility failureAggregated | WLDFR | HFTD - Distribution - Tier 3 - 4QU CoRE ¦ 2QU LoRE | Non-Red Flag Warning - Destructive Fires | Equipment / facility failure | Aggregated | 2029 | 3.7998e-08 | 572.0063 | 2.1735e-05 | 2029 | Mitigation | 0.95 | 45 | 0 | esc | 0.00097009 | 3.6861e-11 | 0.00097009 | 3.6861e-11 | 0.034217 | 8.2563e-07 | 0.008942 | 7.4967e-10
[120 empty] | 7.3.3.17.5 (Remote Grid) Updates to grid topology to minimize risk of ignition in HFTDs Remote GridWLDFREquipment / facility failureAggregated | WLDFR | HFTD - Distribution - Tier 3 - 4QU CoRE ¦ 2QU LoRE | Non-Red Flag Warning - Destructive Fires | Equipment / facility failure | Aggregated | 2030 | 3.7998e-08 | 572.0063 | 2.1735e-05 | 2030 | Mitigation | 0.95 | 45 | 0 | esc | 0.00097009 | 3.6861e-11 | 0.00097009 | 3.6861e-11 | 0.034217 | 8.2563e-07 | 0.008942 | 7.4967e-10
[120 empty] | 7.3.3.17.5 (Remote Grid) Updates to grid topology to minimize risk of ignition in HFTDs Remote GridWLDFREquipment / facility failureAggregated | WLDFR | HFTD - Distribution - Tier 3 - 4QU CoRE ¦ 2QU LoRE | Non-Red Flag Warning - Destructive Fires | Equipment / facility failure | Aggregated | 2031 | 3.7998e-08 | 572.0063 | 2.1735e-05 | 2031 | Mitigation | 0.95 | 45 | 0 | esc | 0.00097009 | 3.6861e-11 | 0.00097009 | 3.6861e-11 | 0.034217 | 8.2563e-07 | 0.008942 | 7.4967e-10
[120 empty] | 7.3.3.17.5 (Remote Grid) Updates to grid topology to minimize risk of ignition in HFTDs Remote GridWLDFREquipment / facility failureAggregated | WLDFR | HFTD - Distribution - Tier 3 - 4QU CoRE ¦ 2QU LoRE | Non-Red Flag Warning - Destructive Fires | Equipment / facility failure | Aggregated | 2032 | 3.7998e-08 | 572.0063 | 2.1735e-05 | 2032 | Mitigation | 0.95 | 45 | 0 | esc | 0.00097009 | 3.6861e-11 | 0.00097009 | 3.6861e-11 | 0.034217 | 8.2563e-07 | 0.008942 | 7.4967e-10
[120 empty] | 7.3.3.17.5 (Remote Grid) Updates to grid topology to minimize risk of ignition in HFTDs Remote GridWLDFREquipment / facility failureAggregated | WLDFR | HFTD - Distribution - Tier 3 - 4QU CoRE ¦ 2QU LoRE | Non-Red Flag Warning - Destructive Fires | Equipment / facility failure | Aggregated | 2033 | 3.7998e-08 | 572.0063 | 2.1735e-05 | 2033 | Mitigation | 0.95 | 45 | 0 | esc | 0.00097009 | 3.6861e-11 | 0.00097009 | 3.6861e-11 | 0.034217 | 8.2563e-07 | 0.008942 | 7.4967e-10
[120 empty] | 7.3.3.17.5 (Remote Grid) Updates to grid topology to minimize risk of ignition in HFTDs Remote GridWLDFREquipment / facility failureAggregated | WLDFR | HFTD - Distribution - Tier 3 - 4QU CoRE ¦ 2QU LoRE | Non-Red Flag Warning - Destructive Fires | Equipment / facility failure | Aggregated | 2034 | 3.7998e-08 | 572.0063 | 2.1735e-05 | 2034 | Mitigation | 0.95 | 45 | 0 | esc | 0.00097009 | 3.6861e-11 | 0.00097009 | 3.6861e-11 | 0 | 0 | 0.008942 | 7.4967e-10
[120 empty] | 7.3.3.17.5 (Remote Grid) Updates to grid topology to minimize risk of ignition in HFTDs Remote GridWLDFREquipment / facility failureAggregated | WLDFR | HFTD - Distribution - Tier 3 - 4QU CoRE ¦ 2QU LoRE | Non-Red Flag Warning - Destructive Fires | Equipment / facility failure | Aggregated | 2035 | 3.7998e-08 | 572.0063 | 2.1735e-05 | 2035 | Mitigation | 0.95 | 45 | 0 | esc | 0.00097009 | 3.6861e-11 | 0.00097009 | 3.6861e-11 | 0.034217 | 4.5275e-05 | 0.008942 | 7.4967e-10
[120 empty] | 7.3.3.17.5 (Remote Grid) Updates to grid topology to minimize risk of ignition in HFTDs Remote GridWLDFREquipment / facility failureAggregated | WLDFR | HFTD - Distribution - Tier 3 - 4QU CoRE ¦ 2QU LoRE | Non-Red Flag Warning - Destructive Fires | Equipment / facility failure | Aggregated | 2036 | 3.7998e-08 | 572.0063 | 2.1735e-05 | 2036 | Mitigation | 0.95 | 45 | 0 | esc | 0.00097009 | 3.6861e-11 | 0.00097009 | 3.6861e-11 | 0.034217 | 4.5275e-05 | 0.008942 | 7.4967e-10
[120 empty] | 7.3.3.17.5 (Remote Grid) Updates to grid topology to minimize risk of ignition in HFTDs Remote GridWLDFREquipment / facility failureAggregated | WLDFR | HFTD - Distribution - Tier 3 - 4QU CoRE ¦ 2QU LoRE | Non-Red Flag Warning - Destructive Fires | Equipment / facility failure | Aggregated | 2037 | 3.7998e-08 | 572.0063 | 2.1735e-05 | 2037 | Mitigation | 0.95 | 45 | 0 | esc | 0.00097009 | 3.6861e-11 | 0.00097009 | 3.6861e-11 | 0.034217 | 4.5275e-05 | 0.008942 | 7.4967e-10
[120 empty] | 7.3.3.17.5 (Remote Grid) Updates to grid topology to minimize risk of ignition in HFTDs Remote GridWLDFREquipment / facility failureAggregated | WLDFR | HFTD - Distribution - Tier 3 - 4QU CoRE ¦ 2QU LoRE | Non-Red Flag Warning - Destructive Fires | Equipment / facility failure | Aggregated | 2038 | 3.7998e-08 | 572.0063 | 2.1735e-05 | 2038 | Mitigation | 0.95 | 45 | 0 | esc | 0.00097009 | 3.6861e-11 | 0.00097009 | 3.6861e-11 | 0.034217 | 4.5275e-05 | 0.008942 | 7.4967e-10
[120 empty] | 7.3.3.17.5 (Remote Grid) Updates to grid topology to minimize risk of ignition in HFTDs Remote GridWLDFREquipment / facility failureAggregated | WLDFR | HFTD - Distribution - Tier 3 - 4QU CoRE ¦ 2QU LoRE | Non-Red Flag Warning - Destructive Fires | Equipment / facility failure | Aggregated | 2039 | 3.7998e-08 | 572.0063 | 2.1735e-05 | 2039 | Mitigation | 0.95 | 45 | 0 | esc | 0.00097009 | 3.6861e-11 | 0.00097009 | 3.6861e-11 | 0.034217 | 4.5275e-05 | 0.008942 | 7.4967e-10
[120 empty] | 7.3.3.17.5 (Remote Grid) Updates to grid topology to minimize risk of ignition in HFTDs Remote GridWLDFREquipment / facility failureAggregated | WLDFR | HFTD - Distribution - Tier 3 - 4QU CoRE ¦ 2QU LoRE | Non-Red Flag Warning - Destructive Fires | Equipment / facility failure | Aggregated | 2040 | 3.7998e-08 | 572.0063 | 2.1735e-05 | 2040 | Mitigation | 0.95 | 45 | 0 | esc | 0.00097009 | 3.6861e-11 | 0.00097009 | 3.6861e-11 | 0.034217 | 4.5275e-05 | 0.008942 | 7.4967e-10
[120 empty] | 7.3.3.17.5 (Remote Grid) Updates to grid topology to minimize risk of ignition in HFTDs Remote GridWLDFREquipment / facility failureAggregated | WLDFR | HFTD - Distribution - Tier 3 - 4QU CoRE ¦ 2QU LoRE | Non-Red Flag Warning - Destructive Fires | Equipment / facility failure | Aggregated | 2041 | 3.7998e-08 | 572.0063 | 2.1735e-05 | 2041 | Mitigation | 0.95 | 45 | 0 | esc | 0.00097009 | 3.6861e-11 | 0.00097009 | 3.6861e-11 | 0.034217 | 4.5275e-05 | 0.008942 | 7.4967e-10
[120 empty] | 7.3.3.17.5 (Remote Grid) Updates to grid topology to minimize risk of ignition in HFTDs Remote GridWLDFREquipment / facility failureAggregated | WLDFR | HFTD - Distribution - Tier 3 - 4QU CoRE ¦ 2QU LoRE | Non-Red Flag Warning - Destructive Fires | Equipment / facility failure | Aggregated | 2042 | 3.7998e-08 | 572.0063 | 2.1735e-05 | 2042 | Mitigation | 0.95 | 45 | 0 | esc | 0.00097009 | 3.6861e-11 | 0.00097009 | 3.6861e-11 | 0.034217 | 4.5275e-05 | 0.008942 | 7.4967e-10
[120 empty] | 7.3.3.17.5 (Remote Grid) Updates to grid topology to minimize risk of ignition in HFTDs Remote GridWLDFREquipment / facility failureAggregated | WLDFR | HFTD - Distribution - Tier 3 - 4QU CoRE ¦ 2QU LoRE | Non-Red Flag Warning - Destructive Fires | Equipment / facility failure | Aggregated | 2043 | 3.7998e-08 | 572.0063 | 2.1735e-05 | 2043 | Mitigation | 0.95 | 45 | 0 | esc | 0.00097009 | 3.6861e-11 | 0.00097009 | 3.6861e-11 | 0.034217 | 4.5275e-05 | 0.008942 | 7.4967e-10
[120 empty] | 7.3.3.17.5 (Remote Grid) Updates to grid topology to minimize risk of ignition in HFTDs Remote GridWLDFREquipment / facility failureAggregated | WLDFR | HFTD - Distribution - Tier 3 - 4QU CoRE ¦ 2QU LoRE | Non-Red Flag Warning - Destructive Fires | Equipment / facility failure | Aggregated | 2044 | 3.7998e-08 | 572.0063 | 2.1735e-05 | 2044 | Mitigation | 0.95 | 45 | 0 | esc | 0.00097009 | 3.6861e-11 | 0.00097009 | 3.6861e-11 | 0.034217 | 4.5275e-05 | 0.008942 | 7.4967e-10
[120 empty] | 7.3.3.17.5 (Remote Grid) Updates to grid topology to minimize risk of ignition in HFTDs Remote GridWLDFREquipment / facility failureAggregated | WLDFR | HFTD - Distribution - Tier 3 - 4QU CoRE ¦ 2QU LoRE | Non-Red Flag Warning - Destructive Fires | Equipment / facility failure | Aggregated | 2045 | 3.7998e-08 | 572.0063 | 2.1735e-05 | 2045 | Mitigation | 0.95 | 45 | 0 | esc | 0.00097009 | 3.6861e-11 | 0.00097009 | 3.6861e-11 | 0.034217 | 4.5275e-05 | 0.008942 | 7.4967e-10
[120 empty] | 7.3.3.17.5 (Remote Grid) Updates to grid topology to minimize risk of ignition in HFTDs Remote GridWLDFREquipment / facility failureAggregated | WLDFR | HFTD - Distribution - Tier 3 - 4QU CoRE ¦ 2QU LoRE | Non-Red Flag Warning - Destructive Fires | Equipment / facility failure | Aggregated | 2046 | 3.7998e-08 | 572.0063 | 2.1735e-05 | 2046 | Mitigation | 0.95 | 45 | 0 | esc | 0.00097009 | 3.6861e-11 | 0.00097009 | 3.6861e-11 | 0.034217 | 4.5275e-05 | 0.008942 | 7.4967e-10
[120 empty] | 7.3.3.17.5 (Remote Grid) Updates to grid topology to minimize risk of ignition in HFTDs Remote GridWLDFREquipment / facility failureAggregated | WLDFR | HFTD - Distribution - Tier 3 - 4QU CoRE ¦ 2QU LoRE | Non-Red Flag Warning - Destructive Fires | Equipment / facility failure | Aggregated | 2047 | 3.7998e-08 | 572.0063 | 2.1735e-05 | 2047 | Mitigation | 0.95 | 45 | 0 | esc | 0.00097009 | 3.6861e-11 | 0.00097009 | 3.6861e-11 | 0.034217 | 4.5275e-05 | 0.008942 | 7.4967e-10
[120 empty] | 7.3.3.17.5 (Remote Grid) Updates to grid topology to minimize risk of ignition in HFTDs Remote GridWLDFREquipment / facility failureAggregated | WLDFR | HFTD - Distribution - Tier 3 - 4QU CoRE ¦ 2QU LoRE | Non-Red Flag Warning - Destructive Fires | Equipment / facility failure | Aggregated | 2048 | 3.7998e-08 | 572.0063 | 2.1735e-05 | 2048 | Mitigation | 0.95 | 45 | 0 | esc | 0.00097009 | 3.6861e-11 | 0.00097009 | 3.6861e-11 | 0.034217 | 4.5275e-05 | 0.008942 | 7.4967e-10
[120 empty] | 7.3.3.17.5 (Remote Grid) Updates to grid topology to minimize risk of ignition in HFTDs Remote GridWLDFREquipment / facility failureAggregated | WLDFR | HFTD - Distribution - Tier 3 - 4QU CoRE ¦ 2QU LoRE | Non-Red Flag Warning - Destructive Fires | Equipment / facility failure | Aggregated | 2049 | 3.7998e-08 | 572.0063 | 2.1735e-05 | 2049 | Mitigation | 0.95 | 45 | 0 | esc | 0.00097009 | 3.6861e-11 | 0.00097009 | 3.6861e-11 | 0.034217 | 4.5275e-05 | 0.008942 | 7.4967e-10
[120 empty] | 7.3.3.17.5 (Remote Grid) Updates to grid topology to minimize risk of ignition in HFTDs Remote GridWLDFREquipment / facility failureAggregated | WLDFR | HFTD - Distribution - Tier 3 - 4QU CoRE ¦ 2QU LoRE | Non-Red Flag Warning - Destructive Fires | Equipment / facility failure | Aggregated | 2050 | 3.7998e-08 | 572.0063 | 2.1735e-05 | 2050 | Mitigation | 0.95 | 45 | 0 | esc | 0.00097009 | 3.6861e-11 | 0.00097009 | 3.6861e-11 | 0.034217 | 4.5275e-05 | 0 | 0
[120 empty] | 7.3.3.17.5 (Remote Grid) Updates to grid topology to minimize risk of ignition in HFTDs Remote GridWLDFREquipment / facility failureAggregated | WLDFR | HFTD - Distribution - Tier 3 - 4QU CoRE ¦ 2QU LoRE | Non-Red Flag Warning - Destructive Fires | Equipment / facility failure | Aggregated | 2051 | 3.7998e-08 | 572.0063 | 2.1735e-05 | 2051 | Mitigation | 0.95 | 45 | 0 | esc | 0.00097009 | 3.6861e-11 | 0.00097009 | 3.6861e-11 | 0.034217 | 4.5275e-05 | 0 | 0
[120 empty] | 7.3.3.17.5 (Remote Grid) Updates to grid topology to minimize risk of ignition in HFTDs Remote GridWLDFREquipment / facility failureAggregated | WLDFR | HFTD - Distribution - Tier 3 - 4QU CoRE ¦ 2QU LoRE | Non-Red Flag Warning - Destructive Fires | Equipment / facility failure | Aggregated | 2052 | 3.7998e-08 | 572.0063 | 2.1735e-05 | 2052 | Mitigation | 0.95 | 45 | 0 | esc | 0.00097009 | 3.6861e-11 | 0.00097009 | 3.6861e-11 | 0.034217 | 4.5275e-05 | 0.0088147 | 2.4601e-09
[120 empty] | 7.3.3.17.5 (Remote Grid) Updates to grid topology to minimize risk of ignition in HFTDs Remote GridWLDFREquipment / facility failureAggregated | WLDFR | HFTD - Distribution - Tier 3 - 4QU CoRE ¦ 2QU LoRE | Non-Red Flag Warning - Destructive Fires | Equipment / facility failure | Aggregated | 2053 | 3.7998e-08 | 572.0063 | 2.1735e-05 | 2053 | Mitigation | 0.95 | 45 | 0 | esc | 0.00097009 | 3.6861e-11 | 0.00097009 | 3.6861e-11 | 0.034217 | 4.5275e-05 | 0.0088147 | 2.4601e-09
[120 empty] | 7.3.3.17.5 (Remote Grid) Updates to grid topology to minimize risk of ignition in HFTDs Remote GridWLDFREquipment / facility failureAggregated | WLDFR | HFTD - Distribution - Tier 3 - 4QU CoRE ¦ 2QU LoRE | Non-Red Flag Warning - Destructive Fires | Equipment / facility failure | Aggregated | 2054 | 3.7998e-08 | 572.0063 | 2.1735e-05 | 2054 | Mitigation | 0.95 | 45 | 0 | esc | 0.00097009 | 3.6861e-11 | 0.00097009 | 3.6861e-11 | 0.034217 | 4.5275e-05 | 0.0088147 | 2.4601e-09
[120 empty] | 7.3.3.17.5 (Remote Grid) Updates to grid topology to minimize risk of ignition in HFTDs Remote GridWLDFREquipment / facility failureAggregated | WLDFR | HFTD - Distribution - Tier 3 - 4QU CoRE ¦ 2QU LoRE | Non-Red Flag Warning - Destructive Fires | Equipment / facility failure | Aggregated | 2055 | 3.7998e-08 | 572.0063 | 2.1735e-05 | 2055 | Mitigation | 0.95 | 45 | 0 | esc | 0.00097009 | 3.6861e-11 | 0.00097009 | 3.6861e-11 | 0.034217 | 4.5275e-05 | 0.0088147 | 2.4601e-09
[120 empty] | 7.3.3.17.5 (Remote Grid) Updates to grid topology to minimize risk of ignition in HFTDs Remote GridWLDFREquipment / facility failureAggregated | WLDFR | HFTD - Distribution - Tier 3 - 4QU CoRE ¦ 2QU LoRE | Non-Red Flag Warning - Destructive Fires | Equipment / facility failure | Aggregated | 2056 | 3.7998e-08 | 572.0063 | 2.1735e-05 | 2056 | Mitigation | 0.95 | 45 | 0 | esc | 0.00097009 | 3.6861e-11 | 0.00097009 | 3.6861e-11 | 0.034217 | 4.5275e-05 | 0.0088147 | 2.4601e-09
[120 empty] | 7.3.3.17.5 (Remote Grid) Updates to grid topology to minimize risk of ignition in HFTDs Remote GridWLDFREquipment / facility failureAggregated | WLDFR | HFTD - Distribution - Tier 3 - 4QU CoRE ¦ 2QU LoRE | Non-Red Flag Warning - Destructive Fires | Equipment / facility failure | Aggregated | 2057 | 3.7998e-08 | 572.0063 | 2.1735e-05 | 2057 | Mitigation | 0.95 | 45 | 0 | esc | 0.00097009 | 3.6861e-11 | 0.00097009 | 3.6861e-11 | 0.034217 | 4.5275e-05 | 0.0088147 | 2.4601e-09
[120 empty] | 7.3.3.17.5 (Remote Grid) Updates to grid topology to minimize risk of ignition in HFTDs Remote GridWLDFREquipment / facility failureAggregated | WLDFR | HFTD - Distribution - Tier 3 - 4QU CoRE ¦ 2QU LoRE | Non-Red Flag Warning - Destructive Fires | Equipment / facility failure | Aggregated | 2058 | 3.7998e-08 | 572.0063 | 2.1735e-05 | 2058 | Mitigation | 0.95 | 45 | 0 | esc | 0.00097009 | 3.6861e-11 | 0.00097009 | 3.6861e-11 | 0.034217 | 4.5275e-05 | 0.0088147 | 2.4601e-09
[120 empty] | 7.3.3.17.5 (Remote Grid) Updates to grid topology to minimize risk of ignition in HFTDs Remote GridWLDFREquipment / facility failureAggregated | WLDFR | HFTD - Distribution - Tier 3 - 4QU CoRE ¦ 2QU LoRE | Non-Red Flag Warning - Destructive Fires | Equipment / facility failure | Aggregated | 2059 | 3.7998e-08 | 572.0063 | 2.1735e-05 | 2059 | Mitigation | 0.95 | 45 | 0 | esc | 0.00097009 | 3.6861e-11 | 0.00097009 | 3.6861e-11 | 0.034217 | 4.5275e-05 | 0.0088147 | 2.4601e-09
[120 empty] | 7.3.3.17.5 (Remote Grid) Updates to grid topology to minimize risk of ignition in HFTDs Remote GridWLDFREquipment / facility failureAggregated | WLDFR | HFTD - Distribution - Tier 3 - 4QU CoRE ¦ 2QU LoRE | Non-Red Flag Warning - Destructive Fires | Equipment / facility failure | Aggregated | 2060 | 3.7998e-08 | 572.0063 | 2.1735e-05 | 2060 | Mitigation | 0.95 | 45 | 0 | esc | 0.00097009 | 3.6861e-11 | 0.00097009 | 3.6861e-11 | 0.034217 | 4.5275e-05 | 0.0088147 | 2.4601e-09
[120 empty] | 7.3.3.17.5 (Remote Grid) Updates to grid topology to minimize risk of ignition in HFTDs Remote GridWLDFREquipment / facility failureAggregated | WLDFR | HFTD - Distribution - Tier 3 - 4QU CoRE ¦ 2QU LoRE | Non-Red Flag Warning - Destructive Fires | Equipment / facility failure | Aggregated | 2061 | 3.7998e-08 | 572.0063 | 2.1735e-05 | 2061 | Mitigation | 0.95 | 45 | 0 | esc | 0.00097009 | 3.6861e-11 | 0.00097009 | 3.6861e-11 | 0.034217 | 4.5275e-05 | 0.0088147 | 2.4601e-09
[120 empty] | 7.3.3.17.5 (Remote Grid) Updates to grid topology to minimize risk of ignition in HFTDs Remote GridWLDFREquipment / facility failureAggregated | WLDFR | HFTD - Distribution - Tier 3 - 4QU CoRE ¦ 2QU LoRE | Non-Red Flag Warning - Destructive Fires | Equipment / facility failure | Aggregated | 2062 | 3.7998e-08 | 572.0063 | 2.1735e-05 | 2062 | Mitigation | 0.95 | 45 | 0 | esc | 0.00097009 | 3.6861e-11 | 0.00097009 | 3.6861e-11 | 0.034217 | 4.5275e-05 | 0.0088147 | 2.4601e-09
[120 empty] | 7.3.3.17.5 (Remote Grid) Updates to grid topology to minimize risk of ignition in HFTDs Remote GridWLDFREquipment / facility failureAggregated | WLDFR | HFTD - Distribution - Tier 3 - 4QU CoRE ¦ 2QU LoRE | Non-Red Flag Warning - Destructive Fires | Equipment / facility failure | Aggregated | 2063 | 3.7998e-08 | 572.0063 | 2.1735e-05 | 2063 | Mitigation | 0.95 | 45 | 0 | esc | 0.00097009 | 3.6861e-11 | 0.00097009 | 3.6861e-11 | 0.034217 | 4.5275e-05 | 0.0088147 | 2.4601e-09
[120 empty] | 7.3.3.17.5 (Remote Grid) Updates to grid topology to minimize risk of ignition in HFTDs Remote GridWLDFREquipment / facility failureAggregated | WLDFR | HFTD - Distribution - Tier 3 - 4QU CoRE ¦ 2QU LoRE | Non-Red Flag Warning - Destructive Fires | Equipment / facility failure | Aggregated | 2064 | 3.7998e-08 | 572.0063 | 2.1735e-05 | 2064 | Mitigation | 0.95 | 45 | 0 | esc | 0.00097009 | 3.6861e-11 | 0.00097009 | 3.6861e-11 | 0.034217 | 4.5275e-05 | 0.0088147 | 2.4601e-09
[120 empty] | 7.3.3.17.5 (Remote Grid) Updates to grid topology to minimize risk of ignition in HFTDs Remote GridWLDFREquipment / facility failureAggregated | WLDFR | HFTD - Distribution - Tier 3 - 4QU CoRE ¦ 2QU LoRE | Non-Red Flag Warning - Destructive Fires | Equipment / facility failure | Aggregated | 2065 | 3.7998e-08 | 572.0063 | 2.1735e-05 | 2065 | Mitigation | 0.95 | 45 | 0 | esc | 0.00097009 | 3.6861e-11 | 0.00097009 | 3.6861e-11 | 0.034217 | 4.5275e-05 | 0.0088147 | 2.4601e-09
[120 empty] | 7.3.3.17.5 (Remote Grid) Updates to grid topology to minimize risk of ignition in HFTDs Remote GridWLDFREquipment / facility failureAggregated | WLDFR | HFTD - Distribution - Tier 3 - 4QU CoRE ¦ 2QU LoRE | Non-Red Flag Warning - Destructive Fires | Equipment / facility failure | Aggregated | 2066 | 3.7998e-08 | 572.0063 | 2.1735e-05 | 2066 | Mitigation | 0.95 | 45 | 0 | esc | 0.00097009 | 3.6861e-11 | 0.00097009 | 3.6861e-11 | 0.034217 | 4.5275e-05 | 0.0088147 | 2.4601e-09
[120 empty] | 7.3.3.17.5 (Remote Grid) Updates to grid topology to minimize risk of ignition in HFTDs Remote GridWLDFREquipment / facility failureAggregated | WLDFR | HFTD - Distribution - Tier 3 - 4QU CoRE ¦ 2QU LoRE | Non-Red Flag Warning - Destructive Fires | Equipment / facility failure | Aggregated | 2067 | 3.7998e-08 | 572.0063 | 2.1735e-05 | 2067 | Mitigation | 0.95 | 45 | 0 | esc | 0 | 0 | 0.00097009 | 3.6861e-11 | 0.034217 | 4.5275e-05 | 0.0088147 | 2.4601e-09
[120 empty] | 7.3.3.17.5 (Remote Grid) Updates to grid topology to minimize risk of ignition in HFTDs Remote GridWLDFRVegetation ContactAggregated | WLDFR | HFTD - Distribution - Tier 3 - 4QU CoRE ¦ 2QU LoRE | Non-Red Flag Warning - Destructive Fires | Vegetation Contact | Aggregated | 2022 | 2.7024e-07 | 572.0063 | 0.00015458 | 2022 | Mitigation | 0.95 | 45 | 0 | esc | 0.00097009 | 2.6216e-10 | 0 | 0 | 0.034217 | 4.5275e-05 | 0.0088147 | 2.4601e-09
[120 empty] | 7.3.3.17.5 (Remote Grid) Updates to grid topology to minimize risk of ignition in HFTDs Remote GridWLDFRVegetation ContactAggregated | WLDFR | HFTD - Distribution - Tier 3 - 4QU CoRE ¦ 2QU LoRE | Non-Red Flag Warning - Destructive Fires | Vegetation Contact | Aggregated | 2023 | 2.7024e-07 | 572.0063 | 0.00015458 | 2023 | Mitigation | 0.95 | 45 | 0 | esc | 0.00097009 | 2.6216e-10 | 0.00097009 | 2.6216e-10 | 0.034217 | 4.5275e-05 | 0.0088147 | 2.4601e-09
[120 empty] | 7.3.3.17.5 (Remote Grid) Updates to grid topology to minimize risk of ignition in HFTDs Remote GridWLDFRVegetation ContactAggregated | WLDFR | HFTD - Distribution - Tier 3 - 4QU CoRE ¦ 2QU LoRE | Non-Red Flag Warning - Destructive Fires | Vegetation Contact | Aggregated | 2024 | 2.7024e-07 | 572.0063 | 0.00015458 | 2024 | Mitigation | 0.95 | 45 | 0 | esc | 0.00097009 | 2.6216e-10 | 0.00097009 | 2.6216e-10 | 0.034217 | 4.5275e-05 | 0.0088147 | 2.4601e-09
[120 empty] | 7.3.3.17.5 (Remote Grid) Updates to grid topology to minimize risk of ignition in HFTDs Remote GridWLDFRVegetation ContactAggregated | WLDFR | HFTD - Distribution - Tier 3 - 4QU CoRE ¦ 2QU LoRE | Non-Red Flag Warning - Destructive Fires | Vegetation Contact | Aggregated | 2025 | 2.7024e-07 | 572.0063 | 0.00015458 | 2025 | Mitigation | 0.95 | 45 | 0 | esc | 0.00097009 | 2.6216e-10 | 0.00097009 | 2.6216e-10 | 0.034217 | 4.5275e-05 | 0.0088147 | 2.4601e-09
[120 empty] | 7.3.3.17.5 (Remote Grid) Updates to grid topology to minimize risk of ignition in HFTDs Remote GridWLDFRVegetation ContactAggregated | WLDFR | HFTD - Distribution - Tier 3 - 4QU CoRE ¦ 2QU LoRE | Non-Red Flag Warning - Destructive Fires | Vegetation Contact | Aggregated | 2026 | 2.7024e-07 | 572.0063 | 0.00015458 | 2026 | Mitigation | 0.95 | 45 | 0 | esc | 0.00097009 | 2.6216e-10 | 0.00097009 | 2.6216e-10 | 0.034217 | 4.5275e-05 | 0.0088147 | 2.4601e-09
[120 empty] | 7.3.3.17.5 (Remote Grid) Updates to grid topology to minimize risk of ignition in HFTDs Remote GridWLDFRVegetation ContactAggregated | WLDFR | HFTD - Distribution - Tier 3 - 4QU CoRE ¦ 2QU LoRE | Non-Red Flag Warning - Destructive Fires | Vegetation Contact | Aggregated | 2027 | 2.7024e-07 | 572.0063 | 0.00015458 | 2027 | Mitigation | 0.95 | 45 | 0 | esc | 0.00097009 | 2.6216e-10 | 0.00097009 | 2.6216e-10 | 0.034217 | 4.5275e-05 | 0.0088147 | 2.4601e-09
[120 empty] | 7.3.3.17.5 (Remote Grid) Updates to grid topology to minimize risk of ignition in HFTDs Remote GridWLDFRVegetation ContactAggregated | WLDFR | HFTD - Distribution - Tier 3 - 4QU CoRE ¦ 2QU LoRE | Non-Red Flag Warning - Destructive Fires | Vegetation Contact | Aggregated | 2028 | 2.7024e-07 | 572.0063 | 0.00015458 | 2028 | Mitigation | 0.95 | 45 | 0 | esc | 0.00097009 | 2.6216e-10 | 0.00097009 | 2.6216e-10 | 0.034217 | 4.5275e-05 | 0.0088147 | 2.4601e-09
[120 empty] | 7.3.3.17.5 (Remote Grid) Updates to grid topology to minimize risk of ignition in HFTDs Remote GridWLDFRVegetation ContactAggregated | WLDFR | HFTD - Distribution - Tier 3 - 4QU CoRE ¦ 2QU LoRE | Non-Red Flag Warning - Destructive Fires | Vegetation Contact | Aggregated | 2029 | 2.7024e-07 | 572.0063 | 0.00015458 | 2029 | Mitigation | 0.95 | 45 | 0 | esc | 0.00097009 | 2.6216e-10 | 0.00097009 | 2.6216e-10 | 0.034217 | 4.5275e-05 | 0.0088147 | 2.4601e-09
[120 empty] | 7.3.3.17.5 (Remote Grid) Updates to grid topology to minimize risk of ignition in HFTDs Remote GridWLDFRVegetation ContactAggregated | WLDFR | HFTD - Distribution - Tier 3 - 4QU CoRE ¦ 2QU LoRE | Non-Red Flag Warning - Destructive Fires | Vegetation Contact | Aggregated | 2030 | 2.7024e-07 | 572.0063 | 0.00015458 | 2030 | Mitigation | 0.95 | 45 | 0 | esc | 0.00097009 | 2.6216e-10 | 0.00097009 | 2.6216e-10 | 0.034217 | 4.5275e-05 | 0.0088147 | 2.4601e-09
[120 empty] | 7.3.3.17.5 (Remote Grid) Updates to grid topology to minimize risk of ignition in HFTDs Remote GridWLDFRVegetation ContactAggregated | WLDFR | HFTD - Distribution - Tier 3 - 4QU CoRE ¦ 2QU LoRE | Non-Red Flag Warning - Destructive Fires | Vegetation Contact | Aggregated | 2031 | 2.7024e-07 | 572.0063 | 0.00015458 | 2031 | Mitigation | 0.95 | 45 | 0 | esc | 0.00097009 | 2.6216e-10 | 0.00097009 | 2.6216e-10 | 0.034217 | 4.5275e-05 | 0.0088147 | 2.4601e-09
[120 empty] | 7.3.3.17.5 (Remote Grid) Updates to grid topology to minimize risk of ignition in HFTDs Remote GridWLDFRVegetation ContactAggregated | WLDFR | HFTD - Distribution - Tier 3 - 4QU CoRE ¦ 2QU LoRE | Non-Red Flag Warning - Destructive Fires | Vegetation Contact | Aggregated | 2032 | 2.7024e-07 | 572.0063 | 0.00015458 | 2032 | Mitigation | 0.95 | 45 | 0 | esc | 0.00097009 | 2.6216e-10 | 0.00097009 | 2.6216e-10 | 0.034217 | 4.5275e-05 | 0.0088147 | 2.4601e-09
[120 empty] | 7.3.3.17.5 (Remote Grid) Updates to grid topology to minimize risk of ignition in HFTDs Remote GridWLDFRVegetation ContactAggregated | WLDFR | HFTD - Distribution - Tier 3 - 4QU CoRE ¦ 2QU LoRE | Non-Red Flag Warning - Destructive Fires | Vegetation Contact | Aggregated | 2033 | 2.7024e-07 | 572.0063 | 0.00015458 | 2033 | Mitigation | 0.95 | 45 | 0 | esc | 0.00097009 | 2.6216e-10 | 0.00097009 | 2.6216e-10 | 0.034217 | 4.5275e-05 | 0.0088147 | 2.4601e-09
[120 empty] | 7.3.3.17.5 (Remote Grid) Updates to grid topology to minimize risk of ignition in HFTDs Remote GridWLDFRVegetation ContactAggregated | WLDFR | HFTD - Distribution - Tier 3 - 4QU CoRE ¦ 2QU LoRE | Non-Red Flag Warning - Destructive Fires | Vegetation Contact | Aggregated | 2034 | 2.7024e-07 | 572.0063 | 0.00015458 | 2034 | Mitigation | 0.95 | 45 | 0 | esc | 0.00097009 | 2.6216e-10 | 0.00097009 | 2.6216e-10 | 0.034217 | 4.5275e-05 | 0.0088147 | 2.4601e-09
[120 empty] | 7.3.3.17.5 (Remote Grid) Updates to grid topology to minimize risk of ignition in HFTDs Remote GridWLDFRVegetation ContactAggregated | WLDFR | HFTD - Distribution - Tier 3 - 4QU CoRE ¦ 2QU LoRE | Non-Red Flag Warning - Destructive Fires | Vegetation Contact | Aggregated | 2035 | 2.7024e-07 | 572.0063 | 0.00015458 | 2035 | Mitigation | 0.95 | 45 | 0 | esc | 0.00097009 | 2.6216e-10 | 0.00097009 | 2.6216e-10 | 0.034217 | 4.5275e-05 | 0.0088147 | 2.4601e-09
[120 empty] | 7.3.3.17.5 (Remote Grid) Updates to grid topology to minimize risk of ignition in HFTDs Remote GridWLDFRVegetation ContactAggregated | WLDFR | HFTD - Distribution - Tier 3 - 4QU CoRE ¦ 2QU LoRE | Non-Red Flag Warning - Destructive Fires | Vegetation Contact | Aggregated | 2036 | 2.7024e-07 | 572.0063 | 0.00015458 | 2036 | Mitigation | 0.95 | 45 | 0 | esc | 0.00097009 | 2.6216e-10 | 0.00097009 | 2.6216e-10 | 0.034217 | 4.5275e-05 | 0 | 0
[120 empty] | 7.3.3.17.5 (Remote Grid) Updates to grid topology to minimize risk of ignition in HFTDs Remote GridWLDFRVegetation ContactAggregated | WLDFR | HFTD - Distribution - Tier 3 - 4QU CoRE ¦ 2QU LoRE | Non-Red Flag Warning - Destructive Fires | Vegetation Contact | Aggregated | 2037 | 2.7024e-07 | 572.0063 | 0.00015458 | 2037 | Mitigation | 0.95 | 45 | 0 | esc | 0.00097009 | 2.6216e-10 | 0.00097009 | 2.6216e-10 | 0.034217 | 4.5275e-05 | 0 | 0
[120 empty] | 7.3.3.17.5 (Remote Grid) Updates to grid topology to minimize risk of ignition in HFTDs Remote GridWLDFRVegetation ContactAggregated | WLDFR | HFTD - Distribution - Tier 3 - 4QU CoRE ¦ 2QU LoRE | Non-Red Flag Warning - Destructive Fires | Vegetation Contact | Aggregated | 2038 | 2.7024e-07 | 572.0063 | 0.00015458 | 2038 | Mitigation | 0.95 | 45 | 0 | esc | 0.00097009 | 2.6216e-10 | 0.00097009 | 2.6216e-10 | 0 | 0 | 0.013543 | 1.4592e-11
[120 empty] | 7.3.3.17.5 (Remote Grid) Updates to grid topology to minimize risk of ignition in HFTDs Remote GridWLDFRVegetation ContactAggregated | WLDFR | HFTD - Distribution - Tier 3 - 4QU CoRE ¦ 2QU LoRE | Non-Red Flag Warning - Destructive Fires | Vegetation Contact | Aggregated | 2039 | 2.7024e-07 | 572.0063 | 0.00015458 | 2039 | Mitigation | 0.95 | 45 | 0 | esc | 0.00097009 | 2.6216e-10 | 0.00097009 | 2.6216e-10 | 0.034217 | 2.257e-05 | 0.013543 | 1.4592e-11
[120 empty] | 7.3.3.17.5 (Remote Grid) Updates to grid topology to minimize risk of ignition in HFTDs Remote GridWLDFRVegetation ContactAggregated | WLDFR | HFTD - Distribution - Tier 3 - 4QU CoRE ¦ 2QU LoRE | Non-Red Flag Warning - Destructive Fires | Vegetation Contact | Aggregated | 2040 | 2.7024e-07 | 572.0063 | 0.00015458 | 2040 | Mitigation | 0.95 | 45 | 0 | esc | 0.00097009 | 2.6216e-10 | 0.00097009 | 2.6216e-10 | 0.034217 | 2.257e-05 | 0.013543 | 1.4592e-11
[120 empty] | 7.3.3.17.5 (Remote Grid) Updates to grid topology to minimize risk of ignition in HFTDs Remote GridWLDFRVegetation ContactAggregated | WLDFR | HFTD - Distribution - Tier 3 - 4QU CoRE ¦ 2QU LoRE | Non-Red Flag Warning - Destructive Fires | Vegetation Contact | Aggregated | 2041 | 2.7024e-07 | 572.0063 | 0.00015458 | 2041 | Mitigation | 0.95 | 45 | 0 | esc | 0.00097009 | 2.6216e-10 | 0.00097009 | 2.6216e-10 | 0.034217 | 2.257e-05 | 0.013543 | 1.4592e-11
[120 empty] | 7.3.3.17.5 (Remote Grid) Updates to grid topology to minimize risk of ignition in HFTDs Remote GridWLDFRVegetation ContactAggregated | WLDFR | HFTD - Distribution - Tier 3 - 4QU CoRE ¦ 2QU LoRE | Non-Red Flag Warning - Destructive Fires | Vegetation Contact | Aggregated | 2042 | 2.7024e-07 | 572.0063 | 0.00015458 | 2042 | Mitigation | 0.95 | 45 | 0 | esc | 0.00097009 | 2.6216e-10 | 0.00097009 | 2.6216e-10 | 0.034217 | 2.257e-05 | 0.013543 | 1.4592e-11
[120 empty] | 7.3.3.17.5 (Remote Grid) Updates to grid topology to minimize risk of ignition in HFTDs Remote GridWLDFRVegetation ContactAggregated | WLDFR | HFTD - Distribution - Tier 3 - 4QU CoRE ¦ 2QU LoRE | Non-Red Flag Warning - Destructive Fires | Vegetation Contact | Aggregated | 2043 | 2.7024e-07 | 572.0063 | 0.00015458 | 2043 | Mitigation | 0.95 | 45 | 0 | esc | 0.00097009 | 2.6216e-10 | 0.00097009 | 2.6216e-10 | 0.034217 | 2.257e-05 | 0.013543 | 1.4592e-11
[120 empty] | 7.3.3.17.5 (Remote Grid) Updates to grid topology to minimize risk of ignition in HFTDs Remote GridWLDFRVegetation ContactAggregated | WLDFR | HFTD - Distribution - Tier 3 - 4QU CoRE ¦ 2QU LoRE | Non-Red Flag Warning - Destructive Fires | Vegetation Contact | Aggregated | 2044 | 2.7024e-07 | 572.0063 | 0.00015458 | 2044 | Mitigation | 0.95 | 45 | 0 | esc | 0.00097009 | 2.6216e-10 | 0.00097009 | 2.6216e-10 | 0.034217 | 2.257e-05 | 0.013543 | 1.4592e-11
[120 empty] | 7.3.3.17.5 (Remote Grid) Updates to grid topology to minimize risk of ignition in HFTDs Remote GridWLDFRVegetation ContactAggregated | WLDFR | HFTD - Distribution - Tier 3 - 4QU CoRE ¦ 2QU LoRE | Non-Red Flag Warning - Destructive Fires | Vegetation Contact | Aggregated | 2045 | 2.7024e-07 | 572.0063 | 0.00015458 | 2045 | Mitigation | 0.95 | 45 | 0 | esc | 0.00097009 | 2.6216e-10 | 0.00097009 | 2.6216e-10 | 0.034217 | 2.257e-05 | 0.013543 | 1.4592e-11
[120 empty] | 7.3.3.17.5 (Remote Grid) Updates to grid topology to minimize risk of ignition in HFTDs Remote GridWLDFRVegetation ContactAggregated | WLDFR | HFTD - Distribution - Tier 3 - 4QU CoRE ¦ 2QU LoRE | Non-Red Flag Warning - Destructive Fires | Vegetation Contact | Aggregated | 2046 | 2.7024e-07 | 572.0063 | 0.00015458 | 2046 | Mitigation | 0.95 | 45 | 0 | esc | 0.00097009 | 2.6216e-10 | 0.00097009 | 2.6216e-10 | 0.034217 | 2.257e-05 | 0.013543 | 1.4592e-11
[120 empty] | 7.3.3.17.5 (Remote Grid) Updates to grid topology to minimize risk of ignition in HFTDs Remote GridWLDFRVegetation ContactAggregated | WLDFR | HFTD - Distribution - Tier 3 - 4QU CoRE ¦ 2QU LoRE | Non-Red Flag Warning - Destructive Fires | Vegetation Contact | Aggregated | 2047 | 2.7024e-07 | 572.0063 | 0.00015458 | 2047 | Mitigation | 0.95 | 45 | 0 | esc | 0.00097009 | 2.6216e-10 | 0.00097009 | 2.6216e-10 | 0.034217 | 2.257e-05 | 0.013543 | 1.4592e-11
[120 empty] | 7.3.3.17.5 (Remote Grid) Updates to grid topology to minimize risk of ignition in HFTDs Remote GridWLDFRVegetation ContactAggregated | WLDFR | HFTD - Distribution - Tier 3 - 4QU CoRE ¦ 2QU LoRE | Non-Red Flag Warning - Destructive Fires | Vegetation Contact | Aggregated | 2048 | 2.7024e-07 | 572.0063 | 0.00015458 | 2048 | Mitigation | 0.95 | 45 | 0 | esc | 0.00097009 | 2.6216e-10 | 0.00097009 | 2.6216e-10 | 0.034217 | 2.257e-05 | 0.013543 | 1.4592e-11
[120 empty] | 7.3.3.17.5 (Remote Grid) Updates to grid topology to minimize risk of ignition in HFTDs Remote GridWLDFRVegetation ContactAggregated | WLDFR | HFTD - Distribution - Tier 3 - 4QU CoRE ¦ 2QU LoRE | Non-Red Flag Warning - Destructive Fires | Vegetation Contact | Aggregated | 2049 | 2.7024e-07 | 572.0063 | 0.00015458 | 2049 | Mitigation | 0.95 | 45 | 0 | esc | 0.00097009 | 2.6216e-10 | 0.00097009 | 2.6216e-10 | 0.034217 | 2.257e-05 | 0.013543 | 1.4592e-11
[120 empty] | 7.3.3.17.5 (Remote Grid) Updates to grid topology to minimize risk of ignition in HFTDs Remote GridWLDFRVegetation ContactAggregated | WLDFR | HFTD - Distribution - Tier 3 - 4QU CoRE ¦ 2QU LoRE | Non-Red Flag Warning - Destructive Fires | Vegetation Contact | Aggregated | 2050 | 2.7024e-07 | 572.0063 | 0.00015458 | 2050 | Mitigation | 0.95 | 45 | 0 | esc | 0.00097009 | 2.6216e-10 | 0.00097009 | 2.6216e-10 | 0.034217 | 2.257e-05 | 0.013543 | 1.4592e-11
[120 empty] | 7.3.3.17.5 (Remote Grid) Updates to grid topology to minimize risk of ignition in HFTDs Remote GridWLDFRVegetation ContactAggregated | WLDFR | HFTD - Distribution - Tier 3 - 4QU CoRE ¦ 2QU LoRE | Non-Red Flag Warning - Destructive Fires | Vegetation Contact | Aggregated | 2051 | 2.7024e-07 | 572.0063 | 0.00015458 | 2051 | Mitigation | 0.95 | 45 | 0 | esc | 0.00097009 | 2.6216e-10 | 0.00097009 | 2.6216e-10 | 0.034217 | 2.257e-05 | 0.013543 | 1.4592e-11
[120 empty] | 7.3.3.17.5 (Remote Grid) Updates to grid topology to minimize risk of ignition in HFTDs Remote GridWLDFRVegetation ContactAggregated | WLDFR | HFTD - Distribution - Tier 3 - 4QU CoRE ¦ 2QU LoRE | Non-Red Flag Warning - Destructive Fires | Vegetation Contact | Aggregated | 2052 | 2.7024e-07 | 572.0063 | 0.00015458 | 2052 | Mitigation | 0.95 | 45 | 0 | esc | 0.00097009 | 2.6216e-10 | 0.00097009 | 2.6216e-10 | 0.034217 | 2.257e-05 | 0.013543 | 1.4592e-11
[120 empty] | 7.3.3.17.5 (Remote Grid) Updates to grid topology to minimize risk of ignition in HFTDs Remote GridWLDFRVegetation ContactAggregated | WLDFR | HFTD - Distribution - Tier 3 - 4QU CoRE ¦ 2QU LoRE | Non-Red Flag Warning - Destructive Fires | Vegetation Contact | Aggregated | 2053 | 2.7024e-07 | 572.0063 | 0.00015458 | 2053 | Mitigation | 0.95 | 45 | 0 | esc | 0.00097009 | 2.6216e-10 | 0.00097009 | 2.6216e-10 | 0.034217 | 2.257e-05 | 0.013543 | 1.4592e-11
[120 empty] | 7.3.3.17.5 (Remote Grid) Updates to grid topology to minimize risk of ignition in HFTDs Remote GridWLDFRVegetation ContactAggregated | WLDFR | HFTD - Distribution - Tier 3 - 4QU CoRE ¦ 2QU LoRE | Non-Red Flag Warning - Destructive Fires | Vegetation Contact | Aggregated | 2054 | 2.7024e-07 | 572.0063 | 0.00015458 | 2054 | Mitigation | 0.95 | 45 | 0 | esc | 0.00097009 | 2.6216e-10 | 0.00097009 | 2.6216e-10 | 0.034217 | 2.257e-05 | 0.013543 | 1.4592e-11
[120 empty] | 7.3.3.17.5 (Remote Grid) Updates to grid topology to minimize risk of ignition in HFTDs Remote GridWLDFRVegetation ContactAggregated | WLDFR | HFTD - Distribution - Tier 3 - 4QU CoRE ¦ 2QU LoRE | Non-Red Flag Warning - Destructive Fires | Vegetation Contact | Aggregated | 2055 | 2.7024e-07 | 572.0063 | 0.00015458 | 2055 | Mitigation | 0.95 | 45 | 0 | esc | 0.00097009 | 2.6216e-10 | 0.00097009 | 2.6216e-10 | 0.034217 | 2.257e-05 | 0.013543 | 1.4592e-11
[120 empty] | 7.3.3.17.5 (Remote Grid) Updates to grid topology to minimize risk of ignition in HFTDs Remote GridWLDFRVegetation ContactAggregated | WLDFR | HFTD - Distribution - Tier 3 - 4QU CoRE ¦ 2QU LoRE | Non-Red Flag Warning - Destructive Fires | Vegetation Contact | Aggregated | 2056 | 2.7024e-07 | 572.0063 | 0.00015458 | 2056 | Mitigation | 0.95 | 45 | 0 | esc | 0.00097009 | 2.6216e-10 | 0.00097009 | 2.6216e-10 | 0.034217 | 2.257e-05 | 0.013543 | 1.4592e-11
[120 empty] | 7.3.3.17.5 (Remote Grid) Updates to grid topology to minimize risk of ignition in HFTDs Remote GridWLDFRVegetation ContactAggregated | WLDFR | HFTD - Distribution - Tier 3 - 4QU CoRE ¦ 2QU LoRE | Non-Red Flag Warning - Destructive Fires | Vegetation Contact | Aggregated | 2057 | 2.7024e-07 | 572.0063 | 0.00015458 | 2057 | Mitigation | 0.95 | 45 | 0 | esc | 0.00097009 | 2.6216e-10 | 0.00097009 | 2.6216e-10 | 0.034217 | 2.257e-05 | 0.013543 | 1.4592e-11
[120 empty] | 7.3.3.17.5 (Remote Grid) Updates to grid topology to minimize risk of ignition in HFTDs Remote GridWLDFRVegetation ContactAggregated | WLDFR | HFTD - Distribution - Tier 3 - 4QU CoRE ¦ 2QU LoRE | Non-Red Flag Warning - Destructive Fires | Vegetation Contact | Aggregated | 2058 | 2.7024e-07 | 572.0063 | 0.00015458 | 2058 | Mitigation | 0.95 | 45 | 0 | esc | 0.00097009 | 2.6216e-10 | 0.00097009 | 2.6216e-10 | 0.034217 | 2.257e-05 | 0.013543 | 1.4592e-11
[120 empty] | 7.3.3.17.5 (Remote Grid) Updates to grid topology to minimize risk of ignition in HFTDs Remote GridWLDFRVegetation ContactAggregated | WLDFR | HFTD - Distribution - Tier 3 - 4QU CoRE ¦ 2QU LoRE | Non-Red Flag Warning - Destructive Fires | Vegetation Contact | Aggregated | 2059 | 2.7024e-07 | 572.0063 | 0.00015458 | 2059 | Mitigation | 0.95 | 45 | 0 | esc | 0.00097009 | 2.6216e-10 | 0.00097009 | 2.6216e-10 | 0.034217 | 2.257e-05 | 0.013543 | 1.4592e-11
[120 empty] | 7.3.3.17.5 (Remote Grid) Updates to grid topology to minimize risk of ignition in HFTDs Remote GridWLDFRVegetation ContactAggregated | WLDFR | HFTD - Distribution - Tier 3 - 4QU CoRE ¦ 2QU LoRE | Non-Red Flag Warning - Destructive Fires | Vegetation Contact | Aggregated | 2060 | 2.7024e-07 | 572.0063 | 0.00015458 | 2060 | Mitigation | 0.95 | 45 | 0 | esc | 0.00097009 | 2.6216e-10 | 0.00097009 | 2.6216e-10 | 0.034217 | 2.257e-05 | 0.013543 | 1.4592e-11
[120 empty] | 7.3.3.17.5 (Remote Grid) Updates to grid topology to minimize risk of ignition in HFTDs Remote GridWLDFRVegetation ContactAggregated | WLDFR | HFTD - Distribution - Tier 3 - 4QU CoRE ¦ 2QU LoRE | Non-Red Flag Warning - Destructive Fires | Vegetation Contact | Aggregated | 2061 | 2.7024e-07 | 572.0063 | 0.00015458 | 2061 | Mitigation | 0.95 | 45 | 0 | esc | 0.00097009 | 2.6216e-10 | 0.00097009 | 2.6216e-10 | 0.034217 | 2.257e-05 | 0.013543 | 1.4592e-11
[120 empty] | 7.3.3.17.5 (Remote Grid) Updates to grid topology to minimize risk of ignition in HFTDs Remote GridWLDFRVegetation ContactAggregated | WLDFR | HFTD - Distribution - Tier 3 - 4QU CoRE ¦ 2QU LoRE | Non-Red Flag Warning - Destructive Fires | Vegetation Contact | Aggregated | 2062 | 2.7024e-07 | 572.0063 | 0.00015458 | 2062 | Mitigation | 0.95 | 45 | 0 | esc | 0.00097009 | 2.6216e-10 | 0.00097009 | 2.6216e-10 | 0.034217 | 2.257e-05 | 0.013543 | 1.4592e-11
[120 empty] | 7.3.3.17.5 (Remote Grid) Updates to grid topology to minimize risk of ignition in HFTDs Remote GridWLDFRVegetation ContactAggregated | WLDFR | HFTD - Distribution - Tier 3 - 4QU CoRE ¦ 2QU LoRE | Non-Red Flag Warning - Destructive Fires | Vegetation Contact | Aggregated | 2063 | 2.7024e-07 | 572.0063 | 0.00015458 | 2063 | Mitigation | 0.95 | 45 | 0 | esc | 0.00097009 | 2.6216e-10 | 0.00097009 | 2.6216e-10 | 0.034217 | 2.257e-05 | 0.013543 | 1.4592e-11
[120 empty] | 7.3.3.17.5 (Remote Grid) Updates to grid topology to minimize risk of ignition in HFTDs Remote GridWLDFRVegetation ContactAggregated | WLDFR | HFTD - Distribution - Tier 3 - 4QU CoRE ¦ 2QU LoRE | Non-Red Flag Warning - Destructive Fires | Vegetation Contact | Aggregated | 2064 | 2.7024e-07 | 572.0063 | 0.00015458 | 2064 | Mitigation | 0.95 | 45 | 0 | esc | 0.00097009 | 2.6216e-10 | 0.00097009 | 2.6216e-10 | 0.034217 | 2.257e-05 | 0.013543 | 1.4592e-11
[120 empty] | 7.3.3.17.5 (Remote Grid) Updates to grid topology to minimize risk of ignition in HFTDs Remote GridWLDFRVegetation ContactAggregated | WLDFR | HFTD - Distribution - Tier 3 - 4QU CoRE ¦ 2QU LoRE | Non-Red Flag Warning - Destructive Fires | Vegetation Contact | Aggregated | 2065 | 2.7024e-07 | 572.0063 | 0.00015458 | 2065 | Mitigation | 0.95 | 45 | 0 | esc | 0.00097009 | 2.6216e-10 | 0.00097009 | 2.6216e-10 | 0.034217 | 2.257e-05 | 0.013543 | 1.4592e-11
[120 empty] | 7.3.3.17.5 (Remote Grid) Updates to grid topology to minimize risk of ignition in HFTDs Remote GridWLDFRVegetation ContactAggregated | WLDFR | HFTD - Distribution - Tier 3 - 4QU CoRE ¦ 2QU LoRE | Non-Red Flag Warning - Destructive Fires | Vegetation Contact | Aggregated | 2066 | 2.7024e-07 | 572.0063 | 0.00015458 | 2066 | Mitigation | 0.95 | 45 | 0 | esc | 0.00097009 | 2.6216e-10 | 0.00097009 | 2.6216e-10 | 0.034217 | 2.257e-05 | 0.013543 | 1.4592e-11
[120 empty] | 7.3.3.17.5 (Remote Grid) Updates to grid topology to minimize risk of ignition in HFTDs Remote GridWLDFRVegetation ContactAggregated | WLDFR | HFTD - Distribution - Tier 3 - 4QU CoRE ¦ 2QU LoRE | Non-Red Flag Warning - Destructive Fires | Vegetation Contact | Aggregated | 2067 | 2.7024e-07 | 572.0063 | 0.00015458 | 2067 | Mitigation | 0.95 | 45 | 0 | esc | 0 | 0 | 0.00097009 | 2.6216e-10 | 0.034217 | 2.257e-05 | 0.013543 | 1.4592e-11
[120 empty] | 7.3.3.17.5 (Remote Grid) Updates to grid topology to minimize risk of ignition in HFTDs Remote GridWLDFRWire-to-wire contactAggregated | WLDFR | HFTD - Distribution - Tier 3 - 4QU CoRE ¦ 2QU LoRE | Non-Red Flag Warning - Destructive Fires | Wire-to-wire contact | Aggregated | 2022 | 2.3224e-08 | 572.0063 | 1.3284e-05 | 2022 | Mitigation | 0.95 | 45 | 0 | esc | 0.00097009 | 2.2529e-11 | 0 | 0 | 0.034217 | 2.257e-05 | 0 | 0
[120 empty] | 7.3.3.17.5 (Remote Grid) Updates to grid topology to minimize risk of ignition in HFTDs Remote GridWLDFRWire-to-wire contactAggregated | WLDFR | HFTD - Distribution - Tier 3 - 4QU CoRE ¦ 2QU LoRE | Non-Red Flag Warning - Destructive Fires | Wire-to-wire contact | Aggregated | 2023 | 2.3224e-08 | 572.0063 | 1.3284e-05 | 2023 | Mitigation | 0.95 | 45 | 0 | esc | 0.00097009 | 2.2529e-11 | 0.00097009 | 2.2529e-11 | 0.034217 | 2.257e-05 | 0 | 0
[120 empty] | 7.3.3.17.5 (Remote Grid) Updates to grid topology to minimize risk of ignition in HFTDs Remote GridWLDFRWire-to-wire contactAggregated | WLDFR | HFTD - Distribution - Tier 3 - 4QU CoRE ¦ 2QU LoRE | Non-Red Flag Warning - Destructive Fires | Wire-to-wire contact | Aggregated | 2024 | 2.3224e-08 | 572.0063 | 1.3284e-05 | 2024 | Mitigation | 0.95 | 45 | 0 | esc | 0.00097009 | 2.2529e-11 | 0.00097009 | 2.2529e-11 | 0.034217 | 2.257e-05 | 0.0093813 | 3.2291e-10
[120 empty] | 7.3.3.17.5 (Remote Grid) Updates to grid topology to minimize risk of ignition in HFTDs Remote GridWLDFRWire-to-wire contactAggregated | WLDFR | HFTD - Distribution - Tier 3 - 4QU CoRE ¦ 2QU LoRE | Non-Red Flag Warning - Destructive Fires | Wire-to-wire contact | Aggregated | 2025 | 2.3224e-08 | 572.0063 | 1.3284e-05 | 2025 | Mitigation | 0.95 | 45 | 0 | esc | 0.00097009 | 2.2529e-11 | 0.00097009 | 2.2529e-11 | 0.034217 | 2.257e-05 | 0.0093813 | 3.2291e-10
[120 empty] | 7.3.3.17.5 (Remote Grid) Updates to grid topology to minimize risk of ignition in HFTDs Remote GridWLDFRWire-to-wire contactAggregated | WLDFR | HFTD - Distribution - Tier 3 - 4QU CoRE ¦ 2QU LoRE | Non-Red Flag Warning - Destructive Fires | Wire-to-wire contact | Aggregated | 2026 | 2.3224e-08 | 572.0063 | 1.3284e-05 | 2026 | Mitigation | 0.95 | 45 | 0 | esc | 0.00097009 | 2.2529e-11 | 0.00097009 | 2.2529e-11 | 0.034217 | 2.257e-05 | 0.0093813 | 3.2291e-10
[120 empty] | 7.3.3.17.5 (Remote Grid) Updates to grid topology to minimize risk of ignition in HFTDs Remote GridWLDFRWire-to-wire contactAggregated | WLDFR | HFTD - Distribution - Tier 3 - 4QU CoRE ¦ 2QU LoRE | Non-Red Flag Warning - Destructive Fires | Wire-to-wire contact | Aggregated | 2027 | 2.3224e-08 | 572.0063 | 1.3284e-05 | 2027 | Mitigation | 0.95 | 45 | 0 | esc | 0.00097009 | 2.2529e-11 | 0.00097009 | 2.2529e-11 | 0.034217 | 2.257e-05 | 0.0093813 | 3.2291e-10
[120 empty] | 7.3.3.17.5 (Remote Grid) Updates to grid topology to minimize risk of ignition in HFTDs Remote GridWLDFRWire-to-wire contactAggregated | WLDFR | HFTD - Distribution - Tier 3 - 4QU CoRE ¦ 2QU LoRE | Non-Red Flag Warning - Destructive Fires | Wire-to-wire contact | Aggregated | 2028 | 2.3224e-08 | 572.0063 | 1.3284e-05 | 2028 | Mitigation | 0.95 | 45 | 0 | esc | 0.00097009 | 2.2529e-11 | 0.00097009 | 2.2529e-11 | 0.034217 | 2.257e-05 | 0.0093813 | 3.2291e-10
[120 empty] | 7.3.3.17.5 (Remote Grid) Updates to grid topology to minimize risk of ignition in HFTDs Remote GridWLDFRWire-to-wire contactAggregated | WLDFR | HFTD - Distribution - Tier 3 - 4QU CoRE ¦ 2QU LoRE | Non-Red Flag Warning - Destructive Fires | Wire-to-wire contact | Aggregated | 2029 | 2.3224e-08 | 572.0063 | 1.3284e-05 | 2029 | Mitigation | 0.95 | 45 | 0 | esc | 0.00097009 | 2.2529e-11 | 0.00097009 | 2.2529e-11 | 0.034217 | 2.257e-05 | 0.0093813 | 3.2291e-10
[120 empty] | 7.3.3.17.5 (Remote Grid) Updates to grid topology to minimize risk of ignition in HFTDs Remote GridWLDFRWire-to-wire contactAggregated | WLDFR | HFTD - Distribution - Tier 3 - 4QU CoRE ¦ 2QU LoRE | Non-Red Flag Warning - Destructive Fires | Wire-to-wire contact | Aggregated | 2030 | 2.3224e-08 | 572.0063 | 1.3284e-05 | 2030 | Mitigation | 0.95 | 45 | 0 | esc | 0.00097009 | 2.2529e-11 | 0.00097009 | 2.2529e-11 | 0.034217 | 2.257e-05 | 0.0093813 | 3.2291e-10
[120 empty] | 7.3.3.17.5 (Remote Grid) Updates to grid topology to minimize risk of ignition in HFTDs Remote GridWLDFRWire-to-wire contactAggregated | WLDFR | HFTD - Distribution - Tier 3 - 4QU CoRE ¦ 2QU LoRE | Non-Red Flag Warning - Destructive Fires | Wire-to-wire contact | Aggregated | 2031 | 2.3224e-08 | 572.0063 | 1.3284e-05 | 2031 | Mitigation | 0.95 | 45 | 0 | esc | 0.00097009 | 2.2529e-11 | 0.00097009 | 2.2529e-11 | 0.034217 | 2.257e-05 | 0.0093813 | 3.2291e-10
[120 empty] | 7.3.3.17.5 (Remote Grid) Updates to grid topology to minimize risk of ignition in HFTDs Remote GridWLDFRWire-to-wire contactAggregated | WLDFR | HFTD - Distribution - Tier 3 - 4QU CoRE ¦ 2QU LoRE | Non-Red Flag Warning - Destructive Fires | Wire-to-wire contact | Aggregated | 2032 | 2.3224e-08 | 572.0063 | 1.3284e-05 | 2032 | Mitigation | 0.95 | 45 | 0 | esc | 0.00097009 | 2.2529e-11 | 0.00097009 | 2.2529e-11 | 0.034217 | 2.257e-05 | 0.0093813 | 3.2291e-10
[120 empty] | 7.3.3.17.5 (Remote Grid) Updates to grid topology to minimize risk of ignition in HFTDs Remote GridWLDFRWire-to-wire contactAggregated | WLDFR | HFTD - Distribution - Tier 3 - 4QU CoRE ¦ 2QU LoRE | Non-Red Flag Warning - Destructive Fires | Wire-to-wire contact | Aggregated | 2033 | 2.3224e-08 | 572.0063 | 1.3284e-05 | 2033 | Mitigation | 0.95 | 45 | 0 | esc | 0.00097009 | 2.2529e-11 | 0.00097009 | 2.2529e-11 | 0.034217 | 2.257e-05 | 0.0093813 | 3.2291e-10
[120 empty] | 7.3.3.17.5 (Remote Grid) Updates to grid topology to minimize risk of ignition in HFTDs Remote GridWLDFRWire-to-wire contactAggregated | WLDFR | HFTD - Distribution - Tier 3 - 4QU CoRE ¦ 2QU LoRE | Non-Red Flag Warning - Destructive Fires | Wire-to-wire contact | Aggregated | 2034 | 2.3224e-08 | 572.0063 | 1.3284e-05 | 2034 | Mitigation | 0.95 | 45 | 0 | esc | 0.00097009 | 2.2529e-11 | 0.00097009 | 2.2529e-11 | 0.034217 | 2.257e-05 | 0.0093813 | 3.2291e-10
[120 empty] | 7.3.3.17.5 (Remote Grid) Updates to grid topology to minimize risk of ignition in HFTDs Remote GridWLDFRWire-to-wire contactAggregated | WLDFR | HFTD - Distribution - Tier 3 - 4QU CoRE ¦ 2QU LoRE | Non-Red Flag Warning - Destructive Fires | Wire-to-wire contact | Aggregated | 2035 | 2.3224e-08 | 572.0063 | 1.3284e-05 | 2035 | Mitigation | 0.95 | 45 | 0 | esc | 0.00097009 | 2.2529e-11 | 0.00097009 | 2.2529e-11 | 0.034217 | 2.257e-05 | 0.0093813 | 3.2291e-10
[120 empty] | 7.3.3.17.5 (Remote Grid) Updates to grid topology to minimize risk of ignition in HFTDs Remote GridWLDFRWire-to-wire contactAggregated | WLDFR | HFTD - Distribution - Tier 3 - 4QU CoRE ¦ 2QU LoRE | Non-Red Flag Warning - Destructive Fires | Wire-to-wire contact | Aggregated | 2036 | 2.3224e-08 | 572.0063 | 1.3284e-05 | 2036 | Mitigation | 0.95 | 45 | 0 | esc | 0.00097009 | 2.2529e-11 | 0.00097009 | 2.2529e-11 | 0.034217 | 2.257e-05 | 0.0093813 | 3.2291e-10
[120 empty] | 7.3.3.17.5 (Remote Grid) Updates to grid topology to minimize risk of ignition in HFTDs Remote GridWLDFRWire-to-wire contactAggregated | WLDFR | HFTD - Distribution - Tier 3 - 4QU CoRE ¦ 2QU LoRE | Non-Red Flag Warning - Destructive Fires | Wire-to-wire contact | Aggregated | 2037 | 2.3224e-08 | 572.0063 | 1.3284e-05 | 2037 | Mitigation | 0.95 | 45 | 0 | esc | 0.00097009 | 2.2529e-11 | 0.00097009 | 2.2529e-11 | 0.034217 | 2.257e-05 | 0.0093813 | 3.2291e-10
[120 empty] | 7.3.3.17.5 (Remote Grid) Updates to grid topology to minimize risk of ignition in HFTDs Remote GridWLDFRWire-to-wire contactAggregated | WLDFR | HFTD - Distribution - Tier 3 - 4QU CoRE ¦ 2QU LoRE | Non-Red Flag Warning - Destructive Fires | Wire-to-wire contact | Aggregated | 2038 | 2.3224e-08 | 572.0063 | 1.3284e-05 | 2038 | Mitigation | 0.95 | 45 | 0 | esc | 0.00097009 | 2.2529e-11 | 0.00097009 | 2.2529e-11 | 0.034217 | 2.257e-05 | 0.0093813 | 3.2291e-10
[120 empty] | 7.3.3.17.5 (Remote Grid) Updates to grid topology to minimize risk of ignition in HFTDs Remote GridWLDFRWire-to-wire contactAggregated | WLDFR | HFTD - Distribution - Tier 3 - 4QU CoRE ¦ 2QU LoRE | Non-Red Flag Warning - Destructive Fires | Wire-to-wire contact | Aggregated | 2039 | 2.3224e-08 | 572.0063 | 1.3284e-05 | 2039 | Mitigation | 0.95 | 45 | 0 | esc | 0.00097009 | 2.2529e-11 | 0.00097009 | 2.2529e-11 | 0.034217 | 2.257e-05 | 0.0093813 | 3.2291e-10
[120 empty] | 7.3.3.17.5 (Remote Grid) Updates to grid topology to minimize risk of ignition in HFTDs Remote GridWLDFRWire-to-wire contactAggregated | WLDFR | HFTD - Distribution - Tier 3 - 4QU CoRE ¦ 2QU LoRE | Non-Red Flag Warning - Destructive Fires | Wire-to-wire contact | Aggregated | 2040 | 2.3224e-08 | 572.0063 | 1.3284e-05 | 2040 | Mitigation | 0.95 | 45 | 0 | esc | 0.00097009 | 2.2529e-11 | 0.00097009 | 2.2529e-11 | 0.034217 | 2.257e-05 | 0.0093813 | 3.2291e-10
[120 empty] | 7.3.3.17.5 (Remote Grid) Updates to grid topology to minimize risk of ignition in HFTDs Remote GridWLDFRWire-to-wire contactAggregated | WLDFR | HFTD - Distribution - Tier 3 - 4QU CoRE ¦ 2QU LoRE | Non-Red Flag Warning - Destructive Fires | Wire-to-wire contact | Aggregated | 2041 | 2.3224e-08 | 572.0063 | 1.3284e-05 | 2041 | Mitigation | 0.95 | 45 | 0 | esc | 0.00097009 | 2.2529e-11 | 0.00097009 | 2.2529e-11 | 0.034217 | 2.257e-05 | 0.0093813 | 3.2291e-10
[120 empty] | 7.3.3.17.5 (Remote Grid) Updates to grid topology to minimize risk of ignition in HFTDs Remote GridWLDFRWire-to-wire contactAggregated | WLDFR | HFTD - Distribution - Tier 3 - 4QU CoRE ¦ 2QU LoRE | Non-Red Flag Warning - Destructive Fires | Wire-to-wire contact | Aggregated | 2042 | 2.3224e-08 | 572.0063 | 1.3284e-05 | 2042 | Mitigation | 0.95 | 45 | 0 | esc | 0.00097009 | 2.2529e-11 | 0.00097009 | 2.2529e-11 | 0 | 0 | 0.0093813 | 3.2291e-10
[120 empty] | 7.3.3.17.5 (Remote Grid) Updates to grid topology to minimize risk of ignition in HFTDs Remote GridWLDFRWire-to-wire contactAggregated | WLDFR | HFTD - Distribution - Tier 3 - 4QU CoRE ¦ 2QU LoRE | Non-Red Flag Warning - Destructive Fires | Wire-to-wire contact | Aggregated | 2043 | 2.3224e-08 | 572.0063 | 1.3284e-05 | 2043 | Mitigation | 0.95 | 45 | 0 | esc | 0.00097009 | 2.2529e-11 | 0.00097009 | 2.2529e-11 | 0.034217 | 1.3122e-05 | 0.0093813 | 3.2291e-10
[120 empty] | 7.3.3.17.5 (Remote Grid) Updates to grid topology to minimize risk of ignition in HFTDs Remote GridWLDFRWire-to-wire contactAggregated | WLDFR | HFTD - Distribution - Tier 3 - 4QU CoRE ¦ 2QU LoRE | Non-Red Flag Warning - Destructive Fires | Wire-to-wire contact | Aggregated | 2044 | 2.3224e-08 | 572.0063 | 1.3284e-05 | 2044 | Mitigation | 0.95 | 45 | 0 | esc | 0.00097009 | 2.2529e-11 | 0.00097009 | 2.2529e-11 | 0.034217 | 1.3122e-05 | 0.0093813 | 3.2291e-10
[120 empty] | 7.3.3.17.5 (Remote Grid) Updates to grid topology to minimize risk of ignition in HFTDs Remote GridWLDFRWire-to-wire contactAggregated | WLDFR | HFTD - Distribution - Tier 3 - 4QU CoRE ¦ 2QU LoRE | Non-Red Flag Warning - Destructive Fires | Wire-to-wire contact | Aggregated | 2045 | 2.3224e-08 | 572.0063 | 1.3284e-05 | 2045 | Mitigation | 0.95 | 45 | 0 | esc | 0.00097009 | 2.2529e-11 | 0.00097009 | 2.2529e-11 | 0.034217 | 1.3122e-05 | 0.0093813 | 3.2291e-10
[120 empty] | 7.3.3.17.5 (Remote Grid) Updates to grid topology to minimize risk of ignition in HFTDs Remote GridWLDFRWire-to-wire contactAggregated | WLDFR | HFTD - Distribution - Tier 3 - 4QU CoRE ¦ 2QU LoRE | Non-Red Flag Warning - Destructive Fires | Wire-to-wire contact | Aggregated | 2046 | 2.3224e-08 | 572.0063 | 1.3284e-05 | 2046 | Mitigation | 0.95 | 45 | 0 | esc | 0.00097009 | 2.2529e-11 | 0.00097009 | 2.2529e-11 | 0.034217 | 1.3122e-05 | 0.0093813 | 3.2291e-10
[120 empty] | 7.3.3.17.5 (Remote Grid) Updates to grid topology to minimize risk of ignition in HFTDs Remote GridWLDFRWire-to-wire contactAggregated | WLDFR | HFTD - Distribution - Tier 3 - 4QU CoRE ¦ 2QU LoRE | Non-Red Flag Warning - Destructive Fires | Wire-to-wire contact | Aggregated | 2047 | 2.3224e-08 | 572.0063 | 1.3284e-05 | 2047 | Mitigation | 0.95 | 45 | 0 | esc | 0.00097009 | 2.2529e-11 | 0.00097009 | 2.2529e-11 | 0.034217 | 1.3122e-05 | 0.0093813 | 3.2291e-10
[120 empty] | 7.3.3.17.5 (Remote Grid) Updates to grid topology to minimize risk of ignition in HFTDs Remote GridWLDFRWire-to-wire contactAggregated | WLDFR | HFTD - Distribution - Tier 3 - 4QU CoRE ¦ 2QU LoRE | Non-Red Flag Warning - Destructive Fires | Wire-to-wire contact | Aggregated | 2048 | 2.3224e-08 | 572.0063 | 1.3284e-05 | 2048 | Mitigation | 0.95 | 45 | 0 | esc | 0.00097009 | 2.2529e-11 | 0.00097009 | 2.2529e-11 | 0.034217 | 1.3122e-05 | 0.0093813 | 3.2291e-10
[120 empty] | 7.3.3.17.5 (Remote Grid) Updates to grid topology to minimize risk of ignition in HFTDs Remote GridWLDFRWire-to-wire contactAggregated | WLDFR | HFTD - Distribution - Tier 3 - 4QU CoRE ¦ 2QU LoRE | Non-Red Flag Warning - Destructive Fires | Wire-to-wire contact | Aggregated | 2049 | 2.3224e-08 | 572.0063 | 1.3284e-05 | 2049 | Mitigation | 0.95 | 45 | 0 | esc | 0.00097009 | 2.2529e-11 | 0.00097009 | 2.2529e-11 | 0.034217 | 1.3122e-05 | 0.0093813 | 3.2291e-10
[120 empty] | 7.3.3.17.5 (Remote Grid) Updates to grid topology to minimize risk of ignition in HFTDs Remote GridWLDFRWire-to-wire contactAggregated | WLDFR | HFTD - Distribution - Tier 3 - 4QU CoRE ¦ 2QU LoRE | Non-Red Flag Warning - Destructive Fires | Wire-to-wire contact | Aggregated | 2050 | 2.3224e-08 | 572.0063 | 1.3284e-05 | 2050 | Mitigation | 0.95 | 45 | 0 | esc | 0.00097009 | 2.2529e-11 | 0.00097009 | 2.2529e-11 | 0.034217 | 1.3122e-05 | 0.0093813 | 3.2291e-10
[120 empty] | 7.3.3.17.5 (Remote Grid) Updates to grid topology to minimize risk of ignition in HFTDs Remote GridWLDFRWire-to-wire contactAggregated | WLDFR | HFTD - Distribution - Tier 3 - 4QU CoRE ¦ 2QU LoRE | Non-Red Flag Warning - Destructive Fires | Wire-to-wire contact | Aggregated | 2051 | 2.3224e-08 | 572.0063 | 1.3284e-05 | 2051 | Mitigation | 0.95 | 45 | 0 | esc | 0.00097009 | 2.2529e-11 | 0.00097009 | 2.2529e-11 | 0.034217 | 1.3122e-05 | 0.0093813 | 3.2291e-10
[120 empty] | 7.3.3.17.5 (Remote Grid) Updates to grid topology to minimize risk of ignition in HFTDs Remote GridWLDFRWire-to-wire contactAggregated | WLDFR | HFTD - Distribution - Tier 3 - 4QU CoRE ¦ 2QU LoRE | Non-Red Flag Warning - Destructive Fires | Wire-to-wire contact | Aggregated | 2052 | 2.3224e-08 | 572.0063 | 1.3284e-05 | 2052 | Mitigation | 0.95 | 45 | 0 | esc | 0.00097009 | 2.2529e-11 | 0.00097009 | 2.2529e-11 | 0.034217 | 1.3122e-05 | 0.0093813 | 3.2291e-10
[120 empty] | 7.3.3.17.5 (Remote Grid) Updates to grid topology to minimize risk of ignition in HFTDs Remote GridWLDFRWire-to-wire contactAggregated | WLDFR | HFTD - Distribution - Tier 3 - 4QU CoRE ¦ 2QU LoRE | Non-Red Flag Warning - Destructive Fires | Wire-to-wire contact | Aggregated | 2053 | 2.3224e-08 | 572.0063 | 1.3284e-05 | 2053 | Mitigation | 0.95 | 45 | 0 | esc | 0.00097009 | 2.2529e-11 | 0.00097009 | 2.2529e-11 | 0.034217 | 1.3122e-05 | 0.0093813 | 3.2291e-10
[120 empty] | 7.3.3.17.5 (Remote Grid) Updates to grid topology to minimize risk of ignition in HFTDs Remote GridWLDFRWire-to-wire contactAggregated | WLDFR | HFTD - Distribution - Tier 3 - 4QU CoRE ¦ 2QU LoRE | Non-Red Flag Warning - Destructive Fires | Wire-to-wire contact | Aggregated | 2054 | 2.3224e-08 | 572.0063 | 1.3284e-05 | 2054 | Mitigation | 0.95 | 45 | 0 | esc | 0.00097009 | 2.2529e-11 | 0.00097009 | 2.2529e-11 | 0.034217 | 1.3122e-05 | 0 | 0
[120 empty] | 7.3.3.17.5 (Remote Grid) Updates to grid topology to minimize risk of ignition in HFTDs Remote GridWLDFRWire-to-wire contactAggregated | WLDFR | HFTD - Distribution - Tier 3 - 4QU CoRE ¦ 2QU LoRE | Non-Red Flag Warning - Destructive Fires | Wire-to-wire contact | Aggregated | 2055 | 2.3224e-08 | 572.0063 | 1.3284e-05 | 2055 | Mitigation | 0.95 | 45 | 0 | esc | 0.00097009 | 2.2529e-11 | 0.00097009 | 2.2529e-11 | 0.034217 | 1.3122e-05 | 0 | 0
[120 empty] | 7.3.3.17.5 (Remote Grid) Updates to grid topology to minimize risk of ignition in HFTDs Remote GridWLDFRWire-to-wire contactAggregated | WLDFR | HFTD - Distribution - Tier 3 - 4QU CoRE ¦ 2QU LoRE | Non-Red Flag Warning - Destructive Fires | Wire-to-wire contact | Aggregated | 2056 | 2.3224e-08 | 572.0063 | 1.3284e-05 | 2056 | Mitigation | 0.95 | 45 | 0 | esc | 0.00097009 | 2.2529e-11 | 0.00097009 | 2.2529e-11 | 0.034217 | 1.3122e-05 | 0.014004 | 2.1025e-10
[120 empty] | 7.3.3.17.5 (Remote Grid) Updates to grid topology to minimize risk of ignition in HFTDs Remote GridWLDFRWire-to-wire contactAggregated | WLDFR | HFTD - Distribution - Tier 3 - 4QU CoRE ¦ 2QU LoRE | Non-Red Flag Warning - Destructive Fires | Wire-to-wire contact | Aggregated | 2057 | 2.3224e-08 | 572.0063 | 1.3284e-05 | 2057 | Mitigation | 0.95 | 45 | 0 | esc | 0.00097009 | 2.2529e-11 | 0.00097009 | 2.2529e-11 | 0.034217 | 1.3122e-05 | 0.014004 | 2.1025e-10
[120 empty] | 7.3.3.17.5 (Remote Grid) Updates to grid topology to minimize risk of ignition in HFTDs Remote GridWLDFRWire-to-wire contactAggregated | WLDFR | HFTD - Distribution - Tier 3 - 4QU CoRE ¦ 2QU LoRE | Non-Red Flag Warning - Destructive Fires | Wire-to-wire contact | Aggregated | 2058 | 2.3224e-08 | 572.0063 | 1.3284e-05 | 2058 | Mitigation | 0.95 | 45 | 0 | esc | 0.00097009 | 2.2529e-11 | 0.00097009 | 2.2529e-11 | 0.034217 | 1.3122e-05 | 0.014004 | 2.1025e-10
[120 empty] | 7.3.3.17.5 (Remote Grid) Updates to grid topology to minimize risk of ignition in HFTDs Remote GridWLDFRWire-to-wire contactAggregated | WLDFR | HFTD - Distribution - Tier 3 - 4QU CoRE ¦ 2QU LoRE | Non-Red Flag Warning - Destructive Fires | Wire-to-wire contact | Aggregated | 2059 | 2.3224e-08 | 572.0063 | 1.3284e-05 | 2059 | Mitigation | 0.95 | 45 | 0 | esc | 0.00097009 | 2.2529e-11 | 0.00097009 | 2.2529e-11 | 0.034217 | 1.3122e-05 | 0.014004 | 2.1025e-10
[120 empty] | 7.3.3.17.5 (Remote Grid) Updates to grid topology to minimize risk of ignition in HFTDs Remote GridWLDFRWire-to-wire contactAggregated | WLDFR | HFTD - Distribution - Tier 3 - 4QU CoRE ¦ 2QU LoRE | Non-Red Flag Warning - Destructive Fires | Wire-to-wire contact | Aggregated | 2060 | 2.3224e-08 | 572.0063 | 1.3284e-05 | 2060 | Mitigation | 0.95 | 45 | 0 | esc | 0.00097009 | 2.2529e-11 | 0.00097009 | 2.2529e-11 | 0.034217 | 1.3122e-05 | 0.014004 | 2.1025e-10
[120 empty] | 7.3.3.17.5 (Remote Grid) Updates to grid topology to minimize risk of ignition in HFTDs Remote GridWLDFRWire-to-wire contactAggregated | WLDFR | HFTD - Distribution - Tier 3 - 4QU CoRE ¦ 2QU LoRE | Non-Red Flag Warning - Destructive Fires | Wire-to-wire contact | Aggregated | 2061 | 2.3224e-08 | 572.0063 | 1.3284e-05 | 2061 | Mitigation | 0.95 | 45 | 0 | esc | 0.00097009 | 2.2529e-11 | 0.00097009 | 2.2529e-11 | 0.034217 | 1.3122e-05 | 0.014004 | 2.1025e-10
[120 empty] | 7.3.3.17.5 (Remote Grid) Updates to grid topology to minimize risk of ignition in HFTDs Remote GridWLDFRWire-to-wire contactAggregated | WLDFR | HFTD - Distribution - Tier 3 - 4QU CoRE ¦ 2QU LoRE | Non-Red Flag Warning - Destructive Fires | Wire-to-wire contact | Aggregated | 2062 | 2.3224e-08 | 572.0063 | 1.3284e-05 | 2062 | Mitigation | 0.95 | 45 | 0 | esc | 0.00097009 | 2.2529e-11 | 0.00097009 | 2.2529e-11 | 0.034217 | 1.3122e-05 | 0.014004 | 2.1025e-10
[120 empty] | 7.3.3.17.5 (Remote Grid) Updates to grid topology to minimize risk of ignition in HFTDs Remote GridWLDFRWire-to-wire contactAggregated | WLDFR | HFTD - Distribution - Tier 3 - 4QU CoRE ¦ 2QU LoRE | Non-Red Flag Warning - Destructive Fires | Wire-to-wire contact | Aggregated | 2063 | 2.3224e-08 | 572.0063 | 1.3284e-05 | 2063 | Mitigation | 0.95 | 45 | 0 | esc | 0.00097009 | 2.2529e-11 | 0.00097009 | 2.2529e-11 | 0.034217 | 1.3122e-05 | 0.014004 | 2.1025e-10
[120 empty] | 7.3.3.17.5 (Remote Grid) Updates to grid topology to minimize risk of ignition in HFTDs Remote GridWLDFRWire-to-wire contactAggregated | WLDFR | HFTD - Distribution - Tier 3 - 4QU CoRE ¦ 2QU LoRE | Non-Red Flag Warning - Destructive Fires | Wire-to-wire contact | Aggregated | 2064 | 2.3224e-08 | 572.0063 | 1.3284e-05 | 2064 | Mitigation | 0.95 | 45 | 0 | esc | 0.00097009 | 2.2529e-11 | 0.00097009 | 2.2529e-11 | 0.034217 | 1.3122e-05 | 0.014004 | 2.1025e-10
[120 empty] | 7.3.3.17.5 (Remote Grid) Updates to grid topology to minimize risk of ignition in HFTDs Remote GridWLDFRWire-to-wire contactAggregated | WLDFR | HFTD - Distribution - Tier 3 - 4QU CoRE ¦ 2QU LoRE | Non-Red Flag Warning - Destructive Fires | Wire-to-wire contact | Aggregated | 2065 | 2.3224e-08 | 572.0063 | 1.3284e-05 | 2065 | Mitigation | 0.95 | 45 | 0 | esc | 0.00097009 | 2.2529e-11 | 0.00097009 | 2.2529e-11 | 0.034217 | 1.3122e-05 | 0.014004 | 2.1025e-10
[120 empty] | 7.3.3.17.5 (Remote Grid) Updates to grid topology to minimize risk of ignition in HFTDs Remote GridWLDFRWire-to-wire contactAggregated | WLDFR | HFTD - Distribution - Tier 3 - 4QU CoRE ¦ 2QU LoRE | Non-Red Flag Warning - Destructive Fires | Wire-to-wire contact | Aggregated | 2066 | 2.3224e-08 | 572.0063 | 1.3284e-05 | 2066 | Mitigation | 0.95 | 45 | 0 | esc | 0.00097009 | 2.2529e-11 | 0.00097009 | 2.2529e-11 | 0.034217 | 1.3122e-05 | 0.014004 | 2.1025e-10
[120 empty] | 7.3.3.17.5 (Remote Grid) Updates to grid topology to minimize risk of ignition in HFTDs Remote GridWLDFRWire-to-wire contactAggregated | WLDFR | HFTD - Distribution - Tier 3 - 4QU CoRE ¦ 2QU LoRE | Non-Red Flag Warning - Destructive Fires | Wire-to-wire contact | Aggregated | 2067 | 2.3224e-08 | 572.0063 | 1.3284e-05 | 2067 | Mitigation | 0.95 | 45 | 0 | esc | 0 | 0 | 0.00097009 | 2.2529e-11 | 0.034217 | 1.3122e-05 | 0.014004 | 2.1025e-10
[120 empty] | 7.3.3.17.5 (Remote Grid) Updates to grid topology to minimize risk of ignition in HFTDs Remote GridWLDFRContact from objectAggregated | WLDFR | HFTD - Distribution - Tier 3 - 4QU CoRE ¦ 2QU LoRE | Non-Red Flag Warning - Large Fires | Contact from object | Aggregated | 2022 | 3.0732e-06 | 572.0063 | 0.0017579 | 2022 | Mitigation | 0.95 | 45 | 0 | esc | 0.00097009 | 2.9813e-09 | 0 | 0 | 0.034217 | 1.3122e-05 | 0.014004 | 2.1025e-10
[120 empty] | 7.3.3.17.5 (Remote Grid) Updates to grid topology to minimize risk of ignition in HFTDs Remote GridWLDFRContact from objectAggregated | WLDFR | HFTD - Distribution - Tier 3 - 4QU CoRE ¦ 2QU LoRE | Non-Red Flag Warning - Large Fires | Contact from object | Aggregated | 2023 | 3.0732e-06 | 572.0063 | 0.0017579 | 2023 | Mitigation | 0.95 | 45 | 0 | esc | 0.00097009 | 2.9813e-09 | 0.00097009 | 2.9813e-09 | 0.034217 | 1.3122e-05 | 0.014004 | 2.1025e-10
[120 empty] | 7.3.3.17.5 (Remote Grid) Updates to grid topology to minimize risk of ignition in HFTDs Remote GridWLDFRContact from objectAggregated | WLDFR | HFTD - Distribution - Tier 3 - 4QU CoRE ¦ 2QU LoRE | Non-Red Flag Warning - Large Fires | Contact from object | Aggregated | 2024 | 3.0732e-06 | 572.0063 | 0.0017579 | 2024 | Mitigation | 0.95 | 45 | 0 | esc | 0.00097009 | 2.9813e-09 | 0.00097009 | 2.9813e-09 | 0.034217 | 1.3122e-05 | 0.014004 | 2.1025e-10
[120 empty] | 7.3.3.17.5 (Remote Grid) Updates to grid topology to minimize risk of ignition in HFTDs Remote GridWLDFRContact from objectAggregated | WLDFR | HFTD - Distribution - Tier 3 - 4QU CoRE ¦ 2QU LoRE | Non-Red Flag Warning - Large Fires | Contact from object | Aggregated | 2025 | 3.0732e-06 | 572.0063 | 0.0017579 | 2025 | Mitigation | 0.95 | 45 | 0 | esc | 0.00097009 | 2.9813e-09 | 0.00097009 | 2.9813e-09 | 0.034217 | 1.3122e-05 | 0.014004 | 2.1025e-10
[120 empty] | 7.3.3.17.5 (Remote Grid) Updates to grid topology to minimize risk of ignition in HFTDs Remote GridWLDFRContact from objectAggregated | WLDFR | HFTD - Distribution - Tier 3 - 4QU CoRE ¦ 2QU LoRE | Non-Red Flag Warning - Large Fires | Contact from object | Aggregated | 2026 | 3.0732e-06 | 572.0063 | 0.0017579 | 2026 | Mitigation | 0.95 | 45 | 0 | esc | 0.00097009 | 2.9813e-09 | 0.00097009 | 2.9813e-09 | 0.034217 | 1.3122e-05 | 0.014004 | 2.1025e-10
[120 empty] | 7.3.3.17.5 (Remote Grid) Updates to grid topology to minimize risk of ignition in HFTDs Remote GridWLDFRContact from objectAggregated | WLDFR | HFTD - Distribution - Tier 3 - 4QU CoRE ¦ 2QU LoRE | Non-Red Flag Warning - Large Fires | Contact from object | Aggregated | 2027 | 3.0732e-06 | 572.0063 | 0.0017579 | 2027 | Mitigation | 0.95 | 45 | 0 | esc | 0.00097009 | 2.9813e-09 | 0.00097009 | 2.9813e-09 | 0.034217 | 1.3122e-05 | 0.014004 | 2.1025e-10
[120 empty] | 7.3.3.17.5 (Remote Grid) Updates to grid topology to minimize risk of ignition in HFTDs Remote GridWLDFRContact from objectAggregated | WLDFR | HFTD - Distribution - Tier 3 - 4QU CoRE ¦ 2QU LoRE | Non-Red Flag Warning - Large Fires | Contact from object | Aggregated | 2028 | 3.0732e-06 | 572.0063 | 0.0017579 | 2028 | Mitigation | 0.95 | 45 | 0 | esc | 0.00097009 | 2.9813e-09 | 0.00097009 | 2.9813e-09 | 0.034217 | 1.3122e-05 | 0.014004 | 2.1025e-10
[120 empty] | 7.3.3.17.5 (Remote Grid) Updates to grid topology to minimize risk of ignition in HFTDs Remote GridWLDFRContact from objectAggregated | WLDFR | HFTD - Distribution - Tier 3 - 4QU CoRE ¦ 2QU LoRE | Non-Red Flag Warning - Large Fires | Contact from object | Aggregated | 2029 | 3.0732e-06 | 572.0063 | 0.0017579 | 2029 | Mitigation | 0.95 | 45 | 0 | esc | 0.00097009 | 2.9813e-09 | 0.00097009 | 2.9813e-09 | 0.034217 | 1.3122e-05 | 0.014004 | 2.1025e-10
[120 empty] | 7.3.3.17.5 (Remote Grid) Updates to grid topology to minimize risk of ignition in HFTDs Remote GridWLDFRContact from objectAggregated | WLDFR | HFTD - Distribution - Tier 3 - 4QU CoRE ¦ 2QU LoRE | Non-Red Flag Warning - Large Fires | Contact from object | Aggregated | 2030 | 3.0732e-06 | 572.0063 | 0.0017579 | 2030 | Mitigation | 0.95 | 45 | 0 | esc | 0.00097009 | 2.9813e-09 | 0.00097009 | 2.9813e-09 | 0.034217 | 1.3122e-05 | 0.014004 | 2.1025e-10
[120 empty] | 7.3.3.17.5 (Remote Grid) Updates to grid topology to minimize risk of ignition in HFTDs Remote GridWLDFRContact from objectAggregated | WLDFR | HFTD - Distribution - Tier 3 - 4QU CoRE ¦ 2QU LoRE | Non-Red Flag Warning - Large Fires | Contact from object | Aggregated | 2031 | 3.0732e-06 | 572.0063 | 0.0017579 | 2031 | Mitigation | 0.95 | 45 | 0 | esc | 0.00097009 | 2.9813e-09 | 0.00097009 | 2.9813e-09 | 0.034217 | 1.3122e-05 | 0.014004 | 2.1025e-10
[120 empty] | 7.3.3.17.5 (Remote Grid) Updates to grid topology to minimize risk of ignition in HFTDs Remote GridWLDFRContact from objectAggregated | WLDFR | HFTD - Distribution - Tier 3 - 4QU CoRE ¦ 2QU LoRE | Non-Red Flag Warning - Large Fires | Contact from object | Aggregated | 2032 | 3.0732e-06 | 572.0063 | 0.0017579 | 2032 | Mitigation | 0.95 | 45 | 0 | esc | 0.00097009 | 2.9813e-09 | 0.00097009 | 2.9813e-09 | 0.034217 | 1.3122e-05 | 0.014004 | 2.1025e-10
[120 empty] | 7.3.3.17.5 (Remote Grid) Updates to grid topology to minimize risk of ignition in HFTDs Remote GridWLDFRContact from objectAggregated | WLDFR | HFTD - Distribution - Tier 3 - 4QU CoRE ¦ 2QU LoRE | Non-Red Flag Warning - Large Fires | Contact from object | Aggregated | 2033 | 3.0732e-06 | 572.0063 | 0.0017579 | 2033 | Mitigation | 0.95 | 45 | 0 | esc | 0.00097009 | 2.9813e-09 | 0.00097009 | 2.9813e-09 | 0.034217 | 1.3122e-05 | 0.014004 | 2.1025e-10
[120 empty] | 7.3.3.17.5 (Remote Grid) Updates to grid topology to minimize risk of ignition in HFTDs Remote GridWLDFRContact from objectAggregated | WLDFR | HFTD - Distribution - Tier 3 - 4QU CoRE ¦ 2QU LoRE | Non-Red Flag Warning - Large Fires | Contact from object | Aggregated | 2034 | 3.0732e-06 | 572.0063 | 0.0017579 | 2034 | Mitigation | 0.95 | 45 | 0 | esc | 0.00097009 | 2.9813e-09 | 0.00097009 | 2.9813e-09 | 0.034217 | 1.3122e-05 | 0.014004 | 2.1025e-10
[120 empty] | 7.3.3.17.5 (Remote Grid) Updates to grid topology to minimize risk of ignition in HFTDs Remote GridWLDFRContact from objectAggregated | WLDFR | HFTD - Distribution - Tier 3 - 4QU CoRE ¦ 2QU LoRE | Non-Red Flag Warning - Large Fires | Contact from object | Aggregated | 2035 | 3.0732e-06 | 572.0063 | 0.0017579 | 2035 | Mitigation | 0.95 | 45 | 0 | esc | 0.00097009 | 2.9813e-09 | 0.00097009 | 2.9813e-09 | 0.034217 | 1.3122e-05 | 0.014004 | 2.1025e-10
[120 empty] | 7.3.3.17.5 (Remote Grid) Updates to grid topology to minimize risk of ignition in HFTDs Remote GridWLDFRContact from objectAggregated | WLDFR | HFTD - Distribution - Tier 3 - 4QU CoRE ¦ 2QU LoRE | Non-Red Flag Warning - Large Fires | Contact from object | Aggregated | 2036 | 3.0732e-06 | 572.0063 | 0.0017579 | 2036 | Mitigation | 0.95 | 45 | 0 | esc | 0.00097009 | 2.9813e-09 | 0.00097009 | 2.9813e-09 | 0.034217 | 1.3122e-05 | 0.014004 | 2.1025e-10
[120 empty] | 7.3.3.17.5 (Remote Grid) Updates to grid topology to minimize risk of ignition in HFTDs Remote GridWLDFRContact from objectAggregated | WLDFR | HFTD - Distribution - Tier 3 - 4QU CoRE ¦ 2QU LoRE | Non-Red Flag Warning - Large Fires | Contact from object | Aggregated | 2037 | 3.0732e-06 | 572.0063 | 0.0017579 | 2037 | Mitigation | 0.95 | 45 | 0 | esc | 0.00097009 | 2.9813e-09 | 0.00097009 | 2.9813e-09 | 0.034217 | 1.3122e-05 | 0.014004 | 2.1025e-10
[120 empty] | 7.3.3.17.5 (Remote Grid) Updates to grid topology to minimize risk of ignition in HFTDs Remote GridWLDFRContact from objectAggregated | WLDFR | HFTD - Distribution - Tier 3 - 4QU CoRE ¦ 2QU LoRE | Non-Red Flag Warning - Large Fires | Contact from object | Aggregated | 2038 | 3.0732e-06 | 572.0063 | 0.0017579 | 2038 | Mitigation | 0.95 | 45 | 0 | esc | 0.00097009 | 2.9813e-09 | 0.00097009 | 2.9813e-09 | 0.034217 | 1.3122e-05 | 0.014004 | 2.1025e-10
[120 empty] | 7.3.3.17.5 (Remote Grid) Updates to grid topology to minimize risk of ignition in HFTDs Remote GridWLDFRContact from objectAggregated | WLDFR | HFTD - Distribution - Tier 3 - 4QU CoRE ¦ 2QU LoRE | Non-Red Flag Warning - Large Fires | Contact from object | Aggregated | 2039 | 3.0732e-06 | 572.0063 | 0.0017579 | 2039 | Mitigation | 0.95 | 45 | 0 | esc | 0.00097009 | 2.9813e-09 | 0.00097009 | 2.9813e-09 | 0.034217 | 1.3122e-05 | 0.014004 | 2.1025e-10
[120 empty] | 7.3.3.17.5 (Remote Grid) Updates to grid topology to minimize risk of ignition in HFTDs Remote GridWLDFRContact from objectAggregated | WLDFR | HFTD - Distribution - Tier 3 - 4QU CoRE ¦ 2QU LoRE | Non-Red Flag Warning - Large Fires | Contact from object | Aggregated | 2040 | 3.0732e-06 | 572.0063 | 0.0017579 | 2040 | Mitigation | 0.95 | 45 | 0 | esc | 0.00097009 | 2.9813e-09 | 0.00097009 | 2.9813e-09 | 0.034217 | 1.3122e-05 | 0 | 0
[120 empty] | 7.3.3.17.5 (Remote Grid) Updates to grid topology to minimize risk of ignition in HFTDs Remote GridWLDFRContact from objectAggregated | WLDFR | HFTD - Distribution - Tier 3 - 4QU CoRE ¦ 2QU LoRE | Non-Red Flag Warning - Large Fires | Contact from object | Aggregated | 2041 | 3.0732e-06 | 572.0063 | 0.0017579 | 2041 | Mitigation | 0.95 | 45 | 0 | esc | 0.00097009 | 2.9813e-09 | 0.00097009 | 2.9813e-09 | 0.034217 | 1.3122e-05 | 0 | 0
[120 empty] | 7.3.3.17.5 (Remote Grid) Updates to grid topology to minimize risk of ignition in HFTDs Remote GridWLDFRContact from objectAggregated | WLDFR | HFTD - Distribution - Tier 3 - 4QU CoRE ¦ 2QU LoRE | Non-Red Flag Warning - Large Fires | Contact from object | Aggregated | 2042 | 3.0732e-06 | 572.0063 | 0.0017579 | 2042 | Mitigation | 0.95 | 45 | 0 | esc | 0.00097009 | 2.9813e-09 | 0.00097009 | 2.9813e-09 | 0.034217 | 1.3122e-05 | 0.012777 | 9.7615e-11
[120 empty] | 7.3.3.17.5 (Remote Grid) Updates to grid topology to minimize risk of ignition in HFTDs Remote GridWLDFRContact from objectAggregated | WLDFR | HFTD - Distribution - Tier 3 - 4QU CoRE ¦ 2QU LoRE | Non-Red Flag Warning - Large Fires | Contact from object | Aggregated | 2043 | 3.0732e-06 | 572.0063 | 0.0017579 | 2043 | Mitigation | 0.95 | 45 | 0 | esc | 0.00097009 | 2.9813e-09 | 0.00097009 | 2.9813e-09 | 0.034217 | 1.3122e-05 | 0.012777 | 9.7615e-11
[120 empty] | 7.3.3.17.5 (Remote Grid) Updates to grid topology to minimize risk of ignition in HFTDs Remote GridWLDFRContact from objectAggregated | WLDFR | HFTD - Distribution - Tier 3 - 4QU CoRE ¦ 2QU LoRE | Non-Red Flag Warning - Large Fires | Contact from object | Aggregated | 2044 | 3.0732e-06 | 572.0063 | 0.0017579 | 2044 | Mitigation | 0.95 | 45 | 0 | esc | 0.00097009 | 2.9813e-09 | 0.00097009 | 2.9813e-09 | 0.034217 | 1.3122e-05 | 0.012777 | 9.7615e-11
[120 empty] | 7.3.3.17.5 (Remote Grid) Updates to grid topology to minimize risk of ignition in HFTDs Remote GridWLDFRContact from objectAggregated | WLDFR | HFTD - Distribution - Tier 3 - 4QU CoRE ¦ 2QU LoRE | Non-Red Flag Warning - Large Fires | Contact from object | Aggregated | 2045 | 3.0732e-06 | 572.0063 | 0.0017579 | 2045 | Mitigation | 0.95 | 45 | 0 | esc | 0.00097009 | 2.9813e-09 | 0.00097009 | 2.9813e-09 | 0.034217 | 1.3122e-05 | 0.012777 | 9.7615e-11
[120 empty] | 7.3.3.17.5 (Remote Grid) Updates to grid topology to minimize risk of ignition in HFTDs Remote GridWLDFRContact from objectAggregated | WLDFR | HFTD - Distribution - Tier 3 - 4QU CoRE ¦ 2QU LoRE | Non-Red Flag Warning - Large Fires | Contact from object | Aggregated | 2046 | 3.0732e-06 | 572.0063 | 0.0017579 | 2046 | Mitigation | 0.95 | 45 | 0 | esc | 0.00097009 | 2.9813e-09 | 0.00097009 | 2.9813e-09 | 0 | 0 | 0.012777 | 9.7615e-11
[120 empty] | 7.3.3.17.5 (Remote Grid) Updates to grid topology to minimize risk of ignition in HFTDs Remote GridWLDFRContact from objectAggregated | WLDFR | HFTD - Distribution - Tier 3 - 4QU CoRE ¦ 2QU LoRE | Non-Red Flag Warning - Large Fires | Contact from object | Aggregated | 2047 | 3.0732e-06 | 572.0063 | 0.0017579 | 2047 | Mitigation | 0.95 | 45 | 0 | esc | 0.00097009 | 2.9813e-09 | 0.00097009 | 2.9813e-09 | 0.034217 | 1.6525e-09 | 0.012777 | 9.7615e-11
[120 empty] | 7.3.3.17.5 (Remote Grid) Updates to grid topology to minimize risk of ignition in HFTDs Remote GridWLDFRContact from objectAggregated | WLDFR | HFTD - Distribution - Tier 3 - 4QU CoRE ¦ 2QU LoRE | Non-Red Flag Warning - Large Fires | Contact from object | Aggregated | 2048 | 3.0732e-06 | 572.0063 | 0.0017579 | 2048 | Mitigation | 0.95 | 45 | 0 | esc | 0.00097009 | 2.9813e-09 | 0.00097009 | 2.9813e-09 | 0.034217 | 1.6525e-09 | 0.012777 | 9.7615e-11
[120 empty] | 7.3.3.17.5 (Remote Grid) Updates to grid topology to minimize risk of ignition in HFTDs Remote GridWLDFRContact from objectAggregated | WLDFR | HFTD - Distribution - Tier 3 - 4QU CoRE ¦ 2QU LoRE | Non-Red Flag Warning - Large Fires | Contact from object | Aggregated | 2049 | 3.0732e-06 | 572.0063 | 0.0017579 | 2049 | Mitigation | 0.95 | 45 | 0 | esc | 0.00097009 | 2.9813e-09 | 0.00097009 | 2.9813e-09 | 0.034217 | 1.6525e-09 | 0.012777 | 9.7615e-11
[120 empty] | 7.3.3.17.5 (Remote Grid) Updates to grid topology to minimize risk of ignition in HFTDs Remote GridWLDFRContact from objectAggregated | WLDFR | HFTD - Distribution - Tier 3 - 4QU CoRE ¦ 2QU LoRE | Non-Red Flag Warning - Large Fires | Contact from object | Aggregated | 2050 | 3.0732e-06 | 572.0063 | 0.0017579 | 2050 | Mitigation | 0.95 | 45 | 0 | esc | 0.00097009 | 2.9813e-09 | 0.00097009 | 2.9813e-09 | 0.034217 | 1.6525e-09 | 0.012777 | 9.7615e-11
[120 empty] | 7.3.3.17.5 (Remote Grid) Updates to grid topology to minimize risk of ignition in HFTDs Remote GridWLDFRContact from objectAggregated | WLDFR | HFTD - Distribution - Tier 3 - 4QU CoRE ¦ 2QU LoRE | Non-Red Flag Warning - Large Fires | Contact from object | Aggregated | 2051 | 3.0732e-06 | 572.0063 | 0.0017579 | 2051 | Mitigation | 0.95 | 45 | 0 | esc | 0.00097009 | 2.9813e-09 | 0.00097009 | 2.9813e-09 | 0.034217 | 1.6525e-09 | 0.012777 | 9.7615e-11
[120 empty] | 7.3.3.17.5 (Remote Grid) Updates to grid topology to minimize risk of ignition in HFTDs Remote GridWLDFRContact from objectAggregated | WLDFR | HFTD - Distribution - Tier 3 - 4QU CoRE ¦ 2QU LoRE | Non-Red Flag Warning - Large Fires | Contact from object | Aggregated | 2052 | 3.0732e-06 | 572.0063 | 0.0017579 | 2052 | Mitigation | 0.95 | 45 | 0 | esc | 0.00097009 | 2.9813e-09 | 0.00097009 | 2.9813e-09 | 0.034217 | 1.6525e-09 | 0.012777 | 9.7615e-11
[120 empty] | 7.3.3.17.5 (Remote Grid) Updates to grid topology to minimize risk of ignition in HFTDs Remote GridWLDFRContact from objectAggregated | WLDFR | HFTD - Distribution - Tier 3 - 4QU CoRE ¦ 2QU LoRE | Non-Red Flag Warning - Large Fires | Contact from object | Aggregated | 2053 | 3.0732e-06 | 572.0063 | 0.0017579 | 2053 | Mitigation | 0.95 | 45 | 0 | esc | 0.00097009 | 2.9813e-09 | 0.00097009 | 2.9813e-09 | 0.034217 | 1.6525e-09 | 0.012777 | 9.7615e-11
[120 empty] | 7.3.3.17.5 (Remote Grid) Updates to grid topology to minimize risk of ignition in HFTDs Remote GridWLDFRContact from objectAggregated | WLDFR | HFTD - Distribution - Tier 3 - 4QU CoRE ¦ 2QU LoRE | Non-Red Flag Warning - Large Fires | Contact from object | Aggregated | 2054 | 3.0732e-06 | 572.0063 | 0.0017579 | 2054 | Mitigation | 0.95 | 45 | 0 | esc | 0.00097009 | 2.9813e-09 | 0.00097009 | 2.9813e-09 | 0.034217 | 1.6525e-09 | 0.012777 | 9.7615e-11
[120 empty] | 7.3.3.17.5 (Remote Grid) Updates to grid topology to minimize risk of ignition in HFTDs Remote GridWLDFRContact from objectAggregated | WLDFR | HFTD - Distribution - Tier 3 - 4QU CoRE ¦ 2QU LoRE | Non-Red Flag Warning - Large Fires | Contact from object | Aggregated | 2055 | 3.0732e-06 | 572.0063 | 0.0017579 | 2055 | Mitigation | 0.95 | 45 | 0 | esc | 0.00097009 | 2.9813e-09 | 0.00097009 | 2.9813e-09 | 0.034217 | 1.6525e-09 | 0.012777 | 9.7615e-11
[120 empty] | 7.3.3.17.5 (Remote Grid) Updates to grid topology to minimize risk of ignition in HFTDs Remote GridWLDFRContact from objectAggregated | WLDFR | HFTD - Distribution - Tier 3 - 4QU CoRE ¦ 2QU LoRE | Non-Red Flag Warning - Large Fires | Contact from object | Aggregated | 2056 | 3.0732e-06 | 572.0063 | 0.0017579 | 2056 | Mitigation | 0.95 | 45 | 0 | esc | 0.00097009 | 2.9813e-09 | 0.00097009 | 2.9813e-09 | 0.034217 | 1.6525e-09 | 0.012777 | 9.7615e-11
[120 empty] | 7.3.3.17.5 (Remote Grid) Updates to grid topology to minimize risk of ignition in HFTDs Remote GridWLDFRContact from objectAggregated | WLDFR | HFTD - Distribution - Tier 3 - 4QU CoRE ¦ 2QU LoRE | Non-Red Flag Warning - Large Fires | Contact from object | Aggregated | 2057 | 3.0732e-06 | 572.0063 | 0.0017579 | 2057 | Mitigation | 0.95 | 45 | 0 | esc | 0.00097009 | 2.9813e-09 | 0.00097009 | 2.9813e-09 | 0.034217 | 1.6525e-09 | 0.012777 | 9.7615e-11
[120 empty] | 7.3.3.17.5 (Remote Grid) Updates to grid topology to minimize risk of ignition in HFTDs Remote GridWLDFRContact from objectAggregated | WLDFR | HFTD - Distribution - Tier 3 - 4QU CoRE ¦ 2QU LoRE | Non-Red Flag Warning - Large Fires | Contact from object | Aggregated | 2058 | 3.0732e-06 | 572.0063 | 0.0017579 | 2058 | Mitigation | 0.95 | 45 | 0 | esc | 0.00097009 | 2.9813e-09 | 0.00097009 | 2.9813e-09 | 0.034217 | 1.6525e-09 | 0.012777 | 9.7615e-11
[120 empty] | 7.3.3.17.5 (Remote Grid) Updates to grid topology to minimize risk of ignition in HFTDs Remote GridWLDFRContact from objectAggregated | WLDFR | HFTD - Distribution - Tier 3 - 4QU CoRE ¦ 2QU LoRE | Non-Red Flag Warning - Large Fires | Contact from object | Aggregated | 2059 | 3.0732e-06 | 572.0063 | 0.0017579 | 2059 | Mitigation | 0.95 | 45 | 0 | esc | 0.00097009 | 2.9813e-09 | 0.00097009 | 2.9813e-09 | 0.034217 | 1.6525e-09 | 0.012777 | 9.7615e-11
[120 empty] | 7.3.3.17.5 (Remote Grid) Updates to grid topology to minimize risk of ignition in HFTDs Remote GridWLDFRContact from objectAggregated | WLDFR | HFTD - Distribution - Tier 3 - 4QU CoRE ¦ 2QU LoRE | Non-Red Flag Warning - Large Fires | Contact from object | Aggregated | 2060 | 3.0732e-06 | 572.0063 | 0.0017579 | 2060 | Mitigation | 0.95 | 45 | 0 | esc | 0.00097009 | 2.9813e-09 | 0.00097009 | 2.9813e-09 | 0.034217 | 1.6525e-09 | 0.012777 | 9.7615e-11
[120 empty] | 7.3.3.17.5 (Remote Grid) Updates to grid topology to minimize risk of ignition in HFTDs Remote GridWLDFRContact from objectAggregated | WLDFR | HFTD - Distribution - Tier 3 - 4QU CoRE ¦ 2QU LoRE | Non-Red Flag Warning - Large Fires | Contact from object | Aggregated | 2061 | 3.0732e-06 | 572.0063 | 0.0017579 | 2061 | Mitigation | 0.95 | 45 | 0 | esc | 0.00097009 | 2.9813e-09 | 0.00097009 | 2.9813e-09 | 0.034217 | 1.6525e-09 | 0.012777 | 9.7615e-11
[120 empty] | 7.3.3.17.5 (Remote Grid) Updates to grid topology to minimize risk of ignition in HFTDs Remote GridWLDFRContact from objectAggregated | WLDFR | HFTD - Distribution - Tier 3 - 4QU CoRE ¦ 2QU LoRE | Non-Red Flag Warning - Large Fires | Contact from object | Aggregated | 2062 | 3.0732e-06 | 572.0063 | 0.0017579 | 2062 | Mitigation | 0.95 | 45 | 0 | esc | 0.00097009 | 2.9813e-09 | 0.00097009 | 2.9813e-09 | 0.034217 | 1.6525e-09 | 0.012777 | 9.7615e-11
[120 empty] | 7.3.3.17.5 (Remote Grid) Updates to grid topology to minimize risk of ignition in HFTDs Remote GridWLDFRContact from objectAggregated | WLDFR | HFTD - Distribution - Tier 3 - 4QU CoRE ¦ 2QU LoRE | Non-Red Flag Warning - Large Fires | Contact from object | Aggregated | 2063 | 3.0732e-06 | 572.0063 | 0.0017579 | 2063 | Mitigation | 0.95 | 45 | 0 | esc | 0.00097009 | 2.9813e-09 | 0.00097009 | 2.9813e-09 | 0.034217 | 1.6525e-09 | 0.012777 | 9.7615e-11
[120 empty] | 7.3.3.17.5 (Remote Grid) Updates to grid topology to minimize risk of ignition in HFTDs Remote GridWLDFRContact from objectAggregated | WLDFR | HFTD - Distribution - Tier 3 - 4QU CoRE ¦ 2QU LoRE | Non-Red Flag Warning - Large Fires | Contact from object | Aggregated | 2064 | 3.0732e-06 | 572.0063 | 0.0017579 | 2064 | Mitigation | 0.95 | 45 | 0 | esc | 0.00097009 | 2.9813e-09 | 0.00097009 | 2.9813e-09 | 0.034217 | 1.6525e-09 | 0.012777 | 9.7615e-11
[120 empty] | 7.3.3.17.5 (Remote Grid) Updates to grid topology to minimize risk of ignition in HFTDs Remote GridWLDFRContact from objectAggregated | WLDFR | HFTD - Distribution - Tier 3 - 4QU CoRE ¦ 2QU LoRE | Non-Red Flag Warning - Large Fires | Contact from object | Aggregated | 2065 | 3.0732e-06 | 572.0063 | 0.0017579 | 2065 | Mitigation | 0.95 | 45 | 0 | esc | 0.00097009 | 2.9813e-09 | 0.00097009 | 2.9813e-09 | 0.034217 | 1.6525e-09 | 0.012777 | 9.7615e-11
[120 empty] | 7.3.3.17.5 (Remote Grid) Updates to grid topology to minimize risk of ignition in HFTDs Remote GridWLDFRContact from objectAggregated | WLDFR | HFTD - Distribution - Tier 3 - 4QU CoRE ¦ 2QU LoRE | Non-Red Flag Warning - Large Fires | Contact from object | Aggregated | 2066 | 3.0732e-06 | 572.0063 | 0.0017579 | 2066 | Mitigation | 0.95 | 45 | 0 | esc | 0.00097009 | 2.9813e-09 | 0.00097009 | 2.9813e-09 | 0.034217 | 1.6525e-09 | 0.012777 | 9.7615e-11
[120 empty] | 7.3.3.17.5 (Remote Grid) Updates to grid topology to minimize risk of ignition in HFTDs Remote GridWLDFRContact from objectAggregated | WLDFR | HFTD - Distribution - Tier 3 - 4QU CoRE ¦ 2QU LoRE | Non-Red Flag Warning - Large Fires | Contact from object | Aggregated | 2067 | 3.0732e-06 | 572.0063 | 0.0017579 | 2067 | Mitigation | 0.95 | 45 | 0 | esc | 0 | 0 | 0.00097009 | 2.9813e-09 | 0.034217 | 1.6525e-09 | 0.012777 | 9.7615e-11
[120 empty] | 7.3.3.17.5 (Remote Grid) Updates to grid topology to minimize risk of ignition in HFTDs Remote GridWLDFRContaminationAggregated | WLDFR | HFTD - Distribution - Tier 3 - 4QU CoRE ¦ 2QU LoRE | Non-Red Flag Warning - Large Fires | Contamination | Aggregated | 2022 | 8.302e-08 | 572.0063 | 4.7488e-05 | 2022 | Mitigation | 0.95 | 45 | 0 | esc | 0.00097009 | 8.0537e-11 | 0 | 0 | 0.034217 | 1.6525e-09 | 0.012777 | 9.7615e-11
[120 empty] | 7.3.3.17.5 (Remote Grid) Updates to grid topology to minimize risk of ignition in HFTDs Remote GridWLDFRContaminationAggregated | WLDFR | HFTD - Distribution - Tier 3 - 4QU CoRE ¦ 2QU LoRE | Non-Red Flag Warning - Large Fires | Contamination | Aggregated | 2023 | 8.302e-08 | 572.0063 | 4.7488e-05 | 2023 | Mitigation | 0.95 | 45 | 0 | esc | 0.00097009 | 8.0537e-11 | 0.00097009 | 8.0537e-11 | 0.034217 | 1.6525e-09 | 0.012777 | 9.7615e-11
[120 empty] | 7.3.3.17.5 (Remote Grid) Updates to grid topology to minimize risk of ignition in HFTDs Remote GridWLDFRContaminationAggregated | WLDFR | HFTD - Distribution - Tier 3 - 4QU CoRE ¦ 2QU LoRE | Non-Red Flag Warning - Large Fires | Contamination | Aggregated | 2024 | 8.302e-08 | 572.0063 | 4.7488e-05 | 2024 | Mitigation | 0.95 | 45 | 0 | esc | 0.00097009 | 8.0537e-11 | 0.00097009 | 8.0537e-11 | 0.034217 | 1.6525e-09 | 0.012777 | 9.7615e-11
[120 empty] | 7.3.3.17.5 (Remote Grid) Updates to grid topology to minimize risk of ignition in HFTDs Remote GridWLDFRContaminationAggregated | WLDFR | HFTD - Distribution - Tier 3 - 4QU CoRE ¦ 2QU LoRE | Non-Red Flag Warning - Large Fires | Contamination | Aggregated | 2025 | 8.302e-08 | 572.0063 | 4.7488e-05 | 2025 | Mitigation | 0.95 | 45 | 0 | esc | 0.00097009 | 8.0537e-11 | 0.00097009 | 8.0537e-11 | 0.034217 | 1.6525e-09 | 0.012777 | 9.7615e-11
[120 empty] | 7.3.3.17.5 (Remote Grid) Updates to grid topology to minimize risk of ignition in HFTDs Remote GridWLDFRContaminationAggregated | WLDFR | HFTD - Distribution - Tier 3 - 4QU CoRE ¦ 2QU LoRE | Non-Red Flag Warning - Large Fires | Contamination | Aggregated | 2026 | 8.302e-08 | 572.0063 | 4.7488e-05 | 2026 | Mitigation | 0.95 | 45 | 0 | esc | 0.00097009 | 8.0537e-11 | 0.00097009 | 8.0537e-11 | 0.034217 | 1.6525e-09 | 0 | 0
[120 empty] | 7.3.3.17.5 (Remote Grid) Updates to grid topology to minimize risk of ignition in HFTDs Remote GridWLDFRContaminationAggregated | WLDFR | HFTD - Distribution - Tier 3 - 4QU CoRE ¦ 2QU LoRE | Non-Red Flag Warning - Large Fires | Contamination | Aggregated | 2027 | 8.302e-08 | 572.0063 | 4.7488e-05 | 2027 | Mitigation | 0.95 | 45 | 0 | esc | 0.00097009 | 8.0537e-11 | 0.00097009 | 8.0537e-11 | 0.034217 | 1.6525e-09 | 0 | 0
[120 empty] | 7.3.3.17.5 (Remote Grid) Updates to grid topology to minimize risk of ignition in HFTDs Remote GridWLDFRContaminationAggregated | WLDFR | HFTD - Distribution - Tier 3 - 4QU CoRE ¦ 2QU LoRE | Non-Red Flag Warning - Large Fires | Contamination | Aggregated | 2028 | 8.302e-08 | 572.0063 | 4.7488e-05 | 2028 | Mitigation | 0.95 | 45 | 0 | esc | 0.00097009 | 8.0537e-11 | 0.00097009 | 8.0537e-11 | 0.034217 | 1.6525e-09 | 0.012705 | 8.2127e-11
[120 empty] | 7.3.3.17.5 (Remote Grid) Updates to grid topology to minimize risk of ignition in HFTDs Remote GridWLDFRContaminationAggregated | WLDFR | HFTD - Distribution - Tier 3 - 4QU CoRE ¦ 2QU LoRE | Non-Red Flag Warning - Large Fires | Contamination | Aggregated | 2029 | 8.302e-08 | 572.0063 | 4.7488e-05 | 2029 | Mitigation | 0.95 | 45 | 0 | esc | 0.00097009 | 8.0537e-11 | 0.00097009 | 8.0537e-11 | 0.034217 | 1.6525e-09 | 0.012705 | 8.2127e-11
[120 empty] | 7.3.3.17.5 (Remote Grid) Updates to grid topology to minimize risk of ignition in HFTDs Remote GridWLDFRContaminationAggregated | WLDFR | HFTD - Distribution - Tier 3 - 4QU CoRE ¦ 2QU LoRE | Non-Red Flag Warning - Large Fires | Contamination | Aggregated | 2030 | 8.302e-08 | 572.0063 | 4.7488e-05 | 2030 | Mitigation | 0.95 | 45 | 0 | esc | 0.00097009 | 8.0537e-11 | 0.00097009 | 8.0537e-11 | 0.034217 | 1.6525e-09 | 0.012705 | 8.2127e-11
[120 empty] | 7.3.3.17.5 (Remote Grid) Updates to grid topology to minimize risk of ignition in HFTDs Remote GridWLDFRContaminationAggregated | WLDFR | HFTD - Distribution - Tier 3 - 4QU CoRE ¦ 2QU LoRE | Non-Red Flag Warning - Large Fires | Contamination | Aggregated | 2031 | 8.302e-08 | 572.0063 | 4.7488e-05 | 2031 | Mitigation | 0.95 | 45 | 0 | esc | 0.00097009 | 8.0537e-11 | 0.00097009 | 8.0537e-11 | 0.034217 | 1.6525e-09 | 0.012705 | 8.2127e-11
[120 empty] | 7.3.3.17.5 (Remote Grid) Updates to grid topology to minimize risk of ignition in HFTDs Remote GridWLDFRContaminationAggregated | WLDFR | HFTD - Distribution - Tier 3 - 4QU CoRE ¦ 2QU LoRE | Non-Red Flag Warning - Large Fires | Contamination | Aggregated | 2032 | 8.302e-08 | 572.0063 | 4.7488e-05 | 2032 | Mitigation | 0.95 | 45 | 0 | esc | 0.00097009 | 8.0537e-11 | 0.00097009 | 8.0537e-11 | 0.034217 | 1.6525e-09 | 0.012705 | 8.2127e-11
[120 empty] | 7.3.3.17.5 (Remote Grid) Updates to grid topology to minimize risk of ignition in HFTDs Remote GridWLDFRContaminationAggregated | WLDFR | HFTD - Distribution - Tier 3 - 4QU CoRE ¦ 2QU LoRE | Non-Red Flag Warning - Large Fires | Contamination | Aggregated | 2033 | 8.302e-08 | 572.0063 | 4.7488e-05 | 2033 | Mitigation | 0.95 | 45 | 0 | esc | 0.00097009 | 8.0537e-11 | 0.00097009 | 8.0537e-11 | 0.034217 | 1.6525e-09 | 0.012705 | 8.2127e-11
[120 empty] | 7.3.3.17.5 (Remote Grid) Updates to grid topology to minimize risk of ignition in HFTDs Remote GridWLDFRContaminationAggregated | WLDFR | HFTD - Distribution - Tier 3 - 4QU CoRE ¦ 2QU LoRE | Non-Red Flag Warning - Large Fires | Contamination | Aggregated | 2034 | 8.302e-08 | 572.0063 | 4.7488e-05 | 2034 | Mitigation | 0.95 | 45 | 0 | esc | 0.00097009 | 8.0537e-11 | 0.00097009 | 8.0537e-11 | 0.034217 | 1.6525e-09 | 0.012705 | 8.2127e-11
[120 empty] | 7.3.3.17.5 (Remote Grid) Updates to grid topology to minimize risk of ignition in HFTDs Remote GridWLDFRContaminationAggregated | WLDFR | HFTD - Distribution - Tier 3 - 4QU CoRE ¦ 2QU LoRE | Non-Red Flag Warning - Large Fires | Contamination | Aggregated | 2035 | 8.302e-08 | 572.0063 | 4.7488e-05 | 2035 | Mitigation | 0.95 | 45 | 0 | esc | 0.00097009 | 8.0537e-11 | 0.00097009 | 8.0537e-11 | 0.034217 | 1.6525e-09 | 0.012705 | 8.2127e-11
[120 empty] | 7.3.3.17.5 (Remote Grid) Updates to grid topology to minimize risk of ignition in HFTDs Remote GridWLDFRContaminationAggregated | WLDFR | HFTD - Distribution - Tier 3 - 4QU CoRE ¦ 2QU LoRE | Non-Red Flag Warning - Large Fires | Contamination | Aggregated | 2036 | 8.302e-08 | 572.0063 | 4.7488e-05 | 2036 | Mitigation | 0.95 | 45 | 0 | esc | 0.00097009 | 8.0537e-11 | 0.00097009 | 8.0537e-11 | 0.034217 | 1.6525e-09 | 0.012705 | 8.2127e-11
[120 empty] | 7.3.3.17.5 (Remote Grid) Updates to grid topology to minimize risk of ignition in HFTDs Remote GridWLDFRContaminationAggregated | WLDFR | HFTD - Distribution - Tier 3 - 4QU CoRE ¦ 2QU LoRE | Non-Red Flag Warning - Large Fires | Contamination | Aggregated | 2037 | 8.302e-08 | 572.0063 | 4.7488e-05 | 2037 | Mitigation | 0.95 | 45 | 0 | esc | 0.00097009 | 8.0537e-11 | 0.00097009 | 8.0537e-11 | 0.034217 | 1.6525e-09 | 0.012705 | 8.2127e-11
[120 empty] | 7.3.3.17.5 (Remote Grid) Updates to grid topology to minimize risk of ignition in HFTDs Remote GridWLDFRContaminationAggregated | WLDFR | HFTD - Distribution - Tier 3 - 4QU CoRE ¦ 2QU LoRE | Non-Red Flag Warning - Large Fires | Contamination | Aggregated | 2038 | 8.302e-08 | 572.0063 | 4.7488e-05 | 2038 | Mitigation | 0.95 | 45 | 0 | esc | 0.00097009 | 8.0537e-11 | 0.00097009 | 8.0537e-11 | 0.034217 | 1.6525e-09 | 0.012705 | 8.2127e-11
[120 empty] | 7.3.3.17.5 (Remote Grid) Updates to grid topology to minimize risk of ignition in HFTDs Remote GridWLDFRContaminationAggregated | WLDFR | HFTD - Distribution - Tier 3 - 4QU CoRE ¦ 2QU LoRE | Non-Red Flag Warning - Large Fires | Contamination | Aggregated | 2039 | 8.302e-08 | 572.0063 | 4.7488e-05 | 2039 | Mitigation | 0.95 | 45 | 0 | esc | 0.00097009 | 8.0537e-11 | 0.00097009 | 8.0537e-11 | 0.034217 | 1.6525e-09 | 0.012705 | 8.2127e-11
[120 empty] | 7.3.3.17.5 (Remote Grid) Updates to grid topology to minimize risk of ignition in HFTDs Remote GridWLDFRContaminationAggregated | WLDFR | HFTD - Distribution - Tier 3 - 4QU CoRE ¦ 2QU LoRE | Non-Red Flag Warning - Large Fires | Contamination | Aggregated | 2040 | 8.302e-08 | 572.0063 | 4.7488e-05 | 2040 | Mitigation | 0.95 | 45 | 0 | esc | 0.00097009 | 8.0537e-11 | 0.00097009 | 8.0537e-11 | 0.034217 | 1.6525e-09 | 0.012705 | 8.2127e-11
[120 empty] | 7.3.3.17.5 (Remote Grid) Updates to grid topology to minimize risk of ignition in HFTDs Remote GridWLDFRContaminationAggregated | WLDFR | HFTD - Distribution - Tier 3 - 4QU CoRE ¦ 2QU LoRE | Non-Red Flag Warning - Large Fires | Contamination | Aggregated | 2041 | 8.302e-08 | 572.0063 | 4.7488e-05 | 2041 | Mitigation | 0.95 | 45 | 0 | esc | 0.00097009 | 8.0537e-11 | 0.00097009 | 8.0537e-11 | 0.034217 | 1.6525e-09 | 0.012705 | 8.2127e-11
[120 empty] | 7.3.3.17.5 (Remote Grid) Updates to grid topology to minimize risk of ignition in HFTDs Remote GridWLDFRContaminationAggregated | WLDFR | HFTD - Distribution - Tier 3 - 4QU CoRE ¦ 2QU LoRE | Non-Red Flag Warning - Large Fires | Contamination | Aggregated | 2042 | 8.302e-08 | 572.0063 | 4.7488e-05 | 2042 | Mitigation | 0.95 | 45 | 0 | esc | 0.00097009 | 8.0537e-11 | 0.00097009 | 8.0537e-11 | 0.034217 | 1.6525e-09 | 0.012705 | 8.2127e-11
[120 empty] | 7.3.3.17.5 (Remote Grid) Updates to grid topology to minimize risk of ignition in HFTDs Remote GridWLDFRContaminationAggregated | WLDFR | HFTD - Distribution - Tier 3 - 4QU CoRE ¦ 2QU LoRE | Non-Red Flag Warning - Large Fires | Contamination | Aggregated | 2043 | 8.302e-08 | 572.0063 | 4.7488e-05 | 2043 | Mitigation | 0.95 | 45 | 0 | esc | 0.00097009 | 8.0537e-11 | 0.00097009 | 8.0537e-11 | 0.034217 | 1.6525e-09 | 0.012705 | 8.2127e-11
[120 empty] | 7.3.3.17.5 (Remote Grid) Updates to grid topology to minimize risk of ignition in HFTDs Remote GridWLDFRContaminationAggregated | WLDFR | HFTD - Distribution - Tier 3 - 4QU CoRE ¦ 2QU LoRE | Non-Red Flag Warning - Large Fires | Contamination | Aggregated | 2044 | 8.302e-08 | 572.0063 | 4.7488e-05 | 2044 | Mitigation | 0.95 | 45 | 0 | esc | 0.00097009 | 8.0537e-11 | 0.00097009 | 8.0537e-11 | 0.034217 | 1.6525e-09 | 0.012705 | 8.2127e-11
[120 empty] | 7.3.3.17.5 (Remote Grid) Updates to grid topology to minimize risk of ignition in HFTDs Remote GridWLDFRContaminationAggregated | WLDFR | HFTD - Distribution - Tier 3 - 4QU CoRE ¦ 2QU LoRE | Non-Red Flag Warning - Large Fires | Contamination | Aggregated | 2045 | 8.302e-08 | 572.0063 | 4.7488e-05 | 2045 | Mitigation | 0.95 | 45 | 0 | esc | 0.00097009 | 8.0537e-11 | 0.00097009 | 8.0537e-11 | 0.034217 | 1.6525e-09 | 0.012705 | 8.2127e-11
[120 empty] | 7.3.3.17.5 (Remote Grid) Updates to grid topology to minimize risk of ignition in HFTDs Remote GridWLDFRContaminationAggregated | WLDFR | HFTD - Distribution - Tier 3 - 4QU CoRE ¦ 2QU LoRE | Non-Red Flag Warning - Large Fires | Contamination | Aggregated | 2046 | 8.302e-08 | 572.0063 | 4.7488e-05 | 2046 | Mitigation | 0.95 | 45 | 0 | esc | 0.00097009 | 8.0537e-11 | 0.00097009 | 8.0537e-11 | 0.034217 | 1.6525e-09 | 0.012705 | 8.2127e-11
[120 empty] | 7.3.3.17.5 (Remote Grid) Updates to grid topology to minimize risk of ignition in HFTDs Remote GridWLDFRContaminationAggregated | WLDFR | HFTD - Distribution - Tier 3 - 4QU CoRE ¦ 2QU LoRE | Non-Red Flag Warning - Large Fires | Contamination | Aggregated | 2047 | 8.302e-08 | 572.0063 | 4.7488e-05 | 2047 | Mitigation | 0.95 | 45 | 0 | esc | 0.00097009 | 8.0537e-11 | 0.00097009 | 8.0537e-11 | 0.034217 | 1.6525e-09 | 0.012705 | 8.2127e-11
[120 empty] | 7.3.3.17.5 (Remote Grid) Updates to grid topology to minimize risk of ignition in HFTDs Remote GridWLDFRContaminationAggregated | WLDFR | HFTD - Distribution - Tier 3 - 4QU CoRE ¦ 2QU LoRE | Non-Red Flag Warning - Large Fires | Contamination | Aggregated | 2048 | 8.302e-08 | 572.0063 | 4.7488e-05 | 2048 | Mitigation | 0.95 | 45 | 0 | esc | 0.00097009 | 8.0537e-11 | 0.00097009 | 8.0537e-11 | 0.034217 | 1.6525e-09 | 0.012705 | 8.2127e-11
[120 empty] | 7.3.3.17.5 (Remote Grid) Updates to grid topology to minimize risk of ignition in HFTDs Remote GridWLDFRContaminationAggregated | WLDFR | HFTD - Distribution - Tier 3 - 4QU CoRE ¦ 2QU LoRE | Non-Red Flag Warning - Large Fires | Contamination | Aggregated | 2049 | 8.302e-08 | 572.0063 | 4.7488e-05 | 2049 | Mitigation | 0.95 | 45 | 0 | esc | 0.00097009 | 8.0537e-11 | 0.00097009 | 8.0537e-11 | 0.034217 | 1.6525e-09 | 0.012705 | 8.2127e-11
[120 empty] | 7.3.3.17.5 (Remote Grid) Updates to grid topology to minimize risk of ignition in HFTDs Remote GridWLDFRContaminationAggregated | WLDFR | HFTD - Distribution - Tier 3 - 4QU CoRE ¦ 2QU LoRE | Non-Red Flag Warning - Large Fires | Contamination | Aggregated | 2050 | 8.302e-08 | 572.0063 | 4.7488e-05 | 2050 | Mitigation | 0.95 | 45 | 0 | esc | 0.00097009 | 8.0537e-11 | 0.00097009 | 8.0537e-11 | 0 | 0 | 0.012705 | 8.2127e-11
[120 empty] | 7.3.3.17.5 (Remote Grid) Updates to grid topology to minimize risk of ignition in HFTDs Remote GridWLDFRContaminationAggregated | WLDFR | HFTD - Distribution - Tier 3 - 4QU CoRE ¦ 2QU LoRE | Non-Red Flag Warning - Large Fires | Contamination | Aggregated | 2051 | 8.302e-08 | 572.0063 | 4.7488e-05 | 2051 | Mitigation | 0.95 | 45 | 0 | esc | 0.00097009 | 8.0537e-11 | 0.00097009 | 8.0537e-11 | 0.034217 | 0.00012816 | 0.012705 | 8.2127e-11
[120 empty] | 7.3.3.17.5 (Remote Grid) Updates to grid topology to minimize risk of ignition in HFTDs Remote GridWLDFRContaminationAggregated | WLDFR | HFTD - Distribution - Tier 3 - 4QU CoRE ¦ 2QU LoRE | Non-Red Flag Warning - Large Fires | Contamination | Aggregated | 2052 | 8.302e-08 | 572.0063 | 4.7488e-05 | 2052 | Mitigation | 0.95 | 45 | 0 | esc | 0.00097009 | 8.0537e-11 | 0.00097009 | 8.0537e-11 | 0.034217 | 0.00012816 | 0.012705 | 8.2127e-11
[120 empty] | 7.3.3.17.5 (Remote Grid) Updates to grid topology to minimize risk of ignition in HFTDs Remote GridWLDFRContaminationAggregated | WLDFR | HFTD - Distribution - Tier 3 - 4QU CoRE ¦ 2QU LoRE | Non-Red Flag Warning - Large Fires | Contamination | Aggregated | 2053 | 8.302e-08 | 572.0063 | 4.7488e-05 | 2053 | Mitigation | 0.95 | 45 | 0 | esc | 0.00097009 | 8.0537e-11 | 0.00097009 | 8.0537e-11 | 0.034217 | 0.00012816 | 0.012705 | 8.2127e-11
[120 empty] | 7.3.3.17.5 (Remote Grid) Updates to grid topology to minimize risk of ignition in HFTDs Remote GridWLDFRContaminationAggregated | WLDFR | HFTD - Distribution - Tier 3 - 4QU CoRE ¦ 2QU LoRE | Non-Red Flag Warning - Large Fires | Contamination | Aggregated | 2054 | 8.302e-08 | 572.0063 | 4.7488e-05 | 2054 | Mitigation | 0.95 | 45 | 0 | esc | 0.00097009 | 8.0537e-11 | 0.00097009 | 8.0537e-11 | 0.034217 | 0.00012816 | 0.012705 | 8.2127e-11
[120 empty] | 7.3.3.17.5 (Remote Grid) Updates to grid topology to minimize risk of ignition in HFTDs Remote GridWLDFRContaminationAggregated | WLDFR | HFTD - Distribution - Tier 3 - 4QU CoRE ¦ 2QU LoRE | Non-Red Flag Warning - Large Fires | Contamination | Aggregated | 2055 | 8.302e-08 | 572.0063 | 4.7488e-05 | 2055 | Mitigation | 0.95 | 45 | 0 | esc | 0.00097009 | 8.0537e-11 | 0.00097009 | 8.0537e-11 | 0.034217 | 0.00012816 | 0.012705 | 8.2127e-11
[120 empty] | 7.3.3.17.5 (Remote Grid) Updates to grid topology to minimize risk of ignition in HFTDs Remote GridWLDFRContaminationAggregated | WLDFR | HFTD - Distribution - Tier 3 - 4QU CoRE ¦ 2QU LoRE | Non-Red Flag Warning - Large Fires | Contamination | Aggregated | 2056 | 8.302e-08 | 572.0063 | 4.7488e-05 | 2056 | Mitigation | 0.95 | 45 | 0 | esc | 0.00097009 | 8.0537e-11 | 0.00097009 | 8.0537e-11 | 0.034217 | 0.00012816 | 0.012705 | 8.2127e-11
[120 empty] | 7.3.3.17.5 (Remote Grid) Updates to grid topology to minimize risk of ignition in HFTDs Remote GridWLDFRContaminationAggregated | WLDFR | HFTD - Distribution - Tier 3 - 4QU CoRE ¦ 2QU LoRE | Non-Red Flag Warning - Large Fires | Contamination | Aggregated | 2057 | 8.302e-08 | 572.0063 | 4.7488e-05 | 2057 | Mitigation | 0.95 | 45 | 0 | esc | 0.00097009 | 8.0537e-11 | 0.00097009 | 8.0537e-11 | 0.034217 | 0.00012816 | 0.012705 | 8.2127e-11
[120 empty] | 7.3.3.17.5 (Remote Grid) Updates to grid topology to minimize risk of ignition in HFTDs Remote GridWLDFRContaminationAggregated | WLDFR | HFTD - Distribution - Tier 3 - 4QU CoRE ¦ 2QU LoRE | Non-Red Flag Warning - Large Fires | Contamination | Aggregated | 2058 | 8.302e-08 | 572.0063 | 4.7488e-05 | 2058 | Mitigation | 0.95 | 45 | 0 | esc | 0.00097009 | 8.0537e-11 | 0.00097009 | 8.0537e-11 | 0.034217 | 0.00012816 | 0 | 0
[120 empty] | 7.3.3.17.5 (Remote Grid) Updates to grid topology to minimize risk of ignition in HFTDs Remote GridWLDFRContaminationAggregated | WLDFR | HFTD - Distribution - Tier 3 - 4QU CoRE ¦ 2QU LoRE | Non-Red Flag Warning - Large Fires | Contamination | Aggregated | 2059 | 8.302e-08 | 572.0063 | 4.7488e-05 | 2059 | Mitigation | 0.95 | 45 | 0 | esc | 0.00097009 | 8.0537e-11 | 0.00097009 | 8.0537e-11 | 0.034217 | 0.00012816 | 0 | 0
[120 empty] | 7.3.3.17.5 (Remote Grid) Updates to grid topology to minimize risk of ignition in HFTDs Remote GridWLDFRContaminationAggregated | WLDFR | HFTD - Distribution - Tier 3 - 4QU CoRE ¦ 2QU LoRE | Non-Red Flag Warning - Large Fires | Contamination | Aggregated | 2060 | 8.302e-08 | 572.0063 | 4.7488e-05 | 2060 | Mitigation | 0.95 | 45 | 0 | esc | 0.00097009 | 8.0537e-11 | 0.00097009 | 8.0537e-11 | 0.034217 | 0.00012816 | 0.01662 | 3.1773e-11
[120 empty] | 7.3.3.17.5 (Remote Grid) Updates to grid topology to minimize risk of ignition in HFTDs Remote GridWLDFRContaminationAggregated | WLDFR | HFTD - Distribution - Tier 3 - 4QU CoRE ¦ 2QU LoRE | Non-Red Flag Warning - Large Fires | Contamination | Aggregated | 2061 | 8.302e-08 | 572.0063 | 4.7488e-05 | 2061 | Mitigation | 0.95 | 45 | 0 | esc | 0.00097009 | 8.0537e-11 | 0.00097009 | 8.0537e-11 | 0.034217 | 0.00012816 | 0.01662 | 3.1773e-11
[120 empty] | 7.3.3.17.5 (Remote Grid) Updates to grid topology to minimize risk of ignition in HFTDs Remote GridWLDFRContaminationAggregated | WLDFR | HFTD - Distribution - Tier 3 - 4QU CoRE ¦ 2QU LoRE | Non-Red Flag Warning - Large Fires | Contamination | Aggregated | 2062 | 8.302e-08 | 572.0063 | 4.7488e-05 | 2062 | Mitigation | 0.95 | 45 | 0 | esc | 0.00097009 | 8.0537e-11 | 0.00097009 | 8.0537e-11 | 0.034217 | 0.00012816 | 0.01662 | 3.1773e-11
[120 empty] | 7.3.3.17.5 (Remote Grid) Updates to grid topology to minimize risk of ignition in HFTDs Remote GridWLDFRContaminationAggregated | WLDFR | HFTD - Distribution - Tier 3 - 4QU CoRE ¦ 2QU LoRE | Non-Red Flag Warning - Large Fires | Contamination | Aggregated | 2063 | 8.302e-08 | 572.0063 | 4.7488e-05 | 2063 | Mitigation | 0.95 | 45 | 0 | esc | 0.00097009 | 8.0537e-11 | 0.00097009 | 8.0537e-11 | 0.034217 | 0.00012816 | 0.01662 | 3.1773e-11
[120 empty] | 7.3.3.17.5 (Remote Grid) Updates to grid topology to minimize risk of ignition in HFTDs Remote GridWLDFRContaminationAggregated | WLDFR | HFTD - Distribution - Tier 3 - 4QU CoRE ¦ 2QU LoRE | Non-Red Flag Warning - Large Fires | Contamination | Aggregated | 2064 | 8.302e-08 | 572.0063 | 4.7488e-05 | 2064 | Mitigation | 0.95 | 45 | 0 | esc | 0.00097009 | 8.0537e-11 | 0.00097009 | 8.0537e-11 | 0.034217 | 0.00012816 | 0.01662 | 3.1773e-11
[120 empty] | 7.3.3.17.5 (Remote Grid) Updates to grid topology to minimize risk of ignition in HFTDs Remote GridWLDFRContaminationAggregated | WLDFR | HFTD - Distribution - Tier 3 - 4QU CoRE ¦ 2QU LoRE | Non-Red Flag Warning - Large Fires | Contamination | Aggregated | 2065 | 8.302e-08 | 572.0063 | 4.7488e-05 | 2065 | Mitigation | 0.95 | 45 | 0 | esc | 0.00097009 | 8.0537e-11 | 0.00097009 | 8.0537e-11 | 0.034217 | 0.00012816 | 0.01662 | 3.1773e-11
[120 empty] | 7.3.3.17.5 (Remote Grid) Updates to grid topology to minimize risk of ignition in HFTDs Remote GridWLDFRContaminationAggregated | WLDFR | HFTD - Distribution - Tier 3 - 4QU CoRE ¦ 2QU LoRE | Non-Red Flag Warning - Large Fires | Contamination | Aggregated | 2066 | 8.302e-08 | 572.0063 | 4.7488e-05 | 2066 | Mitigation | 0.95 | 45 | 0 | esc | 0.00097009 | 8.0537e-11 | 0.00097009 | 8.0537e-11 | 0.034217 | 0.00012816 | 0.01662 | 3.1773e-11
[120 empty] | 7.3.3.17.5 (Remote Grid) Updates to grid topology to minimize risk of ignition in HFTDs Remote GridWLDFRContaminationAggregated | WLDFR | HFTD - Distribution - Tier 3 - 4QU CoRE ¦ 2QU LoRE | Non-Red Flag Warning - Large Fires | Contamination | Aggregated | 2067 | 8.302e-08 | 572.0063 | 4.7488e-05 | 2067 | Mitigation | 0.95 | 45 | 0 | esc | 0 | 0 | 0.00097009 | 8.0537e-11 | 0.034217 | 0.00012816 | 0.01662 | 3.1773e-11
[120 empty] | 7.3.3.17.5 (Remote Grid) Updates to grid topology to minimize risk of ignition in HFTDs Remote GridWLDFREquipment / facility failureAggregated | WLDFR | HFTD - Distribution - Tier 3 - 4QU CoRE ¦ 2QU LoRE | Non-Red Flag Warning - Large Fires | Equipment / facility failure | Aggregated | 2022 | 1.1137e-06 | 572.0063 | 0.00063705 | 2022 | Mitigation | 0.95 | 45 | 0 | esc | 0.00097009 | 1.0804e-09 | 0 | 0 | 0.034217 | 0.00012816 | 0.01662 | 3.1773e-11
[120 empty] | 7.3.3.17.5 (Remote Grid) Updates to grid topology to minimize risk of ignition in HFTDs Remote GridWLDFREquipment / facility failureAggregated | WLDFR | HFTD - Distribution - Tier 3 - 4QU CoRE ¦ 2QU LoRE | Non-Red Flag Warning - Large Fires | Equipment / facility failure | Aggregated | 2023 | 1.1137e-06 | 572.0063 | 0.00063705 | 2023 | Mitigation | 0.95 | 45 | 0 | esc | 0.00097009 | 1.0804e-09 | 0.00097009 | 1.0804e-09 | 0.034217 | 0.00012816 | 0.01662 | 3.1773e-11
[120 empty] | 7.3.3.17.5 (Remote Grid) Updates to grid topology to minimize risk of ignition in HFTDs Remote GridWLDFREquipment / facility failureAggregated | WLDFR | HFTD - Distribution - Tier 3 - 4QU CoRE ¦ 2QU LoRE | Non-Red Flag Warning - Large Fires | Equipment / facility failure | Aggregated | 2024 | 1.1137e-06 | 572.0063 | 0.00063705 | 2024 | Mitigation | 0.95 | 45 | 0 | esc | 0.00097009 | 1.0804e-09 | 0.00097009 | 1.0804e-09 | 0.034217 | 0.00012816 | 0.01662 | 3.1773e-11
[120 empty] | 7.3.3.17.5 (Remote Grid) Updates to grid topology to minimize risk of ignition in HFTDs Remote GridWLDFREquipment / facility failureAggregated | WLDFR | HFTD - Distribution - Tier 3 - 4QU CoRE ¦ 2QU LoRE | Non-Red Flag Warning - Large Fires | Equipment / facility failure | Aggregated | 2025 | 1.1137e-06 | 572.0063 | 0.00063705 | 2025 | Mitigation | 0.95 | 45 | 0 | esc | 0.00097009 | 1.0804e-09 | 0.00097009 | 1.0804e-09 | 0.034217 | 0.00012816 | 0.01662 | 3.1773e-11
[120 empty] | 7.3.3.17.5 (Remote Grid) Updates to grid topology to minimize risk of ignition in HFTDs Remote GridWLDFREquipment / facility failureAggregated | WLDFR | HFTD - Distribution - Tier 3 - 4QU CoRE ¦ 2QU LoRE | Non-Red Flag Warning - Large Fires | Equipment / facility failure | Aggregated | 2026 | 1.1137e-06 | 572.0063 | 0.00063705 | 2026 | Mitigation | 0.95 | 45 | 0 | esc | 0.00097009 | 1.0804e-09 | 0.00097009 | 1.0804e-09 | 0.034217 | 0.00012816 | 0.01662 | 3.1773e-11
[120 empty] | 7.3.3.17.5 (Remote Grid) Updates to grid topology to minimize risk of ignition in HFTDs Remote GridWLDFREquipment / facility failureAggregated | WLDFR | HFTD - Distribution - Tier 3 - 4QU CoRE ¦ 2QU LoRE | Non-Red Flag Warning - Large Fires | Equipment / facility failure | Aggregated | 2027 | 1.1137e-06 | 572.0063 | 0.00063705 | 2027 | Mitigation | 0.95 | 45 | 0 | esc | 0.00097009 | 1.0804e-09 | 0.00097009 | 1.0804e-09 | 0.034217 | 0.00012816 | 0.01662 | 3.1773e-11
[120 empty] | 7.3.3.17.5 (Remote Grid) Updates to grid topology to minimize risk of ignition in HFTDs Remote GridWLDFREquipment / facility failureAggregated | WLDFR | HFTD - Distribution - Tier 3 - 4QU CoRE ¦ 2QU LoRE | Non-Red Flag Warning - Large Fires | Equipment / facility failure | Aggregated | 2028 | 1.1137e-06 | 572.0063 | 0.00063705 | 2028 | Mitigation | 0.95 | 45 | 0 | esc | 0.00097009 | 1.0804e-09 | 0.00097009 | 1.0804e-09 | 0.034217 | 0.00012816 | 0.01662 | 3.1773e-11
[120 empty] | 7.3.3.17.5 (Remote Grid) Updates to grid topology to minimize risk of ignition in HFTDs Remote GridWLDFREquipment / facility failureAggregated | WLDFR | HFTD - Distribution - Tier 3 - 4QU CoRE ¦ 2QU LoRE | Non-Red Flag Warning - Large Fires | Equipment / facility failure | Aggregated | 2029 | 1.1137e-06 | 572.0063 | 0.00063705 | 2029 | Mitigation | 0.95 | 45 | 0 | esc | 0.00097009 | 1.0804e-09 | 0.00097009 | 1.0804e-09 | 0.034217 | 0.00012816 | 0.01662 | 3.1773e-11
[120 empty] | 7.3.3.17.5 (Remote Grid) Updates to grid topology to minimize risk of ignition in HFTDs Remote GridWLDFREquipment / facility failureAggregated | WLDFR | HFTD - Distribution - Tier 3 - 4QU CoRE ¦ 2QU LoRE | Non-Red Flag Warning - Large Fires | Equipment / facility failure | Aggregated | 2030 | 1.1137e-06 | 572.0063 | 0.00063705 | 2030 | Mitigation | 0.95 | 45 | 0 | esc | 0.00097009 | 1.0804e-09 | 0.00097009 | 1.0804e-09 | 0.034217 | 0.00012816 | 0.01662 | 3.1773e-11
[120 empty] | 7.3.3.17.5 (Remote Grid) Updates to grid topology to minimize risk of ignition in HFTDs Remote GridWLDFREquipment / facility failureAggregated | WLDFR | HFTD - Distribution - Tier 3 - 4QU CoRE ¦ 2QU LoRE | Non-Red Flag Warning - Large Fires | Equipment / facility failure | Aggregated | 2031 | 1.1137e-06 | 572.0063 | 0.00063705 | 2031 | Mitigation | 0.95 | 45 | 0 | esc | 0.00097009 | 1.0804e-09 | 0.00097009 | 1.0804e-09 | 0.034217 | 0.00012816 | 0.01662 | 3.1773e-11
[120 empty] | 7.3.3.17.5 (Remote Grid) Updates to grid topology to minimize risk of ignition in HFTDs Remote GridWLDFREquipment / facility failureAggregated | WLDFR | HFTD - Distribution - Tier 3 - 4QU CoRE ¦ 2QU LoRE | Non-Red Flag Warning - Large Fires | Equipment / facility failure | Aggregated | 2032 | 1.1137e-06 | 572.0063 | 0.00063705 | 2032 | Mitigation | 0.95 | 45 | 0 | esc | 0.00097009 | 1.0804e-09 | 0.00097009 | 1.0804e-09 | 0.034217 | 0.00012816 | 0.01662 | 3.1773e-11
[120 empty] | 7.3.3.17.5 (Remote Grid) Updates to grid topology to minimize risk of ignition in HFTDs Remote GridWLDFREquipment / facility failureAggregated | WLDFR | HFTD - Distribution - Tier 3 - 4QU CoRE ¦ 2QU LoRE | Non-Red Flag Warning - Large Fires | Equipment / facility failure | Aggregated | 2033 | 1.1137e-06 | 572.0063 | 0.00063705 | 2033 | Mitigation | 0.95 | 45 | 0 | esc | 0.00097009 | 1.0804e-09 | 0.00097009 | 1.0804e-09 | 0.034217 | 0.00012816 | 0.01662 | 3.1773e-11
[120 empty] | 7.3.3.17.5 (Remote Grid) Updates to grid topology to minimize risk of ignition in HFTDs Remote GridWLDFREquipment / facility failureAggregated | WLDFR | HFTD - Distribution - Tier 3 - 4QU CoRE ¦ 2QU LoRE | Non-Red Flag Warning - Large Fires | Equipment / facility failure | Aggregated | 2034 | 1.1137e-06 | 572.0063 | 0.00063705 | 2034 | Mitigation | 0.95 | 45 | 0 | esc | 0.00097009 | 1.0804e-09 | 0.00097009 | 1.0804e-09 | 0.034217 | 0.00012816 | 0.01662 | 3.1773e-11
[120 empty] | 7.3.3.17.5 (Remote Grid) Updates to grid topology to minimize risk of ignition in HFTDs Remote GridWLDFREquipment / facility failureAggregated | WLDFR | HFTD - Distribution - Tier 3 - 4QU CoRE ¦ 2QU LoRE | Non-Red Flag Warning - Large Fires | Equipment / facility failure | Aggregated | 2035 | 1.1137e-06 | 572.0063 | 0.00063705 | 2035 | Mitigation | 0.95 | 45 | 0 | esc | 0.00097009 | 1.0804e-09 | 0.00097009 | 1.0804e-09 | 0.034217 | 0.00012816 | 0.01662 | 3.1773e-11
[120 empty] | 7.3.3.17.5 (Remote Grid) Updates to grid topology to minimize risk of ignition in HFTDs Remote GridWLDFREquipment / facility failureAggregated | WLDFR | HFTD - Distribution - Tier 3 - 4QU CoRE ¦ 2QU LoRE | Non-Red Flag Warning - Large Fires | Equipment / facility failure | Aggregated | 2036 | 1.1137e-06 | 572.0063 | 0.00063705 | 2036 | Mitigation | 0.95 | 45 | 0 | esc | 0.00097009 | 1.0804e-09 | 0.00097009 | 1.0804e-09 | 0.034217 | 0.00012816 | 0.01662 | 3.1773e-11
[120 empty] | 7.3.3.17.5 (Remote Grid) Updates to grid topology to minimize risk of ignition in HFTDs Remote GridWLDFREquipment / facility failureAggregated | WLDFR | HFTD - Distribution - Tier 3 - 4QU CoRE ¦ 2QU LoRE | Non-Red Flag Warning - Large Fires | Equipment / facility failure | Aggregated | 2037 | 1.1137e-06 | 572.0063 | 0.00063705 | 2037 | Mitigation | 0.95 | 45 | 0 | esc | 0.00097009 | 1.0804e-09 | 0.00097009 | 1.0804e-09 | 0.034217 | 0.00012816 | 0.01662 | 3.1773e-11
[120 empty] | 7.3.3.17.5 (Remote Grid) Updates to grid topology to minimize risk of ignition in HFTDs Remote GridWLDFREquipment / facility failureAggregated | WLDFR | HFTD - Distribution - Tier 3 - 4QU CoRE ¦ 2QU LoRE | Non-Red Flag Warning - Large Fires | Equipment / facility failure | Aggregated | 2038 | 1.1137e-06 | 572.0063 | 0.00063705 | 2038 | Mitigation | 0.95 | 45 | 0 | esc | 0.00097009 | 1.0804e-09 | 0.00097009 | 1.0804e-09 | 0.034217 | 0.00012816 | 0.01662 | 3.1773e-11
[120 empty] | 7.3.3.17.5 (Remote Grid) Updates to grid topology to minimize risk of ignition in HFTDs Remote GridWLDFREquipment / facility failureAggregated | WLDFR | HFTD - Distribution - Tier 3 - 4QU CoRE ¦ 2QU LoRE | Non-Red Flag Warning - Large Fires | Equipment / facility failure | Aggregated | 2039 | 1.1137e-06 | 572.0063 | 0.00063705 | 2039 | Mitigation | 0.95 | 45 | 0 | esc | 0.00097009 | 1.0804e-09 | 0.00097009 | 1.0804e-09 | 0.034217 | 0.00012816 | 0.01662 | 3.1773e-11
[120 empty] | 7.3.3.17.5 (Remote Grid) Updates to grid topology to minimize risk of ignition in HFTDs Remote GridWLDFREquipment / facility failureAggregated | WLDFR | HFTD - Distribution - Tier 3 - 4QU CoRE ¦ 2QU LoRE | Non-Red Flag Warning - Large Fires | Equipment / facility failure | Aggregated | 2040 | 1.1137e-06 | 572.0063 | 0.00063705 | 2040 | Mitigation | 0.95 | 45 | 0 | esc | 0.00097009 | 1.0804e-09 | 0.00097009 | 1.0804e-09 | 0.034217 | 0.00012816 | 0.01662 | 3.1773e-11
[120 empty] | 7.3.3.17.5 (Remote Grid) Updates to grid topology to minimize risk of ignition in HFTDs Remote GridWLDFREquipment / facility failureAggregated | WLDFR | HFTD - Distribution - Tier 3 - 4QU CoRE ¦ 2QU LoRE | Non-Red Flag Warning - Large Fires | Equipment / facility failure | Aggregated | 2041 | 1.1137e-06 | 572.0063 | 0.00063705 | 2041 | Mitigation | 0.95 | 45 | 0 | esc | 0.00097009 | 1.0804e-09 | 0.00097009 | 1.0804e-09 | 0.034217 | 0.00012816 | 0.01662 | 3.1773e-11
[120 empty] | 7.3.3.17.5 (Remote Grid) Updates to grid topology to minimize risk of ignition in HFTDs Remote GridWLDFREquipment / facility failureAggregated | WLDFR | HFTD - Distribution - Tier 3 - 4QU CoRE ¦ 2QU LoRE | Non-Red Flag Warning - Large Fires | Equipment / facility failure | Aggregated | 2042 | 1.1137e-06 | 572.0063 | 0.00063705 | 2042 | Mitigation | 0.95 | 45 | 0 | esc | 0.00097009 | 1.0804e-09 | 0.00097009 | 1.0804e-09 | 0.034217 | 0.00012816 | 0.01662 | 3.1773e-11
[120 empty] | 7.3.3.17.5 (Remote Grid) Updates to grid topology to minimize risk of ignition in HFTDs Remote GridWLDFREquipment / facility failureAggregated | WLDFR | HFTD - Distribution - Tier 3 - 4QU CoRE ¦ 2QU LoRE | Non-Red Flag Warning - Large Fires | Equipment / facility failure | Aggregated | 2043 | 1.1137e-06 | 572.0063 | 0.00063705 | 2043 | Mitigation | 0.95 | 45 | 0 | esc | 0.00097009 | 1.0804e-09 | 0.00097009 | 1.0804e-09 | 0.034217 | 0.00012816 | 0.01662 | 3.1773e-11
[120 empty] | 7.3.3.17.5 (Remote Grid) Updates to grid topology to minimize risk of ignition in HFTDs Remote GridWLDFREquipment / facility failureAggregated | WLDFR | HFTD - Distribution - Tier 3 - 4QU CoRE ¦ 2QU LoRE | Non-Red Flag Warning - Large Fires | Equipment / facility failure | Aggregated | 2044 | 1.1137e-06 | 572.0063 | 0.00063705 | 2044 | Mitigation | 0.95 | 45 | 0 | esc | 0.00097009 | 1.0804e-09 | 0.00097009 | 1.0804e-09 | 0.034217 | 0.00012816 | 0 | 0
[120 empty] | 7.3.3.17.5 (Remote Grid) Updates to grid topology to minimize risk of ignition in HFTDs Remote GridWLDFREquipment / facility failureAggregated | WLDFR | HFTD - Distribution - Tier 3 - 4QU CoRE ¦ 2QU LoRE | Non-Red Flag Warning - Large Fires | Equipment / facility failure | Aggregated | 2045 | 1.1137e-06 | 572.0063 | 0.00063705 | 2045 | Mitigation | 0.95 | 45 | 0 | esc | 0.00097009 | 1.0804e-09 | 0.00097009 | 1.0804e-09 | 0.034217 | 0.00012816 | 0 | 0
[120 empty] | 7.3.3.17.5 (Remote Grid) Updates to grid topology to minimize risk of ignition in HFTDs Remote GridWLDFREquipment / facility failureAggregated | WLDFR | HFTD - Distribution - Tier 3 - 4QU CoRE ¦ 2QU LoRE | Non-Red Flag Warning - Large Fires | Equipment / facility failure | Aggregated | 2046 | 1.1137e-06 | 572.0063 | 0.00063705 | 2046 | Mitigation | 0.95 | 45 | 0 | esc | 0.00097009 | 1.0804e-09 | 0.00097009 | 1.0804e-09 | 0.034217 | 0.00012816 | 0.0080352 | 4.1901e-10
[120 empty] | 7.3.3.17.5 (Remote Grid) Updates to grid topology to minimize risk of ignition in HFTDs Remote GridWLDFREquipment / facility failureAggregated | WLDFR | HFTD - Distribution - Tier 3 - 4QU CoRE ¦ 2QU LoRE | Non-Red Flag Warning - Large Fires | Equipment / facility failure | Aggregated | 2047 | 1.1137e-06 | 572.0063 | 0.00063705 | 2047 | Mitigation | 0.95 | 45 | 0 | esc | 0.00097009 | 1.0804e-09 | 0.00097009 | 1.0804e-09 | 0.034217 | 0.00012816 | 0.0080352 | 4.1901e-10
[120 empty] | 7.3.3.17.5 (Remote Grid) Updates to grid topology to minimize risk of ignition in HFTDs Remote GridWLDFREquipment / facility failureAggregated | WLDFR | HFTD - Distribution - Tier 3 - 4QU CoRE ¦ 2QU LoRE | Non-Red Flag Warning - Large Fires | Equipment / facility failure | Aggregated | 2048 | 1.1137e-06 | 572.0063 | 0.00063705 | 2048 | Mitigation | 0.95 | 45 | 0 | esc | 0.00097009 | 1.0804e-09 | 0.00097009 | 1.0804e-09 | 0.034217 | 0.00012816 | 0.0080352 | 4.1901e-10
[120 empty] | 7.3.3.17.5 (Remote Grid) Updates to grid topology to minimize risk of ignition in HFTDs Remote GridWLDFREquipment / facility failureAggregated | WLDFR | HFTD - Distribution - Tier 3 - 4QU CoRE ¦ 2QU LoRE | Non-Red Flag Warning - Large Fires | Equipment / facility failure | Aggregated | 2049 | 1.1137e-06 | 572.0063 | 0.00063705 | 2049 | Mitigation | 0.95 | 45 | 0 | esc | 0.00097009 | 1.0804e-09 | 0.00097009 | 1.0804e-09 | 0.034217 | 0.00012816 | 0.0080352 | 4.1901e-10
[120 empty] | 7.3.3.17.5 (Remote Grid) Updates to grid topology to minimize risk of ignition in HFTDs Remote GridWLDFREquipment / facility failureAggregated | WLDFR | HFTD - Distribution - Tier 3 - 4QU CoRE ¦ 2QU LoRE | Non-Red Flag Warning - Large Fires | Equipment / facility failure | Aggregated | 2050 | 1.1137e-06 | 572.0063 | 0.00063705 | 2050 | Mitigation | 0.95 | 45 | 0 | esc | 0.00097009 | 1.0804e-09 | 0.00097009 | 1.0804e-09 | 0.034217 | 0.00012816 | 0.0080352 | 4.1901e-10
[120 empty] | 7.3.3.17.5 (Remote Grid) Updates to grid topology to minimize risk of ignition in HFTDs Remote GridWLDFREquipment / facility failureAggregated | WLDFR | HFTD - Distribution - Tier 3 - 4QU CoRE ¦ 2QU LoRE | Non-Red Flag Warning - Large Fires | Equipment / facility failure | Aggregated | 2051 | 1.1137e-06 | 572.0063 | 0.00063705 | 2051 | Mitigation | 0.95 | 45 | 0 | esc | 0.00097009 | 1.0804e-09 | 0.00097009 | 1.0804e-09 | 0.034217 | 0.00012816 | 0.0080352 | 4.1901e-10
[120 empty] | 7.3.3.17.5 (Remote Grid) Updates to grid topology to minimize risk of ignition in HFTDs Remote GridWLDFREquipment / facility failureAggregated | WLDFR | HFTD - Distribution - Tier 3 - 4QU CoRE ¦ 2QU LoRE | Non-Red Flag Warning - Large Fires | Equipment / facility failure | Aggregated | 2052 | 1.1137e-06 | 572.0063 | 0.00063705 | 2052 | Mitigation | 0.95 | 45 | 0 | esc | 0.00097009 | 1.0804e-09 | 0.00097009 | 1.0804e-09 | 0.034217 | 0.00012816 | 0.0080352 | 4.1901e-10
[120 empty] | 7.3.3.17.5 (Remote Grid) Updates to grid topology to minimize risk of ignition in HFTDs Remote GridWLDFREquipment / facility failureAggregated | WLDFR | HFTD - Distribution - Tier 3 - 4QU CoRE ¦ 2QU LoRE | Non-Red Flag Warning - Large Fires | Equipment / facility failure | Aggregated | 2053 | 1.1137e-06 | 572.0063 | 0.00063705 | 2053 | Mitigation | 0.95 | 45 | 0 | esc | 0.00097009 | 1.0804e-09 | 0.00097009 | 1.0804e-09 | 0.034217 | 0.00012816 | 0.0080352 | 4.1901e-10
[120 empty] | 7.3.3.17.5 (Remote Grid) Updates to grid topology to minimize risk of ignition in HFTDs Remote GridWLDFREquipment / facility failureAggregated | WLDFR | HFTD - Distribution - Tier 3 - 4QU CoRE ¦ 2QU LoRE | Non-Red Flag Warning - Large Fires | Equipment / facility failure | Aggregated | 2054 | 1.1137e-06 | 572.0063 | 0.00063705 | 2054 | Mitigation | 0.95 | 45 | 0 | esc | 0.00097009 | 1.0804e-09 | 0.00097009 | 1.0804e-09 | 0 | 0 | 0.0080352 | 4.1901e-10
[120 empty] | 7.3.3.17.5 (Remote Grid) Updates to grid topology to minimize risk of ignition in HFTDs Remote GridWLDFREquipment / facility failureAggregated | WLDFR | HFTD - Distribution - Tier 3 - 4QU CoRE ¦ 2QU LoRE | Non-Red Flag Warning - Large Fires | Equipment / facility failure | Aggregated | 2055 | 1.1137e-06 | 572.0063 | 0.00063705 | 2055 | Mitigation | 0.95 | 45 | 0 | esc | 0.00097009 | 1.0804e-09 | 0.00097009 | 1.0804e-09 | 0.034217 | 1.1368e-05 | 0.0080352 | 4.1901e-10
[120 empty] | 7.3.3.17.5 (Remote Grid) Updates to grid topology to minimize risk of ignition in HFTDs Remote GridWLDFREquipment / facility failureAggregated | WLDFR | HFTD - Distribution - Tier 3 - 4QU CoRE ¦ 2QU LoRE | Non-Red Flag Warning - Large Fires | Equipment / facility failure | Aggregated | 2056 | 1.1137e-06 | 572.0063 | 0.00063705 | 2056 | Mitigation | 0.95 | 45 | 0 | esc | 0.00097009 | 1.0804e-09 | 0.00097009 | 1.0804e-09 | 0.034217 | 1.1368e-05 | 0.0080352 | 4.1901e-10
[120 empty] | 7.3.3.17.5 (Remote Grid) Updates to grid topology to minimize risk of ignition in HFTDs Remote GridWLDFREquipment / facility failureAggregated | WLDFR | HFTD - Distribution - Tier 3 - 4QU CoRE ¦ 2QU LoRE | Non-Red Flag Warning - Large Fires | Equipment / facility failure | Aggregated | 2057 | 1.1137e-06 | 572.0063 | 0.00063705 | 2057 | Mitigation | 0.95 | 45 | 0 | esc | 0.00097009 | 1.0804e-09 | 0.00097009 | 1.0804e-09 | 0.034217 | 1.1368e-05 | 0.0080352 | 4.1901e-10
[120 empty] | 7.3.3.17.5 (Remote Grid) Updates to grid topology to minimize risk of ignition in HFTDs Remote GridWLDFREquipment / facility failureAggregated | WLDFR | HFTD - Distribution - Tier 3 - 4QU CoRE ¦ 2QU LoRE | Non-Red Flag Warning - Large Fires | Equipment / facility failure | Aggregated | 2058 | 1.1137e-06 | 572.0063 | 0.00063705 | 2058 | Mitigation | 0.95 | 45 | 0 | esc | 0.00097009 | 1.0804e-09 | 0.00097009 | 1.0804e-09 | 0.034217 | 1.1368e-05 | 0.0080352 | 4.1901e-10
[120 empty] | 7.3.3.17.5 (Remote Grid) Updates to grid topology to minimize risk of ignition in HFTDs Remote GridWLDFREquipment / facility failureAggregated | WLDFR | HFTD - Distribution - Tier 3 - 4QU CoRE ¦ 2QU LoRE | Non-Red Flag Warning - Large Fires | Equipment / facility failure | Aggregated | 2059 | 1.1137e-06 | 572.0063 | 0.00063705 | 2059 | Mitigation | 0.95 | 45 | 0 | esc | 0.00097009 | 1.0804e-09 | 0.00097009 | 1.0804e-09 | 0.034217 | 1.1368e-05 | 0.0080352 | 4.1901e-10
[120 empty] | 7.3.3.17.5 (Remote Grid) Updates to grid topology to minimize risk of ignition in HFTDs Remote GridWLDFREquipment / facility failureAggregated | WLDFR | HFTD - Distribution - Tier 3 - 4QU CoRE ¦ 2QU LoRE | Non-Red Flag Warning - Large Fires | Equipment / facility failure | Aggregated | 2060 | 1.1137e-06 | 572.0063 | 0.00063705 | 2060 | Mitigation | 0.95 | 45 | 0 | esc | 0.00097009 | 1.0804e-09 | 0.00097009 | 1.0804e-09 | 0.034217 | 1.1368e-05 | 0.0080352 | 4.1901e-10
[120 empty] | 7.3.3.17.5 (Remote Grid) Updates to grid topology to minimize risk of ignition in HFTDs Remote GridWLDFREquipment / facility failureAggregated | WLDFR | HFTD - Distribution - Tier 3 - 4QU CoRE ¦ 2QU LoRE | Non-Red Flag Warning - Large Fires | Equipment / facility failure | Aggregated | 2061 | 1.1137e-06 | 572.0063 | 0.00063705 | 2061 | Mitigation | 0.95 | 45 | 0 | esc | 0.00097009 | 1.0804e-09 | 0.00097009 | 1.0804e-09 | 0.034217 | 1.1368e-05 | 0.0080352 | 4.1901e-10
[120 empty] | 7.3.3.17.5 (Remote Grid) Updates to grid topology to minimize risk of ignition in HFTDs Remote GridWLDFREquipment / facility failureAggregated | WLDFR | HFTD - Distribution - Tier 3 - 4QU CoRE ¦ 2QU LoRE | Non-Red Flag Warning - Large Fires | Equipment / facility failure | Aggregated | 2062 | 1.1137e-06 | 572.0063 | 0.00063705 | 2062 | Mitigation | 0.95 | 45 | 0 | esc | 0.00097009 | 1.0804e-09 | 0.00097009 | 1.0804e-09 | 0.034217 | 1.1368e-05 | 0.0080352 | 4.1901e-10
[120 empty] | 7.3.3.17.5 (Remote Grid) Updates to grid topology to minimize risk of ignition in HFTDs Remote GridWLDFREquipment / facility failureAggregated | WLDFR | HFTD - Distribution - Tier 3 - 4QU CoRE ¦ 2QU LoRE | Non-Red Flag Warning - Large Fires | Equipment / facility failure | Aggregated | 2063 | 1.1137e-06 | 572.0063 | 0.00063705 | 2063 | Mitigation | 0.95 | 45 | 0 | esc | 0.00097009 | 1.0804e-09 | 0.00097009 | 1.0804e-09 | 0.034217 | 1.1368e-05 | 0.0080352 | 4.1901e-10
[120 empty] | 7.3.3.17.5 (Remote Grid) Updates to grid topology to minimize risk of ignition in HFTDs Remote GridWLDFREquipment / facility failureAggregated | WLDFR | HFTD - Distribution - Tier 3 - 4QU CoRE ¦ 2QU LoRE | Non-Red Flag Warning - Large Fires | Equipment / facility failure | Aggregated | 2064 | 1.1137e-06 | 572.0063 | 0.00063705 | 2064 | Mitigation | 0.95 | 45 | 0 | esc | 0.00097009 | 1.0804e-09 | 0.00097009 | 1.0804e-09 | 0.034217 | 1.1368e-05 | 0.0080352 | 4.1901e-10
[120 empty] | 7.3.3.17.5 (Remote Grid) Updates to grid topology to minimize risk of ignition in HFTDs Remote GridWLDFREquipment / facility failureAggregated | WLDFR | HFTD - Distribution - Tier 3 - 4QU CoRE ¦ 2QU LoRE | Non-Red Flag Warning - Large Fires | Equipment / facility failure | Aggregated | 2065 | 1.1137e-06 | 572.0063 | 0.00063705 | 2065 | Mitigation | 0.95 | 45 | 0 | esc | 0.00097009 | 1.0804e-09 | 0.00097009 | 1.0804e-09 | 0.034217 | 1.1368e-05 | 0.0080352 | 4.1901e-10
[120 empty] | 7.3.3.17.5 (Remote Grid) Updates to grid topology to minimize risk of ignition in HFTDs Remote GridWLDFREquipment / facility failureAggregated | WLDFR | HFTD - Distribution - Tier 3 - 4QU CoRE ¦ 2QU LoRE | Non-Red Flag Warning - Large Fires | Equipment / facility failure | Aggregated | 2066 | 1.1137e-06 | 572.0063 | 0.00063705 | 2066 | Mitigation | 0.95 | 45 | 0 | esc | 0.00097009 | 1.0804e-09 | 0.00097009 | 1.0804e-09 | 0.034217 | 1.1368e-05 | 0.0080352 | 4.1901e-10
[120 empty] | 7.3.3.17.5 (Remote Grid) Updates to grid topology to minimize risk of ignition in HFTDs Remote GridWLDFREquipment / facility failureAggregated | WLDFR | HFTD - Distribution - Tier 3 - 4QU CoRE ¦ 2QU LoRE | Non-Red Flag Warning - Large Fires | Equipment / facility failure | Aggregated | 2067 | 1.1137e-06 | 572.0063 | 0.00063705 | 2067 | Mitigation | 0.95 | 45 | 0 | esc | 0 | 0 | 0.00097009 | 1.0804e-09 | 0.034217 | 1.1368e-05 | 0.0080352 | 4.1901e-10
[120 empty] | 7.3.3.17.5 (Remote Grid) Updates to grid topology to minimize risk of ignition in HFTDs Remote GridWLDFRVegetation ContactAggregated | WLDFR | HFTD - Distribution - Tier 3 - 4QU CoRE ¦ 2QU LoRE | Non-Red Flag Warning - Large Fires | Vegetation Contact | Aggregated | 2022 | 7.2852e-06 | 572.0063 | 0.0041672 | 2022 | Mitigation | 0.95 | 45 | 0 | esc | 0.00097009 | 7.0673e-09 | 0 | 0 | 0.034217 | 1.1368e-05 | 0.0080352 | 4.1901e-10
[120 empty] | 7.3.3.17.5 (Remote Grid) Updates to grid topology to minimize risk of ignition in HFTDs Remote GridWLDFRVegetation ContactAggregated | WLDFR | HFTD - Distribution - Tier 3 - 4QU CoRE ¦ 2QU LoRE | Non-Red Flag Warning - Large Fires | Vegetation Contact | Aggregated | 2023 | 7.2852e-06 | 572.0063 | 0.0041672 | 2023 | Mitigation | 0.95 | 45 | 0 | esc | 0.00097009 | 7.0673e-09 | 0.00097009 | 7.0673e-09 | 0.034217 | 1.1368e-05 | 0.0080352 | 4.1901e-10
[120 empty] | 7.3.3.17.5 (Remote Grid) Updates to grid topology to minimize risk of ignition in HFTDs Remote GridWLDFRVegetation ContactAggregated | WLDFR | HFTD - Distribution - Tier 3 - 4QU CoRE ¦ 2QU LoRE | Non-Red Flag Warning - Large Fires | Vegetation Contact | Aggregated | 2024 | 7.2852e-06 | 572.0063 | 0.0041672 | 2024 | Mitigation | 0.95 | 45 | 0 | esc | 0.00097009 | 7.0673e-09 | 0.00097009 | 7.0673e-09 | 0.034217 | 1.1368e-05 | 0.0080352 | 4.1901e-10
[120 empty] | 7.3.3.17.5 (Remote Grid) Updates to grid topology to minimize risk of ignition in HFTDs Remote GridWLDFRVegetation ContactAggregated | WLDFR | HFTD - Distribution - Tier 3 - 4QU CoRE ¦ 2QU LoRE | Non-Red Flag Warning - Large Fires | Vegetation Contact | Aggregated | 2025 | 7.2852e-06 | 572.0063 | 0.0041672 | 2025 | Mitigation | 0.95 | 45 | 0 | esc | 0.00097009 | 7.0673e-09 | 0.00097009 | 7.0673e-09 | 0.034217 | 1.1368e-05 | 0.0080352 | 4.1901e-10
[120 empty] | 7.3.3.17.5 (Remote Grid) Updates to grid topology to minimize risk of ignition in HFTDs Remote GridWLDFRVegetation ContactAggregated | WLDFR | HFTD - Distribution - Tier 3 - 4QU CoRE ¦ 2QU LoRE | Non-Red Flag Warning - Large Fires | Vegetation Contact | Aggregated | 2026 | 7.2852e-06 | 572.0063 | 0.0041672 | 2026 | Mitigation | 0.95 | 45 | 0 | esc | 0.00097009 | 7.0673e-09 | 0.00097009 | 7.0673e-09 | 0.034217 | 1.1368e-05 | 0.0080352 | 4.1901e-10
[120 empty] | 7.3.3.17.5 (Remote Grid) Updates to grid topology to minimize risk of ignition in HFTDs Remote GridWLDFRVegetation ContactAggregated | WLDFR | HFTD - Distribution - Tier 3 - 4QU CoRE ¦ 2QU LoRE | Non-Red Flag Warning - Large Fires | Vegetation Contact | Aggregated | 2027 | 7.2852e-06 | 572.0063 | 0.0041672 | 2027 | Mitigation | 0.95 | 45 | 0 | esc | 0.00097009 | 7.0673e-09 | 0.00097009 | 7.0673e-09 | 0.034217 | 1.1368e-05 | 0.0080352 | 4.1901e-10
[120 empty] | 7.3.3.17.5 (Remote Grid) Updates to grid topology to minimize risk of ignition in HFTDs Remote GridWLDFRVegetation ContactAggregated | WLDFR | HFTD - Distribution - Tier 3 - 4QU CoRE ¦ 2QU LoRE | Non-Red Flag Warning - Large Fires | Vegetation Contact | Aggregated | 2028 | 7.2852e-06 | 572.0063 | 0.0041672 | 2028 | Mitigation | 0.95 | 45 | 0 | esc | 0.00097009 | 7.0673e-09 | 0.00097009 | 7.0673e-09 | 0.034217 | 1.1368e-05 | 0.0080352 | 4.1901e-10
[120 empty] | 7.3.3.17.5 (Remote Grid) Updates to grid topology to minimize risk of ignition in HFTDs Remote GridWLDFRVegetation ContactAggregated | WLDFR | HFTD - Distribution - Tier 3 - 4QU CoRE ¦ 2QU LoRE | Non-Red Flag Warning - Large Fires | Vegetation Contact | Aggregated | 2029 | 7.2852e-06 | 572.0063 | 0.0041672 | 2029 | Mitigation | 0.95 | 45 | 0 | esc | 0.00097009 | 7.0673e-09 | 0.00097009 | 7.0673e-09 | 0.034217 | 1.1368e-05 | 0.0080352 | 4.1901e-10
[120 empty] | 7.3.3.17.5 (Remote Grid) Updates to grid topology to minimize risk of ignition in HFTDs Remote GridWLDFRVegetation ContactAggregated | WLDFR | HFTD - Distribution - Tier 3 - 4QU CoRE ¦ 2QU LoRE | Non-Red Flag Warning - Large Fires | Vegetation Contact | Aggregated | 2030 | 7.2852e-06 | 572.0063 | 0.0041672 | 2030 | Mitigation | 0.95 | 45 | 0 | esc | 0.00097009 | 7.0673e-09 | 0.00097009 | 7.0673e-09 | 0.034217 | 1.1368e-05 | 0 | 0
[120 empty] | 7.3.3.17.5 (Remote Grid) Updates to grid topology to minimize risk of ignition in HFTDs Remote GridWLDFRVegetation ContactAggregated | WLDFR | HFTD - Distribution - Tier 3 - 4QU CoRE ¦ 2QU LoRE | Non-Red Flag Warning - Large Fires | Vegetation Contact | Aggregated | 2031 | 7.2852e-06 | 572.0063 | 0.0041672 | 2031 | Mitigation | 0.95 | 45 | 0 | esc | 0.00097009 | 7.0673e-09 | 0.00097009 | 7.0673e-09 | 0.034217 | 1.1368e-05 | 0 | 0
[120 empty] | 7.3.3.17.5 (Remote Grid) Updates to grid topology to minimize risk of ignition in HFTDs Remote GridWLDFRVegetation ContactAggregated | WLDFR | HFTD - Distribution - Tier 3 - 4QU CoRE ¦ 2QU LoRE | Non-Red Flag Warning - Large Fires | Vegetation Contact | Aggregated | 2032 | 7.2852e-06 | 572.0063 | 0.0041672 | 2032 | Mitigation | 0.95 | 45 | 0 | esc | 0.00097009 | 7.0673e-09 | 0.00097009 | 7.0673e-09 | 0.034217 | 1.1368e-05 | 0.010315 | 2.6501e-10
[120 empty] | 7.3.3.17.5 (Remote Grid) Updates to grid topology to minimize risk of ignition in HFTDs Remote GridWLDFRVegetation ContactAggregated | WLDFR | HFTD - Distribution - Tier 3 - 4QU CoRE ¦ 2QU LoRE | Non-Red Flag Warning - Large Fires | Vegetation Contact | Aggregated | 2033 | 7.2852e-06 | 572.0063 | 0.0041672 | 2033 | Mitigation | 0.95 | 45 | 0 | esc | 0.00097009 | 7.0673e-09 | 0.00097009 | 7.0673e-09 | 0.034217 | 1.1368e-05 | 0.010315 | 2.6501e-10
[120 empty] | 7.3.3.17.5 (Remote Grid) Updates to grid topology to minimize risk of ignition in HFTDs Remote GridWLDFRVegetation ContactAggregated | WLDFR | HFTD - Distribution - Tier 3 - 4QU CoRE ¦ 2QU LoRE | Non-Red Flag Warning - Large Fires | Vegetation Contact | Aggregated | 2034 | 7.2852e-06 | 572.0063 | 0.0041672 | 2034 | Mitigation | 0.95 | 45 | 0 | esc | 0.00097009 | 7.0673e-09 | 0.00097009 | 7.0673e-09 | 0.034217 | 1.1368e-05 | 0.010315 | 2.6501e-10
[120 empty] | 7.3.3.17.5 (Remote Grid) Updates to grid topology to minimize risk of ignition in HFTDs Remote GridWLDFRVegetation ContactAggregated | WLDFR | HFTD - Distribution - Tier 3 - 4QU CoRE ¦ 2QU LoRE | Non-Red Flag Warning - Large Fires | Vegetation Contact | Aggregated | 2035 | 7.2852e-06 | 572.0063 | 0.0041672 | 2035 | Mitigation | 0.95 | 45 | 0 | esc | 0.00097009 | 7.0673e-09 | 0.00097009 | 7.0673e-09 | 0.034217 | 1.1368e-05 | 0.010315 | 2.6501e-10
[120 empty] | 7.3.3.17.5 (Remote Grid) Updates to grid topology to minimize risk of ignition in HFTDs Remote GridWLDFRVegetation ContactAggregated | WLDFR | HFTD - Distribution - Tier 3 - 4QU CoRE ¦ 2QU LoRE | Non-Red Flag Warning - Large Fires | Vegetation Contact | Aggregated | 2036 | 7.2852e-06 | 572.0063 | 0.0041672 | 2036 | Mitigation | 0.95 | 45 | 0 | esc | 0.00097009 | 7.0673e-09 | 0.00097009 | 7.0673e-09 | 0.034217 | 1.1368e-05 | 0.010315 | 2.6501e-10
[120 empty] | 7.3.3.17.5 (Remote Grid) Updates to grid topology to minimize risk of ignition in HFTDs Remote GridWLDFRVegetation ContactAggregated | WLDFR | HFTD - Distribution - Tier 3 - 4QU CoRE ¦ 2QU LoRE | Non-Red Flag Warning - Large Fires | Vegetation Contact | Aggregated | 2037 | 7.2852e-06 | 572.0063 | 0.0041672 | 2037 | Mitigation | 0.95 | 45 | 0 | esc | 0.00097009 | 7.0673e-09 | 0.00097009 | 7.0673e-09 | 0.034217 | 1.1368e-05 | 0.010315 | 2.6501e-10
[120 empty] | 7.3.3.17.5 (Remote Grid) Updates to grid topology to minimize risk of ignition in HFTDs Remote GridWLDFRVegetation ContactAggregated | WLDFR | HFTD - Distribution - Tier 3 - 4QU CoRE ¦ 2QU LoRE | Non-Red Flag Warning - Large Fires | Vegetation Contact | Aggregated | 2038 | 7.2852e-06 | 572.0063 | 0.0041672 | 2038 | Mitigation | 0.95 | 45 | 0 | esc | 0.00097009 | 7.0673e-09 | 0.00097009 | 7.0673e-09 | 0.034217 | 1.1368e-05 | 0.010315 | 2.6501e-10
[120 empty] | 7.3.3.17.5 (Remote Grid) Updates to grid topology to minimize risk of ignition in HFTDs Remote GridWLDFRVegetation ContactAggregated | WLDFR | HFTD - Distribution - Tier 3 - 4QU CoRE ¦ 2QU LoRE | Non-Red Flag Warning - Large Fires | Vegetation Contact | Aggregated | 2039 | 7.2852e-06 | 572.0063 | 0.0041672 | 2039 | Mitigation | 0.95 | 45 | 0 | esc | 0.00097009 | 7.0673e-09 | 0.00097009 | 7.0673e-09 | 0.034217 | 1.1368e-05 | 0.010315 | 2.6501e-10
[120 empty] | 7.3.3.17.5 (Remote Grid) Updates to grid topology to minimize risk of ignition in HFTDs Remote GridWLDFRVegetation ContactAggregated | WLDFR | HFTD - Distribution - Tier 3 - 4QU CoRE ¦ 2QU LoRE | Non-Red Flag Warning - Large Fires | Vegetation Contact | Aggregated | 2040 | 7.2852e-06 | 572.0063 | 0.0041672 | 2040 | Mitigation | 0.95 | 45 | 0 | esc | 0.00097009 | 7.0673e-09 | 0.00097009 | 7.0673e-09 | 0.034217 | 1.1368e-05 | 0.010315 | 2.6501e-10
[120 empty] | 7.3.3.17.5 (Remote Grid) Updates to grid topology to minimize risk of ignition in HFTDs Remote GridWLDFRVegetation ContactAggregated | WLDFR | HFTD - Distribution - Tier 3 - 4QU CoRE ¦ 2QU LoRE | Non-Red Flag Warning - Large Fires | Vegetation Contact | Aggregated | 2041 | 7.2852e-06 | 572.0063 | 0.0041672 | 2041 | Mitigation | 0.95 | 45 | 0 | esc | 0.00097009 | 7.0673e-09 | 0.00097009 | 7.0673e-09 | 0.034217 | 1.1368e-05 | 0.010315 | 2.6501e-10
[120 empty] | 7.3.3.17.5 (Remote Grid) Updates to grid topology to minimize risk of ignition in HFTDs Remote GridWLDFRVegetation ContactAggregated | WLDFR | HFTD - Distribution - Tier 3 - 4QU CoRE ¦ 2QU LoRE | Non-Red Flag Warning - Large Fires | Vegetation Contact | Aggregated | 2042 | 7.2852e-06 | 572.0063 | 0.0041672 | 2042 | Mitigation | 0.95 | 45 | 0 | esc | 0.00097009 | 7.0673e-09 | 0.00097009 | 7.0673e-09 | 0.034217 | 1.1368e-05 | 0.010315 | 2.6501e-10
[120 empty] | 7.3.3.17.5 (Remote Grid) Updates to grid topology to minimize risk of ignition in HFTDs Remote GridWLDFRVegetation ContactAggregated | WLDFR | HFTD - Distribution - Tier 3 - 4QU CoRE ¦ 2QU LoRE | Non-Red Flag Warning - Large Fires | Vegetation Contact | Aggregated | 2043 | 7.2852e-06 | 572.0063 | 0.0041672 | 2043 | Mitigation | 0.95 | 45 | 0 | esc | 0.00097009 | 7.0673e-09 | 0.00097009 | 7.0673e-09 | 0.034217 | 1.1368e-05 | 0.010315 | 2.6501e-10
[120 empty] | 7.3.3.17.5 (Remote Grid) Updates to grid topology to minimize risk of ignition in HFTDs Remote GridWLDFRVegetation ContactAggregated | WLDFR | HFTD - Distribution - Tier 3 - 4QU CoRE ¦ 2QU LoRE | Non-Red Flag Warning - Large Fires | Vegetation Contact | Aggregated | 2044 | 7.2852e-06 | 572.0063 | 0.0041672 | 2044 | Mitigation | 0.95 | 45 | 0 | esc | 0.00097009 | 7.0673e-09 | 0.00097009 | 7.0673e-09 | 0.034217 | 1.1368e-05 | 0.010315 | 2.6501e-10
[120 empty] | 7.3.3.17.5 (Remote Grid) Updates to grid topology to minimize risk of ignition in HFTDs Remote GridWLDFRVegetation ContactAggregated | WLDFR | HFTD - Distribution - Tier 3 - 4QU CoRE ¦ 2QU LoRE | Non-Red Flag Warning - Large Fires | Vegetation Contact | Aggregated | 2045 | 7.2852e-06 | 572.0063 | 0.0041672 | 2045 | Mitigation | 0.95 | 45 | 0 | esc | 0.00097009 | 7.0673e-09 | 0.00097009 | 7.0673e-09 | 0.034217 | 1.1368e-05 | 0.010315 | 2.6501e-10
[120 empty] | 7.3.3.17.5 (Remote Grid) Updates to grid topology to minimize risk of ignition in HFTDs Remote GridWLDFRVegetation ContactAggregated | WLDFR | HFTD - Distribution - Tier 3 - 4QU CoRE ¦ 2QU LoRE | Non-Red Flag Warning - Large Fires | Vegetation Contact | Aggregated | 2046 | 7.2852e-06 | 572.0063 | 0.0041672 | 2046 | Mitigation | 0.95 | 45 | 0 | esc | 0.00097009 | 7.0673e-09 | 0.00097009 | 7.0673e-09 | 0.034217 | 1.1368e-05 | 0.010315 | 2.6501e-10
[120 empty] | 7.3.3.17.5 (Remote Grid) Updates to grid topology to minimize risk of ignition in HFTDs Remote GridWLDFRVegetation ContactAggregated | WLDFR | HFTD - Distribution - Tier 3 - 4QU CoRE ¦ 2QU LoRE | Non-Red Flag Warning - Large Fires | Vegetation Contact | Aggregated | 2047 | 7.2852e-06 | 572.0063 | 0.0041672 | 2047 | Mitigation | 0.95 | 45 | 0 | esc | 0.00097009 | 7.0673e-09 | 0.00097009 | 7.0673e-09 | 0.034217 | 1.1368e-05 | 0.010315 | 2.6501e-10
[120 empty] | 7.3.3.17.5 (Remote Grid) Updates to grid topology to minimize risk of ignition in HFTDs Remote GridWLDFRVegetation ContactAggregated | WLDFR | HFTD - Distribution - Tier 3 - 4QU CoRE ¦ 2QU LoRE | Non-Red Flag Warning - Large Fires | Vegetation Contact | Aggregated | 2048 | 7.2852e-06 | 572.0063 | 0.0041672 | 2048 | Mitigation | 0.95 | 45 | 0 | esc | 0.00097009 | 7.0673e-09 | 0.00097009 | 7.0673e-09 | 0.034217 | 1.1368e-05 | 0.010315 | 2.6501e-10
[120 empty] | 7.3.3.17.5 (Remote Grid) Updates to grid topology to minimize risk of ignition in HFTDs Remote GridWLDFRVegetation ContactAggregated | WLDFR | HFTD - Distribution - Tier 3 - 4QU CoRE ¦ 2QU LoRE | Non-Red Flag Warning - Large Fires | Vegetation Contact | Aggregated | 2049 | 7.2852e-06 | 572.0063 | 0.0041672 | 2049 | Mitigation | 0.95 | 45 | 0 | esc | 0.00097009 | 7.0673e-09 | 0.00097009 | 7.0673e-09 | 0.034217 | 1.1368e-05 | 0.010315 | 2.6501e-10
[120 empty] | 7.3.3.17.5 (Remote Grid) Updates to grid topology to minimize risk of ignition in HFTDs Remote GridWLDFRVegetation ContactAggregated | WLDFR | HFTD - Distribution - Tier 3 - 4QU CoRE ¦ 2QU LoRE | Non-Red Flag Warning - Large Fires | Vegetation Contact | Aggregated | 2050 | 7.2852e-06 | 572.0063 | 0.0041672 | 2050 | Mitigation | 0.95 | 45 | 0 | esc | 0.00097009 | 7.0673e-09 | 0.00097009 | 7.0673e-09 | 0.034217 | 1.1368e-05 | 0.010315 | 2.6501e-10
[120 empty] | 7.3.3.17.5 (Remote Grid) Updates to grid topology to minimize risk of ignition in HFTDs Remote GridWLDFRVegetation ContactAggregated | WLDFR | HFTD - Distribution - Tier 3 - 4QU CoRE ¦ 2QU LoRE | Non-Red Flag Warning - Large Fires | Vegetation Contact | Aggregated | 2051 | 7.2852e-06 | 572.0063 | 0.0041672 | 2051 | Mitigation | 0.95 | 45 | 0 | esc | 0.00097009 | 7.0673e-09 | 0.00097009 | 7.0673e-09 | 0.034217 | 1.1368e-05 | 0.010315 | 2.6501e-10
[120 empty] | 7.3.3.17.5 (Remote Grid) Updates to grid topology to minimize risk of ignition in HFTDs Remote GridWLDFRVegetation ContactAggregated | WLDFR | HFTD - Distribution - Tier 3 - 4QU CoRE ¦ 2QU LoRE | Non-Red Flag Warning - Large Fires | Vegetation Contact | Aggregated | 2052 | 7.2852e-06 | 572.0063 | 0.0041672 | 2052 | Mitigation | 0.95 | 45 | 0 | esc | 0.00097009 | 7.0673e-09 | 0.00097009 | 7.0673e-09 | 0.034217 | 1.1368e-05 | 0.010315 | 2.6501e-10
[120 empty] | 7.3.3.17.5 (Remote Grid) Updates to grid topology to minimize risk of ignition in HFTDs Remote GridWLDFRVegetation ContactAggregated | WLDFR | HFTD - Distribution - Tier 3 - 4QU CoRE ¦ 2QU LoRE | Non-Red Flag Warning - Large Fires | Vegetation Contact | Aggregated | 2053 | 7.2852e-06 | 572.0063 | 0.0041672 | 2053 | Mitigation | 0.95 | 45 | 0 | esc | 0.00097009 | 7.0673e-09 | 0.00097009 | 7.0673e-09 | 0.034217 | 1.1368e-05 | 0.010315 | 2.6501e-10
[120 empty] | 7.3.3.17.5 (Remote Grid) Updates to grid topology to minimize risk of ignition in HFTDs Remote GridWLDFRVegetation ContactAggregated | WLDFR | HFTD - Distribution - Tier 3 - 4QU CoRE ¦ 2QU LoRE | Non-Red Flag Warning - Large Fires | Vegetation Contact | Aggregated | 2054 | 7.2852e-06 | 572.0063 | 0.0041672 | 2054 | Mitigation | 0.95 | 45 | 0 | esc | 0.00097009 | 7.0673e-09 | 0.00097009 | 7.0673e-09 | 0.034217 | 1.1368e-05 | 0.010315 | 2.6501e-10
[120 empty] | 7.3.3.17.5 (Remote Grid) Updates to grid topology to minimize risk of ignition in HFTDs Remote GridWLDFRVegetation ContactAggregated | WLDFR | HFTD - Distribution - Tier 3 - 4QU CoRE ¦ 2QU LoRE | Non-Red Flag Warning - Large Fires | Vegetation Contact | Aggregated | 2055 | 7.2852e-06 | 572.0063 | 0.0041672 | 2055 | Mitigation | 0.95 | 45 | 0 | esc | 0.00097009 | 7.0673e-09 | 0.00097009 | 7.0673e-09 | 0.034217 | 1.1368e-05 | 0.010315 | 2.6501e-10
[120 empty] | 7.3.3.17.5 (Remote Grid) Updates to grid topology to minimize risk of ignition in HFTDs Remote GridWLDFRVegetation ContactAggregated | WLDFR | HFTD - Distribution - Tier 3 - 4QU CoRE ¦ 2QU LoRE | Non-Red Flag Warning - Large Fires | Vegetation Contact | Aggregated | 2056 | 7.2852e-06 | 572.0063 | 0.0041672 | 2056 | Mitigation | 0.95 | 45 | 0 | esc | 0.00097009 | 7.0673e-09 | 0.00097009 | 7.0673e-09 | 0.034217 | 1.1368e-05 | 0.010315 | 2.6501e-10
[120 empty] | 7.3.3.17.5 (Remote Grid) Updates to grid topology to minimize risk of ignition in HFTDs Remote GridWLDFRVegetation ContactAggregated | WLDFR | HFTD - Distribution - Tier 3 - 4QU CoRE ¦ 2QU LoRE | Non-Red Flag Warning - Large Fires | Vegetation Contact | Aggregated | 2057 | 7.2852e-06 | 572.0063 | 0.0041672 | 2057 | Mitigation | 0.95 | 45 | 0 | esc | 0.00097009 | 7.0673e-09 | 0.00097009 | 7.0673e-09 | 0.034217 | 1.1368e-05 | 0.010315 | 2.6501e-10
[120 empty] | 7.3.3.17.5 (Remote Grid) Updates to grid topology to minimize risk of ignition in HFTDs Remote GridWLDFRVegetation ContactAggregated | WLDFR | HFTD - Distribution - Tier 3 - 4QU CoRE ¦ 2QU LoRE | Non-Red Flag Warning - Large Fires | Vegetation Contact | Aggregated | 2058 | 7.2852e-06 | 572.0063 | 0.0041672 | 2058 | Mitigation | 0.95 | 45 | 0 | esc | 0.00097009 | 7.0673e-09 | 0.00097009 | 7.0673e-09 | 0 | 0 | 0.010315 | 2.6501e-10
[120 empty] | 7.3.3.17.5 (Remote Grid) Updates to grid topology to minimize risk of ignition in HFTDs Remote GridWLDFRVegetation ContactAggregated | WLDFR | HFTD - Distribution - Tier 3 - 4QU CoRE ¦ 2QU LoRE | Non-Red Flag Warning - Large Fires | Vegetation Contact | Aggregated | 2059 | 7.2852e-06 | 572.0063 | 0.0041672 | 2059 | Mitigation | 0.95 | 45 | 0 | esc | 0.00097009 | 7.0673e-09 | 0.00097009 | 7.0673e-09 | 0.034217 | 3.0623e-06 | 0.010315 | 2.6501e-10
[120 empty] | 7.3.3.17.5 (Remote Grid) Updates to grid topology to minimize risk of ignition in HFTDs Remote GridWLDFRVegetation ContactAggregated | WLDFR | HFTD - Distribution - Tier 3 - 4QU CoRE ¦ 2QU LoRE | Non-Red Flag Warning - Large Fires | Vegetation Contact | Aggregated | 2060 | 7.2852e-06 | 572.0063 | 0.0041672 | 2060 | Mitigation | 0.95 | 45 | 0 | esc | 0.00097009 | 7.0673e-09 | 0.00097009 | 7.0673e-09 | 0.034217 | 3.0623e-06 | 0.010315 | 2.6501e-10
[120 empty] | 7.3.3.17.5 (Remote Grid) Updates to grid topology to minimize risk of ignition in HFTDs Remote GridWLDFRVegetation ContactAggregated | WLDFR | HFTD - Distribution - Tier 3 - 4QU CoRE ¦ 2QU LoRE | Non-Red Flag Warning - Large Fires | Vegetation Contact | Aggregated | 2061 | 7.2852e-06 | 572.0063 | 0.0041672 | 2061 | Mitigation | 0.95 | 45 | 0 | esc | 0.00097009 | 7.0673e-09 | 0.00097009 | 7.0673e-09 | 0.034217 | 3.0623e-06 | 0.010315 | 2.6501e-10
[120 empty] | 7.3.3.17.5 (Remote Grid) Updates to grid topology to minimize risk of ignition in HFTDs Remote GridWLDFRVegetation ContactAggregated | WLDFR | HFTD - Distribution - Tier 3 - 4QU CoRE ¦ 2QU LoRE | Non-Red Flag Warning - Large Fires | Vegetation Contact | Aggregated | 2062 | 7.2852e-06 | 572.0063 | 0.0041672 | 2062 | Mitigation | 0.95 | 45 | 0 | esc | 0.00097009 | 7.0673e-09 | 0.00097009 | 7.0673e-09 | 0.034217 | 3.0623e-06 | 0 | 0
[120 empty] | 7.3.3.17.5 (Remote Grid) Updates to grid topology to minimize risk of ignition in HFTDs Remote GridWLDFRVegetation ContactAggregated | WLDFR | HFTD - Distribution - Tier 3 - 4QU CoRE ¦ 2QU LoRE | Non-Red Flag Warning - Large Fires | Vegetation Contact | Aggregated | 2063 | 7.2852e-06 | 572.0063 | 0.0041672 | 2063 | Mitigation | 0.95 | 45 | 0 | esc | 0.00097009 | 7.0673e-09 | 0.00097009 | 7.0673e-09 | 0.034217 | 3.0623e-06 | 0 | 0
[120 empty] | 7.3.3.17.5 (Remote Grid) Updates to grid topology to minimize risk of ignition in HFTDs Remote GridWLDFRVegetation ContactAggregated | WLDFR | HFTD - Distribution - Tier 3 - 4QU CoRE ¦ 2QU LoRE | Non-Red Flag Warning - Large Fires | Vegetation Contact | Aggregated | 2064 | 7.2852e-06 | 572.0063 | 0.0041672 | 2064 | Mitigation | 0.95 | 45 | 0 | esc | 0.00097009 | 7.0673e-09 | 0.00097009 | 7.0673e-09 | 0.034217 | 3.0623e-06 | 0.013666 | 4.9344e-10
[120 empty] | 7.3.3.17.5 (Remote Grid) Updates to grid topology to minimize risk of ignition in HFTDs Remote GridWLDFRVegetation ContactAggregated | WLDFR | HFTD - Distribution - Tier 3 - 4QU CoRE ¦ 2QU LoRE | Non-Red Flag Warning - Large Fires | Vegetation Contact | Aggregated | 2065 | 7.2852e-06 | 572.0063 | 0.0041672 | 2065 | Mitigation | 0.95 | 45 | 0 | esc | 0.00097009 | 7.0673e-09 | 0.00097009 | 7.0673e-09 | 0.034217 | 3.0623e-06 | 0.013666 | 4.9344e-10
[120 empty] | 7.3.3.17.5 (Remote Grid) Updates to grid topology to minimize risk of ignition in HFTDs Remote GridWLDFRVegetation ContactAggregated | WLDFR | HFTD - Distribution - Tier 3 - 4QU CoRE ¦ 2QU LoRE | Non-Red Flag Warning - Large Fires | Vegetation Contact | Aggregated | 2066 | 7.2852e-06 | 572.0063 | 0.0041672 | 2066 | Mitigation | 0.95 | 45 | 0 | esc | 0.00097009 | 7.0673e-09 | 0.00097009 | 7.0673e-09 | 0.034217 | 3.0623e-06 | 0.013666 | 4.9344e-10
[120 empty] | 7.3.3.17.5 (Remote Grid) Updates to grid topology to minimize risk of ignition in HFTDs Remote GridWLDFRVegetation ContactAggregated | WLDFR | HFTD - Distribution - Tier 3 - 4QU CoRE ¦ 2QU LoRE | Non-Red Flag Warning - Large Fires | Vegetation Contact | Aggregated | 2067 | 7.2852e-06 | 572.0063 | 0.0041672 | 2067 | Mitigation | 0.95 | 45 | 0 | esc | 0 | 0 | 0.00097009 | 7.0673e-09 | 0.034217 | 3.0623e-06 | 0.013666 | 4.9344e-10
[120 empty] | 7.3.3.17.5 (Remote Grid) Updates to grid topology to minimize risk of ignition in HFTDs Remote GridWLDFRWire-to-wire contactAggregated | WLDFR | HFTD - Distribution - Tier 3 - 4QU CoRE ¦ 2QU LoRE | Non-Red Flag Warning - Large Fires | Wire-to-wire contact | Aggregated | 2022 | 3.9645e-07 | 572.0063 | 0.00022677 | 2022 | Mitigation | 0.95 | 45 | 0 | esc | 0.00097009 | 3.8459e-10 | 0 | 0 | 0.034217 | 3.0623e-06 | 0.013666 | 4.9344e-10
[120 empty] | 7.3.3.17.5 (Remote Grid) Updates to grid topology to minimize risk of ignition in HFTDs Remote GridWLDFRWire-to-wire contactAggregated | WLDFR | HFTD - Distribution - Tier 3 - 4QU CoRE ¦ 2QU LoRE | Non-Red Flag Warning - Large Fires | Wire-to-wire contact | Aggregated | 2023 | 3.9645e-07 | 572.0063 | 0.00022677 | 2023 | Mitigation | 0.95 | 45 | 0 | esc | 0.00097009 | 3.8459e-10 | 0.00097009 | 3.8459e-10 | 0.034217 | 3.0623e-06 | 0.013666 | 4.9344e-10
[120 empty] | 7.3.3.17.5 (Remote Grid) Updates to grid topology to minimize risk of ignition in HFTDs Remote GridWLDFRWire-to-wire contactAggregated | WLDFR | HFTD - Distribution - Tier 3 - 4QU CoRE ¦ 2QU LoRE | Non-Red Flag Warning - Large Fires | Wire-to-wire contact | Aggregated | 2024 | 3.9645e-07 | 572.0063 | 0.00022677 | 2024 | Mitigation | 0.95 | 45 | 0 | esc | 0.00097009 | 3.8459e-10 | 0.00097009 | 3.8459e-10 | 0.034217 | 3.0623e-06 | 0.013666 | 4.9344e-10
[120 empty] | 7.3.3.17.5 (Remote Grid) Updates to grid topology to minimize risk of ignition in HFTDs Remote GridWLDFRWire-to-wire contactAggregated | WLDFR | HFTD - Distribution - Tier 3 - 4QU CoRE ¦ 2QU LoRE | Non-Red Flag Warning - Large Fires | Wire-to-wire contact | Aggregated | 2025 | 3.9645e-07 | 572.0063 | 0.00022677 | 2025 | Mitigation | 0.95 | 45 | 0 | esc | 0.00097009 | 3.8459e-10 | 0.00097009 | 3.8459e-10 | 0.034217 | 3.0623e-06 | 0.013666 | 4.9344e-10
[120 empty] | 7.3.3.17.5 (Remote Grid) Updates to grid topology to minimize risk of ignition in HFTDs Remote GridWLDFRWire-to-wire contactAggregated | WLDFR | HFTD - Distribution - Tier 3 - 4QU CoRE ¦ 2QU LoRE | Non-Red Flag Warning - Large Fires | Wire-to-wire contact | Aggregated | 2026 | 3.9645e-07 | 572.0063 | 0.00022677 | 2026 | Mitigation | 0.95 | 45 | 0 | esc | 0.00097009 | 3.8459e-10 | 0.00097009 | 3.8459e-10 | 0.034217 | 3.0623e-06 | 0.013666 | 4.9344e-10
[120 empty] | 7.3.3.17.5 (Remote Grid) Updates to grid topology to minimize risk of ignition in HFTDs Remote GridWLDFRWire-to-wire contactAggregated | WLDFR | HFTD - Distribution - Tier 3 - 4QU CoRE ¦ 2QU LoRE | Non-Red Flag Warning - Large Fires | Wire-to-wire contact | Aggregated | 2027 | 3.9645e-07 | 572.0063 | 0.00022677 | 2027 | Mitigation | 0.95 | 45 | 0 | esc | 0.00097009 | 3.8459e-10 | 0.00097009 | 3.8459e-10 | 0.034217 | 3.0623e-06 | 0.013666 | 4.9344e-10
[120 empty] | 7.3.3.17.5 (Remote Grid) Updates to grid topology to minimize risk of ignition in HFTDs Remote GridWLDFRWire-to-wire contactAggregated | WLDFR | HFTD - Distribution - Tier 3 - 4QU CoRE ¦ 2QU LoRE | Non-Red Flag Warning - Large Fires | Wire-to-wire contact | Aggregated | 2028 | 3.9645e-07 | 572.0063 | 0.00022677 | 2028 | Mitigation | 0.95 | 45 | 0 | esc | 0.00097009 | 3.8459e-10 | 0.00097009 | 3.8459e-10 | 0.034217 | 3.0623e-06 | 0.013666 | 4.9344e-10
[120 empty] | 7.3.3.17.5 (Remote Grid) Updates to grid topology to minimize risk of ignition in HFTDs Remote GridWLDFRWire-to-wire contactAggregated | WLDFR | HFTD - Distribution - Tier 3 - 4QU CoRE ¦ 2QU LoRE | Non-Red Flag Warning - Large Fires | Wire-to-wire contact | Aggregated | 2029 | 3.9645e-07 | 572.0063 | 0.00022677 | 2029 | Mitigation | 0.95 | 45 | 0 | esc | 0.00097009 | 3.8459e-10 | 0.00097009 | 3.8459e-10 | 0.034217 | 3.0623e-06 | 0.013666 | 4.9344e-10
[120 empty] | 7.3.3.17.5 (Remote Grid) Updates to grid topology to minimize risk of ignition in HFTDs Remote GridWLDFRWire-to-wire contactAggregated | WLDFR | HFTD - Distribution - Tier 3 - 4QU CoRE ¦ 2QU LoRE | Non-Red Flag Warning - Large Fires | Wire-to-wire contact | Aggregated | 2030 | 3.9645e-07 | 572.0063 | 0.00022677 | 2030 | Mitigation | 0.95 | 45 | 0 | esc | 0.00097009 | 3.8459e-10 | 0.00097009 | 3.8459e-10 | 0.034217 | 3.0623e-06 | 0.013666 | 4.9344e-10
[120 empty] | 7.3.3.17.5 (Remote Grid) Updates to grid topology to minimize risk of ignition in HFTDs Remote GridWLDFRWire-to-wire contactAggregated | WLDFR | HFTD - Distribution - Tier 3 - 4QU CoRE ¦ 2QU LoRE | Non-Red Flag Warning - Large Fires | Wire-to-wire contact | Aggregated | 2031 | 3.9645e-07 | 572.0063 | 0.00022677 | 2031 | Mitigation | 0.95 | 45 | 0 | esc | 0.00097009 | 3.8459e-10 | 0.00097009 | 3.8459e-10 | 0.034217 | 3.0623e-06 | 0.013666 | 4.9344e-10
[120 empty] | 7.3.3.17.5 (Remote Grid) Updates to grid topology to minimize risk of ignition in HFTDs Remote GridWLDFRWire-to-wire contactAggregated | WLDFR | HFTD - Distribution - Tier 3 - 4QU CoRE ¦ 2QU LoRE | Non-Red Flag Warning - Large Fires | Wire-to-wire contact | Aggregated | 2032 | 3.9645e-07 | 572.0063 | 0.00022677 | 2032 | Mitigation | 0.95 | 45 | 0 | esc | 0.00097009 | 3.8459e-10 | 0.00097009 | 3.8459e-10 | 0.034217 | 3.0623e-06 | 0.013666 | 4.9344e-10
[120 empty] | 7.3.3.17.5 (Remote Grid) Updates to grid topology to minimize risk of ignition in HFTDs Remote GridWLDFRWire-to-wire contactAggregated | WLDFR | HFTD - Distribution - Tier 3 - 4QU CoRE ¦ 2QU LoRE | Non-Red Flag Warning - Large Fires | Wire-to-wire contact | Aggregated | 2033 | 3.9645e-07 | 572.0063 | 0.00022677 | 2033 | Mitigation | 0.95 | 45 | 0 | esc | 0.00097009 | 3.8459e-10 | 0.00097009 | 3.8459e-10 | 0.034217 | 3.0623e-06 | 0.013666 | 4.9344e-10
[120 empty] | 7.3.3.17.5 (Remote Grid) Updates to grid topology to minimize risk of ignition in HFTDs Remote GridWLDFRWire-to-wire contactAggregated | WLDFR | HFTD - Distribution - Tier 3 - 4QU CoRE ¦ 2QU LoRE | Non-Red Flag Warning - Large Fires | Wire-to-wire contact | Aggregated | 2034 | 3.9645e-07 | 572.0063 | 0.00022677 | 2034 | Mitigation | 0.95 | 45 | 0 | esc | 0.00097009 | 3.8459e-10 | 0.00097009 | 3.8459e-10 | 0.034217 | 3.0623e-06 | 0.013666 | 4.9344e-10
[120 empty] | 7.3.3.17.5 (Remote Grid) Updates to grid topology to minimize risk of ignition in HFTDs Remote GridWLDFRWire-to-wire contactAggregated | WLDFR | HFTD - Distribution - Tier 3 - 4QU CoRE ¦ 2QU LoRE | Non-Red Flag Warning - Large Fires | Wire-to-wire contact | Aggregated | 2035 | 3.9645e-07 | 572.0063 | 0.00022677 | 2035 | Mitigation | 0.95 | 45 | 0 | esc | 0.00097009 | 3.8459e-10 | 0.00097009 | 3.8459e-10 | 0.034217 | 3.0623e-06 | 0.013666 | 4.9344e-10
[120 empty] | 7.3.3.17.5 (Remote Grid) Updates to grid topology to minimize risk of ignition in HFTDs Remote GridWLDFRWire-to-wire contactAggregated | WLDFR | HFTD - Distribution - Tier 3 - 4QU CoRE ¦ 2QU LoRE | Non-Red Flag Warning - Large Fires | Wire-to-wire contact | Aggregated | 2036 | 3.9645e-07 | 572.0063 | 0.00022677 | 2036 | Mitigation | 0.95 | 45 | 0 | esc | 0.00097009 | 3.8459e-10 | 0.00097009 | 3.8459e-10 | 0.034217 | 3.0623e-06 | 0.013666 | 4.9344e-10
[120 empty] | 7.3.3.17.5 (Remote Grid) Updates to grid topology to minimize risk of ignition in HFTDs Remote GridWLDFRWire-to-wire contactAggregated | WLDFR | HFTD - Distribution - Tier 3 - 4QU CoRE ¦ 2QU LoRE | Non-Red Flag Warning - Large Fires | Wire-to-wire contact | Aggregated | 2037 | 3.9645e-07 | 572.0063 | 0.00022677 | 2037 | Mitigation | 0.95 | 45 | 0 | esc | 0.00097009 | 3.8459e-10 | 0.00097009 | 3.8459e-10 | 0.034217 | 3.0623e-06 | 0.013666 | 4.9344e-10
[120 empty] | 7.3.3.17.5 (Remote Grid) Updates to grid topology to minimize risk of ignition in HFTDs Remote GridWLDFRWire-to-wire contactAggregated | WLDFR | HFTD - Distribution - Tier 3 - 4QU CoRE ¦ 2QU LoRE | Non-Red Flag Warning - Large Fires | Wire-to-wire contact | Aggregated | 2038 | 3.9645e-07 | 572.0063 | 0.00022677 | 2038 | Mitigation | 0.95 | 45 | 0 | esc | 0.00097009 | 3.8459e-10 | 0.00097009 | 3.8459e-10 | 0.034217 | 3.0623e-06 | 0.013666 | 4.9344e-10
[120 empty] | 7.3.3.17.5 (Remote Grid) Updates to grid topology to minimize risk of ignition in HFTDs Remote GridWLDFRWire-to-wire contactAggregated | WLDFR | HFTD - Distribution - Tier 3 - 4QU CoRE ¦ 2QU LoRE | Non-Red Flag Warning - Large Fires | Wire-to-wire contact | Aggregated | 2039 | 3.9645e-07 | 572.0063 | 0.00022677 | 2039 | Mitigation | 0.95 | 45 | 0 | esc | 0.00097009 | 3.8459e-10 | 0.00097009 | 3.8459e-10 | 0.034217 | 3.0623e-06 | 0.013666 | 4.9344e-10
[120 empty] | 7.3.3.17.5 (Remote Grid) Updates to grid topology to minimize risk of ignition in HFTDs Remote GridWLDFRWire-to-wire contactAggregated | WLDFR | HFTD - Distribution - Tier 3 - 4QU CoRE ¦ 2QU LoRE | Non-Red Flag Warning - Large Fires | Wire-to-wire contact | Aggregated | 2040 | 3.9645e-07 | 572.0063 | 0.00022677 | 2040 | Mitigation | 0.95 | 45 | 0 | esc | 0.00097009 | 3.8459e-10 | 0.00097009 | 3.8459e-10 | 0.034217 | 3.0623e-06 | 0.013666 | 4.9344e-10
[120 empty] | 7.3.3.17.5 (Remote Grid) Updates to grid topology to minimize risk of ignition in HFTDs Remote GridWLDFRWire-to-wire contactAggregated | WLDFR | HFTD - Distribution - Tier 3 - 4QU CoRE ¦ 2QU LoRE | Non-Red Flag Warning - Large Fires | Wire-to-wire contact | Aggregated | 2041 | 3.9645e-07 | 572.0063 | 0.00022677 | 2041 | Mitigation | 0.95 | 45 | 0 | esc | 0.00097009 | 3.8459e-10 | 0.00097009 | 3.8459e-10 | 0.034217 | 3.0623e-06 | 0.013666 | 4.9344e-10
[120 empty] | 7.3.3.17.5 (Remote Grid) Updates to grid topology to minimize risk of ignition in HFTDs Remote GridWLDFRWire-to-wire contactAggregated | WLDFR | HFTD - Distribution - Tier 3 - 4QU CoRE ¦ 2QU LoRE | Non-Red Flag Warning - Large Fires | Wire-to-wire contact | Aggregated | 2042 | 3.9645e-07 | 572.0063 | 0.00022677 | 2042 | Mitigation | 0.95 | 45 | 0 | esc | 0.00097009 | 3.8459e-10 | 0.00097009 | 3.8459e-10 | 0.034217 | 3.0623e-06 | 0.013666 | 4.9344e-10
[120 empty] | 7.3.3.17.5 (Remote Grid) Updates to grid topology to minimize risk of ignition in HFTDs Remote GridWLDFRWire-to-wire contactAggregated | WLDFR | HFTD - Distribution - Tier 3 - 4QU CoRE ¦ 2QU LoRE | Non-Red Flag Warning - Large Fires | Wire-to-wire contact | Aggregated | 2043 | 3.9645e-07 | 572.0063 | 0.00022677 | 2043 | Mitigation | 0.95 | 45 | 0 | esc | 0.00097009 | 3.8459e-10 | 0.00097009 | 3.8459e-10 | 0.034217 | 3.0623e-06 | 0.013666 | 4.9344e-10
[120 empty] | 7.3.3.17.5 (Remote Grid) Updates to grid topology to minimize risk of ignition in HFTDs Remote GridWLDFRWire-to-wire contactAggregated | WLDFR | HFTD - Distribution - Tier 3 - 4QU CoRE ¦ 2QU LoRE | Non-Red Flag Warning - Large Fires | Wire-to-wire contact | Aggregated | 2044 | 3.9645e-07 | 572.0063 | 0.00022677 | 2044 | Mitigation | 0.95 | 45 | 0 | esc | 0.00097009 | 3.8459e-10 | 0.00097009 | 3.8459e-10 | 0.034217 | 3.0623e-06 | 0.013666 | 4.9344e-10
[120 empty] | 7.3.3.17.5 (Remote Grid) Updates to grid topology to minimize risk of ignition in HFTDs Remote GridWLDFRWire-to-wire contactAggregated | WLDFR | HFTD - Distribution - Tier 3 - 4QU CoRE ¦ 2QU LoRE | Non-Red Flag Warning - Large Fires | Wire-to-wire contact | Aggregated | 2045 | 3.9645e-07 | 572.0063 | 0.00022677 | 2045 | Mitigation | 0.95 | 45 | 0 | esc | 0.00097009 | 3.8459e-10 | 0.00097009 | 3.8459e-10 | 0.034217 | 3.0623e-06 | 0.013666 | 4.9344e-10
[120 empty] | 7.3.3.17.5 (Remote Grid) Updates to grid topology to minimize risk of ignition in HFTDs Remote GridWLDFRWire-to-wire contactAggregated | WLDFR | HFTD - Distribution - Tier 3 - 4QU CoRE ¦ 2QU LoRE | Non-Red Flag Warning - Large Fires | Wire-to-wire contact | Aggregated | 2046 | 3.9645e-07 | 572.0063 | 0.00022677 | 2046 | Mitigation | 0.95 | 45 | 0 | esc | 0.00097009 | 3.8459e-10 | 0.00097009 | 3.8459e-10 | 0.034217 | 3.0623e-06 | 0.013666 | 4.9344e-10
[120 empty] | 7.3.3.17.5 (Remote Grid) Updates to grid topology to minimize risk of ignition in HFTDs Remote GridWLDFRWire-to-wire contactAggregated | WLDFR | HFTD - Distribution - Tier 3 - 4QU CoRE ¦ 2QU LoRE | Non-Red Flag Warning - Large Fires | Wire-to-wire contact | Aggregated | 2047 | 3.9645e-07 | 572.0063 | 0.00022677 | 2047 | Mitigation | 0.95 | 45 | 0 | esc | 0.00097009 | 3.8459e-10 | 0.00097009 | 3.8459e-10 | 0.034217 | 3.0623e-06 | 0.013666 | 4.9344e-10
[120 empty] | 7.3.3.17.5 (Remote Grid) Updates to grid topology to minimize risk of ignition in HFTDs Remote GridWLDFRWire-to-wire contactAggregated | WLDFR | HFTD - Distribution - Tier 3 - 4QU CoRE ¦ 2QU LoRE | Non-Red Flag Warning - Large Fires | Wire-to-wire contact | Aggregated | 2048 | 3.9645e-07 | 572.0063 | 0.00022677 | 2048 | Mitigation | 0.95 | 45 | 0 | esc | 0.00097009 | 3.8459e-10 | 0.00097009 | 3.8459e-10 | 0.034217 | 3.0623e-06 | 0 | 0
[120 empty] | 7.3.3.17.5 (Remote Grid) Updates to grid topology to minimize risk of ignition in HFTDs Remote GridWLDFRWire-to-wire contactAggregated | WLDFR | HFTD - Distribution - Tier 3 - 4QU CoRE ¦ 2QU LoRE | Non-Red Flag Warning - Large Fires | Wire-to-wire contact | Aggregated | 2049 | 3.9645e-07 | 572.0063 | 0.00022677 | 2049 | Mitigation | 0.95 | 45 | 0 | esc | 0.00097009 | 3.8459e-10 | 0.00097009 | 3.8459e-10 | 0.034217 | 3.0623e-06 | 0 | 0
[120 empty] | 7.3.3.17.5 (Remote Grid) Updates to grid topology to minimize risk of ignition in HFTDs Remote GridWLDFRWire-to-wire contactAggregated | WLDFR | HFTD - Distribution - Tier 3 - 4QU CoRE ¦ 2QU LoRE | Non-Red Flag Warning - Large Fires | Wire-to-wire contact | Aggregated | 2050 | 3.9645e-07 | 572.0063 | 0.00022677 | 2050 | Mitigation | 0.95 | 45 | 0 | esc | 0.00097009 | 3.8459e-10 | 0.00097009 | 3.8459e-10 | 0.034217 | 3.0623e-06 | 0.0063316 | 7.1805e-11
[120 empty] | 7.3.3.17.5 (Remote Grid) Updates to grid topology to minimize risk of ignition in HFTDs Remote GridWLDFRWire-to-wire contactAggregated | WLDFR | HFTD - Distribution - Tier 3 - 4QU CoRE ¦ 2QU LoRE | Non-Red Flag Warning - Large Fires | Wire-to-wire contact | Aggregated | 2051 | 3.9645e-07 | 572.0063 | 0.00022677 | 2051 | Mitigation | 0.95 | 45 | 0 | esc | 0.00097009 | 3.8459e-10 | 0.00097009 | 3.8459e-10 | 0.034217 | 3.0623e-06 | 0.0063316 | 7.1805e-11
[120 empty] | 7.3.3.17.5 (Remote Grid) Updates to grid topology to minimize risk of ignition in HFTDs Remote GridWLDFRWire-to-wire contactAggregated | WLDFR | HFTD - Distribution - Tier 3 - 4QU CoRE ¦ 2QU LoRE | Non-Red Flag Warning - Large Fires | Wire-to-wire contact | Aggregated | 2052 | 3.9645e-07 | 572.0063 | 0.00022677 | 2052 | Mitigation | 0.95 | 45 | 0 | esc | 0.00097009 | 3.8459e-10 | 0.00097009 | 3.8459e-10 | 0.034217 | 3.0623e-06 | 0.0063316 | 7.1805e-11
[120 empty] | 7.3.3.17.5 (Remote Grid) Updates to grid topology to minimize risk of ignition in HFTDs Remote GridWLDFRWire-to-wire contactAggregated | WLDFR | HFTD - Distribution - Tier 3 - 4QU CoRE ¦ 2QU LoRE | Non-Red Flag Warning - Large Fires | Wire-to-wire contact | Aggregated | 2053 | 3.9645e-07 | 572.0063 | 0.00022677 | 2053 | Mitigation | 0.95 | 45 | 0 | esc | 0.00097009 | 3.8459e-10 | 0.00097009 | 3.8459e-10 | 0.034217 | 3.0623e-06 | 0.0063316 | 7.1805e-11
[120 empty] | 7.3.3.17.5 (Remote Grid) Updates to grid topology to minimize risk of ignition in HFTDs Remote GridWLDFRWire-to-wire contactAggregated | WLDFR | HFTD - Distribution - Tier 3 - 4QU CoRE ¦ 2QU LoRE | Non-Red Flag Warning - Large Fires | Wire-to-wire contact | Aggregated | 2054 | 3.9645e-07 | 572.0063 | 0.00022677 | 2054 | Mitigation | 0.95 | 45 | 0 | esc | 0.00097009 | 3.8459e-10 | 0.00097009 | 3.8459e-10 | 0.034217 | 3.0623e-06 | 0.0063316 | 7.1805e-11
[120 empty] | 7.3.3.17.5 (Remote Grid) Updates to grid topology to minimize risk of ignition in HFTDs Remote GridWLDFRWire-to-wire contactAggregated | WLDFR | HFTD - Distribution - Tier 3 - 4QU CoRE ¦ 2QU LoRE | Non-Red Flag Warning - Large Fires | Wire-to-wire contact | Aggregated | 2055 | 3.9645e-07 | 572.0063 | 0.00022677 | 2055 | Mitigation | 0.95 | 45 | 0 | esc | 0.00097009 | 3.8459e-10 | 0.00097009 | 3.8459e-10 | 0.034217 | 3.0623e-06 | 0.0063316 | 7.1805e-11
[120 empty] | 7.3.3.17.5 (Remote Grid) Updates to grid topology to minimize risk of ignition in HFTDs Remote GridWLDFRWire-to-wire contactAggregated | WLDFR | HFTD - Distribution - Tier 3 - 4QU CoRE ¦ 2QU LoRE | Non-Red Flag Warning - Large Fires | Wire-to-wire contact | Aggregated | 2056 | 3.9645e-07 | 572.0063 | 0.00022677 | 2056 | Mitigation | 0.95 | 45 | 0 | esc | 0.00097009 | 3.8459e-10 | 0.00097009 | 3.8459e-10 | 0.034217 | 3.0623e-06 | 0.0063316 | 7.1805e-11
[120 empty] | 7.3.3.17.5 (Remote Grid) Updates to grid topology to minimize risk of ignition in HFTDs Remote GridWLDFRWire-to-wire contactAggregated | WLDFR | HFTD - Distribution - Tier 3 - 4QU CoRE ¦ 2QU LoRE | Non-Red Flag Warning - Large Fires | Wire-to-wire contact | Aggregated | 2057 | 3.9645e-07 | 572.0063 | 0.00022677 | 2057 | Mitigation | 0.95 | 45 | 0 | esc | 0.00097009 | 3.8459e-10 | 0.00097009 | 3.8459e-10 | 0.034217 | 3.0623e-06 | 0.0063316 | 7.1805e-11
[120 empty] | 7.3.3.17.5 (Remote Grid) Updates to grid topology to minimize risk of ignition in HFTDs Remote GridWLDFRWire-to-wire contactAggregated | WLDFR | HFTD - Distribution - Tier 3 - 4QU CoRE ¦ 2QU LoRE | Non-Red Flag Warning - Large Fires | Wire-to-wire contact | Aggregated | 2058 | 3.9645e-07 | 572.0063 | 0.00022677 | 2058 | Mitigation | 0.95 | 45 | 0 | esc | 0.00097009 | 3.8459e-10 | 0.00097009 | 3.8459e-10 | 0.034217 | 3.0623e-06 | 0.0063316 | 7.1805e-11
[120 empty] | 7.3.3.17.5 (Remote Grid) Updates to grid topology to minimize risk of ignition in HFTDs Remote GridWLDFRWire-to-wire contactAggregated | WLDFR | HFTD - Distribution - Tier 3 - 4QU CoRE ¦ 2QU LoRE | Non-Red Flag Warning - Large Fires | Wire-to-wire contact | Aggregated | 2059 | 3.9645e-07 | 572.0063 | 0.00022677 | 2059 | Mitigation | 0.95 | 45 | 0 | esc | 0.00097009 | 3.8459e-10 | 0.00097009 | 3.8459e-10 | 0.034217 | 3.0623e-06 | 0.0063316 | 7.1805e-11
[120 empty] | 7.3.3.17.5 (Remote Grid) Updates to grid topology to minimize risk of ignition in HFTDs Remote GridWLDFRWire-to-wire contactAggregated | WLDFR | HFTD - Distribution - Tier 3 - 4QU CoRE ¦ 2QU LoRE | Non-Red Flag Warning - Large Fires | Wire-to-wire contact | Aggregated | 2060 | 3.9645e-07 | 572.0063 | 0.00022677 | 2060 | Mitigation | 0.95 | 45 | 0 | esc | 0.00097009 | 3.8459e-10 | 0.00097009 | 3.8459e-10 | 0.034217 | 3.0623e-06 | 0.0063316 | 7.1805e-11
[120 empty] | 7.3.3.17.5 (Remote Grid) Updates to grid topology to minimize risk of ignition in HFTDs Remote GridWLDFRWire-to-wire contactAggregated | WLDFR | HFTD - Distribution - Tier 3 - 4QU CoRE ¦ 2QU LoRE | Non-Red Flag Warning - Large Fires | Wire-to-wire contact | Aggregated | 2061 | 3.9645e-07 | 572.0063 | 0.00022677 | 2061 | Mitigation | 0.95 | 45 | 0 | esc | 0.00097009 | 3.8459e-10 | 0.00097009 | 3.8459e-10 | 0.034217 | 3.0623e-06 | 0.0063316 | 7.1805e-11
[120 empty] | 7.3.3.17.5 (Remote Grid) Updates to grid topology to minimize risk of ignition in HFTDs Remote GridWLDFRWire-to-wire contactAggregated | WLDFR | HFTD - Distribution - Tier 3 - 4QU CoRE ¦ 2QU LoRE | Non-Red Flag Warning - Large Fires | Wire-to-wire contact | Aggregated | 2062 | 3.9645e-07 | 572.0063 | 0.00022677 | 2062 | Mitigation | 0.95 | 45 | 0 | esc | 0.00097009 | 3.8459e-10 | 0.00097009 | 3.8459e-10 | 0 | 0 | 0.0063316 | 7.1805e-11
[120 empty] | 7.3.3.17.5 (Remote Grid) Updates to grid topology to minimize risk of ignition in HFTDs Remote GridWLDFRWire-to-wire contactAggregated | WLDFR | HFTD - Distribution - Tier 3 - 4QU CoRE ¦ 2QU LoRE | Non-Red Flag Warning - Large Fires | Wire-to-wire contact | Aggregated | 2063 | 3.9645e-07 | 572.0063 | 0.00022677 | 2063 | Mitigation | 0.95 | 45 | 0 | esc | 0.00097009 | 3.8459e-10 | 0.00097009 | 3.8459e-10 | 0.034217 | 7.4555e-06 | 0.0063316 | 7.1805e-11
[120 empty] | 7.3.3.17.5 (Remote Grid) Updates to grid topology to minimize risk of ignition in HFTDs Remote GridWLDFRWire-to-wire contactAggregated | WLDFR | HFTD - Distribution - Tier 3 - 4QU CoRE ¦ 2QU LoRE | Non-Red Flag Warning - Large Fires | Wire-to-wire contact | Aggregated | 2064 | 3.9645e-07 | 572.0063 | 0.00022677 | 2064 | Mitigation | 0.95 | 45 | 0 | esc | 0.00097009 | 3.8459e-10 | 0.00097009 | 3.8459e-10 | 0.034217 | 7.4555e-06 | 0.0063316 | 7.1805e-11
[120 empty] | 7.3.3.17.5 (Remote Grid) Updates to grid topology to minimize risk of ignition in HFTDs Remote GridWLDFRWire-to-wire contactAggregated | WLDFR | HFTD - Distribution - Tier 3 - 4QU CoRE ¦ 2QU LoRE | Non-Red Flag Warning - Large Fires | Wire-to-wire contact | Aggregated | 2065 | 3.9645e-07 | 572.0063 | 0.00022677 | 2065 | Mitigation | 0.95 | 45 | 0 | esc | 0.00097009 | 3.8459e-10 | 0.00097009 | 3.8459e-10 | 0.034217 | 7.4555e-06 | 0.0063316 | 7.1805e-11
[120 empty] | 7.3.3.17.5 (Remote Grid) Updates to grid topology to minimize risk of ignition in HFTDs Remote GridWLDFRWire-to-wire contactAggregated | WLDFR | HFTD - Distribution - Tier 3 - 4QU CoRE ¦ 2QU LoRE | Non-Red Flag Warning - Large Fires | Wire-to-wire contact | Aggregated | 2066 | 3.9645e-07 | 572.0063 | 0.00022677 | 2066 | Mitigation | 0.95 | 45 | 0 | esc | 0.00097009 | 3.8459e-10 | 0.00097009 | 3.8459e-10 | 0.034217 | 7.4555e-06 | 0.0063316 | 7.1805e-11
[120 empty] | 7.3.3.17.5 (Remote Grid) Updates to grid topology to minimize risk of ignition in HFTDs Remote GridWLDFRWire-to-wire contactAggregated | WLDFR | HFTD - Distribution - Tier 3 - 4QU CoRE ¦ 2QU LoRE | Non-Red Flag Warning - Large Fires | Wire-to-wire contact | Aggregated | 2067 | 3.9645e-07 | 572.0063 | 0.00022677 | 2067 | Mitigation | 0.95 | 45 | 0 | esc | 0 | 0 | 0.00097009 | 3.8459e-10 | 0.034217 | 7.4555e-06 | 0.0063316 | 7.1805e-11
[120 empty] | 7.3.3.17.5 (Remote Grid) Updates to grid topology to minimize risk of ignition in HFTDs Remote GridWLDFRContact from objectAggregated | WLDFR | HFTD - Distribution - Tier 3 - 4QU CoRE ¦ 2QU LoRE | Non-Red Flag Warning - Small Fires | Contact from object | Aggregated | 2022 | 0.00084104 | 572.0063 | 0.48108 | 2022 | Mitigation | 0.95 | 45 | 0 | esc | 0.00097009 | 8.1588e-07 | 0 | 0 | 0.034217 | 7.4555e-06 | 0.0063316 | 7.1805e-11
[120 empty] | 7.3.3.17.5 (Remote Grid) Updates to grid topology to minimize risk of ignition in HFTDs Remote GridWLDFRContact from objectAggregated | WLDFR | HFTD - Distribution - Tier 3 - 4QU CoRE ¦ 2QU LoRE | Non-Red Flag Warning - Small Fires | Contact from object | Aggregated | 2023 | 0.00084104 | 572.0063 | 0.48108 | 2023 | Mitigation | 0.95 | 45 | 0 | esc | 0.00097009 | 8.1588e-07 | 0.00097009 | 8.1588e-07 | 0.034217 | 7.4555e-06 | 0.0063316 | 7.1805e-11
[120 empty] | 7.3.3.17.5 (Remote Grid) Updates to grid topology to minimize risk of ignition in HFTDs Remote GridWLDFRContact from objectAggregated | WLDFR | HFTD - Distribution - Tier 3 - 4QU CoRE ¦ 2QU LoRE | Non-Red Flag Warning - Small Fires | Contact from object | Aggregated | 2024 | 0.00084104 | 572.0063 | 0.48108 | 2024 | Mitigation | 0.95 | 45 | 0 | esc | 0.00097009 | 8.1588e-07 | 0.00097009 | 8.1588e-07 | 0.034217 | 7.4555e-06 | 0.0063316 | 7.1805e-11
[120 empty] | 7.3.3.17.5 (Remote Grid) Updates to grid topology to minimize risk of ignition in HFTDs Remote GridWLDFRContact from objectAggregated | WLDFR | HFTD - Distribution - Tier 3 - 4QU CoRE ¦ 2QU LoRE | Non-Red Flag Warning - Small Fires | Contact from object | Aggregated | 2025 | 0.00084104 | 572.0063 | 0.48108 | 2025 | Mitigation | 0.95 | 45 | 0 | esc | 0.00097009 | 8.1588e-07 | 0.00097009 | 8.1588e-07 | 0.034217 | 7.4555e-06 | 0.0063316 | 7.1805e-11
[120 empty] | 7.3.3.17.5 (Remote Grid) Updates to grid topology to minimize risk of ignition in HFTDs Remote GridWLDFRContact from objectAggregated | WLDFR | HFTD - Distribution - Tier 3 - 4QU CoRE ¦ 2QU LoRE | Non-Red Flag Warning - Small Fires | Contact from object | Aggregated | 2026 | 0.00084104 | 572.0063 | 0.48108 | 2026 | Mitigation | 0.95 | 45 | 0 | esc | 0.00097009 | 8.1588e-07 | 0.00097009 | 8.1588e-07 | 0.034217 | 7.4555e-06 | 0.0063316 | 7.1805e-11
[120 empty] | 7.3.3.17.5 (Remote Grid) Updates to grid topology to minimize risk of ignition in HFTDs Remote GridWLDFRContact from objectAggregated | WLDFR | HFTD - Distribution - Tier 3 - 4QU CoRE ¦ 2QU LoRE | Non-Red Flag Warning - Small Fires | Contact from object | Aggregated | 2027 | 0.00084104 | 572.0063 | 0.48108 | 2027 | Mitigation | 0.95 | 45 | 0 | esc | 0.00097009 | 8.1588e-07 | 0.00097009 | 8.1588e-07 | 0.034217 | 7.4555e-06 | 0.0063316 | 7.1805e-11
[120 empty] | 7.3.3.17.5 (Remote Grid) Updates to grid topology to minimize risk of ignition in HFTDs Remote GridWLDFRContact from objectAggregated | WLDFR | HFTD - Distribution - Tier 3 - 4QU CoRE ¦ 2QU LoRE | Non-Red Flag Warning - Small Fires | Contact from object | Aggregated | 2028 | 0.00084104 | 572.0063 | 0.48108 | 2028 | Mitigation | 0.95 | 45 | 0 | esc | 0.00097009 | 8.1588e-07 | 0.00097009 | 8.1588e-07 | 0.034217 | 7.4555e-06 | 0.0063316 | 7.1805e-11
[120 empty] | 7.3.3.17.5 (Remote Grid) Updates to grid topology to minimize risk of ignition in HFTDs Remote GridWLDFRContact from objectAggregated | WLDFR | HFTD - Distribution - Tier 3 - 4QU CoRE ¦ 2QU LoRE | Non-Red Flag Warning - Small Fires | Contact from object | Aggregated | 2029 | 0.00084104 | 572.0063 | 0.48108 | 2029 | Mitigation | 0.95 | 45 | 0 | esc | 0.00097009 | 8.1588e-07 | 0.00097009 | 8.1588e-07 | 0.034217 | 7.4555e-06 | 0.0063316 | 7.1805e-11
[120 empty] | 7.3.3.17.5 (Remote Grid) Updates to grid topology to minimize risk of ignition in HFTDs Remote GridWLDFRContact from objectAggregated | WLDFR | HFTD - Distribution - Tier 3 - 4QU CoRE ¦ 2QU LoRE | Non-Red Flag Warning - Small Fires | Contact from object | Aggregated | 2030 | 0.00084104 | 572.0063 | 0.48108 | 2030 | Mitigation | 0.95 | 45 | 0 | esc | 0.00097009 | 8.1588e-07 | 0.00097009 | 8.1588e-07 | 0.034217 | 7.4555e-06 | 0.0063316 | 7.1805e-11
[120 empty] | 7.3.3.17.5 (Remote Grid) Updates to grid topology to minimize risk of ignition in HFTDs Remote GridWLDFRContact from objectAggregated | WLDFR | HFTD - Distribution - Tier 3 - 4QU CoRE ¦ 2QU LoRE | Non-Red Flag Warning - Small Fires | Contact from object | Aggregated | 2031 | 0.00084104 | 572.0063 | 0.48108 | 2031 | Mitigation | 0.95 | 45 | 0 | esc | 0.00097009 | 8.1588e-07 | 0.00097009 | 8.1588e-07 | 0.034217 | 7.4555e-06 | 0.0063316 | 7.1805e-11
[120 empty] | 7.3.3.17.5 (Remote Grid) Updates to grid topology to minimize risk of ignition in HFTDs Remote GridWLDFRContact from objectAggregated | WLDFR | HFTD - Distribution - Tier 3 - 4QU CoRE ¦ 2QU LoRE | Non-Red Flag Warning - Small Fires | Contact from object | Aggregated | 2032 | 0.00084104 | 572.0063 | 0.48108 | 2032 | Mitigation | 0.95 | 45 | 0 | esc | 0.00097009 | 8.1588e-07 | 0.00097009 | 8.1588e-07 | 0.034217 | 7.4555e-06 | 0.0063316 | 7.1805e-11
[120 empty] | 7.3.3.17.5 (Remote Grid) Updates to grid topology to minimize risk of ignition in HFTDs Remote GridWLDFRContact from objectAggregated | WLDFR | HFTD - Distribution - Tier 3 - 4QU CoRE ¦ 2QU LoRE | Non-Red Flag Warning - Small Fires | Contact from object | Aggregated | 2033 | 0.00084104 | 572.0063 | 0.48108 | 2033 | Mitigation | 0.95 | 45 | 0 | esc | 0.00097009 | 8.1588e-07 | 0.00097009 | 8.1588e-07 | 0.034217 | 7.4555e-06 | 0.0063316 | 7.1805e-11
[120 empty] | 7.3.3.17.5 (Remote Grid) Updates to grid topology to minimize risk of ignition in HFTDs Remote GridWLDFRContact from objectAggregated | WLDFR | HFTD - Distribution - Tier 3 - 4QU CoRE ¦ 2QU LoRE | Non-Red Flag Warning - Small Fires | Contact from object | Aggregated | 2034 | 0.00084104 | 572.0063 | 0.48108 | 2034 | Mitigation | 0.95 | 45 | 0 | esc | 0.00097009 | 8.1588e-07 | 0.00097009 | 8.1588e-07 | 0.034217 | 7.4555e-06 | 0 | 0
[120 empty] | 7.3.3.17.5 (Remote Grid) Updates to grid topology to minimize risk of ignition in HFTDs Remote GridWLDFRContact from objectAggregated | WLDFR | HFTD - Distribution - Tier 3 - 4QU CoRE ¦ 2QU LoRE | Non-Red Flag Warning - Small Fires | Contact from object | Aggregated | 2035 | 0.00084104 | 572.0063 | 0.48108 | 2035 | Mitigation | 0.95 | 45 | 0 | esc | 0.00097009 | 8.1588e-07 | 0.00097009 | 8.1588e-07 | 0.034217 | 7.4555e-06 | 0 | 0
[120 empty] | 7.3.3.17.5 (Remote Grid) Updates to grid topology to minimize risk of ignition in HFTDs Remote GridWLDFRContact from objectAggregated | WLDFR | HFTD - Distribution - Tier 3 - 4QU CoRE ¦ 2QU LoRE | Non-Red Flag Warning - Small Fires | Contact from object | Aggregated | 2036 | 0.00084104 | 572.0063 | 0.48108 | 2036 | Mitigation | 0.95 | 45 | 0 | esc | 0.00097009 | 8.1588e-07 | 0.00097009 | 8.1588e-07 | 0.034217 | 7.4555e-06 | 0.010957 | 1.4201e-09
[120 empty] | 7.3.3.17.5 (Remote Grid) Updates to grid topology to minimize risk of ignition in HFTDs Remote GridWLDFRContact from objectAggregated | WLDFR | HFTD - Distribution - Tier 3 - 4QU CoRE ¦ 2QU LoRE | Non-Red Flag Warning - Small Fires | Contact from object | Aggregated | 2037 | 0.00084104 | 572.0063 | 0.48108 | 2037 | Mitigation | 0.95 | 45 | 0 | esc | 0.00097009 | 8.1588e-07 | 0.00097009 | 8.1588e-07 | 0.034217 | 7.4555e-06 | 0.010957 | 1.4201e-09
[120 empty] | 7.3.3.17.5 (Remote Grid) Updates to grid topology to minimize risk of ignition in HFTDs Remote GridWLDFRContact from objectAggregated | WLDFR | HFTD - Distribution - Tier 3 - 4QU CoRE ¦ 2QU LoRE | Non-Red Flag Warning - Small Fires | Contact from object | Aggregated | 2038 | 0.00084104 | 572.0063 | 0.48108 | 2038 | Mitigation | 0.95 | 45 | 0 | esc | 0.00097009 | 8.1588e-07 | 0.00097009 | 8.1588e-07 | 0.034217 | 7.4555e-06 | 0.010957 | 1.4201e-09
[120 empty] | 7.3.3.17.5 (Remote Grid) Updates to grid topology to minimize risk of ignition in HFTDs Remote GridWLDFRContact from objectAggregated | WLDFR | HFTD - Distribution - Tier 3 - 4QU CoRE ¦ 2QU LoRE | Non-Red Flag Warning - Small Fires | Contact from object | Aggregated | 2039 | 0.00084104 | 572.0063 | 0.48108 | 2039 | Mitigation | 0.95 | 45 | 0 | esc | 0.00097009 | 8.1588e-07 | 0.00097009 | 8.1588e-07 | 0.034217 | 7.4555e-06 | 0.010957 | 1.4201e-09
[120 empty] | 7.3.3.17.5 (Remote Grid) Updates to grid topology to minimize risk of ignition in HFTDs Remote GridWLDFRContact from objectAggregated | WLDFR | HFTD - Distribution - Tier 3 - 4QU CoRE ¦ 2QU LoRE | Non-Red Flag Warning - Small Fires | Contact from object | Aggregated | 2040 | 0.00084104 | 572.0063 | 0.48108 | 2040 | Mitigation | 0.95 | 45 | 0 | esc | 0.00097009 | 8.1588e-07 | 0.00097009 | 8.1588e-07 | 0.034217 | 7.4555e-06 | 0.010957 | 1.4201e-09
[120 empty] | 7.3.3.17.5 (Remote Grid) Updates to grid topology to minimize risk of ignition in HFTDs Remote GridWLDFRContact from objectAggregated | WLDFR | HFTD - Distribution - Tier 3 - 4QU CoRE ¦ 2QU LoRE | Non-Red Flag Warning - Small Fires | Contact from object | Aggregated | 2041 | 0.00084104 | 572.0063 | 0.48108 | 2041 | Mitigation | 0.95 | 45 | 0 | esc | 0.00097009 | 8.1588e-07 | 0.00097009 | 8.1588e-07 | 0.034217 | 7.4555e-06 | 0.010957 | 1.4201e-09
[120 empty] | 7.3.3.17.5 (Remote Grid) Updates to grid topology to minimize risk of ignition in HFTDs Remote GridWLDFRContact from objectAggregated | WLDFR | HFTD - Distribution - Tier 3 - 4QU CoRE ¦ 2QU LoRE | Non-Red Flag Warning - Small Fires | Contact from object | Aggregated | 2042 | 0.00084104 | 572.0063 | 0.48108 | 2042 | Mitigation | 0.95 | 45 | 0 | esc | 0.00097009 | 8.1588e-07 | 0.00097009 | 8.1588e-07 | 0.034217 | 7.4555e-06 | 0.010957 | 1.4201e-09
[120 empty] | 7.3.3.17.5 (Remote Grid) Updates to grid topology to minimize risk of ignition in HFTDs Remote GridWLDFRContact from objectAggregated | WLDFR | HFTD - Distribution - Tier 3 - 4QU CoRE ¦ 2QU LoRE | Non-Red Flag Warning - Small Fires | Contact from object | Aggregated | 2043 | 0.00084104 | 572.0063 | 0.48108 | 2043 | Mitigation | 0.95 | 45 | 0 | esc | 0.00097009 | 8.1588e-07 | 0.00097009 | 8.1588e-07 | 0.034217 | 7.4555e-06 | 0.010957 | 1.4201e-09
[120 empty] | 7.3.3.17.5 (Remote Grid) Updates to grid topology to minimize risk of ignition in HFTDs Remote GridWLDFRContact from objectAggregated | WLDFR | HFTD - Distribution - Tier 3 - 4QU CoRE ¦ 2QU LoRE | Non-Red Flag Warning - Small Fires | Contact from object | Aggregated | 2044 | 0.00084104 | 572.0063 | 0.48108 | 2044 | Mitigation | 0.95 | 45 | 0 | esc | 0.00097009 | 8.1588e-07 | 0.00097009 | 8.1588e-07 | 0.034217 | 7.4555e-06 | 0.010957 | 1.4201e-09
[120 empty] | 7.3.3.17.5 (Remote Grid) Updates to grid topology to minimize risk of ignition in HFTDs Remote GridWLDFRContact from objectAggregated | WLDFR | HFTD - Distribution - Tier 3 - 4QU CoRE ¦ 2QU LoRE | Non-Red Flag Warning - Small Fires | Contact from object | Aggregated | 2045 | 0.00084104 | 572.0063 | 0.48108 | 2045 | Mitigation | 0.95 | 45 | 0 | esc | 0.00097009 | 8.1588e-07 | 0.00097009 | 8.1588e-07 | 0.034217 | 7.4555e-06 | 0.010957 | 1.4201e-09
[120 empty] | 7.3.3.17.5 (Remote Grid) Updates to grid topology to minimize risk of ignition in HFTDs Remote GridWLDFRContact from objectAggregated | WLDFR | HFTD - Distribution - Tier 3 - 4QU CoRE ¦ 2QU LoRE | Non-Red Flag Warning - Small Fires | Contact from object | Aggregated | 2046 | 0.00084104 | 572.0063 | 0.48108 | 2046 | Mitigation | 0.95 | 45 | 0 | esc | 0.00097009 | 8.1588e-07 | 0.00097009 | 8.1588e-07 | 0.034217 | 7.4555e-06 | 0.010957 | 1.4201e-09
[120 empty] | 7.3.3.17.5 (Remote Grid) Updates to grid topology to minimize risk of ignition in HFTDs Remote GridWLDFRContact from objectAggregated | WLDFR | HFTD - Distribution - Tier 3 - 4QU CoRE ¦ 2QU LoRE | Non-Red Flag Warning - Small Fires | Contact from object | Aggregated | 2047 | 0.00084104 | 572.0063 | 0.48108 | 2047 | Mitigation | 0.95 | 45 | 0 | esc | 0.00097009 | 8.1588e-07 | 0.00097009 | 8.1588e-07 | 0.034217 | 7.4555e-06 | 0.010957 | 1.4201e-09
[120 empty] | 7.3.3.17.5 (Remote Grid) Updates to grid topology to minimize risk of ignition in HFTDs Remote GridWLDFRContact from objectAggregated | WLDFR | HFTD - Distribution - Tier 3 - 4QU CoRE ¦ 2QU LoRE | Non-Red Flag Warning - Small Fires | Contact from object | Aggregated | 2048 | 0.00084104 | 572.0063 | 0.48108 | 2048 | Mitigation | 0.95 | 45 | 0 | esc | 0.00097009 | 8.1588e-07 | 0.00097009 | 8.1588e-07 | 0.034217 | 7.4555e-06 | 0.010957 | 1.4201e-09
[120 empty] | 7.3.3.17.5 (Remote Grid) Updates to grid topology to minimize risk of ignition in HFTDs Remote GridWLDFRContact from objectAggregated | WLDFR | HFTD - Distribution - Tier 3 - 4QU CoRE ¦ 2QU LoRE | Non-Red Flag Warning - Small Fires | Contact from object | Aggregated | 2049 | 0.00084104 | 572.0063 | 0.48108 | 2049 | Mitigation | 0.95 | 45 | 0 | esc | 0.00097009 | 8.1588e-07 | 0.00097009 | 8.1588e-07 | 0.034217 | 7.4555e-06 | 0.010957 | 1.4201e-09
[120 empty] | 7.3.3.17.5 (Remote Grid) Updates to grid topology to minimize risk of ignition in HFTDs Remote GridWLDFRContact from objectAggregated | WLDFR | HFTD - Distribution - Tier 3 - 4QU CoRE ¦ 2QU LoRE | Non-Red Flag Warning - Small Fires | Contact from object | Aggregated | 2050 | 0.00084104 | 572.0063 | 0.48108 | 2050 | Mitigation | 0.95 | 45 | 0 | esc | 0.00097009 | 8.1588e-07 | 0.00097009 | 8.1588e-07 | 0.034217 | 7.4555e-06 | 0.010957 | 1.4201e-09
[120 empty] | 7.3.3.17.5 (Remote Grid) Updates to grid topology to minimize risk of ignition in HFTDs Remote GridWLDFRContact from objectAggregated | WLDFR | HFTD - Distribution - Tier 3 - 4QU CoRE ¦ 2QU LoRE | Non-Red Flag Warning - Small Fires | Contact from object | Aggregated | 2051 | 0.00084104 | 572.0063 | 0.48108 | 2051 | Mitigation | 0.95 | 45 | 0 | esc | 0.00097009 | 8.1588e-07 | 0.00097009 | 8.1588e-07 | 0.034217 | 7.4555e-06 | 0.010957 | 1.4201e-09
[120 empty] | 7.3.3.17.5 (Remote Grid) Updates to grid topology to minimize risk of ignition in HFTDs Remote GridWLDFRContact from objectAggregated | WLDFR | HFTD - Distribution - Tier 3 - 4QU CoRE ¦ 2QU LoRE | Non-Red Flag Warning - Small Fires | Contact from object | Aggregated | 2052 | 0.00084104 | 572.0063 | 0.48108 | 2052 | Mitigation | 0.95 | 45 | 0 | esc | 0.00097009 | 8.1588e-07 | 0.00097009 | 8.1588e-07 | 0.034217 | 7.4555e-06 | 0.010957 | 1.4201e-09
[120 empty] | 7.3.3.17.5 (Remote Grid) Updates to grid topology to minimize risk of ignition in HFTDs Remote GridWLDFRContact from objectAggregated | WLDFR | HFTD - Distribution - Tier 3 - 4QU CoRE ¦ 2QU LoRE | Non-Red Flag Warning - Small Fires | Contact from object | Aggregated | 2053 | 0.00084104 | 572.0063 | 0.48108 | 2053 | Mitigation | 0.95 | 45 | 0 | esc | 0.00097009 | 8.1588e-07 | 0.00097009 | 8.1588e-07 | 0.034217 | 7.4555e-06 | 0.010957 | 1.4201e-09
[120 empty] | 7.3.3.17.5 (Remote Grid) Updates to grid topology to minimize risk of ignition in HFTDs Remote GridWLDFRContact from objectAggregated | WLDFR | HFTD - Distribution - Tier 3 - 4QU CoRE ¦ 2QU LoRE | Non-Red Flag Warning - Small Fires | Contact from object | Aggregated | 2054 | 0.00084104 | 572.0063 | 0.48108 | 2054 | Mitigation | 0.95 | 45 | 0 | esc | 0.00097009 | 8.1588e-07 | 0.00097009 | 8.1588e-07 | 0.034217 | 7.4555e-06 | 0.010957 | 1.4201e-09
[120 empty] | 7.3.3.17.5 (Remote Grid) Updates to grid topology to minimize risk of ignition in HFTDs Remote GridWLDFRContact from objectAggregated | WLDFR | HFTD - Distribution - Tier 3 - 4QU CoRE ¦ 2QU LoRE | Non-Red Flag Warning - Small Fires | Contact from object | Aggregated | 2055 | 0.00084104 | 572.0063 | 0.48108 | 2055 | Mitigation | 0.95 | 45 | 0 | esc | 0.00097009 | 8.1588e-07 | 0.00097009 | 8.1588e-07 | 0.034217 | 7.4555e-06 | 0.010957 | 1.4201e-09
[120 empty] | 7.3.3.17.5 (Remote Grid) Updates to grid topology to minimize risk of ignition in HFTDs Remote GridWLDFRContact from objectAggregated | WLDFR | HFTD - Distribution - Tier 3 - 4QU CoRE ¦ 2QU LoRE | Non-Red Flag Warning - Small Fires | Contact from object | Aggregated | 2056 | 0.00084104 | 572.0063 | 0.48108 | 2056 | Mitigation | 0.95 | 45 | 0 | esc | 0.00097009 | 8.1588e-07 | 0.00097009 | 8.1588e-07 | 0.034217 | 7.4555e-06 | 0.010957 | 1.4201e-09
[120 empty] | 7.3.3.17.5 (Remote Grid) Updates to grid topology to minimize risk of ignition in HFTDs Remote GridWLDFRContact from objectAggregated | WLDFR | HFTD - Distribution - Tier 3 - 4QU CoRE ¦ 2QU LoRE | Non-Red Flag Warning - Small Fires | Contact from object | Aggregated | 2057 | 0.00084104 | 572.0063 | 0.48108 | 2057 | Mitigation | 0.95 | 45 | 0 | esc | 0.00097009 | 8.1588e-07 | 0.00097009 | 8.1588e-07 | 0.034217 | 7.4555e-06 | 0.010957 | 1.4201e-09
[120 empty] | 7.3.3.17.5 (Remote Grid) Updates to grid topology to minimize risk of ignition in HFTDs Remote GridWLDFRContact from objectAggregated | WLDFR | HFTD - Distribution - Tier 3 - 4QU CoRE ¦ 2QU LoRE | Non-Red Flag Warning - Small Fires | Contact from object | Aggregated | 2058 | 0.00084104 | 572.0063 | 0.48108 | 2058 | Mitigation | 0.95 | 45 | 0 | esc | 0.00097009 | 8.1588e-07 | 0.00097009 | 8.1588e-07 | 0.034217 | 7.4555e-06 | 0.010957 | 1.4201e-09
[120 empty] | 7.3.3.17.5 (Remote Grid) Updates to grid topology to minimize risk of ignition in HFTDs Remote GridWLDFRContact from objectAggregated | WLDFR | HFTD - Distribution - Tier 3 - 4QU CoRE ¦ 2QU LoRE | Non-Red Flag Warning - Small Fires | Contact from object | Aggregated | 2059 | 0.00084104 | 572.0063 | 0.48108 | 2059 | Mitigation | 0.95 | 45 | 0 | esc | 0.00097009 | 8.1588e-07 | 0.00097009 | 8.1588e-07 | 0.034217 | 7.4555e-06 | 0.010957 | 1.4201e-09
[120 empty] | 7.3.3.17.5 (Remote Grid) Updates to grid topology to minimize risk of ignition in HFTDs Remote GridWLDFRContact from objectAggregated | WLDFR | HFTD - Distribution - Tier 3 - 4QU CoRE ¦ 2QU LoRE | Non-Red Flag Warning - Small Fires | Contact from object | Aggregated | 2060 | 0.00084104 | 572.0063 | 0.48108 | 2060 | Mitigation | 0.95 | 45 | 0 | esc | 0.00097009 | 8.1588e-07 | 0.00097009 | 8.1588e-07 | 0.034217 | 7.4555e-06 | 0.010957 | 1.4201e-09
[120 empty] | 7.3.3.17.5 (Remote Grid) Updates to grid topology to minimize risk of ignition in HFTDs Remote GridWLDFRContact from objectAggregated | WLDFR | HFTD - Distribution - Tier 3 - 4QU CoRE ¦ 2QU LoRE | Non-Red Flag Warning - Small Fires | Contact from object | Aggregated | 2061 | 0.00084104 | 572.0063 | 0.48108 | 2061 | Mitigation | 0.95 | 45 | 0 | esc | 0.00097009 | 8.1588e-07 | 0.00097009 | 8.1588e-07 | 0.034217 | 7.4555e-06 | 0.010957 | 1.4201e-09
[120 empty] | 7.3.3.17.5 (Remote Grid) Updates to grid topology to minimize risk of ignition in HFTDs Remote GridWLDFRContact from objectAggregated | WLDFR | HFTD - Distribution - Tier 3 - 4QU CoRE ¦ 2QU LoRE | Non-Red Flag Warning - Small Fires | Contact from object | Aggregated | 2062 | 0.00084104 | 572.0063 | 0.48108 | 2062 | Mitigation | 0.95 | 45 | 0 | esc | 0.00097009 | 8.1588e-07 | 0.00097009 | 8.1588e-07 | 0.034217 | 7.4555e-06 | 0.010957 | 1.4201e-09
[120 empty] | 7.3.3.17.5 (Remote Grid) Updates to grid topology to minimize risk of ignition in HFTDs Remote GridWLDFRContact from objectAggregated | WLDFR | HFTD - Distribution - Tier 3 - 4QU CoRE ¦ 2QU LoRE | Non-Red Flag Warning - Small Fires | Contact from object | Aggregated | 2063 | 0.00084104 | 572.0063 | 0.48108 | 2063 | Mitigation | 0.95 | 45 | 0 | esc | 0.00097009 | 8.1588e-07 | 0.00097009 | 8.1588e-07 | 0.034217 | 7.4555e-06 | 0.010957 | 1.4201e-09
[120 empty] | 7.3.3.17.5 (Remote Grid) Updates to grid topology to minimize risk of ignition in HFTDs Remote GridWLDFRContact from objectAggregated | WLDFR | HFTD - Distribution - Tier 3 - 4QU CoRE ¦ 2QU LoRE | Non-Red Flag Warning - Small Fires | Contact from object | Aggregated | 2064 | 0.00084104 | 572.0063 | 0.48108 | 2064 | Mitigation | 0.95 | 45 | 0 | esc | 0.00097009 | 8.1588e-07 | 0.00097009 | 8.1588e-07 | 0.034217 | 7.4555e-06 | 0.010957 | 1.4201e-09
[120 empty] | 7.3.3.17.5 (Remote Grid) Updates to grid topology to minimize risk of ignition in HFTDs Remote GridWLDFRContact from objectAggregated | WLDFR | HFTD - Distribution - Tier 3 - 4QU CoRE ¦ 2QU LoRE | Non-Red Flag Warning - Small Fires | Contact from object | Aggregated | 2065 | 0.00084104 | 572.0063 | 0.48108 | 2065 | Mitigation | 0.95 | 45 | 0 | esc | 0.00097009 | 8.1588e-07 | 0.00097009 | 8.1588e-07 | 0.034217 | 7.4555e-06 | 0.010957 | 1.4201e-09
[120 empty] | 7.3.3.17.5 (Remote Grid) Updates to grid topology to minimize risk of ignition in HFTDs Remote GridWLDFRContact from objectAggregated | WLDFR | HFTD - Distribution - Tier 3 - 4QU CoRE ¦ 2QU LoRE | Non-Red Flag Warning - Small Fires | Contact from object | Aggregated | 2066 | 0.00084104 | 572.0063 | 0.48108 | 2066 | Mitigation | 0.95 | 45 | 0 | esc | 0.00097009 | 8.1588e-07 | 0.00097009 | 8.1588e-07 | 0 | 0 | 0 | 0
[120 empty] | 7.3.3.17.5 (Remote Grid) Updates to grid topology to minimize risk of ignition in HFTDs Remote GridWLDFRContact from objectAggregated | WLDFR | HFTD - Distribution - Tier 3 - 4QU CoRE ¦ 2QU LoRE | Non-Red Flag Warning - Small Fires | Contact from object | Aggregated | 2067 | 0.00084104 | 572.0063 | 0.48108 | 2067 | Mitigation | 0.95 | 45 | 0 | esc | 0 | 0 | 0.00097009 | 8.1588e-07 | 0.034217 | 5.8974e-07 | 0 | 0
[120 empty] | 7.3.3.17.5 (Remote Grid) Updates to grid topology to minimize risk of ignition in HFTDs Remote GridWLDFRContaminationAggregated | WLDFR | HFTD - Distribution - Tier 3 - 4QU CoRE ¦ 2QU LoRE | Non-Red Flag Warning - Small Fires | Contamination | Aggregated | 2022 | 2.2809e-05 | 572.0063 | 0.013047 | 2022 | Mitigation | 0.95 | 45 | 0 | esc | 0.00097009 | 2.2127e-08 | 0 | 0 | 0.034217 | 5.8974e-07 | 0.012004 | 4.9453e-11
[120 empty] | 7.3.3.17.5 (Remote Grid) Updates to grid topology to minimize risk of ignition in HFTDs Remote GridWLDFRContaminationAggregated | WLDFR | HFTD - Distribution - Tier 3 - 4QU CoRE ¦ 2QU LoRE | Non-Red Flag Warning - Small Fires | Contamination | Aggregated | 2023 | 2.2809e-05 | 572.0063 | 0.013047 | 2023 | Mitigation | 0.95 | 45 | 0 | esc | 0.00097009 | 2.2127e-08 | 0.00097009 | 2.2127e-08 | 0.034217 | 5.8974e-07 | 0.012004 | 4.9453e-11
[120 empty] | 7.3.3.17.5 (Remote Grid) Updates to grid topology to minimize risk of ignition in HFTDs Remote GridWLDFRContaminationAggregated | WLDFR | HFTD - Distribution - Tier 3 - 4QU CoRE ¦ 2QU LoRE | Non-Red Flag Warning - Small Fires | Contamination | Aggregated | 2024 | 2.2809e-05 | 572.0063 | 0.013047 | 2024 | Mitigation | 0.95 | 45 | 0 | esc | 0.00097009 | 2.2127e-08 | 0.00097009 | 2.2127e-08 | 0.034217 | 5.8974e-07 | 0.012004 | 4.9453e-11
[120 empty] | 7.3.3.17.5 (Remote Grid) Updates to grid topology to minimize risk of ignition in HFTDs Remote GridWLDFRContaminationAggregated | WLDFR | HFTD - Distribution - Tier 3 - 4QU CoRE ¦ 2QU LoRE | Non-Red Flag Warning - Small Fires | Contamination | Aggregated | 2025 | 2.2809e-05 | 572.0063 | 0.013047 | 2025 | Mitigation | 0.95 | 45 | 0 | esc | 0.00097009 | 2.2127e-08 | 0.00097009 | 2.2127e-08 | 0.034217 | 5.8974e-07 | 0.012004 | 4.9453e-11
[120 empty] | 7.3.3.17.5 (Remote Grid) Updates to grid topology to minimize risk of ignition in HFTDs Remote GridWLDFRContaminationAggregated | WLDFR | HFTD - Distribution - Tier 3 - 4QU CoRE ¦ 2QU LoRE | Non-Red Flag Warning - Small Fires | Contamination | Aggregated | 2026 | 2.2809e-05 | 572.0063 | 0.013047 | 2026 | Mitigation | 0.95 | 45 | 0 | esc | 0.00097009 | 2.2127e-08 | 0.00097009 | 2.2127e-08 | 0.034217 | 5.8974e-07 | 0.012004 | 4.9453e-11
[120 empty] | 7.3.3.17.5 (Remote Grid) Updates to grid topology to minimize risk of ignition in HFTDs Remote GridWLDFRContaminationAggregated | WLDFR | HFTD - Distribution - Tier 3 - 4QU CoRE ¦ 2QU LoRE | Non-Red Flag Warning - Small Fires | Contamination | Aggregated | 2027 | 2.2809e-05 | 572.0063 | 0.013047 | 2027 | Mitigation | 0.95 | 45 | 0 | esc | 0.00097009 | 2.2127e-08 | 0.00097009 | 2.2127e-08 | 0.034217 | 5.8974e-07 | 0.012004 | 4.9453e-11
[120 empty] | 7.3.3.17.5 (Remote Grid) Updates to grid topology to minimize risk of ignition in HFTDs Remote GridWLDFRContaminationAggregated | WLDFR | HFTD - Distribution - Tier 3 - 4QU CoRE ¦ 2QU LoRE | Non-Red Flag Warning - Small Fires | Contamination | Aggregated | 2028 | 2.2809e-05 | 572.0063 | 0.013047 | 2028 | Mitigation | 0.95 | 45 | 0 | esc | 0.00097009 | 2.2127e-08 | 0.00097009 | 2.2127e-08 | 0.034217 | 5.8974e-07 | 0.012004 | 4.9453e-11
[120 empty] | 7.3.3.17.5 (Remote Grid) Updates to grid topology to minimize risk of ignition in HFTDs Remote GridWLDFRContaminationAggregated | WLDFR | HFTD - Distribution - Tier 3 - 4QU CoRE ¦ 2QU LoRE | Non-Red Flag Warning - Small Fires | Contamination | Aggregated | 2029 | 2.2809e-05 | 572.0063 | 0.013047 | 2029 | Mitigation | 0.95 | 45 | 0 | esc | 0.00097009 | 2.2127e-08 | 0.00097009 | 2.2127e-08 | 0.034217 | 5.8974e-07 | 0.012004 | 4.9453e-11
[120 empty] | 7.3.3.17.5 (Remote Grid) Updates to grid topology to minimize risk of ignition in HFTDs Remote GridWLDFRContaminationAggregated | WLDFR | HFTD - Distribution - Tier 3 - 4QU CoRE ¦ 2QU LoRE | Non-Red Flag Warning - Small Fires | Contamination | Aggregated | 2030 | 2.2809e-05 | 572.0063 | 0.013047 | 2030 | Mitigation | 0.95 | 45 | 0 | esc | 0.00097009 | 2.2127e-08 | 0.00097009 | 2.2127e-08 | 0.034217 | 5.8974e-07 | 0.012004 | 4.9453e-11
[120 empty] | 7.3.3.17.5 (Remote Grid) Updates to grid topology to minimize risk of ignition in HFTDs Remote GridWLDFRContaminationAggregated | WLDFR | HFTD - Distribution - Tier 3 - 4QU CoRE ¦ 2QU LoRE | Non-Red Flag Warning - Small Fires | Contamination | Aggregated | 2031 | 2.2809e-05 | 572.0063 | 0.013047 | 2031 | Mitigation | 0.95 | 45 | 0 | esc | 0.00097009 | 2.2127e-08 | 0.00097009 | 2.2127e-08 | 0.034217 | 5.8974e-07 | 0.012004 | 4.9453e-11
[120 empty] | 7.3.3.17.5 (Remote Grid) Updates to grid topology to minimize risk of ignition in HFTDs Remote GridWLDFRContaminationAggregated | WLDFR | HFTD - Distribution - Tier 3 - 4QU CoRE ¦ 2QU LoRE | Non-Red Flag Warning - Small Fires | Contamination | Aggregated | 2032 | 2.2809e-05 | 572.0063 | 0.013047 | 2032 | Mitigation | 0.95 | 45 | 0 | esc | 0.00097009 | 2.2127e-08 | 0.00097009 | 2.2127e-08 | 0.034217 | 5.8974e-07 | 0.012004 | 4.9453e-11
[120 empty] | 7.3.3.17.5 (Remote Grid) Updates to grid topology to minimize risk of ignition in HFTDs Remote GridWLDFRContaminationAggregated | WLDFR | HFTD - Distribution - Tier 3 - 4QU CoRE ¦ 2QU LoRE | Non-Red Flag Warning - Small Fires | Contamination | Aggregated | 2033 | 2.2809e-05 | 572.0063 | 0.013047 | 2033 | Mitigation | 0.95 | 45 | 0 | esc | 0.00097009 | 2.2127e-08 | 0.00097009 | 2.2127e-08 | 0.034217 | 5.8974e-07 | 0.012004 | 4.9453e-11
[120 empty] | 7.3.3.17.5 (Remote Grid) Updates to grid topology to minimize risk of ignition in HFTDs Remote GridWLDFRContaminationAggregated | WLDFR | HFTD - Distribution - Tier 3 - 4QU CoRE ¦ 2QU LoRE | Non-Red Flag Warning - Small Fires | Contamination | Aggregated | 2034 | 2.2809e-05 | 572.0063 | 0.013047 | 2034 | Mitigation | 0.95 | 45 | 0 | esc | 0.00097009 | 2.2127e-08 | 0.00097009 | 2.2127e-08 | 0.034217 | 5.8974e-07 | 0.012004 | 4.9453e-11
[120 empty] | 7.3.3.17.5 (Remote Grid) Updates to grid topology to minimize risk of ignition in HFTDs Remote GridWLDFRContaminationAggregated | WLDFR | HFTD - Distribution - Tier 3 - 4QU CoRE ¦ 2QU LoRE | Non-Red Flag Warning - Small Fires | Contamination | Aggregated | 2035 | 2.2809e-05 | 572.0063 | 0.013047 | 2035 | Mitigation | 0.95 | 45 | 0 | esc | 0.00097009 | 2.2127e-08 | 0.00097009 | 2.2127e-08 | 0.034217 | 5.8974e-07 | 0.012004 | 4.9453e-11
[120 empty] | 7.3.3.17.5 (Remote Grid) Updates to grid topology to minimize risk of ignition in HFTDs Remote GridWLDFRContaminationAggregated | WLDFR | HFTD - Distribution - Tier 3 - 4QU CoRE ¦ 2QU LoRE | Non-Red Flag Warning - Small Fires | Contamination | Aggregated | 2036 | 2.2809e-05 | 572.0063 | 0.013047 | 2036 | Mitigation | 0.95 | 45 | 0 | esc | 0.00097009 | 2.2127e-08 | 0.00097009 | 2.2127e-08 | 0.034217 | 5.8974e-07 | 0.012004 | 4.9453e-11
[120 empty] | 7.3.3.17.5 (Remote Grid) Updates to grid topology to minimize risk of ignition in HFTDs Remote GridWLDFRContaminationAggregated | WLDFR | HFTD - Distribution - Tier 3 - 4QU CoRE ¦ 2QU LoRE | Non-Red Flag Warning - Small Fires | Contamination | Aggregated | 2037 | 2.2809e-05 | 572.0063 | 0.013047 | 2037 | Mitigation | 0.95 | 45 | 0 | esc | 0.00097009 | 2.2127e-08 | 0.00097009 | 2.2127e-08 | 0.034217 | 5.8974e-07 | 0.012004 | 4.9453e-11
[120 empty] | 7.3.3.17.5 (Remote Grid) Updates to grid topology to minimize risk of ignition in HFTDs Remote GridWLDFRContaminationAggregated | WLDFR | HFTD - Distribution - Tier 3 - 4QU CoRE ¦ 2QU LoRE | Non-Red Flag Warning - Small Fires | Contamination | Aggregated | 2038 | 2.2809e-05 | 572.0063 | 0.013047 | 2038 | Mitigation | 0.95 | 45 | 0 | esc | 0.00097009 | 2.2127e-08 | 0.00097009 | 2.2127e-08 | 0.034217 | 5.8974e-07 | 0.012004 | 4.9453e-11
[120 empty] | 7.3.3.17.5 (Remote Grid) Updates to grid topology to minimize risk of ignition in HFTDs Remote GridWLDFRContaminationAggregated | WLDFR | HFTD - Distribution - Tier 3 - 4QU CoRE ¦ 2QU LoRE | Non-Red Flag Warning - Small Fires | Contamination | Aggregated | 2039 | 2.2809e-05 | 572.0063 | 0.013047 | 2039 | Mitigation | 0.95 | 45 | 0 | esc | 0.00097009 | 2.2127e-08 | 0.00097009 | 2.2127e-08 | 0.034217 | 5.8974e-07 | 0.012004 | 4.9453e-11
[120 empty] | 7.3.3.17.5 (Remote Grid) Updates to grid topology to minimize risk of ignition in HFTDs Remote GridWLDFRContaminationAggregated | WLDFR | HFTD - Distribution - Tier 3 - 4QU CoRE ¦ 2QU LoRE | Non-Red Flag Warning - Small Fires | Contamination | Aggregated | 2040 | 2.2809e-05 | 572.0063 | 0.013047 | 2040 | Mitigation | 0.95 | 45 | 0 | esc | 0.00097009 | 2.2127e-08 | 0.00097009 | 2.2127e-08 | 0.034217 | 5.8974e-07 | 0.012004 | 4.9453e-11
[120 empty] | 7.3.3.17.5 (Remote Grid) Updates to grid topology to minimize risk of ignition in HFTDs Remote GridWLDFRContaminationAggregated | WLDFR | HFTD - Distribution - Tier 3 - 4QU CoRE ¦ 2QU LoRE | Non-Red Flag Warning - Small Fires | Contamination | Aggregated | 2041 | 2.2809e-05 | 572.0063 | 0.013047 | 2041 | Mitigation | 0.95 | 45 | 0 | esc | 0.00097009 | 2.2127e-08 | 0.00097009 | 2.2127e-08 | 0.034217 | 5.8974e-07 | 0.012004 | 4.9453e-11
[120 empty] | 7.3.3.17.5 (Remote Grid) Updates to grid topology to minimize risk of ignition in HFTDs Remote GridWLDFRContaminationAggregated | WLDFR | HFTD - Distribution - Tier 3 - 4QU CoRE ¦ 2QU LoRE | Non-Red Flag Warning - Small Fires | Contamination | Aggregated | 2042 | 2.2809e-05 | 572.0063 | 0.013047 | 2042 | Mitigation | 0.95 | 45 | 0 | esc | 0.00097009 | 2.2127e-08 | 0.00097009 | 2.2127e-08 | 0.034217 | 5.8974e-07 | 0.012004 | 4.9453e-11
[120 empty] | 7.3.3.17.5 (Remote Grid) Updates to grid topology to minimize risk of ignition in HFTDs Remote GridWLDFRContaminationAggregated | WLDFR | HFTD - Distribution - Tier 3 - 4QU CoRE ¦ 2QU LoRE | Non-Red Flag Warning - Small Fires | Contamination | Aggregated | 2043 | 2.2809e-05 | 572.0063 | 0.013047 | 2043 | Mitigation | 0.95 | 45 | 0 | esc | 0.00097009 | 2.2127e-08 | 0.00097009 | 2.2127e-08 | 0.034217 | 5.8974e-07 | 0.012004 | 4.9453e-11
[120 empty] | 7.3.3.17.5 (Remote Grid) Updates to grid topology to minimize risk of ignition in HFTDs Remote GridWLDFRContaminationAggregated | WLDFR | HFTD - Distribution - Tier 3 - 4QU CoRE ¦ 2QU LoRE | Non-Red Flag Warning - Small Fires | Contamination | Aggregated | 2044 | 2.2809e-05 | 572.0063 | 0.013047 | 2044 | Mitigation | 0.95 | 45 | 0 | esc | 0.00097009 | 2.2127e-08 | 0.00097009 | 2.2127e-08 | 0.034217 | 5.8974e-07 | 0.012004 | 4.9453e-11
[120 empty] | 7.3.3.17.5 (Remote Grid) Updates to grid topology to minimize risk of ignition in HFTDs Remote GridWLDFRContaminationAggregated | WLDFR | HFTD - Distribution - Tier 3 - 4QU CoRE ¦ 2QU LoRE | Non-Red Flag Warning - Small Fires | Contamination | Aggregated | 2045 | 2.2809e-05 | 572.0063 | 0.013047 | 2045 | Mitigation | 0.95 | 45 | 0 | esc | 0.00097009 | 2.2127e-08 | 0.00097009 | 2.2127e-08 | 0.034217 | 5.8974e-07 | 0.012004 | 4.9453e-11
[120 empty] | 7.3.3.17.5 (Remote Grid) Updates to grid topology to minimize risk of ignition in HFTDs Remote GridWLDFRContaminationAggregated | WLDFR | HFTD - Distribution - Tier 3 - 4QU CoRE ¦ 2QU LoRE | Non-Red Flag Warning - Small Fires | Contamination | Aggregated | 2046 | 2.2809e-05 | 572.0063 | 0.013047 | 2046 | Mitigation | 0.95 | 45 | 0 | esc | 0.00097009 | 2.2127e-08 | 0.00097009 | 2.2127e-08 | 0.034217 | 5.8974e-07 | 0.012004 | 4.9453e-11
[120 empty] | 7.3.3.17.5 (Remote Grid) Updates to grid topology to minimize risk of ignition in HFTDs Remote GridWLDFRContaminationAggregated | WLDFR | HFTD - Distribution - Tier 3 - 4QU CoRE ¦ 2QU LoRE | Non-Red Flag Warning - Small Fires | Contamination | Aggregated | 2047 | 2.2809e-05 | 572.0063 | 0.013047 | 2047 | Mitigation | 0.95 | 45 | 0 | esc | 0.00097009 | 2.2127e-08 | 0.00097009 | 2.2127e-08 | 0.034217 | 5.8974e-07 | 0.012004 | 4.9453e-11
[120 empty] | 7.3.3.17.5 (Remote Grid) Updates to grid topology to minimize risk of ignition in HFTDs Remote GridWLDFRContaminationAggregated | WLDFR | HFTD - Distribution - Tier 3 - 4QU CoRE ¦ 2QU LoRE | Non-Red Flag Warning - Small Fires | Contamination | Aggregated | 2048 | 2.2809e-05 | 572.0063 | 0.013047 | 2048 | Mitigation | 0.95 | 45 | 0 | esc | 0.00097009 | 2.2127e-08 | 0.00097009 | 2.2127e-08 | 0.034217 | 5.8974e-07 | 0.012004 | 4.9453e-11
[120 empty] | 7.3.3.17.5 (Remote Grid) Updates to grid topology to minimize risk of ignition in HFTDs Remote GridWLDFRContaminationAggregated | WLDFR | HFTD - Distribution - Tier 3 - 4QU CoRE ¦ 2QU LoRE | Non-Red Flag Warning - Small Fires | Contamination | Aggregated | 2049 | 2.2809e-05 | 572.0063 | 0.013047 | 2049 | Mitigation | 0.95 | 45 | 0 | esc | 0.00097009 | 2.2127e-08 | 0.00097009 | 2.2127e-08 | 0.034217 | 5.8974e-07 | 0.012004 | 4.9453e-11
[120 empty] | 7.3.3.17.5 (Remote Grid) Updates to grid topology to minimize risk of ignition in HFTDs Remote GridWLDFRContaminationAggregated | WLDFR | HFTD - Distribution - Tier 3 - 4QU CoRE ¦ 2QU LoRE | Non-Red Flag Warning - Small Fires | Contamination | Aggregated | 2050 | 2.2809e-05 | 572.0063 | 0.013047 | 2050 | Mitigation | 0.95 | 45 | 0 | esc | 0.00097009 | 2.2127e-08 | 0.00097009 | 2.2127e-08 | 0.034217 | 5.8974e-07 | 0.012004 | 4.9453e-11
[120 empty] | 7.3.3.17.5 (Remote Grid) Updates to grid topology to minimize risk of ignition in HFTDs Remote GridWLDFRContaminationAggregated | WLDFR | HFTD - Distribution - Tier 3 - 4QU CoRE ¦ 2QU LoRE | Non-Red Flag Warning - Small Fires | Contamination | Aggregated | 2051 | 2.2809e-05 | 572.0063 | 0.013047 | 2051 | Mitigation | 0.95 | 45 | 0 | esc | 0.00097009 | 2.2127e-08 | 0.00097009 | 2.2127e-08 | 0.034217 | 5.8974e-07 | 0.012004 | 4.9453e-11
[120 empty] | 7.3.3.17.5 (Remote Grid) Updates to grid topology to minimize risk of ignition in HFTDs Remote GridWLDFRContaminationAggregated | WLDFR | HFTD - Distribution - Tier 3 - 4QU CoRE ¦ 2QU LoRE | Non-Red Flag Warning - Small Fires | Contamination | Aggregated | 2052 | 2.2809e-05 | 572.0063 | 0.013047 | 2052 | Mitigation | 0.95 | 45 | 0 | esc | 0.00097009 | 2.2127e-08 | 0.00097009 | 2.2127e-08 | 0.034217 | 5.8974e-07 | 0 | 0
[120 empty] | 7.3.3.17.5 (Remote Grid) Updates to grid topology to minimize risk of ignition in HFTDs Remote GridWLDFRContaminationAggregated | WLDFR | HFTD - Distribution - Tier 3 - 4QU CoRE ¦ 2QU LoRE | Non-Red Flag Warning - Small Fires | Contamination | Aggregated | 2053 | 2.2809e-05 | 572.0063 | 0.013047 | 2053 | Mitigation | 0.95 | 45 | 0 | esc | 0.00097009 | 2.2127e-08 | 0.00097009 | 2.2127e-08 | 0.034217 | 5.8974e-07 | 0 | 0
[120 empty] | 7.3.3.17.5 (Remote Grid) Updates to grid topology to minimize risk of ignition in HFTDs Remote GridWLDFRContaminationAggregated | WLDFR | HFTD - Distribution - Tier 3 - 4QU CoRE ¦ 2QU LoRE | Non-Red Flag Warning - Small Fires | Contamination | Aggregated | 2054 | 2.2809e-05 | 572.0063 | 0.013047 | 2054 | Mitigation | 0.95 | 45 | 0 | esc | 0.00097009 | 2.2127e-08 | 0.00097009 | 2.2127e-08 | 0.034217 | 5.8974e-07 | 0.010025 | 1.0682e-10
[120 empty] | 7.3.3.17.5 (Remote Grid) Updates to grid topology to minimize risk of ignition in HFTDs Remote GridWLDFRContaminationAggregated | WLDFR | HFTD - Distribution - Tier 3 - 4QU CoRE ¦ 2QU LoRE | Non-Red Flag Warning - Small Fires | Contamination | Aggregated | 2055 | 2.2809e-05 | 572.0063 | 0.013047 | 2055 | Mitigation | 0.95 | 45 | 0 | esc | 0.00097009 | 2.2127e-08 | 0.00097009 | 2.2127e-08 | 0.034217 | 5.8974e-07 | 0.010025 | 1.0682e-10
[120 empty] | 7.3.3.17.5 (Remote Grid) Updates to grid topology to minimize risk of ignition in HFTDs Remote GridWLDFRContaminationAggregated | WLDFR | HFTD - Distribution - Tier 3 - 4QU CoRE ¦ 2QU LoRE | Non-Red Flag Warning - Small Fires | Contamination | Aggregated | 2056 | 2.2809e-05 | 572.0063 | 0.013047 | 2056 | Mitigation | 0.95 | 45 | 0 | esc | 0.00097009 | 2.2127e-08 | 0.00097009 | 2.2127e-08 | 0.034217 | 5.8974e-07 | 0.010025 | 1.0682e-10
[120 empty] | 7.3.3.17.5 (Remote Grid) Updates to grid topology to minimize risk of ignition in HFTDs Remote GridWLDFRContaminationAggregated | WLDFR | HFTD - Distribution - Tier 3 - 4QU CoRE ¦ 2QU LoRE | Non-Red Flag Warning - Small Fires | Contamination | Aggregated | 2057 | 2.2809e-05 | 572.0063 | 0.013047 | 2057 | Mitigation | 0.95 | 45 | 0 | esc | 0.00097009 | 2.2127e-08 | 0.00097009 | 2.2127e-08 | 0.034217 | 5.8974e-07 | 0.010025 | 1.0682e-10
[120 empty] | 7.3.3.17.5 (Remote Grid) Updates to grid topology to minimize risk of ignition in HFTDs Remote GridWLDFRContaminationAggregated | WLDFR | HFTD - Distribution - Tier 3 - 4QU CoRE ¦ 2QU LoRE | Non-Red Flag Warning - Small Fires | Contamination | Aggregated | 2058 | 2.2809e-05 | 572.0063 | 0.013047 | 2058 | Mitigation | 0.95 | 45 | 0 | esc | 0.00097009 | 2.2127e-08 | 0.00097009 | 2.2127e-08 | 0.034217 | 5.8974e-07 | 0.010025 | 1.0682e-10
[120 empty] | 7.3.3.17.5 (Remote Grid) Updates to grid topology to minimize risk of ignition in HFTDs Remote GridWLDFRContaminationAggregated | WLDFR | HFTD - Distribution - Tier 3 - 4QU CoRE ¦ 2QU LoRE | Non-Red Flag Warning - Small Fires | Contamination | Aggregated | 2059 | 2.2809e-05 | 572.0063 | 0.013047 | 2059 | Mitigation | 0.95 | 45 | 0 | esc | 0.00097009 | 2.2127e-08 | 0.00097009 | 2.2127e-08 | 0.034217 | 5.8974e-07 | 0.010025 | 1.0682e-10
[120 empty] | 7.3.3.17.5 (Remote Grid) Updates to grid topology to minimize risk of ignition in HFTDs Remote GridWLDFRContaminationAggregated | WLDFR | HFTD - Distribution - Tier 3 - 4QU CoRE ¦ 2QU LoRE | Non-Red Flag Warning - Small Fires | Contamination | Aggregated | 2060 | 2.2809e-05 | 572.0063 | 0.013047 | 2060 | Mitigation | 0.95 | 45 | 0 | esc | 0.00097009 | 2.2127e-08 | 0.00097009 | 2.2127e-08 | 0.034217 | 5.8974e-07 | 0.010025 | 1.0682e-10
[120 empty] | 7.3.3.17.5 (Remote Grid) Updates to grid topology to minimize risk of ignition in HFTDs Remote GridWLDFRContaminationAggregated | WLDFR | HFTD - Distribution - Tier 3 - 4QU CoRE ¦ 2QU LoRE | Non-Red Flag Warning - Small Fires | Contamination | Aggregated | 2061 | 2.2809e-05 | 572.0063 | 0.013047 | 2061 | Mitigation | 0.95 | 45 | 0 | esc | 0.00097009 | 2.2127e-08 | 0.00097009 | 2.2127e-08 | 0.034217 | 5.8974e-07 | 0.010025 | 1.0682e-10
[120 empty] | 7.3.3.17.5 (Remote Grid) Updates to grid topology to minimize risk of ignition in HFTDs Remote GridWLDFRContaminationAggregated | WLDFR | HFTD - Distribution - Tier 3 - 4QU CoRE ¦ 2QU LoRE | Non-Red Flag Warning - Small Fires | Contamination | Aggregated | 2062 | 2.2809e-05 | 572.0063 | 0.013047 | 2062 | Mitigation | 0.95 | 45 | 0 | esc | 0.00097009 | 2.2127e-08 | 0.00097009 | 2.2127e-08 | 0.034217 | 5.8974e-07 | 0.010025 | 1.0682e-10
[120 empty] | 7.3.3.17.5 (Remote Grid) Updates to grid topology to minimize risk of ignition in HFTDs Remote GridWLDFRContaminationAggregated | WLDFR | HFTD - Distribution - Tier 3 - 4QU CoRE ¦ 2QU LoRE | Non-Red Flag Warning - Small Fires | Contamination | Aggregated | 2063 | 2.2809e-05 | 572.0063 | 0.013047 | 2063 | Mitigation | 0.95 | 45 | 0 | esc | 0.00097009 | 2.2127e-08 | 0.00097009 | 2.2127e-08 | 0.034217 | 5.8974e-07 | 0.010025 | 1.0682e-10
[120 empty] | 7.3.3.17.5 (Remote Grid) Updates to grid topology to minimize risk of ignition in HFTDs Remote GridWLDFRContaminationAggregated | WLDFR | HFTD - Distribution - Tier 3 - 4QU CoRE ¦ 2QU LoRE | Non-Red Flag Warning - Small Fires | Contamination | Aggregated | 2064 | 2.2809e-05 | 572.0063 | 0.013047 | 2064 | Mitigation | 0.95 | 45 | 0 | esc | 0.00097009 | 2.2127e-08 | 0.00097009 | 2.2127e-08 | 0.034217 | 5.8974e-07 | 0.010025 | 1.0682e-10
[120 empty] | 7.3.3.17.5 (Remote Grid) Updates to grid topology to minimize risk of ignition in HFTDs Remote GridWLDFRContaminationAggregated | WLDFR | HFTD - Distribution - Tier 3 - 4QU CoRE ¦ 2QU LoRE | Non-Red Flag Warning - Small Fires | Contamination | Aggregated | 2065 | 2.2809e-05 | 572.0063 | 0.013047 | 2065 | Mitigation | 0.95 | 45 | 0 | esc | 0.00097009 | 2.2127e-08 | 0.00097009 | 2.2127e-08 | 0.034217 | 5.8974e-07 | 0.010025 | 1.0682e-10
[120 empty] | 7.3.3.17.5 (Remote Grid) Updates to grid topology to minimize risk of ignition in HFTDs Remote GridWLDFRContaminationAggregated | WLDFR | HFTD - Distribution - Tier 3 - 4QU CoRE ¦ 2QU LoRE | Non-Red Flag Warning - Small Fires | Contamination | Aggregated | 2066 | 2.2809e-05 | 572.0063 | 0.013047 | 2066 | Mitigation | 0.95 | 45 | 0 | esc | 0.00097009 | 2.2127e-08 | 0.00097009 | 2.2127e-08 | 0.034217 | 5.8974e-07 | 0.010025 | 1.0682e-10
[120 empty] | 7.3.3.17.5 (Remote Grid) Updates to grid topology to minimize risk of ignition in HFTDs Remote GridWLDFRContaminationAggregated | WLDFR | HFTD - Distribution - Tier 3 - 4QU CoRE ¦ 2QU LoRE | Non-Red Flag Warning - Small Fires | Contamination | Aggregated | 2067 | 2.2809e-05 | 572.0063 | 0.013047 | 2067 | Mitigation | 0.95 | 45 | 0 | esc | 0 | 0 | 0.00097009 | 2.2127e-08 | 0.034217 | 5.8974e-07 | 0.010025 | 1.0682e-10
[120 empty] | 7.3.3.17.5 (Remote Grid) Updates to grid topology to minimize risk of ignition in HFTDs Remote GridWLDFREquipment / facility failureAggregated | WLDFR | HFTD - Distribution - Tier 3 - 4QU CoRE ¦ 2QU LoRE | Non-Red Flag Warning - Small Fires | Equipment / facility failure | Aggregated | 2022 | 0.00093439 | 572.0063 | 0.53448 | 2022 | Mitigation | 0.95 | 45 | 0 | esc | 0.00097009 | 9.0644e-07 | 0 | 0 | 0.034217 | 5.8974e-07 | 0.010025 | 1.0682e-10
[120 empty] | 7.3.3.17.5 (Remote Grid) Updates to grid topology to minimize risk of ignition in HFTDs Remote GridWLDFREquipment / facility failureAggregated | WLDFR | HFTD - Distribution - Tier 3 - 4QU CoRE ¦ 2QU LoRE | Non-Red Flag Warning - Small Fires | Equipment / facility failure | Aggregated | 2023 | 0.00093439 | 572.0063 | 0.53448 | 2023 | Mitigation | 0.95 | 45 | 0 | esc | 0.00097009 | 9.0644e-07 | 0.00097009 | 9.0644e-07 | 0.034217 | 5.8974e-07 | 0.010025 | 1.0682e-10
[120 empty] | 7.3.3.17.5 (Remote Grid) Updates to grid topology to minimize risk of ignition in HFTDs Remote GridWLDFREquipment / facility failureAggregated | WLDFR | HFTD - Distribution - Tier 3 - 4QU CoRE ¦ 2QU LoRE | Non-Red Flag Warning - Small Fires | Equipment / facility failure | Aggregated | 2024 | 0.00093439 | 572.0063 | 0.53448 | 2024 | Mitigation | 0.95 | 45 | 0 | esc | 0.00097009 | 9.0644e-07 | 0.00097009 | 9.0644e-07 | 0 | 0 | 0.010025 | 1.0682e-10
[120 empty] | 7.3.3.17.5 (Remote Grid) Updates to grid topology to minimize risk of ignition in HFTDs Remote GridWLDFREquipment / facility failureAggregated | WLDFR | HFTD - Distribution - Tier 3 - 4QU CoRE ¦ 2QU LoRE | Non-Red Flag Warning - Small Fires | Equipment / facility failure | Aggregated | 2025 | 0.00093439 | 572.0063 | 0.53448 | 2025 | Mitigation | 0.95 | 45 | 0 | esc | 0.00097009 | 9.0644e-07 | 0.00097009 | 9.0644e-07 | 0.034217 | 8.6866e-07 | 0.010025 | 1.0682e-10
[120 empty] | 7.3.3.17.5 (Remote Grid) Updates to grid topology to minimize risk of ignition in HFTDs Remote GridWLDFREquipment / facility failureAggregated | WLDFR | HFTD - Distribution - Tier 3 - 4QU CoRE ¦ 2QU LoRE | Non-Red Flag Warning - Small Fires | Equipment / facility failure | Aggregated | 2026 | 0.00093439 | 572.0063 | 0.53448 | 2026 | Mitigation | 0.95 | 45 | 0 | esc | 0.00097009 | 9.0644e-07 | 0.00097009 | 9.0644e-07 | 0.034217 | 8.6866e-07 | 0.010025 | 1.0682e-10
[120 empty] | 7.3.3.17.5 (Remote Grid) Updates to grid topology to minimize risk of ignition in HFTDs Remote GridWLDFREquipment / facility failureAggregated | WLDFR | HFTD - Distribution - Tier 3 - 4QU CoRE ¦ 2QU LoRE | Non-Red Flag Warning - Small Fires | Equipment / facility failure | Aggregated | 2027 | 0.00093439 | 572.0063 | 0.53448 | 2027 | Mitigation | 0.95 | 45 | 0 | esc | 0.00097009 | 9.0644e-07 | 0.00097009 | 9.0644e-07 | 0.034217 | 8.6866e-07 | 0.010025 | 1.0682e-10
[120 empty] | 7.3.3.17.5 (Remote Grid) Updates to grid topology to minimize risk of ignition in HFTDs Remote GridWLDFREquipment / facility failureAggregated | WLDFR | HFTD - Distribution - Tier 3 - 4QU CoRE ¦ 2QU LoRE | Non-Red Flag Warning - Small Fires | Equipment / facility failure | Aggregated | 2028 | 0.00093439 | 572.0063 | 0.53448 | 2028 | Mitigation | 0.95 | 45 | 0 | esc | 0.00097009 | 9.0644e-07 | 0.00097009 | 9.0644e-07 | 0.034217 | 8.6866e-07 | 0.010025 | 1.0682e-10
[120 empty] | 7.3.3.17.5 (Remote Grid) Updates to grid topology to minimize risk of ignition in HFTDs Remote GridWLDFREquipment / facility failureAggregated | WLDFR | HFTD - Distribution - Tier 3 - 4QU CoRE ¦ 2QU LoRE | Non-Red Flag Warning - Small Fires | Equipment / facility failure | Aggregated | 2029 | 0.00093439 | 572.0063 | 0.53448 | 2029 | Mitigation | 0.95 | 45 | 0 | esc | 0.00097009 | 9.0644e-07 | 0.00097009 | 9.0644e-07 | 0.034217 | 8.6866e-07 | 0.010025 | 1.0682e-10
[120 empty] | 7.3.3.17.5 (Remote Grid) Updates to grid topology to minimize risk of ignition in HFTDs Remote GridWLDFREquipment / facility failureAggregated | WLDFR | HFTD - Distribution - Tier 3 - 4QU CoRE ¦ 2QU LoRE | Non-Red Flag Warning - Small Fires | Equipment / facility failure | Aggregated | 2030 | 0.00093439 | 572.0063 | 0.53448 | 2030 | Mitigation | 0.95 | 45 | 0 | esc | 0.00097009 | 9.0644e-07 | 0.00097009 | 9.0644e-07 | 0.034217 | 8.6866e-07 | 0.010025 | 1.0682e-10
[120 empty] | 7.3.3.17.5 (Remote Grid) Updates to grid topology to minimize risk of ignition in HFTDs Remote GridWLDFREquipment / facility failureAggregated | WLDFR | HFTD - Distribution - Tier 3 - 4QU CoRE ¦ 2QU LoRE | Non-Red Flag Warning - Small Fires | Equipment / facility failure | Aggregated | 2031 | 0.00093439 | 572.0063 | 0.53448 | 2031 | Mitigation | 0.95 | 45 | 0 | esc | 0.00097009 | 9.0644e-07 | 0.00097009 | 9.0644e-07 | 0.034217 | 8.6866e-07 | 0.010025 | 1.0682e-10
[120 empty] | 7.3.3.17.5 (Remote Grid) Updates to grid topology to minimize risk of ignition in HFTDs Remote GridWLDFREquipment / facility failureAggregated | WLDFR | HFTD - Distribution - Tier 3 - 4QU CoRE ¦ 2QU LoRE | Non-Red Flag Warning - Small Fires | Equipment / facility failure | Aggregated | 2032 | 0.00093439 | 572.0063 | 0.53448 | 2032 | Mitigation | 0.95 | 45 | 0 | esc | 0.00097009 | 9.0644e-07 | 0.00097009 | 9.0644e-07 | 0.034217 | 8.6866e-07 | 0.010025 | 1.0682e-10
[120 empty] | 7.3.3.17.5 (Remote Grid) Updates to grid topology to minimize risk of ignition in HFTDs Remote GridWLDFREquipment / facility failureAggregated | WLDFR | HFTD - Distribution - Tier 3 - 4QU CoRE ¦ 2QU LoRE | Non-Red Flag Warning - Small Fires | Equipment / facility failure | Aggregated | 2033 | 0.00093439 | 572.0063 | 0.53448 | 2033 | Mitigation | 0.95 | 45 | 0 | esc | 0.00097009 | 9.0644e-07 | 0.00097009 | 9.0644e-07 | 0.034217 | 8.6866e-07 | 0.010025 | 1.0682e-10
[120 empty] | 7.3.3.17.5 (Remote Grid) Updates to grid topology to minimize risk of ignition in HFTDs Remote GridWLDFREquipment / facility failureAggregated | WLDFR | HFTD - Distribution - Tier 3 - 4QU CoRE ¦ 2QU LoRE | Non-Red Flag Warning - Small Fires | Equipment / facility failure | Aggregated | 2034 | 0.00093439 | 572.0063 | 0.53448 | 2034 | Mitigation | 0.95 | 45 | 0 | esc | 0.00097009 | 9.0644e-07 | 0.00097009 | 9.0644e-07 | 0.034217 | 8.6866e-07 | 0.010025 | 1.0682e-10
[120 empty] | 7.3.3.17.5 (Remote Grid) Updates to grid topology to minimize risk of ignition in HFTDs Remote GridWLDFREquipment / facility failureAggregated | WLDFR | HFTD - Distribution - Tier 3 - 4QU CoRE ¦ 2QU LoRE | Non-Red Flag Warning - Small Fires | Equipment / facility failure | Aggregated | 2035 | 0.00093439 | 572.0063 | 0.53448 | 2035 | Mitigation | 0.95 | 45 | 0 | esc | 0.00097009 | 9.0644e-07 | 0.00097009 | 9.0644e-07 | 0.034217 | 8.6866e-07 | 0.010025 | 1.0682e-10
[120 empty] | 7.3.3.17.5 (Remote Grid) Updates to grid topology to minimize risk of ignition in HFTDs Remote GridWLDFREquipment / facility failureAggregated | WLDFR | HFTD - Distribution - Tier 3 - 4QU CoRE ¦ 2QU LoRE | Non-Red Flag Warning - Small Fires | Equipment / facility failure | Aggregated | 2036 | 0.00093439 | 572.0063 | 0.53448 | 2036 | Mitigation | 0.95 | 45 | 0 | esc | 0.00097009 | 9.0644e-07 | 0.00097009 | 9.0644e-07 | 0.034217 | 8.6866e-07 | 0.010025 | 1.0682e-10
[120 empty] | 7.3.3.17.5 (Remote Grid) Updates to grid topology to minimize risk of ignition in HFTDs Remote GridWLDFREquipment / facility failureAggregated | WLDFR | HFTD - Distribution - Tier 3 - 4QU CoRE ¦ 2QU LoRE | Non-Red Flag Warning - Small Fires | Equipment / facility failure | Aggregated | 2037 | 0.00093439 | 572.0063 | 0.53448 | 2037 | Mitigation | 0.95 | 45 | 0 | esc | 0.00097009 | 9.0644e-07 | 0.00097009 | 9.0644e-07 | 0.034217 | 8.6866e-07 | 0.010025 | 1.0682e-10
[120 empty] | 7.3.3.17.5 (Remote Grid) Updates to grid topology to minimize risk of ignition in HFTDs Remote GridWLDFREquipment / facility failureAggregated | WLDFR | HFTD - Distribution - Tier 3 - 4QU CoRE ¦ 2QU LoRE | Non-Red Flag Warning - Small Fires | Equipment / facility failure | Aggregated | 2038 | 0.00093439 | 572.0063 | 0.53448 | 2038 | Mitigation | 0.95 | 45 | 0 | esc | 0.00097009 | 9.0644e-07 | 0.00097009 | 9.0644e-07 | 0.034217 | 8.6866e-07 | 0 | 0
[120 empty] | 7.3.3.17.5 (Remote Grid) Updates to grid topology to minimize risk of ignition in HFTDs Remote GridWLDFREquipment / facility failureAggregated | WLDFR | HFTD - Distribution - Tier 3 - 4QU CoRE ¦ 2QU LoRE | Non-Red Flag Warning - Small Fires | Equipment / facility failure | Aggregated | 2039 | 0.00093439 | 572.0063 | 0.53448 | 2039 | Mitigation | 0.95 | 45 | 0 | esc | 0.00097009 | 9.0644e-07 | 0.00097009 | 9.0644e-07 | 0.034217 | 8.6866e-07 | 0 | 0
[120 empty] | 7.3.3.17.5 (Remote Grid) Updates to grid topology to minimize risk of ignition in HFTDs Remote GridWLDFREquipment / facility failureAggregated | WLDFR | HFTD - Distribution - Tier 3 - 4QU CoRE ¦ 2QU LoRE | Non-Red Flag Warning - Small Fires | Equipment / facility failure | Aggregated | 2040 | 0.00093439 | 572.0063 | 0.53448 | 2040 | Mitigation | 0.95 | 45 | 0 | esc | 0.00097009 | 9.0644e-07 | 0.00097009 | 9.0644e-07 | 0.034217 | 8.6866e-07 | 0.0094681 | 3.444e-10
[120 empty] | 7.3.3.17.5 (Remote Grid) Updates to grid topology to minimize risk of ignition in HFTDs Remote GridWLDFREquipment / facility failureAggregated | WLDFR | HFTD - Distribution - Tier 3 - 4QU CoRE ¦ 2QU LoRE | Non-Red Flag Warning - Small Fires | Equipment / facility failure | Aggregated | 2041 | 0.00093439 | 572.0063 | 0.53448 | 2041 | Mitigation | 0.95 | 45 | 0 | esc | 0.00097009 | 9.0644e-07 | 0.00097009 | 9.0644e-07 | 0.034217 | 8.6866e-07 | 0.0094681 | 3.444e-10
[120 empty] | 7.3.3.17.5 (Remote Grid) Updates to grid topology to minimize risk of ignition in HFTDs Remote GridWLDFREquipment / facility failureAggregated | WLDFR | HFTD - Distribution - Tier 3 - 4QU CoRE ¦ 2QU LoRE | Non-Red Flag Warning - Small Fires | Equipment / facility failure | Aggregated | 2042 | 0.00093439 | 572.0063 | 0.53448 | 2042 | Mitigation | 0.95 | 45 | 0 | esc | 0.00097009 | 9.0644e-07 | 0.00097009 | 9.0644e-07 | 0.034217 | 8.6866e-07 | 0.0094681 | 3.444e-10
[120 empty] | 7.3.3.17.5 (Remote Grid) Updates to grid topology to minimize risk of ignition in HFTDs Remote GridWLDFREquipment / facility failureAggregated | WLDFR | HFTD - Distribution - Tier 3 - 4QU CoRE ¦ 2QU LoRE | Non-Red Flag Warning - Small Fires | Equipment / facility failure | Aggregated | 2043 | 0.00093439 | 572.0063 | 0.53448 | 2043 | Mitigation | 0.95 | 45 | 0 | esc | 0.00097009 | 9.0644e-07 | 0.00097009 | 9.0644e-07 | 0.034217 | 8.6866e-07 | 0.0094681 | 3.444e-10
[120 empty] | 7.3.3.17.5 (Remote Grid) Updates to grid topology to minimize risk of ignition in HFTDs Remote GridWLDFREquipment / facility failureAggregated | WLDFR | HFTD - Distribution - Tier 3 - 4QU CoRE ¦ 2QU LoRE | Non-Red Flag Warning - Small Fires | Equipment / facility failure | Aggregated | 2044 | 0.00093439 | 572.0063 | 0.53448 | 2044 | Mitigation | 0.95 | 45 | 0 | esc | 0.00097009 | 9.0644e-07 | 0.00097009 | 9.0644e-07 | 0.034217 | 8.6866e-07 | 0.0094681 | 3.444e-10
[120 empty] | 7.3.3.17.5 (Remote Grid) Updates to grid topology to minimize risk of ignition in HFTDs Remote GridWLDFREquipment / facility failureAggregated | WLDFR | HFTD - Distribution - Tier 3 - 4QU CoRE ¦ 2QU LoRE | Non-Red Flag Warning - Small Fires | Equipment / facility failure | Aggregated | 2045 | 0.00093439 | 572.0063 | 0.53448 | 2045 | Mitigation | 0.95 | 45 | 0 | esc | 0.00097009 | 9.0644e-07 | 0.00097009 | 9.0644e-07 | 0.034217 | 8.6866e-07 | 0.0094681 | 3.444e-10
[120 empty] | 7.3.3.17.5 (Remote Grid) Updates to grid topology to minimize risk of ignition in HFTDs Remote GridWLDFREquipment / facility failureAggregated | WLDFR | HFTD - Distribution - Tier 3 - 4QU CoRE ¦ 2QU LoRE | Non-Red Flag Warning - Small Fires | Equipment / facility failure | Aggregated | 2046 | 0.00093439 | 572.0063 | 0.53448 | 2046 | Mitigation | 0.95 | 45 | 0 | esc | 0.00097009 | 9.0644e-07 | 0.00097009 | 9.0644e-07 | 0.034217 | 8.6866e-07 | 0.0094681 | 3.444e-10
[120 empty] | 7.3.3.17.5 (Remote Grid) Updates to grid topology to minimize risk of ignition in HFTDs Remote GridWLDFREquipment / facility failureAggregated | WLDFR | HFTD - Distribution - Tier 3 - 4QU CoRE ¦ 2QU LoRE | Non-Red Flag Warning - Small Fires | Equipment / facility failure | Aggregated | 2047 | 0.00093439 | 572.0063 | 0.53448 | 2047 | Mitigation | 0.95 | 45 | 0 | esc | 0.00097009 | 9.0644e-07 | 0.00097009 | 9.0644e-07 | 0.034217 | 8.6866e-07 | 0.0094681 | 3.444e-10
[120 empty] | 7.3.3.17.5 (Remote Grid) Updates to grid topology to minimize risk of ignition in HFTDs Remote GridWLDFREquipment / facility failureAggregated | WLDFR | HFTD - Distribution - Tier 3 - 4QU CoRE ¦ 2QU LoRE | Non-Red Flag Warning - Small Fires | Equipment / facility failure | Aggregated | 2048 | 0.00093439 | 572.0063 | 0.53448 | 2048 | Mitigation | 0.95 | 45 | 0 | esc | 0.00097009 | 9.0644e-07 | 0.00097009 | 9.0644e-07 | 0.034217 | 8.6866e-07 | 0.0094681 | 3.444e-10
[120 empty] | 7.3.3.17.5 (Remote Grid) Updates to grid topology to minimize risk of ignition in HFTDs Remote GridWLDFREquipment / facility failureAggregated | WLDFR | HFTD - Distribution - Tier 3 - 4QU CoRE ¦ 2QU LoRE | Non-Red Flag Warning - Small Fires | Equipment / facility failure | Aggregated | 2049 | 0.00093439 | 572.0063 | 0.53448 | 2049 | Mitigation | 0.95 | 45 | 0 | esc | 0.00097009 | 9.0644e-07 | 0.00097009 | 9.0644e-07 | 0.034217 | 8.6866e-07 | 0.0094681 | 3.444e-10
[120 empty] | 7.3.3.17.5 (Remote Grid) Updates to grid topology to minimize risk of ignition in HFTDs Remote GridWLDFREquipment / facility failureAggregated | WLDFR | HFTD - Distribution - Tier 3 - 4QU CoRE ¦ 2QU LoRE | Non-Red Flag Warning - Small Fires | Equipment / facility failure | Aggregated | 2050 | 0.00093439 | 572.0063 | 0.53448 | 2050 | Mitigation | 0.95 | 45 | 0 | esc | 0.00097009 | 9.0644e-07 | 0.00097009 | 9.0644e-07 | 0.034217 | 8.6866e-07 | 0.0094681 | 3.444e-10
[120 empty] | 7.3.3.17.5 (Remote Grid) Updates to grid topology to minimize risk of ignition in HFTDs Remote GridWLDFREquipment / facility failureAggregated | WLDFR | HFTD - Distribution - Tier 3 - 4QU CoRE ¦ 2QU LoRE | Non-Red Flag Warning - Small Fires | Equipment / facility failure | Aggregated | 2051 | 0.00093439 | 572.0063 | 0.53448 | 2051 | Mitigation | 0.95 | 45 | 0 | esc | 0.00097009 | 9.0644e-07 | 0.00097009 | 9.0644e-07 | 0.034217 | 8.6866e-07 | 0.0094681 | 3.444e-10
[120 empty] | 7.3.3.17.5 (Remote Grid) Updates to grid topology to minimize risk of ignition in HFTDs Remote GridWLDFREquipment / facility failureAggregated | WLDFR | HFTD - Distribution - Tier 3 - 4QU CoRE ¦ 2QU LoRE | Non-Red Flag Warning - Small Fires | Equipment / facility failure | Aggregated | 2052 | 0.00093439 | 572.0063 | 0.53448 | 2052 | Mitigation | 0.95 | 45 | 0 | esc | 0.00097009 | 9.0644e-07 | 0.00097009 | 9.0644e-07 | 0.034217 | 8.6866e-07 | 0.0094681 | 3.444e-10
[120 empty] | 7.3.3.17.5 (Remote Grid) Updates to grid topology to minimize risk of ignition in HFTDs Remote GridWLDFREquipment / facility failureAggregated | WLDFR | HFTD - Distribution - Tier 3 - 4QU CoRE ¦ 2QU LoRE | Non-Red Flag Warning - Small Fires | Equipment / facility failure | Aggregated | 2053 | 0.00093439 | 572.0063 | 0.53448 | 2053 | Mitigation | 0.95 | 45 | 0 | esc | 0.00097009 | 9.0644e-07 | 0.00097009 | 9.0644e-07 | 0.034217 | 8.6866e-07 | 0.0094681 | 3.444e-10
[120 empty] | 7.3.3.17.5 (Remote Grid) Updates to grid topology to minimize risk of ignition in HFTDs Remote GridWLDFREquipment / facility failureAggregated | WLDFR | HFTD - Distribution - Tier 3 - 4QU CoRE ¦ 2QU LoRE | Non-Red Flag Warning - Small Fires | Equipment / facility failure | Aggregated | 2054 | 0.00093439 | 572.0063 | 0.53448 | 2054 | Mitigation | 0.95 | 45 | 0 | esc | 0.00097009 | 9.0644e-07 | 0.00097009 | 9.0644e-07 | 0.034217 | 8.6866e-07 | 0.0094681 | 3.444e-10
[120 empty] | 7.3.3.17.5 (Remote Grid) Updates to grid topology to minimize risk of ignition in HFTDs Remote GridWLDFREquipment / facility failureAggregated | WLDFR | HFTD - Distribution - Tier 3 - 4QU CoRE ¦ 2QU LoRE | Non-Red Flag Warning - Small Fires | Equipment / facility failure | Aggregated | 2055 | 0.00093439 | 572.0063 | 0.53448 | 2055 | Mitigation | 0.95 | 45 | 0 | esc | 0.00097009 | 9.0644e-07 | 0.00097009 | 9.0644e-07 | 0.034217 | 8.6866e-07 | 0.0094681 | 3.444e-10
[120 empty] | 7.3.3.17.5 (Remote Grid) Updates to grid topology to minimize risk of ignition in HFTDs Remote GridWLDFREquipment / facility failureAggregated | WLDFR | HFTD - Distribution - Tier 3 - 4QU CoRE ¦ 2QU LoRE | Non-Red Flag Warning - Small Fires | Equipment / facility failure | Aggregated | 2056 | 0.00093439 | 572.0063 | 0.53448 | 2056 | Mitigation | 0.95 | 45 | 0 | esc | 0.00097009 | 9.0644e-07 | 0.00097009 | 9.0644e-07 | 0.034217 | 8.6866e-07 | 0.0094681 | 3.444e-10
[120 empty] | 7.3.3.17.5 (Remote Grid) Updates to grid topology to minimize risk of ignition in HFTDs Remote GridWLDFREquipment / facility failureAggregated | WLDFR | HFTD - Distribution - Tier 3 - 4QU CoRE ¦ 2QU LoRE | Non-Red Flag Warning - Small Fires | Equipment / facility failure | Aggregated | 2057 | 0.00093439 | 572.0063 | 0.53448 | 2057 | Mitigation | 0.95 | 45 | 0 | esc | 0.00097009 | 9.0644e-07 | 0.00097009 | 9.0644e-07 | 0.034217 | 8.6866e-07 | 0.0094681 | 3.444e-10
[120 empty] | 7.3.3.17.5 (Remote Grid) Updates to grid topology to minimize risk of ignition in HFTDs Remote GridWLDFREquipment / facility failureAggregated | WLDFR | HFTD - Distribution - Tier 3 - 4QU CoRE ¦ 2QU LoRE | Non-Red Flag Warning - Small Fires | Equipment / facility failure | Aggregated | 2058 | 0.00093439 | 572.0063 | 0.53448 | 2058 | Mitigation | 0.95 | 45 | 0 | esc | 0.00097009 | 9.0644e-07 | 0.00097009 | 9.0644e-07 | 0.034217 | 8.6866e-07 | 0.0094681 | 3.444e-10
[120 empty] | 7.3.3.17.5 (Remote Grid) Updates to grid topology to minimize risk of ignition in HFTDs Remote GridWLDFREquipment / facility failureAggregated | WLDFR | HFTD - Distribution - Tier 3 - 4QU CoRE ¦ 2QU LoRE | Non-Red Flag Warning - Small Fires | Equipment / facility failure | Aggregated | 2059 | 0.00093439 | 572.0063 | 0.53448 | 2059 | Mitigation | 0.95 | 45 | 0 | esc | 0.00097009 | 9.0644e-07 | 0.00097009 | 9.0644e-07 | 0.034217 | 8.6866e-07 | 0.0094681 | 3.444e-10
[120 empty] | 7.3.3.17.5 (Remote Grid) Updates to grid topology to minimize risk of ignition in HFTDs Remote GridWLDFREquipment / facility failureAggregated | WLDFR | HFTD - Distribution - Tier 3 - 4QU CoRE ¦ 2QU LoRE | Non-Red Flag Warning - Small Fires | Equipment / facility failure | Aggregated | 2060 | 0.00093439 | 572.0063 | 0.53448 | 2060 | Mitigation | 0.95 | 45 | 0 | esc | 0.00097009 | 9.0644e-07 | 0.00097009 | 9.0644e-07 | 0.034217 | 8.6866e-07 | 0.0094681 | 3.444e-10
[120 empty] | 7.3.3.17.5 (Remote Grid) Updates to grid topology to minimize risk of ignition in HFTDs Remote GridWLDFREquipment / facility failureAggregated | WLDFR | HFTD - Distribution - Tier 3 - 4QU CoRE ¦ 2QU LoRE | Non-Red Flag Warning - Small Fires | Equipment / facility failure | Aggregated | 2061 | 0.00093439 | 572.0063 | 0.53448 | 2061 | Mitigation | 0.95 | 45 | 0 | esc | 0.00097009 | 9.0644e-07 | 0.00097009 | 9.0644e-07 | 0.034217 | 8.6866e-07 | 0.0094681 | 3.444e-10
[120 empty] | 7.3.3.17.5 (Remote Grid) Updates to grid topology to minimize risk of ignition in HFTDs Remote GridWLDFREquipment / facility failureAggregated | WLDFR | HFTD - Distribution - Tier 3 - 4QU CoRE ¦ 2QU LoRE | Non-Red Flag Warning - Small Fires | Equipment / facility failure | Aggregated | 2062 | 0.00093439 | 572.0063 | 0.53448 | 2062 | Mitigation | 0.95 | 45 | 0 | esc | 0.00097009 | 9.0644e-07 | 0.00097009 | 9.0644e-07 | 0.034217 | 8.6866e-07 | 0.0094681 | 3.444e-10
[120 empty] | 7.3.3.17.5 (Remote Grid) Updates to grid topology to minimize risk of ignition in HFTDs Remote GridWLDFREquipment / facility failureAggregated | WLDFR | HFTD - Distribution - Tier 3 - 4QU CoRE ¦ 2QU LoRE | Non-Red Flag Warning - Small Fires | Equipment / facility failure | Aggregated | 2063 | 0.00093439 | 572.0063 | 0.53448 | 2063 | Mitigation | 0.95 | 45 | 0 | esc | 0.00097009 | 9.0644e-07 | 0.00097009 | 9.0644e-07 | 0.034217 | 8.6866e-07 | 0.0094681 | 3.444e-10
[120 empty] | 7.3.3.17.5 (Remote Grid) Updates to grid topology to minimize risk of ignition in HFTDs Remote GridWLDFREquipment / facility failureAggregated | WLDFR | HFTD - Distribution - Tier 3 - 4QU CoRE ¦ 2QU LoRE | Non-Red Flag Warning - Small Fires | Equipment / facility failure | Aggregated | 2064 | 0.00093439 | 572.0063 | 0.53448 | 2064 | Mitigation | 0.95 | 45 | 0 | esc | 0.00097009 | 9.0644e-07 | 0.00097009 | 9.0644e-07 | 0.034217 | 8.6866e-07 | 0.0094681 | 3.444e-10
[120 empty] | 7.3.3.17.5 (Remote Grid) Updates to grid topology to minimize risk of ignition in HFTDs Remote GridWLDFREquipment / facility failureAggregated | WLDFR | HFTD - Distribution - Tier 3 - 4QU CoRE ¦ 2QU LoRE | Non-Red Flag Warning - Small Fires | Equipment / facility failure | Aggregated | 2065 | 0.00093439 | 572.0063 | 0.53448 | 2065 | Mitigation | 0.95 | 45 | 0 | esc | 0.00097009 | 9.0644e-07 | 0.00097009 | 9.0644e-07 | 0.034217 | 8.6866e-07 | 0.0094681 | 3.444e-10
[120 empty] | 7.3.3.17.5 (Remote Grid) Updates to grid topology to minimize risk of ignition in HFTDs Remote GridWLDFREquipment / facility failureAggregated | WLDFR | HFTD - Distribution - Tier 3 - 4QU CoRE ¦ 2QU LoRE | Non-Red Flag Warning - Small Fires | Equipment / facility failure | Aggregated | 2066 | 0.00093439 | 572.0063 | 0.53448 | 2066 | Mitigation | 0.95 | 45 | 0 | esc | 0.00097009 | 9.0644e-07 | 0.00097009 | 9.0644e-07 | 0.034217 | 8.6866e-07 | 0.0094681 | 3.444e-10
[120 empty] | 7.3.3.17.5 (Remote Grid) Updates to grid topology to minimize risk of ignition in HFTDs Remote GridWLDFREquipment / facility failureAggregated | WLDFR | HFTD - Distribution - Tier 3 - 4QU CoRE ¦ 2QU LoRE | Non-Red Flag Warning - Small Fires | Equipment / facility failure | Aggregated | 2067 | 0.00093439 | 572.0063 | 0.53448 | 2067 | Mitigation | 0.95 | 45 | 0 | esc | 0 | 0 | 0.00097009 | 9.0644e-07 | 0.034217 | 8.6866e-07 | 0.0094681 | 3.444e-10
[120 empty] | 7.3.3.17.5 (Remote Grid) Updates to grid topology to minimize risk of ignition in HFTDs Remote GridWLDFRVegetation ContactAggregated | WLDFR | HFTD - Distribution - Tier 3 - 4QU CoRE ¦ 2QU LoRE | Non-Red Flag Warning - Small Fires | Vegetation Contact | Aggregated | 2022 | 0.003171 | 572.0063 | 1.8139 | 2022 | Mitigation | 0.95 | 45 | 0 | esc | 0.00097009 | 3.0762e-06 | 0 | 0 | 0.034217 | 8.6866e-07 | 0.0094681 | 3.444e-10
[120 empty] | 7.3.3.17.5 (Remote Grid) Updates to grid topology to minimize risk of ignition in HFTDs Remote GridWLDFRVegetation ContactAggregated | WLDFR | HFTD - Distribution - Tier 3 - 4QU CoRE ¦ 2QU LoRE | Non-Red Flag Warning - Small Fires | Vegetation Contact | Aggregated | 2023 | 0.003171 | 572.0063 | 1.8139 | 2023 | Mitigation | 0.95 | 45 | 0 | esc | 0.00097009 | 3.0762e-06 | 0.00097009 | 3.0762e-06 | 0.034217 | 8.6866e-07 | 0.0094681 | 3.444e-10
[120 empty] | 7.3.3.17.5 (Remote Grid) Updates to grid topology to minimize risk of ignition in HFTDs Remote GridWLDFRVegetation ContactAggregated | WLDFR | HFTD - Distribution - Tier 3 - 4QU CoRE ¦ 2QU LoRE | Non-Red Flag Warning - Small Fires | Vegetation Contact | Aggregated | 2024 | 0.003171 | 572.0063 | 1.8139 | 2024 | Mitigation | 0.95 | 45 | 0 | esc | 0.00097009 | 3.0762e-06 | 0.00097009 | 3.0762e-06 | 0.034217 | 8.6866e-07 | 0 | 0
[120 empty] | 7.3.3.17.5 (Remote Grid) Updates to grid topology to minimize risk of ignition in HFTDs Remote GridWLDFRVegetation ContactAggregated | WLDFR | HFTD - Distribution - Tier 3 - 4QU CoRE ¦ 2QU LoRE | Non-Red Flag Warning - Small Fires | Vegetation Contact | Aggregated | 2025 | 0.003171 | 572.0063 | 1.8139 | 2025 | Mitigation | 0.95 | 45 | 0 | esc | 0.00097009 | 3.0762e-06 | 0.00097009 | 3.0762e-06 | 0.034217 | 8.6866e-07 | 0 | 0
[120 empty] | 7.3.3.17.5 (Remote Grid) Updates to grid topology to minimize risk of ignition in HFTDs Remote GridWLDFRVegetation ContactAggregated | WLDFR | HFTD - Distribution - Tier 3 - 4QU CoRE ¦ 2QU LoRE | Non-Red Flag Warning - Small Fires | Vegetation Contact | Aggregated | 2026 | 0.003171 | 572.0063 | 1.8139 | 2026 | Mitigation | 0.95 | 45 | 0 | esc | 0.00097009 | 3.0762e-06 | 0.00097009 | 3.0762e-06 | 0.034217 | 8.6866e-07 | 0.010598 | 1.715e-11
[120 empty] | 7.3.3.17.5 (Remote Grid) Updates to grid topology to minimize risk of ignition in HFTDs Remote GridWLDFRVegetation ContactAggregated | WLDFR | HFTD - Distribution - Tier 3 - 4QU CoRE ¦ 2QU LoRE | Non-Red Flag Warning - Small Fires | Vegetation Contact | Aggregated | 2027 | 0.003171 | 572.0063 | 1.8139 | 2027 | Mitigation | 0.95 | 45 | 0 | esc | 0.00097009 | 3.0762e-06 | 0.00097009 | 3.0762e-06 | 0.034217 | 8.6866e-07 | 0.010598 | 1.715e-11
[120 empty] | 7.3.3.17.5 (Remote Grid) Updates to grid topology to minimize risk of ignition in HFTDs Remote GridWLDFRVegetation ContactAggregated | WLDFR | HFTD - Distribution - Tier 3 - 4QU CoRE ¦ 2QU LoRE | Non-Red Flag Warning - Small Fires | Vegetation Contact | Aggregated | 2028 | 0.003171 | 572.0063 | 1.8139 | 2028 | Mitigation | 0.95 | 45 | 0 | esc | 0.00097009 | 3.0762e-06 | 0.00097009 | 3.0762e-06 | 0 | 0 | 0.010598 | 1.715e-11
[120 empty] | 7.3.3.17.5 (Remote Grid) Updates to grid topology to minimize risk of ignition in HFTDs Remote GridWLDFRVegetation ContactAggregated | WLDFR | HFTD - Distribution - Tier 3 - 4QU CoRE ¦ 2QU LoRE | Non-Red Flag Warning - Small Fires | Vegetation Contact | Aggregated | 2029 | 0.003171 | 572.0063 | 1.8139 | 2029 | Mitigation | 0.95 | 45 | 0 | esc | 0.00097009 | 3.0762e-06 | 0.00097009 | 3.0762e-06 | 0.034217 | 1.6956e-06 | 0.010598 | 1.715e-11
[120 empty] | 7.3.3.17.5 (Remote Grid) Updates to grid topology to minimize risk of ignition in HFTDs Remote GridWLDFRVegetation ContactAggregated | WLDFR | HFTD - Distribution - Tier 3 - 4QU CoRE ¦ 2QU LoRE | Non-Red Flag Warning - Small Fires | Vegetation Contact | Aggregated | 2030 | 0.003171 | 572.0063 | 1.8139 | 2030 | Mitigation | 0.95 | 45 | 0 | esc | 0.00097009 | 3.0762e-06 | 0.00097009 | 3.0762e-06 | 0.034217 | 1.6956e-06 | 0.010598 | 1.715e-11
[120 empty] | 7.3.3.17.5 (Remote Grid) Updates to grid topology to minimize risk of ignition in HFTDs Remote GridWLDFRVegetation ContactAggregated | WLDFR | HFTD - Distribution - Tier 3 - 4QU CoRE ¦ 2QU LoRE | Non-Red Flag Warning - Small Fires | Vegetation Contact | Aggregated | 2031 | 0.003171 | 572.0063 | 1.8139 | 2031 | Mitigation | 0.95 | 45 | 0 | esc | 0.00097009 | 3.0762e-06 | 0.00097009 | 3.0762e-06 | 0.034217 | 1.6956e-06 | 0.010598 | 1.715e-11
[120 empty] | 7.3.3.17.5 (Remote Grid) Updates to grid topology to minimize risk of ignition in HFTDs Remote GridWLDFRVegetation ContactAggregated | WLDFR | HFTD - Distribution - Tier 3 - 4QU CoRE ¦ 2QU LoRE | Non-Red Flag Warning - Small Fires | Vegetation Contact | Aggregated | 2032 | 0.003171 | 572.0063 | 1.8139 | 2032 | Mitigation | 0.95 | 45 | 0 | esc | 0.00097009 | 3.0762e-06 | 0.00097009 | 3.0762e-06 | 0.034217 | 1.6956e-06 | 0.010598 | 1.715e-11
[120 empty] | 7.3.3.17.5 (Remote Grid) Updates to grid topology to minimize risk of ignition in HFTDs Remote GridWLDFRVegetation ContactAggregated | WLDFR | HFTD - Distribution - Tier 3 - 4QU CoRE ¦ 2QU LoRE | Non-Red Flag Warning - Small Fires | Vegetation Contact | Aggregated | 2033 | 0.003171 | 572.0063 | 1.8139 | 2033 | Mitigation | 0.95 | 45 | 0 | esc | 0.00097009 | 3.0762e-06 | 0.00097009 | 3.0762e-06 | 0.034217 | 1.6956e-06 | 0.010598 | 1.715e-11
[120 empty] | 7.3.3.17.5 (Remote Grid) Updates to grid topology to minimize risk of ignition in HFTDs Remote GridWLDFRVegetation ContactAggregated | WLDFR | HFTD - Distribution - Tier 3 - 4QU CoRE ¦ 2QU LoRE | Non-Red Flag Warning - Small Fires | Vegetation Contact | Aggregated | 2034 | 0.003171 | 572.0063 | 1.8139 | 2034 | Mitigation | 0.95 | 45 | 0 | esc | 0.00097009 | 3.0762e-06 | 0.00097009 | 3.0762e-06 | 0.034217 | 1.6956e-06 | 0.010598 | 1.715e-11
[120 empty] | 7.3.3.17.5 (Remote Grid) Updates to grid topology to minimize risk of ignition in HFTDs Remote GridWLDFRVegetation ContactAggregated | WLDFR | HFTD - Distribution - Tier 3 - 4QU CoRE ¦ 2QU LoRE | Non-Red Flag Warning - Small Fires | Vegetation Contact | Aggregated | 2035 | 0.003171 | 572.0063 | 1.8139 | 2035 | Mitigation | 0.95 | 45 | 0 | esc | 0.00097009 | 3.0762e-06 | 0.00097009 | 3.0762e-06 | 0.034217 | 1.6956e-06 | 0.010598 | 1.715e-11
[120 empty] | 7.3.3.17.5 (Remote Grid) Updates to grid topology to minimize risk of ignition in HFTDs Remote GridWLDFRVegetation ContactAggregated | WLDFR | HFTD - Distribution - Tier 3 - 4QU CoRE ¦ 2QU LoRE | Non-Red Flag Warning - Small Fires | Vegetation Contact | Aggregated | 2036 | 0.003171 | 572.0063 | 1.8139 | 2036 | Mitigation | 0.95 | 45 | 0 | esc | 0.00097009 | 3.0762e-06 | 0.00097009 | 3.0762e-06 | 0.034217 | 1.6956e-06 | 0.010598 | 1.715e-11
[120 empty] | 7.3.3.17.5 (Remote Grid) Updates to grid topology to minimize risk of ignition in HFTDs Remote GridWLDFRVegetation ContactAggregated | WLDFR | HFTD - Distribution - Tier 3 - 4QU CoRE ¦ 2QU LoRE | Non-Red Flag Warning - Small Fires | Vegetation Contact | Aggregated | 2037 | 0.003171 | 572.0063 | 1.8139 | 2037 | Mitigation | 0.95 | 45 | 0 | esc | 0.00097009 | 3.0762e-06 | 0.00097009 | 3.0762e-06 | 0.034217 | 1.6956e-06 | 0.010598 | 1.715e-11
[120 empty] | 7.3.3.17.5 (Remote Grid) Updates to grid topology to minimize risk of ignition in HFTDs Remote GridWLDFRVegetation ContactAggregated | WLDFR | HFTD - Distribution - Tier 3 - 4QU CoRE ¦ 2QU LoRE | Non-Red Flag Warning - Small Fires | Vegetation Contact | Aggregated | 2038 | 0.003171 | 572.0063 | 1.8139 | 2038 | Mitigation | 0.95 | 45 | 0 | esc | 0.00097009 | 3.0762e-06 | 0.00097009 | 3.0762e-06 | 0.034217 | 1.6956e-06 | 0.010598 | 1.715e-11
[120 empty] | 7.3.3.17.5 (Remote Grid) Updates to grid topology to minimize risk of ignition in HFTDs Remote GridWLDFRVegetation ContactAggregated | WLDFR | HFTD - Distribution - Tier 3 - 4QU CoRE ¦ 2QU LoRE | Non-Red Flag Warning - Small Fires | Vegetation Contact | Aggregated | 2039 | 0.003171 | 572.0063 | 1.8139 | 2039 | Mitigation | 0.95 | 45 | 0 | esc | 0.00097009 | 3.0762e-06 | 0.00097009 | 3.0762e-06 | 0.034217 | 1.6956e-06 | 0.010598 | 1.715e-11
[120 empty] | 7.3.3.17.5 (Remote Grid) Updates to grid topology to minimize risk of ignition in HFTDs Remote GridWLDFRVegetation ContactAggregated | WLDFR | HFTD - Distribution - Tier 3 - 4QU CoRE ¦ 2QU LoRE | Non-Red Flag Warning - Small Fires | Vegetation Contact | Aggregated | 2040 | 0.003171 | 572.0063 | 1.8139 | 2040 | Mitigation | 0.95 | 45 | 0 | esc | 0.00097009 | 3.0762e-06 | 0.00097009 | 3.0762e-06 | 0.034217 | 1.6956e-06 | 0.010598 | 1.715e-11
[120 empty] | 7.3.3.17.5 (Remote Grid) Updates to grid topology to minimize risk of ignition in HFTDs Remote GridWLDFRVegetation ContactAggregated | WLDFR | HFTD - Distribution - Tier 3 - 4QU CoRE ¦ 2QU LoRE | Non-Red Flag Warning - Small Fires | Vegetation Contact | Aggregated | 2041 | 0.003171 | 572.0063 | 1.8139 | 2041 | Mitigation | 0.95 | 45 | 0 | esc | 0.00097009 | 3.0762e-06 | 0.00097009 | 3.0762e-06 | 0.034217 | 1.6956e-06 | 0.010598 | 1.715e-11
[120 empty] | 7.3.3.17.5 (Remote Grid) Updates to grid topology to minimize risk of ignition in HFTDs Remote GridWLDFRVegetation ContactAggregated | WLDFR | HFTD - Distribution - Tier 3 - 4QU CoRE ¦ 2QU LoRE | Non-Red Flag Warning - Small Fires | Vegetation Contact | Aggregated | 2042 | 0.003171 | 572.0063 | 1.8139 | 2042 | Mitigation | 0.95 | 45 | 0 | esc | 0.00097009 | 3.0762e-06 | 0.00097009 | 3.0762e-06 | 0.034217 | 1.6956e-06 | 0.010598 | 1.715e-11
[120 empty] | 7.3.3.17.5 (Remote Grid) Updates to grid topology to minimize risk of ignition in HFTDs Remote GridWLDFRVegetation ContactAggregated | WLDFR | HFTD - Distribution - Tier 3 - 4QU CoRE ¦ 2QU LoRE | Non-Red Flag Warning - Small Fires | Vegetation Contact | Aggregated | 2043 | 0.003171 | 572.0063 | 1.8139 | 2043 | Mitigation | 0.95 | 45 | 0 | esc | 0.00097009 | 3.0762e-06 | 0.00097009 | 3.0762e-06 | 0.034217 | 1.6956e-06 | 0.010598 | 1.715e-11
[120 empty] | 7.3.3.17.5 (Remote Grid) Updates to grid topology to minimize risk of ignition in HFTDs Remote GridWLDFRVegetation ContactAggregated | WLDFR | HFTD - Distribution - Tier 3 - 4QU CoRE ¦ 2QU LoRE | Non-Red Flag Warning - Small Fires | Vegetation Contact | Aggregated | 2044 | 0.003171 | 572.0063 | 1.8139 | 2044 | Mitigation | 0.95 | 45 | 0 | esc | 0.00097009 | 3.0762e-06 | 0.00097009 | 3.0762e-06 | 0.034217 | 1.6956e-06 | 0.010598 | 1.715e-11
[120 empty] | 7.3.3.17.5 (Remote Grid) Updates to grid topology to minimize risk of ignition in HFTDs Remote GridWLDFRVegetation ContactAggregated | WLDFR | HFTD - Distribution - Tier 3 - 4QU CoRE ¦ 2QU LoRE | Non-Red Flag Warning - Small Fires | Vegetation Contact | Aggregated | 2045 | 0.003171 | 572.0063 | 1.8139 | 2045 | Mitigation | 0.95 | 45 | 0 | esc | 0.00097009 | 3.0762e-06 | 0.00097009 | 3.0762e-06 | 0.034217 | 1.6956e-06 | 0.010598 | 1.715e-11
[120 empty] | 7.3.3.17.5 (Remote Grid) Updates to grid topology to minimize risk of ignition in HFTDs Remote GridWLDFRVegetation ContactAggregated | WLDFR | HFTD - Distribution - Tier 3 - 4QU CoRE ¦ 2QU LoRE | Non-Red Flag Warning - Small Fires | Vegetation Contact | Aggregated | 2046 | 0.003171 | 572.0063 | 1.8139 | 2046 | Mitigation | 0.95 | 45 | 0 | esc | 0.00097009 | 3.0762e-06 | 0.00097009 | 3.0762e-06 | 0.034217 | 1.6956e-06 | 0.010598 | 1.715e-11
[120 empty] | 7.3.3.17.5 (Remote Grid) Updates to grid topology to minimize risk of ignition in HFTDs Remote GridWLDFRVegetation ContactAggregated | WLDFR | HFTD - Distribution - Tier 3 - 4QU CoRE ¦ 2QU LoRE | Non-Red Flag Warning - Small Fires | Vegetation Contact | Aggregated | 2047 | 0.003171 | 572.0063 | 1.8139 | 2047 | Mitigation | 0.95 | 45 | 0 | esc | 0.00097009 | 3.0762e-06 | 0.00097009 | 3.0762e-06 | 0.034217 | 1.6956e-06 | 0.010598 | 1.715e-11
[120 empty] | 7.3.3.17.5 (Remote Grid) Updates to grid topology to minimize risk of ignition in HFTDs Remote GridWLDFRVegetation ContactAggregated | WLDFR | HFTD - Distribution - Tier 3 - 4QU CoRE ¦ 2QU LoRE | Non-Red Flag Warning - Small Fires | Vegetation Contact | Aggregated | 2048 | 0.003171 | 572.0063 | 1.8139 | 2048 | Mitigation | 0.95 | 45 | 0 | esc | 0.00097009 | 3.0762e-06 | 0.00097009 | 3.0762e-06 | 0.034217 | 1.6956e-06 | 0.010598 | 1.715e-11
[120 empty] | 7.3.3.17.5 (Remote Grid) Updates to grid topology to minimize risk of ignition in HFTDs Remote GridWLDFRVegetation ContactAggregated | WLDFR | HFTD - Distribution - Tier 3 - 4QU CoRE ¦ 2QU LoRE | Non-Red Flag Warning - Small Fires | Vegetation Contact | Aggregated | 2049 | 0.003171 | 572.0063 | 1.8139 | 2049 | Mitigation | 0.95 | 45 | 0 | esc | 0.00097009 | 3.0762e-06 | 0.00097009 | 3.0762e-06 | 0.034217 | 1.6956e-06 | 0.010598 | 1.715e-11
[120 empty] | 7.3.3.17.5 (Remote Grid) Updates to grid topology to minimize risk of ignition in HFTDs Remote GridWLDFRVegetation ContactAggregated | WLDFR | HFTD - Distribution - Tier 3 - 4QU CoRE ¦ 2QU LoRE | Non-Red Flag Warning - Small Fires | Vegetation Contact | Aggregated | 2050 | 0.003171 | 572.0063 | 1.8139 | 2050 | Mitigation | 0.95 | 45 | 0 | esc | 0.00097009 | 3.0762e-06 | 0.00097009 | 3.0762e-06 | 0.034217 | 1.6956e-06 | 0.010598 | 1.715e-11
[120 empty] | 7.3.3.17.5 (Remote Grid) Updates to grid topology to minimize risk of ignition in HFTDs Remote GridWLDFRVegetation ContactAggregated | WLDFR | HFTD - Distribution - Tier 3 - 4QU CoRE ¦ 2QU LoRE | Non-Red Flag Warning - Small Fires | Vegetation Contact | Aggregated | 2051 | 0.003171 | 572.0063 | 1.8139 | 2051 | Mitigation | 0.95 | 45 | 0 | esc | 0.00097009 | 3.0762e-06 | 0.00097009 | 3.0762e-06 | 0.034217 | 1.6956e-06 | 0.010598 | 1.715e-11
[120 empty] | 7.3.3.17.5 (Remote Grid) Updates to grid topology to minimize risk of ignition in HFTDs Remote GridWLDFRVegetation ContactAggregated | WLDFR | HFTD - Distribution - Tier 3 - 4QU CoRE ¦ 2QU LoRE | Non-Red Flag Warning - Small Fires | Vegetation Contact | Aggregated | 2052 | 0.003171 | 572.0063 | 1.8139 | 2052 | Mitigation | 0.95 | 45 | 0 | esc | 0.00097009 | 3.0762e-06 | 0.00097009 | 3.0762e-06 | 0.034217 | 1.6956e-06 | 0.010598 | 1.715e-11
[120 empty] | 7.3.3.17.5 (Remote Grid) Updates to grid topology to minimize risk of ignition in HFTDs Remote GridWLDFRVegetation ContactAggregated | WLDFR | HFTD - Distribution - Tier 3 - 4QU CoRE ¦ 2QU LoRE | Non-Red Flag Warning - Small Fires | Vegetation Contact | Aggregated | 2053 | 0.003171 | 572.0063 | 1.8139 | 2053 | Mitigation | 0.95 | 45 | 0 | esc | 0.00097009 | 3.0762e-06 | 0.00097009 | 3.0762e-06 | 0.034217 | 1.6956e-06 | 0.010598 | 1.715e-11
[120 empty] | 7.3.3.17.5 (Remote Grid) Updates to grid topology to minimize risk of ignition in HFTDs Remote GridWLDFRVegetation ContactAggregated | WLDFR | HFTD - Distribution - Tier 3 - 4QU CoRE ¦ 2QU LoRE | Non-Red Flag Warning - Small Fires | Vegetation Contact | Aggregated | 2054 | 0.003171 | 572.0063 | 1.8139 | 2054 | Mitigation | 0.95 | 45 | 0 | esc | 0.00097009 | 3.0762e-06 | 0.00097009 | 3.0762e-06 | 0.034217 | 1.6956e-06 | 0.010598 | 1.715e-11
[120 empty] | 7.3.3.17.5 (Remote Grid) Updates to grid topology to minimize risk of ignition in HFTDs Remote GridWLDFRVegetation ContactAggregated | WLDFR | HFTD - Distribution - Tier 3 - 4QU CoRE ¦ 2QU LoRE | Non-Red Flag Warning - Small Fires | Vegetation Contact | Aggregated | 2055 | 0.003171 | 572.0063 | 1.8139 | 2055 | Mitigation | 0.95 | 45 | 0 | esc | 0.00097009 | 3.0762e-06 | 0.00097009 | 3.0762e-06 | 0.034217 | 1.6956e-06 | 0.010598 | 1.715e-11
[120 empty] | 7.3.3.17.5 (Remote Grid) Updates to grid topology to minimize risk of ignition in HFTDs Remote GridWLDFRVegetation ContactAggregated | WLDFR | HFTD - Distribution - Tier 3 - 4QU CoRE ¦ 2QU LoRE | Non-Red Flag Warning - Small Fires | Vegetation Contact | Aggregated | 2056 | 0.003171 | 572.0063 | 1.8139 | 2056 | Mitigation | 0.95 | 45 | 0 | esc | 0.00097009 | 3.0762e-06 | 0.00097009 | 3.0762e-06 | 0.034217 | 1.6956e-06 | 0 | 0
[120 empty] | 7.3.3.17.5 (Remote Grid) Updates to grid topology to minimize risk of ignition in HFTDs Remote GridWLDFRVegetation ContactAggregated | WLDFR | HFTD - Distribution - Tier 3 - 4QU CoRE ¦ 2QU LoRE | Non-Red Flag Warning - Small Fires | Vegetation Contact | Aggregated | 2057 | 0.003171 | 572.0063 | 1.8139 | 2057 | Mitigation | 0.95 | 45 | 0 | esc | 0.00097009 | 3.0762e-06 | 0.00097009 | 3.0762e-06 | 0.034217 | 1.6956e-06 | 0 | 0
[120 empty] | 7.3.3.17.5 (Remote Grid) Updates to grid topology to minimize risk of ignition in HFTDs Remote GridWLDFRVegetation ContactAggregated | WLDFR | HFTD - Distribution - Tier 3 - 4QU CoRE ¦ 2QU LoRE | Non-Red Flag Warning - Small Fires | Vegetation Contact | Aggregated | 2058 | 0.003171 | 572.0063 | 1.8139 | 2058 | Mitigation | 0.95 | 45 | 0 | esc | 0.00097009 | 3.0762e-06 | 0.00097009 | 3.0762e-06 | 0.034217 | 1.6956e-06 | 0.0087991 | 6.3362e-10
[120 empty] | 7.3.3.17.5 (Remote Grid) Updates to grid topology to minimize risk of ignition in HFTDs Remote GridWLDFRVegetation ContactAggregated | WLDFR | HFTD - Distribution - Tier 3 - 4QU CoRE ¦ 2QU LoRE | Non-Red Flag Warning - Small Fires | Vegetation Contact | Aggregated | 2059 | 0.003171 | 572.0063 | 1.8139 | 2059 | Mitigation | 0.95 | 45 | 0 | esc | 0.00097009 | 3.0762e-06 | 0.00097009 | 3.0762e-06 | 0.034217 | 1.6956e-06 | 0.0087991 | 6.3362e-10
[120 empty] | 7.3.3.17.5 (Remote Grid) Updates to grid topology to minimize risk of ignition in HFTDs Remote GridWLDFRVegetation ContactAggregated | WLDFR | HFTD - Distribution - Tier 3 - 4QU CoRE ¦ 2QU LoRE | Non-Red Flag Warning - Small Fires | Vegetation Contact | Aggregated | 2060 | 0.003171 | 572.0063 | 1.8139 | 2060 | Mitigation | 0.95 | 45 | 0 | esc | 0.00097009 | 3.0762e-06 | 0.00097009 | 3.0762e-06 | 0.034217 | 1.6956e-06 | 0.0087991 | 6.3362e-10
[120 empty] | 7.3.3.17.5 (Remote Grid) Updates to grid topology to minimize risk of ignition in HFTDs Remote GridWLDFRVegetation ContactAggregated | WLDFR | HFTD - Distribution - Tier 3 - 4QU CoRE ¦ 2QU LoRE | Non-Red Flag Warning - Small Fires | Vegetation Contact | Aggregated | 2061 | 0.003171 | 572.0063 | 1.8139 | 2061 | Mitigation | 0.95 | 45 | 0 | esc | 0.00097009 | 3.0762e-06 | 0.00097009 | 3.0762e-06 | 0.034217 | 1.6956e-06 | 0.0087991 | 6.3362e-10
[120 empty] | 7.3.3.17.5 (Remote Grid) Updates to grid topology to minimize risk of ignition in HFTDs Remote GridWLDFRVegetation ContactAggregated | WLDFR | HFTD - Distribution - Tier 3 - 4QU CoRE ¦ 2QU LoRE | Non-Red Flag Warning - Small Fires | Vegetation Contact | Aggregated | 2062 | 0.003171 | 572.0063 | 1.8139 | 2062 | Mitigation | 0.95 | 45 | 0 | esc | 0.00097009 | 3.0762e-06 | 0.00097009 | 3.0762e-06 | 0.034217 | 1.6956e-06 | 0.0087991 | 6.3362e-10
[120 empty] | 7.3.3.17.5 (Remote Grid) Updates to grid topology to minimize risk of ignition in HFTDs Remote GridWLDFRVegetation ContactAggregated | WLDFR | HFTD - Distribution - Tier 3 - 4QU CoRE ¦ 2QU LoRE | Non-Red Flag Warning - Small Fires | Vegetation Contact | Aggregated | 2063 | 0.003171 | 572.0063 | 1.8139 | 2063 | Mitigation | 0.95 | 45 | 0 | esc | 0.00097009 | 3.0762e-06 | 0.00097009 | 3.0762e-06 | 0.034217 | 1.6956e-06 | 0.0087991 | 6.3362e-10
[120 empty] | 7.3.3.17.5 (Remote Grid) Updates to grid topology to minimize risk of ignition in HFTDs Remote GridWLDFRVegetation ContactAggregated | WLDFR | HFTD - Distribution - Tier 3 - 4QU CoRE ¦ 2QU LoRE | Non-Red Flag Warning - Small Fires | Vegetation Contact | Aggregated | 2064 | 0.003171 | 572.0063 | 1.8139 | 2064 | Mitigation | 0.95 | 45 | 0 | esc | 0.00097009 | 3.0762e-06 | 0.00097009 | 3.0762e-06 | 0.034217 | 1.6956e-06 | 0.0087991 | 6.3362e-10
[120 empty] | 7.3.3.17.5 (Remote Grid) Updates to grid topology to minimize risk of ignition in HFTDs Remote GridWLDFRVegetation ContactAggregated | WLDFR | HFTD - Distribution - Tier 3 - 4QU CoRE ¦ 2QU LoRE | Non-Red Flag Warning - Small Fires | Vegetation Contact | Aggregated | 2065 | 0.003171 | 572.0063 | 1.8139 | 2065 | Mitigation | 0.95 | 45 | 0 | esc | 0.00097009 | 3.0762e-06 | 0.00097009 | 3.0762e-06 | 0.034217 | 1.6956e-06 | 0.0087991 | 6.3362e-10
[120 empty] | 7.3.3.17.5 (Remote Grid) Updates to grid topology to minimize risk of ignition in HFTDs Remote GridWLDFRVegetation ContactAggregated | WLDFR | HFTD - Distribution - Tier 3 - 4QU CoRE ¦ 2QU LoRE | Non-Red Flag Warning - Small Fires | Vegetation Contact | Aggregated | 2066 | 0.003171 | 572.0063 | 1.8139 | 2066 | Mitigation | 0.95 | 45 | 0 | esc | 0.00097009 | 3.0762e-06 | 0.00097009 | 3.0762e-06 | 0.034217 | 1.6956e-06 | 0.0087991 | 6.3362e-10
[120 empty] | 7.3.3.17.5 (Remote Grid) Updates to grid topology to minimize risk of ignition in HFTDs Remote GridWLDFRVegetation ContactAggregated | WLDFR | HFTD - Distribution - Tier 3 - 4QU CoRE ¦ 2QU LoRE | Non-Red Flag Warning - Small Fires | Vegetation Contact | Aggregated | 2067 | 0.003171 | 572.0063 | 1.8139 | 2067 | Mitigation | 0.95 | 45 | 0 | esc | 0 | 0 | 0.00097009 | 3.0762e-06 | 0.034217 | 1.6956e-06 | 0.0087991 | 6.3362e-10
[120 empty] | 7.3.3.17.5 (Remote Grid) Updates to grid topology to minimize risk of ignition in HFTDs Remote GridWLDFRWire-to-wire contactAggregated | WLDFR | HFTD - Distribution - Tier 3 - 4QU CoRE ¦ 2QU LoRE | Non-Red Flag Warning - Small Fires | Wire-to-wire contact | Aggregated | 2022 | 0.00010758 | 572.0063 | 0.061535 | 2022 | Mitigation | 0.95 | 45 | 0 | esc | 0.00097009 | 1.0436e-07 | 0 | 0 | 0.034217 | 1.6956e-06 | 0.0087991 | 6.3362e-10
[120 empty] | 7.3.3.17.5 (Remote Grid) Updates to grid topology to minimize risk of ignition in HFTDs Remote GridWLDFRWire-to-wire contactAggregated | WLDFR | HFTD - Distribution - Tier 3 - 4QU CoRE ¦ 2QU LoRE | Non-Red Flag Warning - Small Fires | Wire-to-wire contact | Aggregated | 2023 | 0.00010758 | 572.0063 | 0.061535 | 2023 | Mitigation | 0.95 | 45 | 0 | esc | 0.00097009 | 1.0436e-07 | 0.00097009 | 1.0436e-07 | 0.034217 | 1.6956e-06 | 0.0087991 | 6.3362e-10
[120 empty] | 7.3.3.17.5 (Remote Grid) Updates to grid topology to minimize risk of ignition in HFTDs Remote GridWLDFRWire-to-wire contactAggregated | WLDFR | HFTD - Distribution - Tier 3 - 4QU CoRE ¦ 2QU LoRE | Non-Red Flag Warning - Small Fires | Wire-to-wire contact | Aggregated | 2024 | 0.00010758 | 572.0063 | 0.061535 | 2024 | Mitigation | 0.95 | 45 | 0 | esc | 0.00097009 | 1.0436e-07 | 0.00097009 | 1.0436e-07 | 0.034217 | 1.6956e-06 | 0.0087991 | 6.3362e-10
[120 empty] | 7.3.3.17.5 (Remote Grid) Updates to grid topology to minimize risk of ignition in HFTDs Remote GridWLDFRWire-to-wire contactAggregated | WLDFR | HFTD - Distribution - Tier 3 - 4QU CoRE ¦ 2QU LoRE | Non-Red Flag Warning - Small Fires | Wire-to-wire contact | Aggregated | 2025 | 0.00010758 | 572.0063 | 0.061535 | 2025 | Mitigation | 0.95 | 45 | 0 | esc | 0.00097009 | 1.0436e-07 | 0.00097009 | 1.0436e-07 | 0.034217 | 1.6956e-06 | 0.0087991 | 6.3362e-10
[120 empty] | 7.3.3.17.5 (Remote Grid) Updates to grid topology to minimize risk of ignition in HFTDs Remote GridWLDFRWire-to-wire contactAggregated | WLDFR | HFTD - Distribution - Tier 3 - 4QU CoRE ¦ 2QU LoRE | Non-Red Flag Warning - Small Fires | Wire-to-wire contact | Aggregated | 2026 | 0.00010758 | 572.0063 | 0.061535 | 2026 | Mitigation | 0.95 | 45 | 0 | esc | 0.00097009 | 1.0436e-07 | 0.00097009 | 1.0436e-07 | 0.034217 | 1.6956e-06 | 0.0087991 | 6.3362e-10
[120 empty] | 7.3.3.17.5 (Remote Grid) Updates to grid topology to minimize risk of ignition in HFTDs Remote GridWLDFRWire-to-wire contactAggregated | WLDFR | HFTD - Distribution - Tier 3 - 4QU CoRE ¦ 2QU LoRE | Non-Red Flag Warning - Small Fires | Wire-to-wire contact | Aggregated | 2027 | 0.00010758 | 572.0063 | 0.061535 | 2027 | Mitigation | 0.95 | 45 | 0 | esc | 0.00097009 | 1.0436e-07 | 0.00097009 | 1.0436e-07 | 0.034217 | 1.6956e-06 | 0.0087991 | 6.3362e-10
[120 empty] | 7.3.3.17.5 (Remote Grid) Updates to grid topology to minimize risk of ignition in HFTDs Remote GridWLDFRWire-to-wire contactAggregated | WLDFR | HFTD - Distribution - Tier 3 - 4QU CoRE ¦ 2QU LoRE | Non-Red Flag Warning - Small Fires | Wire-to-wire contact | Aggregated | 2028 | 0.00010758 | 572.0063 | 0.061535 | 2028 | Mitigation | 0.95 | 45 | 0 | esc | 0.00097009 | 1.0436e-07 | 0.00097009 | 1.0436e-07 | 0.034217 | 1.6956e-06 | 0.0087991 | 6.3362e-10
[120 empty] | 7.3.3.17.5 (Remote Grid) Updates to grid topology to minimize risk of ignition in HFTDs Remote GridWLDFRWire-to-wire contactAggregated | WLDFR | HFTD - Distribution - Tier 3 - 4QU CoRE ¦ 2QU LoRE | Non-Red Flag Warning - Small Fires | Wire-to-wire contact | Aggregated | 2029 | 0.00010758 | 572.0063 | 0.061535 | 2029 | Mitigation | 0.95 | 45 | 0 | esc | 0.00097009 | 1.0436e-07 | 0.00097009 | 1.0436e-07 | 0.034217 | 1.6956e-06 | 0.0087991 | 6.3362e-10
[120 empty] | 7.3.3.17.5 (Remote Grid) Updates to grid topology to minimize risk of ignition in HFTDs Remote GridWLDFRWire-to-wire contactAggregated | WLDFR | HFTD - Distribution - Tier 3 - 4QU CoRE ¦ 2QU LoRE | Non-Red Flag Warning - Small Fires | Wire-to-wire contact | Aggregated | 2030 | 0.00010758 | 572.0063 | 0.061535 | 2030 | Mitigation | 0.95 | 45 | 0 | esc | 0.00097009 | 1.0436e-07 | 0.00097009 | 1.0436e-07 | 0.034217 | 1.6956e-06 | 0.0087991 | 6.3362e-10
[120 empty] | 7.3.3.17.5 (Remote Grid) Updates to grid topology to minimize risk of ignition in HFTDs Remote GridWLDFRWire-to-wire contactAggregated | WLDFR | HFTD - Distribution - Tier 3 - 4QU CoRE ¦ 2QU LoRE | Non-Red Flag Warning - Small Fires | Wire-to-wire contact | Aggregated | 2031 | 0.00010758 | 572.0063 | 0.061535 | 2031 | Mitigation | 0.95 | 45 | 0 | esc | 0.00097009 | 1.0436e-07 | 0.00097009 | 1.0436e-07 | 0.034217 | 1.6956e-06 | 0.0087991 | 6.3362e-10
[120 empty] | 7.3.3.17.5 (Remote Grid) Updates to grid topology to minimize risk of ignition in HFTDs Remote GridWLDFRWire-to-wire contactAggregated | WLDFR | HFTD - Distribution - Tier 3 - 4QU CoRE ¦ 2QU LoRE | Non-Red Flag Warning - Small Fires | Wire-to-wire contact | Aggregated | 2032 | 0.00010758 | 572.0063 | 0.061535 | 2032 | Mitigation | 0.95 | 45 | 0 | esc | 0.00097009 | 1.0436e-07 | 0.00097009 | 1.0436e-07 | 0 | 0 | 0.0087991 | 6.3362e-10
[120 empty] | 7.3.3.17.5 (Remote Grid) Updates to grid topology to minimize risk of ignition in HFTDs Remote GridWLDFRWire-to-wire contactAggregated | WLDFR | HFTD - Distribution - Tier 3 - 4QU CoRE ¦ 2QU LoRE | Non-Red Flag Warning - Small Fires | Wire-to-wire contact | Aggregated | 2033 | 0.00010758 | 572.0063 | 0.061535 | 2033 | Mitigation | 0.95 | 45 | 0 | esc | 0.00097009 | 1.0436e-07 | 0.00097009 | 1.0436e-07 | 0.034217 | 3.0034e-06 | 0.0087991 | 6.3362e-10
[120 empty] | 7.3.3.17.5 (Remote Grid) Updates to grid topology to minimize risk of ignition in HFTDs Remote GridWLDFRWire-to-wire contactAggregated | WLDFR | HFTD - Distribution - Tier 3 - 4QU CoRE ¦ 2QU LoRE | Non-Red Flag Warning - Small Fires | Wire-to-wire contact | Aggregated | 2034 | 0.00010758 | 572.0063 | 0.061535 | 2034 | Mitigation | 0.95 | 45 | 0 | esc | 0.00097009 | 1.0436e-07 | 0.00097009 | 1.0436e-07 | 0.034217 | 3.0034e-06 | 0.0087991 | 6.3362e-10
[120 empty] | 7.3.3.17.5 (Remote Grid) Updates to grid topology to minimize risk of ignition in HFTDs Remote GridWLDFRWire-to-wire contactAggregated | WLDFR | HFTD - Distribution - Tier 3 - 4QU CoRE ¦ 2QU LoRE | Non-Red Flag Warning - Small Fires | Wire-to-wire contact | Aggregated | 2035 | 0.00010758 | 572.0063 | 0.061535 | 2035 | Mitigation | 0.95 | 45 | 0 | esc | 0.00097009 | 1.0436e-07 | 0.00097009 | 1.0436e-07 | 0.034217 | 3.0034e-06 | 0.0087991 | 6.3362e-10
[120 empty] | 7.3.3.17.5 (Remote Grid) Updates to grid topology to minimize risk of ignition in HFTDs Remote GridWLDFRWire-to-wire contactAggregated | WLDFR | HFTD - Distribution - Tier 3 - 4QU CoRE ¦ 2QU LoRE | Non-Red Flag Warning - Small Fires | Wire-to-wire contact | Aggregated | 2036 | 0.00010758 | 572.0063 | 0.061535 | 2036 | Mitigation | 0.95 | 45 | 0 | esc | 0.00097009 | 1.0436e-07 | 0.00097009 | 1.0436e-07 | 0.034217 | 3.0034e-06 | 0.0087991 | 6.3362e-10
[120 empty] | 7.3.3.17.5 (Remote Grid) Updates to grid topology to minimize risk of ignition in HFTDs Remote GridWLDFRWire-to-wire contactAggregated | WLDFR | HFTD - Distribution - Tier 3 - 4QU CoRE ¦ 2QU LoRE | Non-Red Flag Warning - Small Fires | Wire-to-wire contact | Aggregated | 2037 | 0.00010758 | 572.0063 | 0.061535 | 2037 | Mitigation | 0.95 | 45 | 0 | esc | 0.00097009 | 1.0436e-07 | 0.00097009 | 1.0436e-07 | 0.034217 | 3.0034e-06 | 0.0087991 | 6.3362e-10
[120 empty] | 7.3.3.17.5 (Remote Grid) Updates to grid topology to minimize risk of ignition in HFTDs Remote GridWLDFRWire-to-wire contactAggregated | WLDFR | HFTD - Distribution - Tier 3 - 4QU CoRE ¦ 2QU LoRE | Non-Red Flag Warning - Small Fires | Wire-to-wire contact | Aggregated | 2038 | 0.00010758 | 572.0063 | 0.061535 | 2038 | Mitigation | 0.95 | 45 | 0 | esc | 0.00097009 | 1.0436e-07 | 0.00097009 | 1.0436e-07 | 0.034217 | 3.0034e-06 | 0.0087991 | 6.3362e-10
[120 empty] | 7.3.3.17.5 (Remote Grid) Updates to grid topology to minimize risk of ignition in HFTDs Remote GridWLDFRWire-to-wire contactAggregated | WLDFR | HFTD - Distribution - Tier 3 - 4QU CoRE ¦ 2QU LoRE | Non-Red Flag Warning - Small Fires | Wire-to-wire contact | Aggregated | 2039 | 0.00010758 | 572.0063 | 0.061535 | 2039 | Mitigation | 0.95 | 45 | 0 | esc | 0.00097009 | 1.0436e-07 | 0.00097009 | 1.0436e-07 | 0.034217 | 3.0034e-06 | 0.0087991 | 6.3362e-10
[120 empty] | 7.3.3.17.5 (Remote Grid) Updates to grid topology to minimize risk of ignition in HFTDs Remote GridWLDFRWire-to-wire contactAggregated | WLDFR | HFTD - Distribution - Tier 3 - 4QU CoRE ¦ 2QU LoRE | Non-Red Flag Warning - Small Fires | Wire-to-wire contact | Aggregated | 2040 | 0.00010758 | 572.0063 | 0.061535 | 2040 | Mitigation | 0.95 | 45 | 0 | esc | 0.00097009 | 1.0436e-07 | 0.00097009 | 1.0436e-07 | 0.034217 | 3.0034e-06 | 0.0087991 | 6.3362e-10
[120 empty] | 7.3.3.17.5 (Remote Grid) Updates to grid topology to minimize risk of ignition in HFTDs Remote GridWLDFRWire-to-wire contactAggregated | WLDFR | HFTD - Distribution - Tier 3 - 4QU CoRE ¦ 2QU LoRE | Non-Red Flag Warning - Small Fires | Wire-to-wire contact | Aggregated | 2041 | 0.00010758 | 572.0063 | 0.061535 | 2041 | Mitigation | 0.95 | 45 | 0 | esc | 0.00097009 | 1.0436e-07 | 0.00097009 | 1.0436e-07 | 0.034217 | 3.0034e-06 | 0.0087991 | 6.3362e-10
[120 empty] | 7.3.3.17.5 (Remote Grid) Updates to grid topology to minimize risk of ignition in HFTDs Remote GridWLDFRWire-to-wire contactAggregated | WLDFR | HFTD - Distribution - Tier 3 - 4QU CoRE ¦ 2QU LoRE | Non-Red Flag Warning - Small Fires | Wire-to-wire contact | Aggregated | 2042 | 0.00010758 | 572.0063 | 0.061535 | 2042 | Mitigation | 0.95 | 45 | 0 | esc | 0.00097009 | 1.0436e-07 | 0.00097009 | 1.0436e-07 | 0.034217 | 3.0034e-06 | 0 | 0
[120 empty] | 7.3.3.17.5 (Remote Grid) Updates to grid topology to minimize risk of ignition in HFTDs Remote GridWLDFRWire-to-wire contactAggregated | WLDFR | HFTD - Distribution - Tier 3 - 4QU CoRE ¦ 2QU LoRE | Non-Red Flag Warning - Small Fires | Wire-to-wire contact | Aggregated | 2043 | 0.00010758 | 572.0063 | 0.061535 | 2043 | Mitigation | 0.95 | 45 | 0 | esc | 0.00097009 | 1.0436e-07 | 0.00097009 | 1.0436e-07 | 0.034217 | 3.0034e-06 | 0 | 0
[120 empty] | 7.3.3.17.5 (Remote Grid) Updates to grid topology to minimize risk of ignition in HFTDs Remote GridWLDFRWire-to-wire contactAggregated | WLDFR | HFTD - Distribution - Tier 3 - 4QU CoRE ¦ 2QU LoRE | Non-Red Flag Warning - Small Fires | Wire-to-wire contact | Aggregated | 2044 | 0.00010758 | 572.0063 | 0.061535 | 2044 | Mitigation | 0.95 | 45 | 0 | esc | 0.00097009 | 1.0436e-07 | 0.00097009 | 1.0436e-07 | 0.034217 | 3.0034e-06 | 0.00988 | 3.8235e-10
[120 empty] | 7.3.3.17.5 (Remote Grid) Updates to grid topology to minimize risk of ignition in HFTDs Remote GridWLDFRWire-to-wire contactAggregated | WLDFR | HFTD - Distribution - Tier 3 - 4QU CoRE ¦ 2QU LoRE | Non-Red Flag Warning - Small Fires | Wire-to-wire contact | Aggregated | 2045 | 0.00010758 | 572.0063 | 0.061535 | 2045 | Mitigation | 0.95 | 45 | 0 | esc | 0.00097009 | 1.0436e-07 | 0.00097009 | 1.0436e-07 | 0.034217 | 3.0034e-06 | 0.00988 | 3.8235e-10
[120 empty] | 7.3.3.17.5 (Remote Grid) Updates to grid topology to minimize risk of ignition in HFTDs Remote GridWLDFRWire-to-wire contactAggregated | WLDFR | HFTD - Distribution - Tier 3 - 4QU CoRE ¦ 2QU LoRE | Non-Red Flag Warning - Small Fires | Wire-to-wire contact | Aggregated | 2046 | 0.00010758 | 572.0063 | 0.061535 | 2046 | Mitigation | 0.95 | 45 | 0 | esc | 0.00097009 | 1.0436e-07 | 0.00097009 | 1.0436e-07 | 0.034217 | 3.0034e-06 | 0.00988 | 3.8235e-10
[120 empty] | 7.3.3.17.5 (Remote Grid) Updates to grid topology to minimize risk of ignition in HFTDs Remote GridWLDFRWire-to-wire contactAggregated | WLDFR | HFTD - Distribution - Tier 3 - 4QU CoRE ¦ 2QU LoRE | Non-Red Flag Warning - Small Fires | Wire-to-wire contact | Aggregated | 2047 | 0.00010758 | 572.0063 | 0.061535 | 2047 | Mitigation | 0.95 | 45 | 0 | esc | 0.00097009 | 1.0436e-07 | 0.00097009 | 1.0436e-07 | 0.034217 | 3.0034e-06 | 0.00988 | 3.8235e-10
[120 empty] | 7.3.3.17.5 (Remote Grid) Updates to grid topology to minimize risk of ignition in HFTDs Remote GridWLDFRWire-to-wire contactAggregated | WLDFR | HFTD - Distribution - Tier 3 - 4QU CoRE ¦ 2QU LoRE | Non-Red Flag Warning - Small Fires | Wire-to-wire contact | Aggregated | 2048 | 0.00010758 | 572.0063 | 0.061535 | 2048 | Mitigation | 0.95 | 45 | 0 | esc | 0.00097009 | 1.0436e-07 | 0.00097009 | 1.0436e-07 | 0.034217 | 3.0034e-06 | 0.00988 | 3.8235e-10
[120 empty] | 7.3.3.17.5 (Remote Grid) Updates to grid topology to minimize risk of ignition in HFTDs Remote GridWLDFRWire-to-wire contactAggregated | WLDFR | HFTD - Distribution - Tier 3 - 4QU CoRE ¦ 2QU LoRE | Non-Red Flag Warning - Small Fires | Wire-to-wire contact | Aggregated | 2049 | 0.00010758 | 572.0063 | 0.061535 | 2049 | Mitigation | 0.95 | 45 | 0 | esc | 0.00097009 | 1.0436e-07 | 0.00097009 | 1.0436e-07 | 0.034217 | 3.0034e-06 | 0.00988 | 3.8235e-10
[120 empty] | 7.3.3.17.5 (Remote Grid) Updates to grid topology to minimize risk of ignition in HFTDs Remote GridWLDFRWire-to-wire contactAggregated | WLDFR | HFTD - Distribution - Tier 3 - 4QU CoRE ¦ 2QU LoRE | Non-Red Flag Warning - Small Fires | Wire-to-wire contact | Aggregated | 2050 | 0.00010758 | 572.0063 | 0.061535 | 2050 | Mitigation | 0.95 | 45 | 0 | esc | 0.00097009 | 1.0436e-07 | 0.00097009 | 1.0436e-07 | 0.034217 | 3.0034e-06 | 0.00988 | 3.8235e-10
[120 empty] | 7.3.3.17.5 (Remote Grid) Updates to grid topology to minimize risk of ignition in HFTDs Remote GridWLDFRWire-to-wire contactAggregated | WLDFR | HFTD - Distribution - Tier 3 - 4QU CoRE ¦ 2QU LoRE | Non-Red Flag Warning - Small Fires | Wire-to-wire contact | Aggregated | 2051 | 0.00010758 | 572.0063 | 0.061535 | 2051 | Mitigation | 0.95 | 45 | 0 | esc | 0.00097009 | 1.0436e-07 | 0.00097009 | 1.0436e-07 | 0.034217 | 3.0034e-06 | 0.00988 | 3.8235e-10
[120 empty] | 7.3.3.17.5 (Remote Grid) Updates to grid topology to minimize risk of ignition in HFTDs Remote GridWLDFRWire-to-wire contactAggregated | WLDFR | HFTD - Distribution - Tier 3 - 4QU CoRE ¦ 2QU LoRE | Non-Red Flag Warning - Small Fires | Wire-to-wire contact | Aggregated | 2052 | 0.00010758 | 572.0063 | 0.061535 | 2052 | Mitigation | 0.95 | 45 | 0 | esc | 0.00097009 | 1.0436e-07 | 0.00097009 | 1.0436e-07 | 0.034217 | 3.0034e-06 | 0.00988 | 3.8235e-10
[120 empty] | 7.3.3.17.5 (Remote Grid) Updates to grid topology to minimize risk of ignition in HFTDs Remote GridWLDFRWire-to-wire contactAggregated | WLDFR | HFTD - Distribution - Tier 3 - 4QU CoRE ¦ 2QU LoRE | Non-Red Flag Warning - Small Fires | Wire-to-wire contact | Aggregated | 2053 | 0.00010758 | 572.0063 | 0.061535 | 2053 | Mitigation | 0.95 | 45 | 0 | esc | 0.00097009 | 1.0436e-07 | 0.00097009 | 1.0436e-07 | 0.034217 | 3.0034e-06 | 0.00988 | 3.8235e-10
[120 empty] | 7.3.3.17.5 (Remote Grid) Updates to grid topology to minimize risk of ignition in HFTDs Remote GridWLDFRWire-to-wire contactAggregated | WLDFR | HFTD - Distribution - Tier 3 - 4QU CoRE ¦ 2QU LoRE | Non-Red Flag Warning - Small Fires | Wire-to-wire contact | Aggregated | 2054 | 0.00010758 | 572.0063 | 0.061535 | 2054 | Mitigation | 0.95 | 45 | 0 | esc | 0.00097009 | 1.0436e-07 | 0.00097009 | 1.0436e-07 | 0.034217 | 3.0034e-06 | 0.00988 | 3.8235e-10
[120 empty] | 7.3.3.17.5 (Remote Grid) Updates to grid topology to minimize risk of ignition in HFTDs Remote GridWLDFRWire-to-wire contactAggregated | WLDFR | HFTD - Distribution - Tier 3 - 4QU CoRE ¦ 2QU LoRE | Non-Red Flag Warning - Small Fires | Wire-to-wire contact | Aggregated | 2055 | 0.00010758 | 572.0063 | 0.061535 | 2055 | Mitigation | 0.95 | 45 | 0 | esc | 0.00097009 | 1.0436e-07 | 0.00097009 | 1.0436e-07 | 0.034217 | 3.0034e-06 | 0.00988 | 3.8235e-10
[120 empty] | 7.3.3.17.5 (Remote Grid) Updates to grid topology to minimize risk of ignition in HFTDs Remote GridWLDFRWire-to-wire contactAggregated | WLDFR | HFTD - Distribution - Tier 3 - 4QU CoRE ¦ 2QU LoRE | Non-Red Flag Warning - Small Fires | Wire-to-wire contact | Aggregated | 2056 | 0.00010758 | 572.0063 | 0.061535 | 2056 | Mitigation | 0.95 | 45 | 0 | esc | 0.00097009 | 1.0436e-07 | 0.00097009 | 1.0436e-07 | 0.034217 | 3.0034e-06 | 0.00988 | 3.8235e-10
[120 empty] | 7.3.3.17.5 (Remote Grid) Updates to grid topology to minimize risk of ignition in HFTDs Remote GridWLDFRWire-to-wire contactAggregated | WLDFR | HFTD - Distribution - Tier 3 - 4QU CoRE ¦ 2QU LoRE | Non-Red Flag Warning - Small Fires | Wire-to-wire contact | Aggregated | 2057 | 0.00010758 | 572.0063 | 0.061535 | 2057 | Mitigation | 0.95 | 45 | 0 | esc | 0.00097009 | 1.0436e-07 | 0.00097009 | 1.0436e-07 | 0.034217 | 3.0034e-06 | 0.00988 | 3.8235e-10
[120 empty] | 7.3.3.17.5 (Remote Grid) Updates to grid topology to minimize risk of ignition in HFTDs Remote GridWLDFRWire-to-wire contactAggregated | WLDFR | HFTD - Distribution - Tier 3 - 4QU CoRE ¦ 2QU LoRE | Non-Red Flag Warning - Small Fires | Wire-to-wire contact | Aggregated | 2058 | 0.00010758 | 572.0063 | 0.061535 | 2058 | Mitigation | 0.95 | 45 | 0 | esc | 0.00097009 | 1.0436e-07 | 0.00097009 | 1.0436e-07 | 0.034217 | 3.0034e-06 | 0.00988 | 3.8235e-10
[120 empty] | 7.3.3.17.5 (Remote Grid) Updates to grid topology to minimize risk of ignition in HFTDs Remote GridWLDFRWire-to-wire contactAggregated | WLDFR | HFTD - Distribution - Tier 3 - 4QU CoRE ¦ 2QU LoRE | Non-Red Flag Warning - Small Fires | Wire-to-wire contact | Aggregated | 2059 | 0.00010758 | 572.0063 | 0.061535 | 2059 | Mitigation | 0.95 | 45 | 0 | esc | 0.00097009 | 1.0436e-07 | 0.00097009 | 1.0436e-07 | 0.034217 | 3.0034e-06 | 0.00988 | 3.8235e-10
[120 empty] | 7.3.3.17.5 (Remote Grid) Updates to grid topology to minimize risk of ignition in HFTDs Remote GridWLDFRWire-to-wire contactAggregated | WLDFR | HFTD - Distribution - Tier 3 - 4QU CoRE ¦ 2QU LoRE | Non-Red Flag Warning - Small Fires | Wire-to-wire contact | Aggregated | 2060 | 0.00010758 | 572.0063 | 0.061535 | 2060 | Mitigation | 0.95 | 45 | 0 | esc | 0.00097009 | 1.0436e-07 | 0.00097009 | 1.0436e-07 | 0.034217 | 3.0034e-06 | 0.00988 | 3.8235e-10
[120 empty] | 7.3.3.17.5 (Remote Grid) Updates to grid topology to minimize risk of ignition in HFTDs Remote GridWLDFRWire-to-wire contactAggregated | WLDFR | HFTD - Distribution - Tier 3 - 4QU CoRE ¦ 2QU LoRE | Non-Red Flag Warning - Small Fires | Wire-to-wire contact | Aggregated | 2061 | 0.00010758 | 572.0063 | 0.061535 | 2061 | Mitigation | 0.95 | 45 | 0 | esc | 0.00097009 | 1.0436e-07 | 0.00097009 | 1.0436e-07 | 0.034217 | 3.0034e-06 | 0.00988 | 3.8235e-10
[120 empty] | 7.3.3.17.5 (Remote Grid) Updates to grid topology to minimize risk of ignition in HFTDs Remote GridWLDFRWire-to-wire contactAggregated | WLDFR | HFTD - Distribution - Tier 3 - 4QU CoRE ¦ 2QU LoRE | Non-Red Flag Warning - Small Fires | Wire-to-wire contact | Aggregated | 2062 | 0.00010758 | 572.0063 | 0.061535 | 2062 | Mitigation | 0.95 | 45 | 0 | esc | 0.00097009 | 1.0436e-07 | 0.00097009 | 1.0436e-07 | 0.034217 | 3.0034e-06 | 0.00988 | 3.8235e-10
[120 empty] | 7.3.3.17.5 (Remote Grid) Updates to grid topology to minimize risk of ignition in HFTDs Remote GridWLDFRWire-to-wire contactAggregated | WLDFR | HFTD - Distribution - Tier 3 - 4QU CoRE ¦ 2QU LoRE | Non-Red Flag Warning - Small Fires | Wire-to-wire contact | Aggregated | 2063 | 0.00010758 | 572.0063 | 0.061535 | 2063 | Mitigation | 0.95 | 45 | 0 | esc | 0.00097009 | 1.0436e-07 | 0.00097009 | 1.0436e-07 | 0.034217 | 3.0034e-06 | 0.00988 | 3.8235e-10
[120 empty] | 7.3.3.17.5 (Remote Grid) Updates to grid topology to minimize risk of ignition in HFTDs Remote GridWLDFRWire-to-wire contactAggregated | WLDFR | HFTD - Distribution - Tier 3 - 4QU CoRE ¦ 2QU LoRE | Non-Red Flag Warning - Small Fires | Wire-to-wire contact | Aggregated | 2064 | 0.00010758 | 572.0063 | 0.061535 | 2064 | Mitigation | 0.95 | 45 | 0 | esc | 0.00097009 | 1.0436e-07 | 0.00097009 | 1.0436e-07 | 0.034217 | 3.0034e-06 | 0.00988 | 3.8235e-10
[120 empty] | 7.3.3.17.5 (Remote Grid) Updates to grid topology to minimize risk of ignition in HFTDs Remote GridWLDFRWire-to-wire contactAggregated | WLDFR | HFTD - Distribution - Tier 3 - 4QU CoRE ¦ 2QU LoRE | Non-Red Flag Warning - Small Fires | Wire-to-wire contact | Aggregated | 2065 | 0.00010758 | 572.0063 | 0.061535 | 2065 | Mitigation | 0.95 | 45 | 0 | esc | 0.00097009 | 1.0436e-07 | 0.00097009 | 1.0436e-07 | 0.034217 | 3.0034e-06 | 0.00988 | 3.8235e-10
[120 empty] | 7.3.3.17.5 (Remote Grid) Updates to grid topology to minimize risk of ignition in HFTDs Remote GridWLDFRWire-to-wire contactAggregated | WLDFR | HFTD - Distribution - Tier 3 - 4QU CoRE ¦ 2QU LoRE | Non-Red Flag Warning - Small Fires | Wire-to-wire contact | Aggregated | 2066 | 0.00010758 | 572.0063 | 0.061535 | 2066 | Mitigation | 0.95 | 45 | 0 | esc | 0.00097009 | 1.0436e-07 | 0.00097009 | 1.0436e-07 | 0.034217 | 3.0034e-06 | 0.00988 | 3.8235e-10
[120 empty] | 7.3.3.17.5 (Remote Grid) Updates to grid topology to minimize risk of ignition in HFTDs Remote GridWLDFRWire-to-wire contactAggregated | WLDFR | HFTD - Distribution - Tier 3 - 4QU CoRE ¦ 2QU LoRE | Non-Red Flag Warning - Small Fires | Wire-to-wire contact | Aggregated | 2067 | 0.00010758 | 572.0063 | 0.061535 | 2067 | Mitigation | 0.95 | 45 | 0 | esc | 0 | 0 | 0.00097009 | 1.0436e-07 | 0.034217 | 3.0034e-06 | 0.00988 | 3.8235e-10
[120 empty] | 7.3.3.17.5 (Remote Grid) Updates to grid topology to minimize risk of ignition in HFTDs Remote GridWLDFREquipment / facility failureAggregated | WLDFR | HFTD - Distribution - Tier 3 - 4QU CoRE ¦ 2QU LoRE | Red Flag Warning - Catastrophic Fires | Equipment / facility failure | Aggregated | 2022 | 2.9399e-06 | 572.0063 | 0.0016816 | 2022 | Mitigation | 0.95 | 45 | 0 | esc | 0.00097009 | 2.8519e-09 | 0 | 0 | 0.034217 | 3.0034e-06 | 0.00988 | 3.8235e-10
[120 empty] | 7.3.3.17.5 (Remote Grid) Updates to grid topology to minimize risk of ignition in HFTDs Remote GridWLDFREquipment / facility failureAggregated | WLDFR | HFTD - Distribution - Tier 3 - 4QU CoRE ¦ 2QU LoRE | Red Flag Warning - Catastrophic Fires | Equipment / facility failure | Aggregated | 2023 | 2.9399e-06 | 572.0063 | 0.0016816 | 2023 | Mitigation | 0.95 | 45 | 0 | esc | 0.00097009 | 2.8519e-09 | 0.00097009 | 2.8519e-09 | 0.034217 | 3.0034e-06 | 0.00988 | 3.8235e-10
[120 empty] | 7.3.3.17.5 (Remote Grid) Updates to grid topology to minimize risk of ignition in HFTDs Remote GridWLDFREquipment / facility failureAggregated | WLDFR | HFTD - Distribution - Tier 3 - 4QU CoRE ¦ 2QU LoRE | Red Flag Warning - Catastrophic Fires | Equipment / facility failure | Aggregated | 2024 | 2.9399e-06 | 572.0063 | 0.0016816 | 2024 | Mitigation | 0.95 | 45 | 0 | esc | 0.00097009 | 2.8519e-09 | 0.00097009 | 2.8519e-09 | 0.034217 | 3.0034e-06 | 0.00988 | 3.8235e-10
[120 empty] | 7.3.3.17.5 (Remote Grid) Updates to grid topology to minimize risk of ignition in HFTDs Remote GridWLDFREquipment / facility failureAggregated | WLDFR | HFTD - Distribution - Tier 3 - 4QU CoRE ¦ 2QU LoRE | Red Flag Warning - Catastrophic Fires | Equipment / facility failure | Aggregated | 2025 | 2.9399e-06 | 572.0063 | 0.0016816 | 2025 | Mitigation | 0.95 | 45 | 0 | esc | 0.00097009 | 2.8519e-09 | 0.00097009 | 2.8519e-09 | 0.034217 | 3.0034e-06 | 0.00988 | 3.8235e-10
[120 empty] | 7.3.3.17.5 (Remote Grid) Updates to grid topology to minimize risk of ignition in HFTDs Remote GridWLDFREquipment / facility failureAggregated | WLDFR | HFTD - Distribution - Tier 3 - 4QU CoRE ¦ 2QU LoRE | Red Flag Warning - Catastrophic Fires | Equipment / facility failure | Aggregated | 2026 | 2.9399e-06 | 572.0063 | 0.0016816 | 2026 | Mitigation | 0.95 | 45 | 0 | esc | 0.00097009 | 2.8519e-09 | 0.00097009 | 2.8519e-09 | 0.034217 | 3.0034e-06 | 0.00988 | 3.8235e-10
[120 empty] | 7.3.3.17.5 (Remote Grid) Updates to grid topology to minimize risk of ignition in HFTDs Remote GridWLDFREquipment / facility failureAggregated | WLDFR | HFTD - Distribution - Tier 3 - 4QU CoRE ¦ 2QU LoRE | Red Flag Warning - Catastrophic Fires | Equipment / facility failure | Aggregated | 2027 | 2.9399e-06 | 572.0063 | 0.0016816 | 2027 | Mitigation | 0.95 | 45 | 0 | esc | 0.00097009 | 2.8519e-09 | 0.00097009 | 2.8519e-09 | 0.034217 | 3.0034e-06 | 0.00988 | 3.8235e-10
[120 empty] | 7.3.3.17.5 (Remote Grid) Updates to grid topology to minimize risk of ignition in HFTDs Remote GridWLDFREquipment / facility failureAggregated | WLDFR | HFTD - Distribution - Tier 3 - 4QU CoRE ¦ 2QU LoRE | Red Flag Warning - Catastrophic Fires | Equipment / facility failure | Aggregated | 2028 | 2.9399e-06 | 572.0063 | 0.0016816 | 2028 | Mitigation | 0.95 | 45 | 0 | esc | 0.00097009 | 2.8519e-09 | 0.00097009 | 2.8519e-09 | 0.034217 | 3.0034e-06 | 0 | 0
[120 empty] | 7.3.3.17.5 (Remote Grid) Updates to grid topology to minimize risk of ignition in HFTDs Remote GridWLDFREquipment / facility failureAggregated | WLDFR | HFTD - Distribution - Tier 3 - 4QU CoRE ¦ 2QU LoRE | Red Flag Warning - Catastrophic Fires | Equipment / facility failure | Aggregated | 2029 | 2.9399e-06 | 572.0063 | 0.0016816 | 2029 | Mitigation | 0.95 | 45 | 0 | esc | 0.00097009 | 2.8519e-09 | 0.00097009 | 2.8519e-09 | 0.034217 | 3.0034e-06 | 0 | 0
[120 empty] | 7.3.3.17.5 (Remote Grid) Updates to grid topology to minimize risk of ignition in HFTDs Remote GridWLDFREquipment / facility failureAggregated | WLDFR | HFTD - Distribution - Tier 3 - 4QU CoRE ¦ 2QU LoRE | Red Flag Warning - Catastrophic Fires | Equipment / facility failure | Aggregated | 2030 | 2.9399e-06 | 572.0063 | 0.0016816 | 2030 | Mitigation | 0.95 | 45 | 0 | esc | 0.00097009 | 2.8519e-09 | 0.00097009 | 2.8519e-09 | 0.034217 | 3.0034e-06 | 0.0085129 | 3.7681e-10
[120 empty] | 7.3.3.17.5 (Remote Grid) Updates to grid topology to minimize risk of ignition in HFTDs Remote GridWLDFREquipment / facility failureAggregated | WLDFR | HFTD - Distribution - Tier 3 - 4QU CoRE ¦ 2QU LoRE | Red Flag Warning - Catastrophic Fires | Equipment / facility failure | Aggregated | 2031 | 2.9399e-06 | 572.0063 | 0.0016816 | 2031 | Mitigation | 0.95 | 45 | 0 | esc | 0.00097009 | 2.8519e-09 | 0.00097009 | 2.8519e-09 | 0.034217 | 3.0034e-06 | 0.0085129 | 3.7681e-10
[120 empty] | 7.3.3.17.5 (Remote Grid) Updates to grid topology to minimize risk of ignition in HFTDs Remote GridWLDFREquipment / facility failureAggregated | WLDFR | HFTD - Distribution - Tier 3 - 4QU CoRE ¦ 2QU LoRE | Red Flag Warning - Catastrophic Fires | Equipment / facility failure | Aggregated | 2032 | 2.9399e-06 | 572.0063 | 0.0016816 | 2032 | Mitigation | 0.95 | 45 | 0 | esc | 0.00097009 | 2.8519e-09 | 0.00097009 | 2.8519e-09 | 0.034217 | 3.0034e-06 | 0.0085129 | 3.7681e-10
[120 empty] | 7.3.3.17.5 (Remote Grid) Updates to grid topology to minimize risk of ignition in HFTDs Remote GridWLDFREquipment / facility failureAggregated | WLDFR | HFTD - Distribution - Tier 3 - 4QU CoRE ¦ 2QU LoRE | Red Flag Warning - Catastrophic Fires | Equipment / facility failure | Aggregated | 2033 | 2.9399e-06 | 572.0063 | 0.0016816 | 2033 | Mitigation | 0.95 | 45 | 0 | esc | 0.00097009 | 2.8519e-09 | 0.00097009 | 2.8519e-09 | 0.034217 | 3.0034e-06 | 0.0085129 | 3.7681e-10
[120 empty] | 7.3.3.17.5 (Remote Grid) Updates to grid topology to minimize risk of ignition in HFTDs Remote GridWLDFREquipment / facility failureAggregated | WLDFR | HFTD - Distribution - Tier 3 - 4QU CoRE ¦ 2QU LoRE | Red Flag Warning - Catastrophic Fires | Equipment / facility failure | Aggregated | 2034 | 2.9399e-06 | 572.0063 | 0.0016816 | 2034 | Mitigation | 0.95 | 45 | 0 | esc | 0.00097009 | 2.8519e-09 | 0.00097009 | 2.8519e-09 | 0.034217 | 3.0034e-06 | 0.0085129 | 3.7681e-10
[120 empty] | 7.3.3.17.5 (Remote Grid) Updates to grid topology to minimize risk of ignition in HFTDs Remote GridWLDFREquipment / facility failureAggregated | WLDFR | HFTD - Distribution - Tier 3 - 4QU CoRE ¦ 2QU LoRE | Red Flag Warning - Catastrophic Fires | Equipment / facility failure | Aggregated | 2035 | 2.9399e-06 | 572.0063 | 0.0016816 | 2035 | Mitigation | 0.95 | 45 | 0 | esc | 0.00097009 | 2.8519e-09 | 0.00097009 | 2.8519e-09 | 0.034217 | 3.0034e-06 | 0.0085129 | 3.7681e-10
[120 empty] | 7.3.3.17.5 (Remote Grid) Updates to grid topology to minimize risk of ignition in HFTDs Remote GridWLDFREquipment / facility failureAggregated | WLDFR | HFTD - Distribution - Tier 3 - 4QU CoRE ¦ 2QU LoRE | Red Flag Warning - Catastrophic Fires | Equipment / facility failure | Aggregated | 2036 | 2.9399e-06 | 572.0063 | 0.0016816 | 2036 | Mitigation | 0.95 | 45 | 0 | esc | 0.00097009 | 2.8519e-09 | 0.00097009 | 2.8519e-09 | 0 | 0 | 0.0085129 | 3.7681e-10
[120 empty] | 7.3.3.17.5 (Remote Grid) Updates to grid topology to minimize risk of ignition in HFTDs Remote GridWLDFREquipment / facility failureAggregated | WLDFR | HFTD - Distribution - Tier 3 - 4QU CoRE ¦ 2QU LoRE | Red Flag Warning - Catastrophic Fires | Equipment / facility failure | Aggregated | 2037 | 2.9399e-06 | 572.0063 | 0.0016816 | 2037 | Mitigation | 0.95 | 45 | 0 | esc | 0.00097009 | 2.8519e-09 | 0.00097009 | 2.8519e-09 | 0.034217 | 1.2963e-06 | 0.0085129 | 3.7681e-10
[120 empty] | 7.3.3.17.5 (Remote Grid) Updates to grid topology to minimize risk of ignition in HFTDs Remote GridWLDFREquipment / facility failureAggregated | WLDFR | HFTD - Distribution - Tier 3 - 4QU CoRE ¦ 2QU LoRE | Red Flag Warning - Catastrophic Fires | Equipment / facility failure | Aggregated | 2038 | 2.9399e-06 | 572.0063 | 0.0016816 | 2038 | Mitigation | 0.95 | 45 | 0 | esc | 0.00097009 | 2.8519e-09 | 0.00097009 | 2.8519e-09 | 0.034217 | 1.2963e-06 | 0.0085129 | 3.7681e-10
[120 empty] | 7.3.3.17.5 (Remote Grid) Updates to grid topology to minimize risk of ignition in HFTDs Remote GridWLDFREquipment / facility failureAggregated | WLDFR | HFTD - Distribution - Tier 3 - 4QU CoRE ¦ 2QU LoRE | Red Flag Warning - Catastrophic Fires | Equipment / facility failure | Aggregated | 2039 | 2.9399e-06 | 572.0063 | 0.0016816 | 2039 | Mitigation | 0.95 | 45 | 0 | esc | 0.00097009 | 2.8519e-09 | 0.00097009 | 2.8519e-09 | 0.034217 | 1.2963e-06 | 0.0085129 | 3.7681e-10
[120 empty] | 7.3.3.17.5 (Remote Grid) Updates to grid topology to minimize risk of ignition in HFTDs Remote GridWLDFREquipment / facility failureAggregated | WLDFR | HFTD - Distribution - Tier 3 - 4QU CoRE ¦ 2QU LoRE | Red Flag Warning - Catastrophic Fires | Equipment / facility failure | Aggregated | 2040 | 2.9399e-06 | 572.0063 | 0.0016816 | 2040 | Mitigation | 0.95 | 45 | 0 | esc | 0.00097009 | 2.8519e-09 | 0.00097009 | 2.8519e-09 | 0.034217 | 1.2963e-06 | 0.0085129 | 3.7681e-10
[120 empty] | 7.3.3.17.5 (Remote Grid) Updates to grid topology to minimize risk of ignition in HFTDs Remote GridWLDFREquipment / facility failureAggregated | WLDFR | HFTD - Distribution - Tier 3 - 4QU CoRE ¦ 2QU LoRE | Red Flag Warning - Catastrophic Fires | Equipment / facility failure | Aggregated | 2041 | 2.9399e-06 | 572.0063 | 0.0016816 | 2041 | Mitigation | 0.95 | 45 | 0 | esc | 0.00097009 | 2.8519e-09 | 0.00097009 | 2.8519e-09 | 0.034217 | 1.2963e-06 | 0.0085129 | 3.7681e-10
[120 empty] | 7.3.3.17.5 (Remote Grid) Updates to grid topology to minimize risk of ignition in HFTDs Remote GridWLDFREquipment / facility failureAggregated | WLDFR | HFTD - Distribution - Tier 3 - 4QU CoRE ¦ 2QU LoRE | Red Flag Warning - Catastrophic Fires | Equipment / facility failure | Aggregated | 2042 | 2.9399e-06 | 572.0063 | 0.0016816 | 2042 | Mitigation | 0.95 | 45 | 0 | esc | 0.00097009 | 2.8519e-09 | 0.00097009 | 2.8519e-09 | 0.034217 | 1.2963e-06 | 0.0085129 | 3.7681e-10
[120 empty] | 7.3.3.17.5 (Remote Grid) Updates to grid topology to minimize risk of ignition in HFTDs Remote GridWLDFREquipment / facility failureAggregated | WLDFR | HFTD - Distribution - Tier 3 - 4QU CoRE ¦ 2QU LoRE | Red Flag Warning - Catastrophic Fires | Equipment / facility failure | Aggregated | 2043 | 2.9399e-06 | 572.0063 | 0.0016816 | 2043 | Mitigation | 0.95 | 45 | 0 | esc | 0.00097009 | 2.8519e-09 | 0.00097009 | 2.8519e-09 | 0.034217 | 1.2963e-06 | 0.0085129 | 3.7681e-10
[120 empty] | 7.3.3.17.5 (Remote Grid) Updates to grid topology to minimize risk of ignition in HFTDs Remote GridWLDFREquipment / facility failureAggregated | WLDFR | HFTD - Distribution - Tier 3 - 4QU CoRE ¦ 2QU LoRE | Red Flag Warning - Catastrophic Fires | Equipment / facility failure | Aggregated | 2044 | 2.9399e-06 | 572.0063 | 0.0016816 | 2044 | Mitigation | 0.95 | 45 | 0 | esc | 0.00097009 | 2.8519e-09 | 0.00097009 | 2.8519e-09 | 0.034217 | 1.2963e-06 | 0.0085129 | 3.7681e-10
[120 empty] | 7.3.3.17.5 (Remote Grid) Updates to grid topology to minimize risk of ignition in HFTDs Remote GridWLDFREquipment / facility failureAggregated | WLDFR | HFTD - Distribution - Tier 3 - 4QU CoRE ¦ 2QU LoRE | Red Flag Warning - Catastrophic Fires | Equipment / facility failure | Aggregated | 2045 | 2.9399e-06 | 572.0063 | 0.0016816 | 2045 | Mitigation | 0.95 | 45 | 0 | esc | 0.00097009 | 2.8519e-09 | 0.00097009 | 2.8519e-09 | 0.034217 | 1.2963e-06 | 0.0085129 | 3.7681e-10
[120 empty] | 7.3.3.17.5 (Remote Grid) Updates to grid topology to minimize risk of ignition in HFTDs Remote GridWLDFREquipment / facility failureAggregated | WLDFR | HFTD - Distribution - Tier 3 - 4QU CoRE ¦ 2QU LoRE | Red Flag Warning - Catastrophic Fires | Equipment / facility failure | Aggregated | 2046 | 2.9399e-06 | 572.0063 | 0.0016816 | 2046 | Mitigation | 0.95 | 45 | 0 | esc | 0.00097009 | 2.8519e-09 | 0.00097009 | 2.8519e-09 | 0.034217 | 1.2963e-06 | 0.0085129 | 3.7681e-10
[120 empty] | 7.3.3.17.5 (Remote Grid) Updates to grid topology to minimize risk of ignition in HFTDs Remote GridWLDFREquipment / facility failureAggregated | WLDFR | HFTD - Distribution - Tier 3 - 4QU CoRE ¦ 2QU LoRE | Red Flag Warning - Catastrophic Fires | Equipment / facility failure | Aggregated | 2047 | 2.9399e-06 | 572.0063 | 0.0016816 | 2047 | Mitigation | 0.95 | 45 | 0 | esc | 0.00097009 | 2.8519e-09 | 0.00097009 | 2.8519e-09 | 0.034217 | 1.2963e-06 | 0.0085129 | 3.7681e-10
[120 empty] | 7.3.3.17.5 (Remote Grid) Updates to grid topology to minimize risk of ignition in HFTDs Remote GridWLDFREquipment / facility failureAggregated | WLDFR | HFTD - Distribution - Tier 3 - 4QU CoRE ¦ 2QU LoRE | Red Flag Warning - Catastrophic Fires | Equipment / facility failure | Aggregated | 2048 | 2.9399e-06 | 572.0063 | 0.0016816 | 2048 | Mitigation | 0.95 | 45 | 0 | esc | 0.00097009 | 2.8519e-09 | 0.00097009 | 2.8519e-09 | 0.034217 | 1.2963e-06 | 0.0085129 | 3.7681e-10
[120 empty] | 7.3.3.17.5 (Remote Grid) Updates to grid topology to minimize risk of ignition in HFTDs Remote GridWLDFREquipment / facility failureAggregated | WLDFR | HFTD - Distribution - Tier 3 - 4QU CoRE ¦ 2QU LoRE | Red Flag Warning - Catastrophic Fires | Equipment / facility failure | Aggregated | 2049 | 2.9399e-06 | 572.0063 | 0.0016816 | 2049 | Mitigation | 0.95 | 45 | 0 | esc | 0.00097009 | 2.8519e-09 | 0.00097009 | 2.8519e-09 | 0.034217 | 1.2963e-06 | 0.0085129 | 3.7681e-10
[120 empty] | 7.3.3.17.5 (Remote Grid) Updates to grid topology to minimize risk of ignition in HFTDs Remote GridWLDFREquipment / facility failureAggregated | WLDFR | HFTD - Distribution - Tier 3 - 4QU CoRE ¦ 2QU LoRE | Red Flag Warning - Catastrophic Fires | Equipment / facility failure | Aggregated | 2050 | 2.9399e-06 | 572.0063 | 0.0016816 | 2050 | Mitigation | 0.95 | 45 | 0 | esc | 0.00097009 | 2.8519e-09 | 0.00097009 | 2.8519e-09 | 0.034217 | 1.2963e-06 | 0.0085129 | 3.7681e-10
[120 empty] | 7.3.3.17.5 (Remote Grid) Updates to grid topology to minimize risk of ignition in HFTDs Remote GridWLDFREquipment / facility failureAggregated | WLDFR | HFTD - Distribution - Tier 3 - 4QU CoRE ¦ 2QU LoRE | Red Flag Warning - Catastrophic Fires | Equipment / facility failure | Aggregated | 2051 | 2.9399e-06 | 572.0063 | 0.0016816 | 2051 | Mitigation | 0.95 | 45 | 0 | esc | 0.00097009 | 2.8519e-09 | 0.00097009 | 2.8519e-09 | 0.034217 | 1.2963e-06 | 0.0085129 | 3.7681e-10
[120 empty] | 7.3.3.17.5 (Remote Grid) Updates to grid topology to minimize risk of ignition in HFTDs Remote GridWLDFREquipment / facility failureAggregated | WLDFR | HFTD - Distribution - Tier 3 - 4QU CoRE ¦ 2QU LoRE | Red Flag Warning - Catastrophic Fires | Equipment / facility failure | Aggregated | 2052 | 2.9399e-06 | 572.0063 | 0.0016816 | 2052 | Mitigation | 0.95 | 45 | 0 | esc | 0.00097009 | 2.8519e-09 | 0.00097009 | 2.8519e-09 | 0.034217 | 1.2963e-06 | 0.0085129 | 3.7681e-10
[120 empty] | 7.3.3.17.5 (Remote Grid) Updates to grid topology to minimize risk of ignition in HFTDs Remote GridWLDFREquipment / facility failureAggregated | WLDFR | HFTD - Distribution - Tier 3 - 4QU CoRE ¦ 2QU LoRE | Red Flag Warning - Catastrophic Fires | Equipment / facility failure | Aggregated | 2053 | 2.9399e-06 | 572.0063 | 0.0016816 | 2053 | Mitigation | 0.95 | 45 | 0 | esc | 0.00097009 | 2.8519e-09 | 0.00097009 | 2.8519e-09 | 0.034217 | 1.2963e-06 | 0.0085129 | 3.7681e-10
[120 empty] | 7.3.3.17.5 (Remote Grid) Updates to grid topology to minimize risk of ignition in HFTDs Remote GridWLDFREquipment / facility failureAggregated | WLDFR | HFTD - Distribution - Tier 3 - 4QU CoRE ¦ 2QU LoRE | Red Flag Warning - Catastrophic Fires | Equipment / facility failure | Aggregated | 2054 | 2.9399e-06 | 572.0063 | 0.0016816 | 2054 | Mitigation | 0.95 | 45 | 0 | esc | 0.00097009 | 2.8519e-09 | 0.00097009 | 2.8519e-09 | 0.034217 | 1.2963e-06 | 0.0085129 | 3.7681e-10
[120 empty] | 7.3.3.17.5 (Remote Grid) Updates to grid topology to minimize risk of ignition in HFTDs Remote GridWLDFREquipment / facility failureAggregated | WLDFR | HFTD - Distribution - Tier 3 - 4QU CoRE ¦ 2QU LoRE | Red Flag Warning - Catastrophic Fires | Equipment / facility failure | Aggregated | 2055 | 2.9399e-06 | 572.0063 | 0.0016816 | 2055 | Mitigation | 0.95 | 45 | 0 | esc | 0.00097009 | 2.8519e-09 | 0.00097009 | 2.8519e-09 | 0.034217 | 1.2963e-06 | 0.0085129 | 3.7681e-10
[120 empty] | 7.3.3.17.5 (Remote Grid) Updates to grid topology to minimize risk of ignition in HFTDs Remote GridWLDFREquipment / facility failureAggregated | WLDFR | HFTD - Distribution - Tier 3 - 4QU CoRE ¦ 2QU LoRE | Red Flag Warning - Catastrophic Fires | Equipment / facility failure | Aggregated | 2056 | 2.9399e-06 | 572.0063 | 0.0016816 | 2056 | Mitigation | 0.95 | 45 | 0 | esc | 0.00097009 | 2.8519e-09 | 0.00097009 | 2.8519e-09 | 0.034217 | 1.2963e-06 | 0.0085129 | 3.7681e-10
[120 empty] | 7.3.3.17.5 (Remote Grid) Updates to grid topology to minimize risk of ignition in HFTDs Remote GridWLDFREquipment / facility failureAggregated | WLDFR | HFTD - Distribution - Tier 3 - 4QU CoRE ¦ 2QU LoRE | Red Flag Warning - Catastrophic Fires | Equipment / facility failure | Aggregated | 2057 | 2.9399e-06 | 572.0063 | 0.0016816 | 2057 | Mitigation | 0.95 | 45 | 0 | esc | 0.00097009 | 2.8519e-09 | 0.00097009 | 2.8519e-09 | 0.034217 | 1.2963e-06 | 0.0085129 | 3.7681e-10
[120 empty] | 7.3.3.17.5 (Remote Grid) Updates to grid topology to minimize risk of ignition in HFTDs Remote GridWLDFREquipment / facility failureAggregated | WLDFR | HFTD - Distribution - Tier 3 - 4QU CoRE ¦ 2QU LoRE | Red Flag Warning - Catastrophic Fires | Equipment / facility failure | Aggregated | 2058 | 2.9399e-06 | 572.0063 | 0.0016816 | 2058 | Mitigation | 0.95 | 45 | 0 | esc | 0.00097009 | 2.8519e-09 | 0.00097009 | 2.8519e-09 | 0.034217 | 1.2963e-06 | 0.0085129 | 3.7681e-10
[120 empty] | 7.3.3.17.5 (Remote Grid) Updates to grid topology to minimize risk of ignition in HFTDs Remote GridWLDFREquipment / facility failureAggregated | WLDFR | HFTD - Distribution - Tier 3 - 4QU CoRE ¦ 2QU LoRE | Red Flag Warning - Catastrophic Fires | Equipment / facility failure | Aggregated | 2059 | 2.9399e-06 | 572.0063 | 0.0016816 | 2059 | Mitigation | 0.95 | 45 | 0 | esc | 0.00097009 | 2.8519e-09 | 0.00097009 | 2.8519e-09 | 0.034217 | 1.2963e-06 | 0.0085129 | 3.7681e-10
[120 empty] | 7.3.3.17.5 (Remote Grid) Updates to grid topology to minimize risk of ignition in HFTDs Remote GridWLDFREquipment / facility failureAggregated | WLDFR | HFTD - Distribution - Tier 3 - 4QU CoRE ¦ 2QU LoRE | Red Flag Warning - Catastrophic Fires | Equipment / facility failure | Aggregated | 2060 | 2.9399e-06 | 572.0063 | 0.0016816 | 2060 | Mitigation | 0.95 | 45 | 0 | esc | 0.00097009 | 2.8519e-09 | 0.00097009 | 2.8519e-09 | 0.034217 | 1.2963e-06 | 0 | 0
[120 empty] | 7.3.3.17.5 (Remote Grid) Updates to grid topology to minimize risk of ignition in HFTDs Remote GridWLDFREquipment / facility failureAggregated | WLDFR | HFTD - Distribution - Tier 3 - 4QU CoRE ¦ 2QU LoRE | Red Flag Warning - Catastrophic Fires | Equipment / facility failure | Aggregated | 2061 | 2.9399e-06 | 572.0063 | 0.0016816 | 2061 | Mitigation | 0.95 | 45 | 0 | esc | 0.00097009 | 2.8519e-09 | 0.00097009 | 2.8519e-09 | 0.034217 | 1.2963e-06 | 0 | 0
[120 empty] | 7.3.3.17.5 (Remote Grid) Updates to grid topology to minimize risk of ignition in HFTDs Remote GridWLDFREquipment / facility failureAggregated | WLDFR | HFTD - Distribution - Tier 3 - 4QU CoRE ¦ 2QU LoRE | Red Flag Warning - Catastrophic Fires | Equipment / facility failure | Aggregated | 2062 | 2.9399e-06 | 572.0063 | 0.0016816 | 2062 | Mitigation | 0.95 | 45 | 0 | esc | 0.00097009 | 2.8519e-09 | 0.00097009 | 2.8519e-09 | 0.034217 | 1.2963e-06 | 0.0093087 | 2.427e-09
[120 empty] | 7.3.3.17.5 (Remote Grid) Updates to grid topology to minimize risk of ignition in HFTDs Remote GridWLDFREquipment / facility failureAggregated | WLDFR | HFTD - Distribution - Tier 3 - 4QU CoRE ¦ 2QU LoRE | Red Flag Warning - Catastrophic Fires | Equipment / facility failure | Aggregated | 2063 | 2.9399e-06 | 572.0063 | 0.0016816 | 2063 | Mitigation | 0.95 | 45 | 0 | esc | 0.00097009 | 2.8519e-09 | 0.00097009 | 2.8519e-09 | 0.034217 | 1.2963e-06 | 0.0093087 | 2.427e-09
[120 empty] | 7.3.3.17.5 (Remote Grid) Updates to grid topology to minimize risk of ignition in HFTDs Remote GridWLDFREquipment / facility failureAggregated | WLDFR | HFTD - Distribution - Tier 3 - 4QU CoRE ¦ 2QU LoRE | Red Flag Warning - Catastrophic Fires | Equipment / facility failure | Aggregated | 2064 | 2.9399e-06 | 572.0063 | 0.0016816 | 2064 | Mitigation | 0.95 | 45 | 0 | esc | 0.00097009 | 2.8519e-09 | 0.00097009 | 2.8519e-09 | 0.034217 | 1.2963e-06 | 0.0093087 | 2.427e-09
[120 empty] | 7.3.3.17.5 (Remote Grid) Updates to grid topology to minimize risk of ignition in HFTDs Remote GridWLDFREquipment / facility failureAggregated | WLDFR | HFTD - Distribution - Tier 3 - 4QU CoRE ¦ 2QU LoRE | Red Flag Warning - Catastrophic Fires | Equipment / facility failure | Aggregated | 2065 | 2.9399e-06 | 572.0063 | 0.0016816 | 2065 | Mitigation | 0.95 | 45 | 0 | esc | 0.00097009 | 2.8519e-09 | 0.00097009 | 2.8519e-09 | 0.034217 | 1.2963e-06 | 0.0093087 | 2.427e-09
[120 empty] | 7.3.3.17.5 (Remote Grid) Updates to grid topology to minimize risk of ignition in HFTDs Remote GridWLDFREquipment / facility failureAggregated | WLDFR | HFTD - Distribution - Tier 3 - 4QU CoRE ¦ 2QU LoRE | Red Flag Warning - Catastrophic Fires | Equipment / facility failure | Aggregated | 2066 | 2.9399e-06 | 572.0063 | 0.0016816 | 2066 | Mitigation | 0.95 | 45 | 0 | esc | 0.00097009 | 2.8519e-09 | 0.00097009 | 2.8519e-09 | 0.034217 | 1.2963e-06 | 0.0093087 | 2.427e-09
[120 empty] | 7.3.3.17.5 (Remote Grid) Updates to grid topology to minimize risk of ignition in HFTDs Remote GridWLDFREquipment / facility failureAggregated | WLDFR | HFTD - Distribution - Tier 3 - 4QU CoRE ¦ 2QU LoRE | Red Flag Warning - Catastrophic Fires | Equipment / facility failure | Aggregated | 2067 | 2.9399e-06 | 572.0063 | 0.0016816 | 2067 | Mitigation | 0.95 | 45 | 0 | esc | 0 | 0 | 0.00097009 | 2.8519e-09 | 0.034217 | 1.2963e-06 | 0.0093087 | 2.427e-09
[120 empty] | 7.3.3.17.5 (Remote Grid) Updates to grid topology to minimize risk of ignition in HFTDs Remote GridWLDFRVegetation ContactAggregated | WLDFR | HFTD - Distribution - Tier 3 - 4QU CoRE ¦ 2QU LoRE | Red Flag Warning - Catastrophic Fires | Vegetation Contact | Aggregated | 2022 | 7.9298e-06 | 572.0063 | 0.0045359 | 2022 | Mitigation | 0.95 | 45 | 0 | esc | 0.00097009 | 7.6925e-09 | 0 | 0 | 0.034217 | 1.2963e-06 | 0.0093087 | 2.427e-09
[120 empty] | 7.3.3.17.5 (Remote Grid) Updates to grid topology to minimize risk of ignition in HFTDs Remote GridWLDFRVegetation ContactAggregated | WLDFR | HFTD - Distribution - Tier 3 - 4QU CoRE ¦ 2QU LoRE | Red Flag Warning - Catastrophic Fires | Vegetation Contact | Aggregated | 2023 | 7.9298e-06 | 572.0063 | 0.0045359 | 2023 | Mitigation | 0.95 | 45 | 0 | esc | 0.00097009 | 7.6925e-09 | 0.00097009 | 7.6925e-09 | 0.034217 | 1.2963e-06 | 0.0093087 | 2.427e-09
[120 empty] | 7.3.3.17.5 (Remote Grid) Updates to grid topology to minimize risk of ignition in HFTDs Remote GridWLDFRVegetation ContactAggregated | WLDFR | HFTD - Distribution - Tier 3 - 4QU CoRE ¦ 2QU LoRE | Red Flag Warning - Catastrophic Fires | Vegetation Contact | Aggregated | 2024 | 7.9298e-06 | 572.0063 | 0.0045359 | 2024 | Mitigation | 0.95 | 45 | 0 | esc | 0.00097009 | 7.6925e-09 | 0.00097009 | 7.6925e-09 | 0.034217 | 1.2963e-06 | 0.0093087 | 2.427e-09
[120 empty] | 7.3.3.17.5 (Remote Grid) Updates to grid topology to minimize risk of ignition in HFTDs Remote GridWLDFRVegetation ContactAggregated | WLDFR | HFTD - Distribution - Tier 3 - 4QU CoRE ¦ 2QU LoRE | Red Flag Warning - Catastrophic Fires | Vegetation Contact | Aggregated | 2025 | 7.9298e-06 | 572.0063 | 0.0045359 | 2025 | Mitigation | 0.95 | 45 | 0 | esc | 0.00097009 | 7.6925e-09 | 0.00097009 | 7.6925e-09 | 0.034217 | 1.2963e-06 | 0.0093087 | 2.427e-09
[120 empty] | 7.3.3.17.5 (Remote Grid) Updates to grid topology to minimize risk of ignition in HFTDs Remote GridWLDFRVegetation ContactAggregated | WLDFR | HFTD - Distribution - Tier 3 - 4QU CoRE ¦ 2QU LoRE | Red Flag Warning - Catastrophic Fires | Vegetation Contact | Aggregated | 2026 | 7.9298e-06 | 572.0063 | 0.0045359 | 2026 | Mitigation | 0.95 | 45 | 0 | esc | 0.00097009 | 7.6925e-09 | 0.00097009 | 7.6925e-09 | 0.034217 | 1.2963e-06 | 0.0093087 | 2.427e-09
[120 empty] | 7.3.3.17.5 (Remote Grid) Updates to grid topology to minimize risk of ignition in HFTDs Remote GridWLDFRVegetation ContactAggregated | WLDFR | HFTD - Distribution - Tier 3 - 4QU CoRE ¦ 2QU LoRE | Red Flag Warning - Catastrophic Fires | Vegetation Contact | Aggregated | 2027 | 7.9298e-06 | 572.0063 | 0.0045359 | 2027 | Mitigation | 0.95 | 45 | 0 | esc | 0.00097009 | 7.6925e-09 | 0.00097009 | 7.6925e-09 | 0.034217 | 1.2963e-06 | 0.0093087 | 2.427e-09
[120 empty] | 7.3.3.17.5 (Remote Grid) Updates to grid topology to minimize risk of ignition in HFTDs Remote GridWLDFRVegetation ContactAggregated | WLDFR | HFTD - Distribution - Tier 3 - 4QU CoRE ¦ 2QU LoRE | Red Flag Warning - Catastrophic Fires | Vegetation Contact | Aggregated | 2028 | 7.9298e-06 | 572.0063 | 0.0045359 | 2028 | Mitigation | 0.95 | 45 | 0 | esc | 0.00097009 | 7.6925e-09 | 0.00097009 | 7.6925e-09 | 0.034217 | 1.2963e-06 | 0.0093087 | 2.427e-09
[120 empty] | 7.3.3.17.5 (Remote Grid) Updates to grid topology to minimize risk of ignition in HFTDs Remote GridWLDFRVegetation ContactAggregated | WLDFR | HFTD - Distribution - Tier 3 - 4QU CoRE ¦ 2QU LoRE | Red Flag Warning - Catastrophic Fires | Vegetation Contact | Aggregated | 2029 | 7.9298e-06 | 572.0063 | 0.0045359 | 2029 | Mitigation | 0.95 | 45 | 0 | esc | 0.00097009 | 7.6925e-09 | 0.00097009 | 7.6925e-09 | 0.034217 | 1.2963e-06 | 0.0093087 | 2.427e-09
[120 empty] | 7.3.3.17.5 (Remote Grid) Updates to grid topology to minimize risk of ignition in HFTDs Remote GridWLDFRVegetation ContactAggregated | WLDFR | HFTD - Distribution - Tier 3 - 4QU CoRE ¦ 2QU LoRE | Red Flag Warning - Catastrophic Fires | Vegetation Contact | Aggregated | 2030 | 7.9298e-06 | 572.0063 | 0.0045359 | 2030 | Mitigation | 0.95 | 45 | 0 | esc | 0.00097009 | 7.6925e-09 | 0.00097009 | 7.6925e-09 | 0.034217 | 1.2963e-06 | 0.0093087 | 2.427e-09
[120 empty] | 7.3.3.17.5 (Remote Grid) Updates to grid topology to minimize risk of ignition in HFTDs Remote GridWLDFRVegetation ContactAggregated | WLDFR | HFTD - Distribution - Tier 3 - 4QU CoRE ¦ 2QU LoRE | Red Flag Warning - Catastrophic Fires | Vegetation Contact | Aggregated | 2031 | 7.9298e-06 | 572.0063 | 0.0045359 | 2031 | Mitigation | 0.95 | 45 | 0 | esc | 0.00097009 | 7.6925e-09 | 0.00097009 | 7.6925e-09 | 0.034217 | 1.2963e-06 | 0.0093087 | 2.427e-09
[120 empty] | 7.3.3.17.5 (Remote Grid) Updates to grid topology to minimize risk of ignition in HFTDs Remote GridWLDFRVegetation ContactAggregated | WLDFR | HFTD - Distribution - Tier 3 - 4QU CoRE ¦ 2QU LoRE | Red Flag Warning - Catastrophic Fires | Vegetation Contact | Aggregated | 2032 | 7.9298e-06 | 572.0063 | 0.0045359 | 2032 | Mitigation | 0.95 | 45 | 0 | esc | 0.00097009 | 7.6925e-09 | 0.00097009 | 7.6925e-09 | 0.034217 | 1.2963e-06 | 0.0093087 | 2.427e-09
[120 empty] | 7.3.3.17.5 (Remote Grid) Updates to grid topology to minimize risk of ignition in HFTDs Remote GridWLDFRVegetation ContactAggregated | WLDFR | HFTD - Distribution - Tier 3 - 4QU CoRE ¦ 2QU LoRE | Red Flag Warning - Catastrophic Fires | Vegetation Contact | Aggregated | 2033 | 7.9298e-06 | 572.0063 | 0.0045359 | 2033 | Mitigation | 0.95 | 45 | 0 | esc | 0.00097009 | 7.6925e-09 | 0.00097009 | 7.6925e-09 | 0.034217 | 1.2963e-06 | 0.0093087 | 2.427e-09
[120 empty] | 7.3.3.17.5 (Remote Grid) Updates to grid topology to minimize risk of ignition in HFTDs Remote GridWLDFRVegetation ContactAggregated | WLDFR | HFTD - Distribution - Tier 3 - 4QU CoRE ¦ 2QU LoRE | Red Flag Warning - Catastrophic Fires | Vegetation Contact | Aggregated | 2034 | 7.9298e-06 | 572.0063 | 0.0045359 | 2034 | Mitigation | 0.95 | 45 | 0 | esc | 0.00097009 | 7.6925e-09 | 0.00097009 | 7.6925e-09 | 0.034217 | 1.2963e-06 | 0.0093087 | 2.427e-09
[120 empty] | 7.3.3.17.5 (Remote Grid) Updates to grid topology to minimize risk of ignition in HFTDs Remote GridWLDFRVegetation ContactAggregated | WLDFR | HFTD - Distribution - Tier 3 - 4QU CoRE ¦ 2QU LoRE | Red Flag Warning - Catastrophic Fires | Vegetation Contact | Aggregated | 2035 | 7.9298e-06 | 572.0063 | 0.0045359 | 2035 | Mitigation | 0.95 | 45 | 0 | esc | 0.00097009 | 7.6925e-09 | 0.00097009 | 7.6925e-09 | 0.034217 | 1.2963e-06 | 0.0093087 | 2.427e-09
[120 empty] | 7.3.3.17.5 (Remote Grid) Updates to grid topology to minimize risk of ignition in HFTDs Remote GridWLDFRVegetation ContactAggregated | WLDFR | HFTD - Distribution - Tier 3 - 4QU CoRE ¦ 2QU LoRE | Red Flag Warning - Catastrophic Fires | Vegetation Contact | Aggregated | 2036 | 7.9298e-06 | 572.0063 | 0.0045359 | 2036 | Mitigation | 0.95 | 45 | 0 | esc | 0.00097009 | 7.6925e-09 | 0.00097009 | 7.6925e-09 | 0.034217 | 1.2963e-06 | 0.0093087 | 2.427e-09
[120 empty] | 7.3.3.17.5 (Remote Grid) Updates to grid topology to minimize risk of ignition in HFTDs Remote GridWLDFRVegetation ContactAggregated | WLDFR | HFTD - Distribution - Tier 3 - 4QU CoRE ¦ 2QU LoRE | Red Flag Warning - Catastrophic Fires | Vegetation Contact | Aggregated | 2037 | 7.9298e-06 | 572.0063 | 0.0045359 | 2037 | Mitigation | 0.95 | 45 | 0 | esc | 0.00097009 | 7.6925e-09 | 0.00097009 | 7.6925e-09 | 0.034217 | 1.2963e-06 | 0.0093087 | 2.427e-09
[120 empty] | 7.3.3.17.5 (Remote Grid) Updates to grid topology to minimize risk of ignition in HFTDs Remote GridWLDFRVegetation ContactAggregated | WLDFR | HFTD - Distribution - Tier 3 - 4QU CoRE ¦ 2QU LoRE | Red Flag Warning - Catastrophic Fires | Vegetation Contact | Aggregated | 2038 | 7.9298e-06 | 572.0063 | 0.0045359 | 2038 | Mitigation | 0.95 | 45 | 0 | esc | 0.00097009 | 7.6925e-09 | 0.00097009 | 7.6925e-09 | 0.034217 | 1.2963e-06 | 0.0093087 | 2.427e-09
[120 empty] | 7.3.3.17.5 (Remote Grid) Updates to grid topology to minimize risk of ignition in HFTDs Remote GridWLDFRVegetation ContactAggregated | WLDFR | HFTD - Distribution - Tier 3 - 4QU CoRE ¦ 2QU LoRE | Red Flag Warning - Catastrophic Fires | Vegetation Contact | Aggregated | 2039 | 7.9298e-06 | 572.0063 | 0.0045359 | 2039 | Mitigation | 0.95 | 45 | 0 | esc | 0.00097009 | 7.6925e-09 | 0.00097009 | 7.6925e-09 | 0.034217 | 1.2963e-06 | 0.0093087 | 2.427e-09
[120 empty] | 7.3.3.17.5 (Remote Grid) Updates to grid topology to minimize risk of ignition in HFTDs Remote GridWLDFRVegetation ContactAggregated | WLDFR | HFTD - Distribution - Tier 3 - 4QU CoRE ¦ 2QU LoRE | Red Flag Warning - Catastrophic Fires | Vegetation Contact | Aggregated | 2040 | 7.9298e-06 | 572.0063 | 0.0045359 | 2040 | Mitigation | 0.95 | 45 | 0 | esc | 0.00097009 | 7.6925e-09 | 0.00097009 | 7.6925e-09 | 0 | 0 | 0.0093087 | 2.427e-09
[120 empty] | 7.3.3.17.5 (Remote Grid) Updates to grid topology to minimize risk of ignition in HFTDs Remote GridWLDFRVegetation ContactAggregated | WLDFR | HFTD - Distribution - Tier 3 - 4QU CoRE ¦ 2QU LoRE | Red Flag Warning - Catastrophic Fires | Vegetation Contact | Aggregated | 2041 | 7.9298e-06 | 572.0063 | 0.0045359 | 2041 | Mitigation | 0.95 | 45 | 0 | esc | 0.00097009 | 7.6925e-09 | 0.00097009 | 7.6925e-09 | 0.034217 | 8.6798e-09 | 0.0093087 | 2.427e-09
[120 empty] | 7.3.3.17.5 (Remote Grid) Updates to grid topology to minimize risk of ignition in HFTDs Remote GridWLDFRVegetation ContactAggregated | WLDFR | HFTD - Distribution - Tier 3 - 4QU CoRE ¦ 2QU LoRE | Red Flag Warning - Catastrophic Fires | Vegetation Contact | Aggregated | 2042 | 7.9298e-06 | 572.0063 | 0.0045359 | 2042 | Mitigation | 0.95 | 45 | 0 | esc | 0.00097009 | 7.6925e-09 | 0.00097009 | 7.6925e-09 | 0.034217 | 8.6798e-09 | 0.0093087 | 2.427e-09
[120 empty] | 7.3.3.17.5 (Remote Grid) Updates to grid topology to minimize risk of ignition in HFTDs Remote GridWLDFRVegetation ContactAggregated | WLDFR | HFTD - Distribution - Tier 3 - 4QU CoRE ¦ 2QU LoRE | Red Flag Warning - Catastrophic Fires | Vegetation Contact | Aggregated | 2043 | 7.9298e-06 | 572.0063 | 0.0045359 | 2043 | Mitigation | 0.95 | 45 | 0 | esc | 0.00097009 | 7.6925e-09 | 0.00097009 | 7.6925e-09 | 0.034217 | 8.6798e-09 | 0.0093087 | 2.427e-09
[120 empty] | 7.3.3.17.5 (Remote Grid) Updates to grid topology to minimize risk of ignition in HFTDs Remote GridWLDFRVegetation ContactAggregated | WLDFR | HFTD - Distribution - Tier 3 - 4QU CoRE ¦ 2QU LoRE | Red Flag Warning - Catastrophic Fires | Vegetation Contact | Aggregated | 2044 | 7.9298e-06 | 572.0063 | 0.0045359 | 2044 | Mitigation | 0.95 | 45 | 0 | esc | 0.00097009 | 7.6925e-09 | 0.00097009 | 7.6925e-09 | 0.034217 | 8.6798e-09 | 0.0093087 | 2.427e-09
[120 empty] | 7.3.3.17.5 (Remote Grid) Updates to grid topology to minimize risk of ignition in HFTDs Remote GridWLDFRVegetation ContactAggregated | WLDFR | HFTD - Distribution - Tier 3 - 4QU CoRE ¦ 2QU LoRE | Red Flag Warning - Catastrophic Fires | Vegetation Contact | Aggregated | 2045 | 7.9298e-06 | 572.0063 | 0.0045359 | 2045 | Mitigation | 0.95 | 45 | 0 | esc | 0.00097009 | 7.6925e-09 | 0.00097009 | 7.6925e-09 | 0.034217 | 8.6798e-09 | 0.0093087 | 2.427e-09
[120 empty] | 7.3.3.17.5 (Remote Grid) Updates to grid topology to minimize risk of ignition in HFTDs Remote GridWLDFRVegetation ContactAggregated | WLDFR | HFTD - Distribution - Tier 3 - 4QU CoRE ¦ 2QU LoRE | Red Flag Warning - Catastrophic Fires | Vegetation Contact | Aggregated | 2046 | 7.9298e-06 | 572.0063 | 0.0045359 | 2046 | Mitigation | 0.95 | 45 | 0 | esc | 0.00097009 | 7.6925e-09 | 0.00097009 | 7.6925e-09 | 0.034217 | 8.6798e-09 | 0 | 0
[120 empty] | 7.3.3.17.5 (Remote Grid) Updates to grid topology to minimize risk of ignition in HFTDs Remote GridWLDFRVegetation ContactAggregated | WLDFR | HFTD - Distribution - Tier 3 - 4QU CoRE ¦ 2QU LoRE | Red Flag Warning - Catastrophic Fires | Vegetation Contact | Aggregated | 2047 | 7.9298e-06 | 572.0063 | 0.0045359 | 2047 | Mitigation | 0.95 | 45 | 0 | esc | 0.00097009 | 7.6925e-09 | 0.00097009 | 7.6925e-09 | 0.034217 | 8.6798e-09 | 0 | 0
[120 empty] | 7.3.3.17.5 (Remote Grid) Updates to grid topology to minimize risk of ignition in HFTDs Remote GridWLDFRVegetation ContactAggregated | WLDFR | HFTD - Distribution - Tier 3 - 4QU CoRE ¦ 2QU LoRE | Red Flag Warning - Catastrophic Fires | Vegetation Contact | Aggregated | 2048 | 7.9298e-06 | 572.0063 | 0.0045359 | 2048 | Mitigation | 0.95 | 45 | 0 | esc | 0.00097009 | 7.6925e-09 | 0.00097009 | 7.6925e-09 | 0.034217 | 8.6798e-09 | 0.0083522 | 4.5703e-10
[120 empty] | 7.3.3.17.5 (Remote Grid) Updates to grid topology to minimize risk of ignition in HFTDs Remote GridWLDFRVegetation ContactAggregated | WLDFR | HFTD - Distribution - Tier 3 - 4QU CoRE ¦ 2QU LoRE | Red Flag Warning - Catastrophic Fires | Vegetation Contact | Aggregated | 2049 | 7.9298e-06 | 572.0063 | 0.0045359 | 2049 | Mitigation | 0.95 | 45 | 0 | esc | 0.00097009 | 7.6925e-09 | 0.00097009 | 7.6925e-09 | 0.034217 | 8.6798e-09 | 0.0083522 | 4.5703e-10
[120 empty] | 7.3.3.17.5 (Remote Grid) Updates to grid topology to minimize risk of ignition in HFTDs Remote GridWLDFRVegetation ContactAggregated | WLDFR | HFTD - Distribution - Tier 3 - 4QU CoRE ¦ 2QU LoRE | Red Flag Warning - Catastrophic Fires | Vegetation Contact | Aggregated | 2050 | 7.9298e-06 | 572.0063 | 0.0045359 | 2050 | Mitigation | 0.95 | 45 | 0 | esc | 0.00097009 | 7.6925e-09 | 0.00097009 | 7.6925e-09 | 0.034217 | 8.6798e-09 | 0.0083522 | 4.5703e-10
[120 empty] | 7.3.3.17.5 (Remote Grid) Updates to grid topology to minimize risk of ignition in HFTDs Remote GridWLDFRVegetation ContactAggregated | WLDFR | HFTD - Distribution - Tier 3 - 4QU CoRE ¦ 2QU LoRE | Red Flag Warning - Catastrophic Fires | Vegetation Contact | Aggregated | 2051 | 7.9298e-06 | 572.0063 | 0.0045359 | 2051 | Mitigation | 0.95 | 45 | 0 | esc | 0.00097009 | 7.6925e-09 | 0.00097009 | 7.6925e-09 | 0.034217 | 8.6798e-09 | 0.0083522 | 4.5703e-10
[120 empty] | 7.3.3.17.5 (Remote Grid) Updates to grid topology to minimize risk of ignition in HFTDs Remote GridWLDFRVegetation ContactAggregated | WLDFR | HFTD - Distribution - Tier 3 - 4QU CoRE ¦ 2QU LoRE | Red Flag Warning - Catastrophic Fires | Vegetation Contact | Aggregated | 2052 | 7.9298e-06 | 572.0063 | 0.0045359 | 2052 | Mitigation | 0.95 | 45 | 0 | esc | 0.00097009 | 7.6925e-09 | 0.00097009 | 7.6925e-09 | 0.034217 | 8.6798e-09 | 0.0083522 | 4.5703e-10
[120 empty] | 7.3.3.17.5 (Remote Grid) Updates to grid topology to minimize risk of ignition in HFTDs Remote GridWLDFRVegetation ContactAggregated | WLDFR | HFTD - Distribution - Tier 3 - 4QU CoRE ¦ 2QU LoRE | Red Flag Warning - Catastrophic Fires | Vegetation Contact | Aggregated | 2053 | 7.9298e-06 | 572.0063 | 0.0045359 | 2053 | Mitigation | 0.95 | 45 | 0 | esc | 0.00097009 | 7.6925e-09 | 0.00097009 | 7.6925e-09 | 0.034217 | 8.6798e-09 | 0.0083522 | 4.5703e-10
[120 empty] | 7.3.3.17.5 (Remote Grid) Updates to grid topology to minimize risk of ignition in HFTDs Remote GridWLDFRVegetation ContactAggregated | WLDFR | HFTD - Distribution - Tier 3 - 4QU CoRE ¦ 2QU LoRE | Red Flag Warning - Catastrophic Fires | Vegetation Contact | Aggregated | 2054 | 7.9298e-06 | 572.0063 | 0.0045359 | 2054 | Mitigation | 0.95 | 45 | 0 | esc | 0.00097009 | 7.6925e-09 | 0.00097009 | 7.6925e-09 | 0.034217 | 8.6798e-09 | 0.0083522 | 4.5703e-10
[120 empty] | 7.3.3.17.5 (Remote Grid) Updates to grid topology to minimize risk of ignition in HFTDs Remote GridWLDFRVegetation ContactAggregated | WLDFR | HFTD - Distribution - Tier 3 - 4QU CoRE ¦ 2QU LoRE | Red Flag Warning - Catastrophic Fires | Vegetation Contact | Aggregated | 2055 | 7.9298e-06 | 572.0063 | 0.0045359 | 2055 | Mitigation | 0.95 | 45 | 0 | esc | 0.00097009 | 7.6925e-09 | 0.00097009 | 7.6925e-09 | 0.034217 | 8.6798e-09 | 0.0083522 | 4.5703e-10
[120 empty] | 7.3.3.17.5 (Remote Grid) Updates to grid topology to minimize risk of ignition in HFTDs Remote GridWLDFRVegetation ContactAggregated | WLDFR | HFTD - Distribution - Tier 3 - 4QU CoRE ¦ 2QU LoRE | Red Flag Warning - Catastrophic Fires | Vegetation Contact | Aggregated | 2056 | 7.9298e-06 | 572.0063 | 0.0045359 | 2056 | Mitigation | 0.95 | 45 | 0 | esc | 0.00097009 | 7.6925e-09 | 0.00097009 | 7.6925e-09 | 0.034217 | 8.6798e-09 | 0.0083522 | 4.5703e-10
[120 empty] | 7.3.3.17.5 (Remote Grid) Updates to grid topology to minimize risk of ignition in HFTDs Remote GridWLDFRVegetation ContactAggregated | WLDFR | HFTD - Distribution - Tier 3 - 4QU CoRE ¦ 2QU LoRE | Red Flag Warning - Catastrophic Fires | Vegetation Contact | Aggregated | 2057 | 7.9298e-06 | 572.0063 | 0.0045359 | 2057 | Mitigation | 0.95 | 45 | 0 | esc | 0.00097009 | 7.6925e-09 | 0.00097009 | 7.6925e-09 | 0.034217 | 8.6798e-09 | 0.0083522 | 4.5703e-10
[120 empty] | 7.3.3.17.5 (Remote Grid) Updates to grid topology to minimize risk of ignition in HFTDs Remote GridWLDFRVegetation ContactAggregated | WLDFR | HFTD - Distribution - Tier 3 - 4QU CoRE ¦ 2QU LoRE | Red Flag Warning - Catastrophic Fires | Vegetation Contact | Aggregated | 2058 | 7.9298e-06 | 572.0063 | 0.0045359 | 2058 | Mitigation | 0.95 | 45 | 0 | esc | 0.00097009 | 7.6925e-09 | 0.00097009 | 7.6925e-09 | 0.034217 | 8.6798e-09 | 0.0083522 | 4.5703e-10
[120 empty] | 7.3.3.17.5 (Remote Grid) Updates to grid topology to minimize risk of ignition in HFTDs Remote GridWLDFRVegetation ContactAggregated | WLDFR | HFTD - Distribution - Tier 3 - 4QU CoRE ¦ 2QU LoRE | Red Flag Warning - Catastrophic Fires | Vegetation Contact | Aggregated | 2059 | 7.9298e-06 | 572.0063 | 0.0045359 | 2059 | Mitigation | 0.95 | 45 | 0 | esc | 0.00097009 | 7.6925e-09 | 0.00097009 | 7.6925e-09 | 0.034217 | 8.6798e-09 | 0.0083522 | 4.5703e-10
[120 empty] | 7.3.3.17.5 (Remote Grid) Updates to grid topology to minimize risk of ignition in HFTDs Remote GridWLDFRVegetation ContactAggregated | WLDFR | HFTD - Distribution - Tier 3 - 4QU CoRE ¦ 2QU LoRE | Red Flag Warning - Catastrophic Fires | Vegetation Contact | Aggregated | 2060 | 7.9298e-06 | 572.0063 | 0.0045359 | 2060 | Mitigation | 0.95 | 45 | 0 | esc | 0.00097009 | 7.6925e-09 | 0.00097009 | 7.6925e-09 | 0.034217 | 8.6798e-09 | 0.0083522 | 4.5703e-10
[120 empty] | 7.3.3.17.5 (Remote Grid) Updates to grid topology to minimize risk of ignition in HFTDs Remote GridWLDFRVegetation ContactAggregated | WLDFR | HFTD - Distribution - Tier 3 - 4QU CoRE ¦ 2QU LoRE | Red Flag Warning - Catastrophic Fires | Vegetation Contact | Aggregated | 2061 | 7.9298e-06 | 572.0063 | 0.0045359 | 2061 | Mitigation | 0.95 | 45 | 0 | esc | 0.00097009 | 7.6925e-09 | 0.00097009 | 7.6925e-09 | 0.034217 | 8.6798e-09 | 0.0083522 | 4.5703e-10
[120 empty] | 7.3.3.17.5 (Remote Grid) Updates to grid topology to minimize risk of ignition in HFTDs Remote GridWLDFRVegetation ContactAggregated | WLDFR | HFTD - Distribution - Tier 3 - 4QU CoRE ¦ 2QU LoRE | Red Flag Warning - Catastrophic Fires | Vegetation Contact | Aggregated | 2062 | 7.9298e-06 | 572.0063 | 0.0045359 | 2062 | Mitigation | 0.95 | 45 | 0 | esc | 0.00097009 | 7.6925e-09 | 0.00097009 | 7.6925e-09 | 0.034217 | 8.6798e-09 | 0.0083522 | 4.5703e-10
[120 empty] | 7.3.3.17.5 (Remote Grid) Updates to grid topology to minimize risk of ignition in HFTDs Remote GridWLDFRVegetation ContactAggregated | WLDFR | HFTD - Distribution - Tier 3 - 4QU CoRE ¦ 2QU LoRE | Red Flag Warning - Catastrophic Fires | Vegetation Contact | Aggregated | 2063 | 7.9298e-06 | 572.0063 | 0.0045359 | 2063 | Mitigation | 0.95 | 45 | 0 | esc | 0.00097009 | 7.6925e-09 | 0.00097009 | 7.6925e-09 | 0.034217 | 8.6798e-09 | 0.0083522 | 4.5703e-10
[120 empty] | 7.3.3.17.5 (Remote Grid) Updates to grid topology to minimize risk of ignition in HFTDs Remote GridWLDFRVegetation ContactAggregated | WLDFR | HFTD - Distribution - Tier 3 - 4QU CoRE ¦ 2QU LoRE | Red Flag Warning - Catastrophic Fires | Vegetation Contact | Aggregated | 2064 | 7.9298e-06 | 572.0063 | 0.0045359 | 2064 | Mitigation | 0.95 | 45 | 0 | esc | 0.00097009 | 7.6925e-09 | 0.00097009 | 7.6925e-09 | 0.034217 | 8.6798e-09 | 0.0083522 | 4.5703e-10
[120 empty] | 7.3.3.17.5 (Remote Grid) Updates to grid topology to minimize risk of ignition in HFTDs Remote GridWLDFRVegetation ContactAggregated | WLDFR | HFTD - Distribution - Tier 3 - 4QU CoRE ¦ 2QU LoRE | Red Flag Warning - Catastrophic Fires | Vegetation Contact | Aggregated | 2065 | 7.9298e-06 | 572.0063 | 0.0045359 | 2065 | Mitigation | 0.95 | 45 | 0 | esc | 0.00097009 | 7.6925e-09 | 0.00097009 | 7.6925e-09 | 0.034217 | 8.6798e-09 | 0.0083522 | 4.5703e-10
[120 empty] | 7.3.3.17.5 (Remote Grid) Updates to grid topology to minimize risk of ignition in HFTDs Remote GridWLDFRVegetation ContactAggregated | WLDFR | HFTD - Distribution - Tier 3 - 4QU CoRE ¦ 2QU LoRE | Red Flag Warning - Catastrophic Fires | Vegetation Contact | Aggregated | 2066 | 7.9298e-06 | 572.0063 | 0.0045359 | 2066 | Mitigation | 0.95 | 45 | 0 | esc | 0.00097009 | 7.6925e-09 | 0.00097009 | 7.6925e-09 | 0.034217 | 8.6798e-09 | 0.0083522 | 4.5703e-10
[120 empty] | 7.3.3.17.5 (Remote Grid) Updates to grid topology to minimize risk of ignition in HFTDs Remote GridWLDFRVegetation ContactAggregated | WLDFR | HFTD - Distribution - Tier 3 - 4QU CoRE ¦ 2QU LoRE | Red Flag Warning - Catastrophic Fires | Vegetation Contact | Aggregated | 2067 | 7.9298e-06 | 572.0063 | 0.0045359 | 2067 | Mitigation | 0.95 | 45 | 0 | esc | 0 | 0 | 0.00097009 | 7.6925e-09 | 0.034217 | 8.6798e-09 | 0.0083522 | 4.5703e-10
[120 empty] | 7.3.3.17.5 (Remote Grid) Updates to grid topology to minimize risk of ignition in HFTDs Remote GridWLDFREquipment / facility failureAggregated | WLDFR | HFTD - Distribution - Tier 3 - 4QU CoRE ¦ 2QU LoRE | Red Flag Warning - Destructive Fires | Equipment / facility failure | Aggregated | 2022 | 5.696e-07 | 572.0063 | 0.00032582 | 2022 | Mitigation | 0.95 | 45 | 0 | esc | 0.00097009 | 5.5256e-10 | 0 | 0 | 0.034217 | 8.6798e-09 | 0.0083522 | 4.5703e-10
[120 empty] | 7.3.3.17.5 (Remote Grid) Updates to grid topology to minimize risk of ignition in HFTDs Remote GridWLDFREquipment / facility failureAggregated | WLDFR | HFTD - Distribution - Tier 3 - 4QU CoRE ¦ 2QU LoRE | Red Flag Warning - Destructive Fires | Equipment / facility failure | Aggregated | 2023 | 5.696e-07 | 572.0063 | 0.00032582 | 2023 | Mitigation | 0.95 | 45 | 0 | esc | 0.00097009 | 5.5256e-10 | 0.00097009 | 5.5256e-10 | 0.034217 | 8.6798e-09 | 0.0083522 | 4.5703e-10
[120 empty] | 7.3.3.17.5 (Remote Grid) Updates to grid topology to minimize risk of ignition in HFTDs Remote GridWLDFREquipment / facility failureAggregated | WLDFR | HFTD - Distribution - Tier 3 - 4QU CoRE ¦ 2QU LoRE | Red Flag Warning - Destructive Fires | Equipment / facility failure | Aggregated | 2024 | 5.696e-07 | 572.0063 | 0.00032582 | 2024 | Mitigation | 0.95 | 45 | 0 | esc | 0.00097009 | 5.5256e-10 | 0.00097009 | 5.5256e-10 | 0.034217 | 8.6798e-09 | 0.0083522 | 4.5703e-10
[120 empty] | 7.3.3.17.5 (Remote Grid) Updates to grid topology to minimize risk of ignition in HFTDs Remote GridWLDFREquipment / facility failureAggregated | WLDFR | HFTD - Distribution - Tier 3 - 4QU CoRE ¦ 2QU LoRE | Red Flag Warning - Destructive Fires | Equipment / facility failure | Aggregated | 2025 | 5.696e-07 | 572.0063 | 0.00032582 | 2025 | Mitigation | 0.95 | 45 | 0 | esc | 0.00097009 | 5.5256e-10 | 0.00097009 | 5.5256e-10 | 0.034217 | 8.6798e-09 | 0.0083522 | 4.5703e-10
[120 empty] | 7.3.3.17.5 (Remote Grid) Updates to grid topology to minimize risk of ignition in HFTDs Remote GridWLDFREquipment / facility failureAggregated | WLDFR | HFTD - Distribution - Tier 3 - 4QU CoRE ¦ 2QU LoRE | Red Flag Warning - Destructive Fires | Equipment / facility failure | Aggregated | 2026 | 5.696e-07 | 572.0063 | 0.00032582 | 2026 | Mitigation | 0.95 | 45 | 0 | esc | 0.00097009 | 5.5256e-10 | 0.00097009 | 5.5256e-10 | 0.034217 | 8.6798e-09 | 0.0083522 | 4.5703e-10
[120 empty] | 7.3.3.17.5 (Remote Grid) Updates to grid topology to minimize risk of ignition in HFTDs Remote GridWLDFREquipment / facility failureAggregated | WLDFR | HFTD - Distribution - Tier 3 - 4QU CoRE ¦ 2QU LoRE | Red Flag Warning - Destructive Fires | Equipment / facility failure | Aggregated | 2027 | 5.696e-07 | 572.0063 | 0.00032582 | 2027 | Mitigation | 0.95 | 45 | 0 | esc | 0.00097009 | 5.5256e-10 | 0.00097009 | 5.5256e-10 | 0.034217 | 8.6798e-09 | 0.0083522 | 4.5703e-10
[120 empty] | 7.3.3.17.5 (Remote Grid) Updates to grid topology to minimize risk of ignition in HFTDs Remote GridWLDFREquipment / facility failureAggregated | WLDFR | HFTD - Distribution - Tier 3 - 4QU CoRE ¦ 2QU LoRE | Red Flag Warning - Destructive Fires | Equipment / facility failure | Aggregated | 2028 | 5.696e-07 | 572.0063 | 0.00032582 | 2028 | Mitigation | 0.95 | 45 | 0 | esc | 0.00097009 | 5.5256e-10 | 0.00097009 | 5.5256e-10 | 0.034217 | 8.6798e-09 | 0.0083522 | 4.5703e-10
[120 empty] | 7.3.3.17.5 (Remote Grid) Updates to grid topology to minimize risk of ignition in HFTDs Remote GridWLDFREquipment / facility failureAggregated | WLDFR | HFTD - Distribution - Tier 3 - 4QU CoRE ¦ 2QU LoRE | Red Flag Warning - Destructive Fires | Equipment / facility failure | Aggregated | 2029 | 5.696e-07 | 572.0063 | 0.00032582 | 2029 | Mitigation | 0.95 | 45 | 0 | esc | 0.00097009 | 5.5256e-10 | 0.00097009 | 5.5256e-10 | 0.034217 | 8.6798e-09 | 0.0083522 | 4.5703e-10
[120 empty] | 7.3.3.17.5 (Remote Grid) Updates to grid topology to minimize risk of ignition in HFTDs Remote GridWLDFREquipment / facility failureAggregated | WLDFR | HFTD - Distribution - Tier 3 - 4QU CoRE ¦ 2QU LoRE | Red Flag Warning - Destructive Fires | Equipment / facility failure | Aggregated | 2030 | 5.696e-07 | 572.0063 | 0.00032582 | 2030 | Mitigation | 0.95 | 45 | 0 | esc | 0.00097009 | 5.5256e-10 | 0.00097009 | 5.5256e-10 | 0.034217 | 8.6798e-09 | 0.0083522 | 4.5703e-10
[120 empty] | 7.3.3.17.5 (Remote Grid) Updates to grid topology to minimize risk of ignition in HFTDs Remote GridWLDFREquipment / facility failureAggregated | WLDFR | HFTD - Distribution - Tier 3 - 4QU CoRE ¦ 2QU LoRE | Red Flag Warning - Destructive Fires | Equipment / facility failure | Aggregated | 2031 | 5.696e-07 | 572.0063 | 0.00032582 | 2031 | Mitigation | 0.95 | 45 | 0 | esc | 0.00097009 | 5.5256e-10 | 0.00097009 | 5.5256e-10 | 0.034217 | 8.6798e-09 | 0.0083522 | 4.5703e-10
[120 empty] | 7.3.3.17.5 (Remote Grid) Updates to grid topology to minimize risk of ignition in HFTDs Remote GridWLDFREquipment / facility failureAggregated | WLDFR | HFTD - Distribution - Tier 3 - 4QU CoRE ¦ 2QU LoRE | Red Flag Warning - Destructive Fires | Equipment / facility failure | Aggregated | 2032 | 5.696e-07 | 572.0063 | 0.00032582 | 2032 | Mitigation | 0.95 | 45 | 0 | esc | 0.00097009 | 5.5256e-10 | 0.00097009 | 5.5256e-10 | 0.034217 | 8.6798e-09 | 0 | 0
[120 empty] | 7.3.3.17.5 (Remote Grid) Updates to grid topology to minimize risk of ignition in HFTDs Remote GridWLDFREquipment / facility failureAggregated | WLDFR | HFTD - Distribution - Tier 3 - 4QU CoRE ¦ 2QU LoRE | Red Flag Warning - Destructive Fires | Equipment / facility failure | Aggregated | 2033 | 5.696e-07 | 572.0063 | 0.00032582 | 2033 | Mitigation | 0.95 | 45 | 0 | esc | 0.00097009 | 5.5256e-10 | 0.00097009 | 5.5256e-10 | 0.034217 | 8.6798e-09 | 0 | 0
[120 empty] | 7.3.3.17.5 (Remote Grid) Updates to grid topology to minimize risk of ignition in HFTDs Remote GridWLDFREquipment / facility failureAggregated | WLDFR | HFTD - Distribution - Tier 3 - 4QU CoRE ¦ 2QU LoRE | Red Flag Warning - Destructive Fires | Equipment / facility failure | Aggregated | 2034 | 5.696e-07 | 572.0063 | 0.00032582 | 2034 | Mitigation | 0.95 | 45 | 0 | esc | 0.00097009 | 5.5256e-10 | 0.00097009 | 5.5256e-10 | 0.034217 | 8.6798e-09 | 0.0092336 | 4.3734e-11
[120 empty] | 7.3.3.17.5 (Remote Grid) Updates to grid topology to minimize risk of ignition in HFTDs Remote GridWLDFREquipment / facility failureAggregated | WLDFR | HFTD - Distribution - Tier 3 - 4QU CoRE ¦ 2QU LoRE | Red Flag Warning - Destructive Fires | Equipment / facility failure | Aggregated | 2035 | 5.696e-07 | 572.0063 | 0.00032582 | 2035 | Mitigation | 0.95 | 45 | 0 | esc | 0.00097009 | 5.5256e-10 | 0.00097009 | 5.5256e-10 | 0.034217 | 8.6798e-09 | 0.0092336 | 4.3734e-11
[120 empty] | 7.3.3.17.5 (Remote Grid) Updates to grid topology to minimize risk of ignition in HFTDs Remote GridWLDFREquipment / facility failureAggregated | WLDFR | HFTD - Distribution - Tier 3 - 4QU CoRE ¦ 2QU LoRE | Red Flag Warning - Destructive Fires | Equipment / facility failure | Aggregated | 2036 | 5.696e-07 | 572.0063 | 0.00032582 | 2036 | Mitigation | 0.95 | 45 | 0 | esc | 0.00097009 | 5.5256e-10 | 0.00097009 | 5.5256e-10 | 0.034217 | 8.6798e-09 | 0.0092336 | 4.3734e-11
[120 empty] | 7.3.3.17.5 (Remote Grid) Updates to grid topology to minimize risk of ignition in HFTDs Remote GridWLDFREquipment / facility failureAggregated | WLDFR | HFTD - Distribution - Tier 3 - 4QU CoRE ¦ 2QU LoRE | Red Flag Warning - Destructive Fires | Equipment / facility failure | Aggregated | 2037 | 5.696e-07 | 572.0063 | 0.00032582 | 2037 | Mitigation | 0.95 | 45 | 0 | esc | 0.00097009 | 5.5256e-10 | 0.00097009 | 5.5256e-10 | 0.034217 | 8.6798e-09 | 0.0092336 | 4.3734e-11
[120 empty] | 7.3.3.17.5 (Remote Grid) Updates to grid topology to minimize risk of ignition in HFTDs Remote GridWLDFREquipment / facility failureAggregated | WLDFR | HFTD - Distribution - Tier 3 - 4QU CoRE ¦ 2QU LoRE | Red Flag Warning - Destructive Fires | Equipment / facility failure | Aggregated | 2038 | 5.696e-07 | 572.0063 | 0.00032582 | 2038 | Mitigation | 0.95 | 45 | 0 | esc | 0.00097009 | 5.5256e-10 | 0.00097009 | 5.5256e-10 | 0.034217 | 8.6798e-09 | 0.0092336 | 4.3734e-11
[120 empty] | 7.3.3.17.5 (Remote Grid) Updates to grid topology to minimize risk of ignition in HFTDs Remote GridWLDFREquipment / facility failureAggregated | WLDFR | HFTD - Distribution - Tier 3 - 4QU CoRE ¦ 2QU LoRE | Red Flag Warning - Destructive Fires | Equipment / facility failure | Aggregated | 2039 | 5.696e-07 | 572.0063 | 0.00032582 | 2039 | Mitigation | 0.95 | 45 | 0 | esc | 0.00097009 | 5.5256e-10 | 0.00097009 | 5.5256e-10 | 0.034217 | 8.6798e-09 | 0.0092336 | 4.3734e-11
[120 empty] | 7.3.3.17.5 (Remote Grid) Updates to grid topology to minimize risk of ignition in HFTDs Remote GridWLDFREquipment / facility failureAggregated | WLDFR | HFTD - Distribution - Tier 3 - 4QU CoRE ¦ 2QU LoRE | Red Flag Warning - Destructive Fires | Equipment / facility failure | Aggregated | 2040 | 5.696e-07 | 572.0063 | 0.00032582 | 2040 | Mitigation | 0.95 | 45 | 0 | esc | 0.00097009 | 5.5256e-10 | 0.00097009 | 5.5256e-10 | 0.034217 | 8.6798e-09 | 0.0092336 | 4.3734e-11
[120 empty] | 7.3.3.17.5 (Remote Grid) Updates to grid topology to minimize risk of ignition in HFTDs Remote GridWLDFREquipment / facility failureAggregated | WLDFR | HFTD - Distribution - Tier 3 - 4QU CoRE ¦ 2QU LoRE | Red Flag Warning - Destructive Fires | Equipment / facility failure | Aggregated | 2041 | 5.696e-07 | 572.0063 | 0.00032582 | 2041 | Mitigation | 0.95 | 45 | 0 | esc | 0.00097009 | 5.5256e-10 | 0.00097009 | 5.5256e-10 | 0.034217 | 8.6798e-09 | 0.0092336 | 4.3734e-11
[120 empty] | 7.3.3.17.5 (Remote Grid) Updates to grid topology to minimize risk of ignition in HFTDs Remote GridWLDFREquipment / facility failureAggregated | WLDFR | HFTD - Distribution - Tier 3 - 4QU CoRE ¦ 2QU LoRE | Red Flag Warning - Destructive Fires | Equipment / facility failure | Aggregated | 2042 | 5.696e-07 | 572.0063 | 0.00032582 | 2042 | Mitigation | 0.95 | 45 | 0 | esc | 0.00097009 | 5.5256e-10 | 0.00097009 | 5.5256e-10 | 0.034217 | 8.6798e-09 | 0.0092336 | 4.3734e-11
[120 empty] | 7.3.3.17.5 (Remote Grid) Updates to grid topology to minimize risk of ignition in HFTDs Remote GridWLDFREquipment / facility failureAggregated | WLDFR | HFTD - Distribution - Tier 3 - 4QU CoRE ¦ 2QU LoRE | Red Flag Warning - Destructive Fires | Equipment / facility failure | Aggregated | 2043 | 5.696e-07 | 572.0063 | 0.00032582 | 2043 | Mitigation | 0.95 | 45 | 0 | esc | 0.00097009 | 5.5256e-10 | 0.00097009 | 5.5256e-10 | 0.034217 | 8.6798e-09 | 0.0092336 | 4.3734e-11
[120 empty] | 7.3.3.17.5 (Remote Grid) Updates to grid topology to minimize risk of ignition in HFTDs Remote GridWLDFREquipment / facility failureAggregated | WLDFR | HFTD - Distribution - Tier 3 - 4QU CoRE ¦ 2QU LoRE | Red Flag Warning - Destructive Fires | Equipment / facility failure | Aggregated | 2044 | 5.696e-07 | 572.0063 | 0.00032582 | 2044 | Mitigation | 0.95 | 45 | 0 | esc | 0.00097009 | 5.5256e-10 | 0.00097009 | 5.5256e-10 | 0 | 0 | 0.0092336 | 4.3734e-11
[120 empty] | 7.3.3.17.5 (Remote Grid) Updates to grid topology to minimize risk of ignition in HFTDs Remote GridWLDFREquipment / facility failureAggregated | WLDFR | HFTD - Distribution - Tier 3 - 4QU CoRE ¦ 2QU LoRE | Red Flag Warning - Destructive Fires | Equipment / facility failure | Aggregated | 2045 | 5.696e-07 | 572.0063 | 0.00032582 | 2045 | Mitigation | 0.95 | 45 | 0 | esc | 0.00097009 | 5.5256e-10 | 0.00097009 | 5.5256e-10 | 0.034217 | 5.8547e-06 | 0.0092336 | 4.3734e-11
[120 empty] | 7.3.3.17.5 (Remote Grid) Updates to grid topology to minimize risk of ignition in HFTDs Remote GridWLDFREquipment / facility failureAggregated | WLDFR | HFTD - Distribution - Tier 3 - 4QU CoRE ¦ 2QU LoRE | Red Flag Warning - Destructive Fires | Equipment / facility failure | Aggregated | 2046 | 5.696e-07 | 572.0063 | 0.00032582 | 2046 | Mitigation | 0.95 | 45 | 0 | esc | 0.00097009 | 5.5256e-10 | 0.00097009 | 5.5256e-10 | 0.034217 | 5.8547e-06 | 0.0092336 | 4.3734e-11
[120 empty] | 7.3.3.17.5 (Remote Grid) Updates to grid topology to minimize risk of ignition in HFTDs Remote GridWLDFREquipment / facility failureAggregated | WLDFR | HFTD - Distribution - Tier 3 - 4QU CoRE ¦ 2QU LoRE | Red Flag Warning - Destructive Fires | Equipment / facility failure | Aggregated | 2047 | 5.696e-07 | 572.0063 | 0.00032582 | 2047 | Mitigation | 0.95 | 45 | 0 | esc | 0.00097009 | 5.5256e-10 | 0.00097009 | 5.5256e-10 | 0.034217 | 5.8547e-06 | 0.0092336 | 4.3734e-11
[120 empty] | 7.3.3.17.5 (Remote Grid) Updates to grid topology to minimize risk of ignition in HFTDs Remote GridWLDFREquipment / facility failureAggregated | WLDFR | HFTD - Distribution - Tier 3 - 4QU CoRE ¦ 2QU LoRE | Red Flag Warning - Destructive Fires | Equipment / facility failure | Aggregated | 2048 | 5.696e-07 | 572.0063 | 0.00032582 | 2048 | Mitigation | 0.95 | 45 | 0 | esc | 0.00097009 | 5.5256e-10 | 0.00097009 | 5.5256e-10 | 0.034217 | 5.8547e-06 | 0.0092336 | 4.3734e-11
[120 empty] | 7.3.3.17.5 (Remote Grid) Updates to grid topology to minimize risk of ignition in HFTDs Remote GridWLDFREquipment / facility failureAggregated | WLDFR | HFTD - Distribution - Tier 3 - 4QU CoRE ¦ 2QU LoRE | Red Flag Warning - Destructive Fires | Equipment / facility failure | Aggregated | 2049 | 5.696e-07 | 572.0063 | 0.00032582 | 2049 | Mitigation | 0.95 | 45 | 0 | esc | 0.00097009 | 5.5256e-10 | 0.00097009 | 5.5256e-10 | 0.034217 | 5.8547e-06 | 0.0092336 | 4.3734e-11
[120 empty] | 7.3.3.17.5 (Remote Grid) Updates to grid topology to minimize risk of ignition in HFTDs Remote GridWLDFREquipment / facility failureAggregated | WLDFR | HFTD - Distribution - Tier 3 - 4QU CoRE ¦ 2QU LoRE | Red Flag Warning - Destructive Fires | Equipment / facility failure | Aggregated | 2050 | 5.696e-07 | 572.0063 | 0.00032582 | 2050 | Mitigation | 0.95 | 45 | 0 | esc | 0.00097009 | 5.5256e-10 | 0.00097009 | 5.5256e-10 | 0.034217 | 5.8547e-06 | 0.0092336 | 4.3734e-11
[120 empty] | 7.3.3.17.5 (Remote Grid) Updates to grid topology to minimize risk of ignition in HFTDs Remote GridWLDFREquipment / facility failureAggregated | WLDFR | HFTD - Distribution - Tier 3 - 4QU CoRE ¦ 2QU LoRE | Red Flag Warning - Destructive Fires | Equipment / facility failure | Aggregated | 2051 | 5.696e-07 | 572.0063 | 0.00032582 | 2051 | Mitigation | 0.95 | 45 | 0 | esc | 0.00097009 | 5.5256e-10 | 0.00097009 | 5.5256e-10 | 0.034217 | 5.8547e-06 | 0.0092336 | 4.3734e-11
[120 empty] | 7.3.3.17.5 (Remote Grid) Updates to grid topology to minimize risk of ignition in HFTDs Remote GridWLDFREquipment / facility failureAggregated | WLDFR | HFTD - Distribution - Tier 3 - 4QU CoRE ¦ 2QU LoRE | Red Flag Warning - Destructive Fires | Equipment / facility failure | Aggregated | 2052 | 5.696e-07 | 572.0063 | 0.00032582 | 2052 | Mitigation | 0.95 | 45 | 0 | esc | 0.00097009 | 5.5256e-10 | 0.00097009 | 5.5256e-10 | 0.034217 | 5.8547e-06 | 0.0092336 | 4.3734e-11
[120 empty] | 7.3.3.17.5 (Remote Grid) Updates to grid topology to minimize risk of ignition in HFTDs Remote GridWLDFREquipment / facility failureAggregated | WLDFR | HFTD - Distribution - Tier 3 - 4QU CoRE ¦ 2QU LoRE | Red Flag Warning - Destructive Fires | Equipment / facility failure | Aggregated | 2053 | 5.696e-07 | 572.0063 | 0.00032582 | 2053 | Mitigation | 0.95 | 45 | 0 | esc | 0.00097009 | 5.5256e-10 | 0.00097009 | 5.5256e-10 | 0.034217 | 5.8547e-06 | 0.0092336 | 4.3734e-11
[120 empty] | 7.3.3.17.5 (Remote Grid) Updates to grid topology to minimize risk of ignition in HFTDs Remote GridWLDFREquipment / facility failureAggregated | WLDFR | HFTD - Distribution - Tier 3 - 4QU CoRE ¦ 2QU LoRE | Red Flag Warning - Destructive Fires | Equipment / facility failure | Aggregated | 2054 | 5.696e-07 | 572.0063 | 0.00032582 | 2054 | Mitigation | 0.95 | 45 | 0 | esc | 0.00097009 | 5.5256e-10 | 0.00097009 | 5.5256e-10 | 0.034217 | 5.8547e-06 | 0.0092336 | 4.3734e-11
[120 empty] | 7.3.3.17.5 (Remote Grid) Updates to grid topology to minimize risk of ignition in HFTDs Remote GridWLDFREquipment / facility failureAggregated | WLDFR | HFTD - Distribution - Tier 3 - 4QU CoRE ¦ 2QU LoRE | Red Flag Warning - Destructive Fires | Equipment / facility failure | Aggregated | 2055 | 5.696e-07 | 572.0063 | 0.00032582 | 2055 | Mitigation | 0.95 | 45 | 0 | esc | 0.00097009 | 5.5256e-10 | 0.00097009 | 5.5256e-10 | 0.034217 | 5.8547e-06 | 0.0092336 | 4.3734e-11
[120 empty] | 7.3.3.17.5 (Remote Grid) Updates to grid topology to minimize risk of ignition in HFTDs Remote GridWLDFREquipment / facility failureAggregated | WLDFR | HFTD - Distribution - Tier 3 - 4QU CoRE ¦ 2QU LoRE | Red Flag Warning - Destructive Fires | Equipment / facility failure | Aggregated | 2056 | 5.696e-07 | 572.0063 | 0.00032582 | 2056 | Mitigation | 0.95 | 45 | 0 | esc | 0.00097009 | 5.5256e-10 | 0.00097009 | 5.5256e-10 | 0.034217 | 5.8547e-06 | 0.0092336 | 4.3734e-11
[120 empty] | 7.3.3.17.5 (Remote Grid) Updates to grid topology to minimize risk of ignition in HFTDs Remote GridWLDFREquipment / facility failureAggregated | WLDFR | HFTD - Distribution - Tier 3 - 4QU CoRE ¦ 2QU LoRE | Red Flag Warning - Destructive Fires | Equipment / facility failure | Aggregated | 2057 | 5.696e-07 | 572.0063 | 0.00032582 | 2057 | Mitigation | 0.95 | 45 | 0 | esc | 0.00097009 | 5.5256e-10 | 0.00097009 | 5.5256e-10 | 0.034217 | 5.8547e-06 | 0.0092336 | 4.3734e-11
[120 empty] | 7.3.3.17.5 (Remote Grid) Updates to grid topology to minimize risk of ignition in HFTDs Remote GridWLDFREquipment / facility failureAggregated | WLDFR | HFTD - Distribution - Tier 3 - 4QU CoRE ¦ 2QU LoRE | Red Flag Warning - Destructive Fires | Equipment / facility failure | Aggregated | 2058 | 5.696e-07 | 572.0063 | 0.00032582 | 2058 | Mitigation | 0.95 | 45 | 0 | esc | 0.00097009 | 5.5256e-10 | 0.00097009 | 5.5256e-10 | 0.034217 | 5.8547e-06 | 0.0092336 | 4.3734e-11
[120 empty] | 7.3.3.17.5 (Remote Grid) Updates to grid topology to minimize risk of ignition in HFTDs Remote GridWLDFREquipment / facility failureAggregated | WLDFR | HFTD - Distribution - Tier 3 - 4QU CoRE ¦ 2QU LoRE | Red Flag Warning - Destructive Fires | Equipment / facility failure | Aggregated | 2059 | 5.696e-07 | 572.0063 | 0.00032582 | 2059 | Mitigation | 0.95 | 45 | 0 | esc | 0.00097009 | 5.5256e-10 | 0.00097009 | 5.5256e-10 | 0.034217 | 5.8547e-06 | 0.0092336 | 4.3734e-11
[120 empty] | 7.3.3.17.5 (Remote Grid) Updates to grid topology to minimize risk of ignition in HFTDs Remote GridWLDFREquipment / facility failureAggregated | WLDFR | HFTD - Distribution - Tier 3 - 4QU CoRE ¦ 2QU LoRE | Red Flag Warning - Destructive Fires | Equipment / facility failure | Aggregated | 2060 | 5.696e-07 | 572.0063 | 0.00032582 | 2060 | Mitigation | 0.95 | 45 | 0 | esc | 0.00097009 | 5.5256e-10 | 0.00097009 | 5.5256e-10 | 0.034217 | 5.8547e-06 | 0.0092336 | 4.3734e-11
[120 empty] | 7.3.3.17.5 (Remote Grid) Updates to grid topology to minimize risk of ignition in HFTDs Remote GridWLDFREquipment / facility failureAggregated | WLDFR | HFTD - Distribution - Tier 3 - 4QU CoRE ¦ 2QU LoRE | Red Flag Warning - Destructive Fires | Equipment / facility failure | Aggregated | 2061 | 5.696e-07 | 572.0063 | 0.00032582 | 2061 | Mitigation | 0.95 | 45 | 0 | esc | 0.00097009 | 5.5256e-10 | 0.00097009 | 5.5256e-10 | 0.034217 | 5.8547e-06 | 0.0092336 | 4.3734e-11
[120 empty] | 7.3.3.17.5 (Remote Grid) Updates to grid topology to minimize risk of ignition in HFTDs Remote GridWLDFREquipment / facility failureAggregated | WLDFR | HFTD - Distribution - Tier 3 - 4QU CoRE ¦ 2QU LoRE | Red Flag Warning - Destructive Fires | Equipment / facility failure | Aggregated | 2062 | 5.696e-07 | 572.0063 | 0.00032582 | 2062 | Mitigation | 0.95 | 45 | 0 | esc | 0.00097009 | 5.5256e-10 | 0.00097009 | 5.5256e-10 | 0.034217 | 5.8547e-06 | 0.0092336 | 4.3734e-11
[120 empty] | 7.3.3.17.5 (Remote Grid) Updates to grid topology to minimize risk of ignition in HFTDs Remote GridWLDFREquipment / facility failureAggregated | WLDFR | HFTD - Distribution - Tier 3 - 4QU CoRE ¦ 2QU LoRE | Red Flag Warning - Destructive Fires | Equipment / facility failure | Aggregated | 2063 | 5.696e-07 | 572.0063 | 0.00032582 | 2063 | Mitigation | 0.95 | 45 | 0 | esc | 0.00097009 | 5.5256e-10 | 0.00097009 | 5.5256e-10 | 0.034217 | 5.8547e-06 | 0.0092336 | 4.3734e-11
[120 empty] | 7.3.3.17.5 (Remote Grid) Updates to grid topology to minimize risk of ignition in HFTDs Remote GridWLDFREquipment / facility failureAggregated | WLDFR | HFTD - Distribution - Tier 3 - 4QU CoRE ¦ 2QU LoRE | Red Flag Warning - Destructive Fires | Equipment / facility failure | Aggregated | 2064 | 5.696e-07 | 572.0063 | 0.00032582 | 2064 | Mitigation | 0.95 | 45 | 0 | esc | 0.00097009 | 5.5256e-10 | 0.00097009 | 5.5256e-10 | 0.034217 | 5.8547e-06 | 0 | 0
[120 empty] | 7.3.3.17.5 (Remote Grid) Updates to grid topology to minimize risk of ignition in HFTDs Remote GridWLDFREquipment / facility failureAggregated | WLDFR | HFTD - Distribution - Tier 3 - 4QU CoRE ¦ 2QU LoRE | Red Flag Warning - Destructive Fires | Equipment / facility failure | Aggregated | 2065 | 5.696e-07 | 572.0063 | 0.00032582 | 2065 | Mitigation | 0.95 | 45 | 0 | esc | 0.00097009 | 5.5256e-10 | 0.00097009 | 5.5256e-10 | 0.034217 | 5.8547e-06 | 0 | 0
[120 empty] | 7.3.3.17.5 (Remote Grid) Updates to grid topology to minimize risk of ignition in HFTDs Remote GridWLDFREquipment / facility failureAggregated | WLDFR | HFTD - Distribution - Tier 3 - 4QU CoRE ¦ 2QU LoRE | Red Flag Warning - Destructive Fires | Equipment / facility failure | Aggregated | 2066 | 5.696e-07 | 572.0063 | 0.00032582 | 2066 | Mitigation | 0.95 | 45 | 0 | esc | 0.00097009 | 5.5256e-10 | 0.00097009 | 5.5256e-10 | 0.034217 | 5.8547e-06 | 0.0033164 | 7.4483e-10
[120 empty] | 7.3.3.17.5 (Remote Grid) Updates to grid topology to minimize risk of ignition in HFTDs Remote GridWLDFREquipment / facility failureAggregated | WLDFR | HFTD - Distribution - Tier 3 - 4QU CoRE ¦ 2QU LoRE | Red Flag Warning - Destructive Fires | Equipment / facility failure | Aggregated | 2067 | 5.696e-07 | 572.0063 | 0.00032582 | 2067 | Mitigation | 0.95 | 45 | 0 | esc | 0 | 0 | 0.00097009 | 5.5256e-10 | 0.034217 | 5.8547e-06 | 0.0033164 | 7.4483e-10
[120 empty] | 7.3.3.17.5 (Remote Grid) Updates to grid topology to minimize risk of ignition in HFTDs Remote GridWLDFRVegetation ContactAggregated | WLDFR | HFTD - Distribution - Tier 3 - 4QU CoRE ¦ 2QU LoRE | Red Flag Warning - Destructive Fires | Vegetation Contact | Aggregated | 2022 | 1.1087e-06 | 572.0063 | 0.00063421 | 2022 | Mitigation | 0.95 | 45 | 0 | esc | 0.00097009 | 1.0756e-09 | 0 | 0 | 0.034217 | 5.8547e-06 | 0.0033164 | 7.4483e-10
[120 empty] | 7.3.3.17.5 (Remote Grid) Updates to grid topology to minimize risk of ignition in HFTDs Remote GridWLDFRVegetation ContactAggregated | WLDFR | HFTD - Distribution - Tier 3 - 4QU CoRE ¦ 2QU LoRE | Red Flag Warning - Destructive Fires | Vegetation Contact | Aggregated | 2023 | 1.1087e-06 | 572.0063 | 0.00063421 | 2023 | Mitigation | 0.95 | 45 | 0 | esc | 0.00097009 | 1.0756e-09 | 0.00097009 | 1.0756e-09 | 0.034217 | 5.8547e-06 | 0.0033164 | 7.4483e-10
[120 empty] | 7.3.3.17.5 (Remote Grid) Updates to grid topology to minimize risk of ignition in HFTDs Remote GridWLDFRVegetation ContactAggregated | WLDFR | HFTD - Distribution - Tier 3 - 4QU CoRE ¦ 2QU LoRE | Red Flag Warning - Destructive Fires | Vegetation Contact | Aggregated | 2024 | 1.1087e-06 | 572.0063 | 0.00063421 | 2024 | Mitigation | 0.95 | 45 | 0 | esc | 0.00097009 | 1.0756e-09 | 0.00097009 | 1.0756e-09 | 0.034217 | 5.8547e-06 | 0.0033164 | 7.4483e-10
[120 empty] | 7.3.3.17.5 (Remote Grid) Updates to grid topology to minimize risk of ignition in HFTDs Remote GridWLDFRVegetation ContactAggregated | WLDFR | HFTD - Distribution - Tier 3 - 4QU CoRE ¦ 2QU LoRE | Red Flag Warning - Destructive Fires | Vegetation Contact | Aggregated | 2025 | 1.1087e-06 | 572.0063 | 0.00063421 | 2025 | Mitigation | 0.95 | 45 | 0 | esc | 0.00097009 | 1.0756e-09 | 0.00097009 | 1.0756e-09 | 0.034217 | 5.8547e-06 | 0.0033164 | 7.4483e-10
[120 empty] | 7.3.3.17.5 (Remote Grid) Updates to grid topology to minimize risk of ignition in HFTDs Remote GridWLDFRVegetation ContactAggregated | WLDFR | HFTD - Distribution - Tier 3 - 4QU CoRE ¦ 2QU LoRE | Red Flag Warning - Destructive Fires | Vegetation Contact | Aggregated | 2026 | 1.1087e-06 | 572.0063 | 0.00063421 | 2026 | Mitigation | 0.95 | 45 | 0 | esc | 0.00097009 | 1.0756e-09 | 0.00097009 | 1.0756e-09 | 0.034217 | 5.8547e-06 | 0.0033164 | 7.4483e-10
[120 empty] | 7.3.3.17.5 (Remote Grid) Updates to grid topology to minimize risk of ignition in HFTDs Remote GridWLDFRVegetation ContactAggregated | WLDFR | HFTD - Distribution - Tier 3 - 4QU CoRE ¦ 2QU LoRE | Red Flag Warning - Destructive Fires | Vegetation Contact | Aggregated | 2027 | 1.1087e-06 | 572.0063 | 0.00063421 | 2027 | Mitigation | 0.95 | 45 | 0 | esc | 0.00097009 | 1.0756e-09 | 0.00097009 | 1.0756e-09 | 0.034217 | 5.8547e-06 | 0.0033164 | 7.4483e-10
[120 empty] | 7.3.3.17.5 (Remote Grid) Updates to grid topology to minimize risk of ignition in HFTDs Remote GridWLDFRVegetation ContactAggregated | WLDFR | HFTD - Distribution - Tier 3 - 4QU CoRE ¦ 2QU LoRE | Red Flag Warning - Destructive Fires | Vegetation Contact | Aggregated | 2028 | 1.1087e-06 | 572.0063 | 0.00063421 | 2028 | Mitigation | 0.95 | 45 | 0 | esc | 0.00097009 | 1.0756e-09 | 0.00097009 | 1.0756e-09 | 0.034217 | 5.8547e-06 | 0.0033164 | 7.4483e-10
[120 empty] | 7.3.3.17.5 (Remote Grid) Updates to grid topology to minimize risk of ignition in HFTDs Remote GridWLDFRVegetation ContactAggregated | WLDFR | HFTD - Distribution - Tier 3 - 4QU CoRE ¦ 2QU LoRE | Red Flag Warning - Destructive Fires | Vegetation Contact | Aggregated | 2029 | 1.1087e-06 | 572.0063 | 0.00063421 | 2029 | Mitigation | 0.95 | 45 | 0 | esc | 0.00097009 | 1.0756e-09 | 0.00097009 | 1.0756e-09 | 0.034217 | 5.8547e-06 | 0.0033164 | 7.4483e-10
[120 empty] | 7.3.3.17.5 (Remote Grid) Updates to grid topology to minimize risk of ignition in HFTDs Remote GridWLDFRVegetation ContactAggregated | WLDFR | HFTD - Distribution - Tier 3 - 4QU CoRE ¦ 2QU LoRE | Red Flag Warning - Destructive Fires | Vegetation Contact | Aggregated | 2030 | 1.1087e-06 | 572.0063 | 0.00063421 | 2030 | Mitigation | 0.95 | 45 | 0 | esc | 0.00097009 | 1.0756e-09 | 0.00097009 | 1.0756e-09 | 0.034217 | 5.8547e-06 | 0.0033164 | 7.4483e-10
[120 empty] | 7.3.3.17.5 (Remote Grid) Updates to grid topology to minimize risk of ignition in HFTDs Remote GridWLDFRVegetation ContactAggregated | WLDFR | HFTD - Distribution - Tier 3 - 4QU CoRE ¦ 2QU LoRE | Red Flag Warning - Destructive Fires | Vegetation Contact | Aggregated | 2031 | 1.1087e-06 | 572.0063 | 0.00063421 | 2031 | Mitigation | 0.95 | 45 | 0 | esc | 0.00097009 | 1.0756e-09 | 0.00097009 | 1.0756e-09 | 0.034217 | 5.8547e-06 | 0.0033164 | 7.4483e-10
[120 empty] | 7.3.3.17.5 (Remote Grid) Updates to grid topology to minimize risk of ignition in HFTDs Remote GridWLDFRVegetation ContactAggregated | WLDFR | HFTD - Distribution - Tier 3 - 4QU CoRE ¦ 2QU LoRE | Red Flag Warning - Destructive Fires | Vegetation Contact | Aggregated | 2032 | 1.1087e-06 | 572.0063 | 0.00063421 | 2032 | Mitigation | 0.95 | 45 | 0 | esc | 0.00097009 | 1.0756e-09 | 0.00097009 | 1.0756e-09 | 0.034217 | 5.8547e-06 | 0.0033164 | 7.4483e-10
[120 empty] | 7.3.3.17.5 (Remote Grid) Updates to grid topology to minimize risk of ignition in HFTDs Remote GridWLDFRVegetation ContactAggregated | WLDFR | HFTD - Distribution - Tier 3 - 4QU CoRE ¦ 2QU LoRE | Red Flag Warning - Destructive Fires | Vegetation Contact | Aggregated | 2033 | 1.1087e-06 | 572.0063 | 0.00063421 | 2033 | Mitigation | 0.95 | 45 | 0 | esc | 0.00097009 | 1.0756e-09 | 0.00097009 | 1.0756e-09 | 0.034217 | 5.8547e-06 | 0.0033164 | 7.4483e-10
[120 empty] | 7.3.3.17.5 (Remote Grid) Updates to grid topology to minimize risk of ignition in HFTDs Remote GridWLDFRVegetation ContactAggregated | WLDFR | HFTD - Distribution - Tier 3 - 4QU CoRE ¦ 2QU LoRE | Red Flag Warning - Destructive Fires | Vegetation Contact | Aggregated | 2034 | 1.1087e-06 | 572.0063 | 0.00063421 | 2034 | Mitigation | 0.95 | 45 | 0 | esc | 0.00097009 | 1.0756e-09 | 0.00097009 | 1.0756e-09 | 0.034217 | 5.8547e-06 | 0.0033164 | 7.4483e-10
[120 empty] | 7.3.3.17.5 (Remote Grid) Updates to grid topology to minimize risk of ignition in HFTDs Remote GridWLDFRVegetation ContactAggregated | WLDFR | HFTD - Distribution - Tier 3 - 4QU CoRE ¦ 2QU LoRE | Red Flag Warning - Destructive Fires | Vegetation Contact | Aggregated | 2035 | 1.1087e-06 | 572.0063 | 0.00063421 | 2035 | Mitigation | 0.95 | 45 | 0 | esc | 0.00097009 | 1.0756e-09 | 0.00097009 | 1.0756e-09 | 0.034217 | 5.8547e-06 | 0.0033164 | 7.4483e-10
[120 empty] | 7.3.3.17.5 (Remote Grid) Updates to grid topology to minimize risk of ignition in HFTDs Remote GridWLDFRVegetation ContactAggregated | WLDFR | HFTD - Distribution - Tier 3 - 4QU CoRE ¦ 2QU LoRE | Red Flag Warning - Destructive Fires | Vegetation Contact | Aggregated | 2036 | 1.1087e-06 | 572.0063 | 0.00063421 | 2036 | Mitigation | 0.95 | 45 | 0 | esc | 0.00097009 | 1.0756e-09 | 0.00097009 | 1.0756e-09 | 0.034217 | 5.8547e-06 | 0.0033164 | 7.4483e-10
[120 empty] | 7.3.3.17.5 (Remote Grid) Updates to grid topology to minimize risk of ignition in HFTDs Remote GridWLDFRVegetation ContactAggregated | WLDFR | HFTD - Distribution - Tier 3 - 4QU CoRE ¦ 2QU LoRE | Red Flag Warning - Destructive Fires | Vegetation Contact | Aggregated | 2037 | 1.1087e-06 | 572.0063 | 0.00063421 | 2037 | Mitigation | 0.95 | 45 | 0 | esc | 0.00097009 | 1.0756e-09 | 0.00097009 | 1.0756e-09 | 0.034217 | 5.8547e-06 | 0.0033164 | 7.4483e-10
[120 empty] | 7.3.3.17.5 (Remote Grid) Updates to grid topology to minimize risk of ignition in HFTDs Remote GridWLDFRVegetation ContactAggregated | WLDFR | HFTD - Distribution - Tier 3 - 4QU CoRE ¦ 2QU LoRE | Red Flag Warning - Destructive Fires | Vegetation Contact | Aggregated | 2038 | 1.1087e-06 | 572.0063 | 0.00063421 | 2038 | Mitigation | 0.95 | 45 | 0 | esc | 0.00097009 | 1.0756e-09 | 0.00097009 | 1.0756e-09 | 0.034217 | 5.8547e-06 | 0.0033164 | 7.4483e-10
[120 empty] | 7.3.3.17.5 (Remote Grid) Updates to grid topology to minimize risk of ignition in HFTDs Remote GridWLDFRVegetation ContactAggregated | WLDFR | HFTD - Distribution - Tier 3 - 4QU CoRE ¦ 2QU LoRE | Red Flag Warning - Destructive Fires | Vegetation Contact | Aggregated | 2039 | 1.1087e-06 | 572.0063 | 0.00063421 | 2039 | Mitigation | 0.95 | 45 | 0 | esc | 0.00097009 | 1.0756e-09 | 0.00097009 | 1.0756e-09 | 0.034217 | 5.8547e-06 | 0.0033164 | 7.4483e-10
[120 empty] | 7.3.3.17.5 (Remote Grid) Updates to grid topology to minimize risk of ignition in HFTDs Remote GridWLDFRVegetation ContactAggregated | WLDFR | HFTD - Distribution - Tier 3 - 4QU CoRE ¦ 2QU LoRE | Red Flag Warning - Destructive Fires | Vegetation Contact | Aggregated | 2040 | 1.1087e-06 | 572.0063 | 0.00063421 | 2040 | Mitigation | 0.95 | 45 | 0 | esc | 0.00097009 | 1.0756e-09 | 0.00097009 | 1.0756e-09 | 0.034217 | 5.8547e-06 | 0.0033164 | 7.4483e-10
[120 empty] | 7.3.3.17.5 (Remote Grid) Updates to grid topology to minimize risk of ignition in HFTDs Remote GridWLDFRVegetation ContactAggregated | WLDFR | HFTD - Distribution - Tier 3 - 4QU CoRE ¦ 2QU LoRE | Red Flag Warning - Destructive Fires | Vegetation Contact | Aggregated | 2041 | 1.1087e-06 | 572.0063 | 0.00063421 | 2041 | Mitigation | 0.95 | 45 | 0 | esc | 0.00097009 | 1.0756e-09 | 0.00097009 | 1.0756e-09 | 0.034217 | 5.8547e-06 | 0.0033164 | 7.4483e-10
[120 empty] | 7.3.3.17.5 (Remote Grid) Updates to grid topology to minimize risk of ignition in HFTDs Remote GridWLDFRVegetation ContactAggregated | WLDFR | HFTD - Distribution - Tier 3 - 4QU CoRE ¦ 2QU LoRE | Red Flag Warning - Destructive Fires | Vegetation Contact | Aggregated | 2042 | 1.1087e-06 | 572.0063 | 0.00063421 | 2042 | Mitigation | 0.95 | 45 | 0 | esc | 0.00097009 | 1.0756e-09 | 0.00097009 | 1.0756e-09 | 0.034217 | 5.8547e-06 | 0.0033164 | 7.4483e-10
[120 empty] | 7.3.3.17.5 (Remote Grid) Updates to grid topology to minimize risk of ignition in HFTDs Remote GridWLDFRVegetation ContactAggregated | WLDFR | HFTD - Distribution - Tier 3 - 4QU CoRE ¦ 2QU LoRE | Red Flag Warning - Destructive Fires | Vegetation Contact | Aggregated | 2043 | 1.1087e-06 | 572.0063 | 0.00063421 | 2043 | Mitigation | 0.95 | 45 | 0 | esc | 0.00097009 | 1.0756e-09 | 0.00097009 | 1.0756e-09 | 0.034217 | 5.8547e-06 | 0.0033164 | 7.4483e-10
[120 empty] | 7.3.3.17.5 (Remote Grid) Updates to grid topology to minimize risk of ignition in HFTDs Remote GridWLDFRVegetation ContactAggregated | WLDFR | HFTD - Distribution - Tier 3 - 4QU CoRE ¦ 2QU LoRE | Red Flag Warning - Destructive Fires | Vegetation Contact | Aggregated | 2044 | 1.1087e-06 | 572.0063 | 0.00063421 | 2044 | Mitigation | 0.95 | 45 | 0 | esc | 0.00097009 | 1.0756e-09 | 0.00097009 | 1.0756e-09 | 0.034217 | 5.8547e-06 | 0.0033164 | 7.4483e-10
[120 empty] | 7.3.3.17.5 (Remote Grid) Updates to grid topology to minimize risk of ignition in HFTDs Remote GridWLDFRVegetation ContactAggregated | WLDFR | HFTD - Distribution - Tier 3 - 4QU CoRE ¦ 2QU LoRE | Red Flag Warning - Destructive Fires | Vegetation Contact | Aggregated | 2045 | 1.1087e-06 | 572.0063 | 0.00063421 | 2045 | Mitigation | 0.95 | 45 | 0 | esc | 0.00097009 | 1.0756e-09 | 0.00097009 | 1.0756e-09 | 0.034217 | 5.8547e-06 | 0.0033164 | 7.4483e-10
[120 empty] | 7.3.3.17.5 (Remote Grid) Updates to grid topology to minimize risk of ignition in HFTDs Remote GridWLDFRVegetation ContactAggregated | WLDFR | HFTD - Distribution - Tier 3 - 4QU CoRE ¦ 2QU LoRE | Red Flag Warning - Destructive Fires | Vegetation Contact | Aggregated | 2046 | 1.1087e-06 | 572.0063 | 0.00063421 | 2046 | Mitigation | 0.95 | 45 | 0 | esc | 0.00097009 | 1.0756e-09 | 0.00097009 | 1.0756e-09 | 0.034217 | 5.8547e-06 | 0.0033164 | 7.4483e-10
[120 empty] | 7.3.3.17.5 (Remote Grid) Updates to grid topology to minimize risk of ignition in HFTDs Remote GridWLDFRVegetation ContactAggregated | WLDFR | HFTD - Distribution - Tier 3 - 4QU CoRE ¦ 2QU LoRE | Red Flag Warning - Destructive Fires | Vegetation Contact | Aggregated | 2047 | 1.1087e-06 | 572.0063 | 0.00063421 | 2047 | Mitigation | 0.95 | 45 | 0 | esc | 0.00097009 | 1.0756e-09 | 0.00097009 | 1.0756e-09 | 0.034217 | 5.8547e-06 | 0.0033164 | 7.4483e-10
[120 empty] | 7.3.3.17.5 (Remote Grid) Updates to grid topology to minimize risk of ignition in HFTDs Remote GridWLDFRVegetation ContactAggregated | WLDFR | HFTD - Distribution - Tier 3 - 4QU CoRE ¦ 2QU LoRE | Red Flag Warning - Destructive Fires | Vegetation Contact | Aggregated | 2048 | 1.1087e-06 | 572.0063 | 0.00063421 | 2048 | Mitigation | 0.95 | 45 | 0 | esc | 0.00097009 | 1.0756e-09 | 0.00097009 | 1.0756e-09 | 0 | 0 | 0.0033164 | 7.4483e-10
[120 empty] | 7.3.3.17.5 (Remote Grid) Updates to grid topology to minimize risk of ignition in HFTDs Remote GridWLDFRVegetation ContactAggregated | WLDFR | HFTD - Distribution - Tier 3 - 4QU CoRE ¦ 2QU LoRE | Red Flag Warning - Destructive Fires | Vegetation Contact | Aggregated | 2049 | 1.1087e-06 | 572.0063 | 0.00063421 | 2049 | Mitigation | 0.95 | 45 | 0 | esc | 0.00097009 | 1.0756e-09 | 0.00097009 | 1.0756e-09 | 0.034217 | 6.7011e-07 | 0.0033164 | 7.4483e-10
[120 empty] | 7.3.3.17.5 (Remote Grid) Updates to grid topology to minimize risk of ignition in HFTDs Remote GridWLDFRVegetation ContactAggregated | WLDFR | HFTD - Distribution - Tier 3 - 4QU CoRE ¦ 2QU LoRE | Red Flag Warning - Destructive Fires | Vegetation Contact | Aggregated | 2050 | 1.1087e-06 | 572.0063 | 0.00063421 | 2050 | Mitigation | 0.95 | 45 | 0 | esc | 0.00097009 | 1.0756e-09 | 0.00097009 | 1.0756e-09 | 0.034217 | 6.7011e-07 | 0 | 0
[120 empty] | 7.3.3.17.5 (Remote Grid) Updates to grid topology to minimize risk of ignition in HFTDs Remote GridWLDFRVegetation ContactAggregated | WLDFR | HFTD - Distribution - Tier 3 - 4QU CoRE ¦ 2QU LoRE | Red Flag Warning - Destructive Fires | Vegetation Contact | Aggregated | 2051 | 1.1087e-06 | 572.0063 | 0.00063421 | 2051 | Mitigation | 0.95 | 45 | 0 | esc | 0.00097009 | 1.0756e-09 | 0.00097009 | 1.0756e-09 | 0.034217 | 6.7011e-07 | 0 | 0
[120 empty] | 7.3.3.17.5 (Remote Grid) Updates to grid topology to minimize risk of ignition in HFTDs Remote GridWLDFRVegetation ContactAggregated | WLDFR | HFTD - Distribution - Tier 3 - 4QU CoRE ¦ 2QU LoRE | Red Flag Warning - Destructive Fires | Vegetation Contact | Aggregated | 2052 | 1.1087e-06 | 572.0063 | 0.00063421 | 2052 | Mitigation | 0.95 | 45 | 0 | esc | 0.00097009 | 1.0756e-09 | 0.00097009 | 1.0756e-09 | 0.034217 | 6.7011e-07 | 0.012804 | 3.1989e-08
[120 empty] | 7.3.3.17.5 (Remote Grid) Updates to grid topology to minimize risk of ignition in HFTDs Remote GridWLDFRVegetation ContactAggregated | WLDFR | HFTD - Distribution - Tier 3 - 4QU CoRE ¦ 2QU LoRE | Red Flag Warning - Destructive Fires | Vegetation Contact | Aggregated | 2053 | 1.1087e-06 | 572.0063 | 0.00063421 | 2053 | Mitigation | 0.95 | 45 | 0 | esc | 0.00097009 | 1.0756e-09 | 0.00097009 | 1.0756e-09 | 0.034217 | 6.7011e-07 | 0.012804 | 3.1989e-08
[120 empty] | 7.3.3.17.5 (Remote Grid) Updates to grid topology to minimize risk of ignition in HFTDs Remote GridWLDFRVegetation ContactAggregated | WLDFR | HFTD - Distribution - Tier 3 - 4QU CoRE ¦ 2QU LoRE | Red Flag Warning - Destructive Fires | Vegetation Contact | Aggregated | 2054 | 1.1087e-06 | 572.0063 | 0.00063421 | 2054 | Mitigation | 0.95 | 45 | 0 | esc | 0.00097009 | 1.0756e-09 | 0.00097009 | 1.0756e-09 | 0.034217 | 6.7011e-07 | 0.012804 | 3.1989e-08
[120 empty] | 7.3.3.17.5 (Remote Grid) Updates to grid topology to minimize risk of ignition in HFTDs Remote GridWLDFRVegetation ContactAggregated | WLDFR | HFTD - Distribution - Tier 3 - 4QU CoRE ¦ 2QU LoRE | Red Flag Warning - Destructive Fires | Vegetation Contact | Aggregated | 2055 | 1.1087e-06 | 572.0063 | 0.00063421 | 2055 | Mitigation | 0.95 | 45 | 0 | esc | 0.00097009 | 1.0756e-09 | 0.00097009 | 1.0756e-09 | 0.034217 | 6.7011e-07 | 0.012804 | 3.1989e-08
[120 empty] | 7.3.3.17.5 (Remote Grid) Updates to grid topology to minimize risk of ignition in HFTDs Remote GridWLDFRVegetation ContactAggregated | WLDFR | HFTD - Distribution - Tier 3 - 4QU CoRE ¦ 2QU LoRE | Red Flag Warning - Destructive Fires | Vegetation Contact | Aggregated | 2056 | 1.1087e-06 | 572.0063 | 0.00063421 | 2056 | Mitigation | 0.95 | 45 | 0 | esc | 0.00097009 | 1.0756e-09 | 0.00097009 | 1.0756e-09 | 0.034217 | 6.7011e-07 | 0.012804 | 3.1989e-08
[120 empty] | 7.3.3.17.5 (Remote Grid) Updates to grid topology to minimize risk of ignition in HFTDs Remote GridWLDFRVegetation ContactAggregated | WLDFR | HFTD - Distribution - Tier 3 - 4QU CoRE ¦ 2QU LoRE | Red Flag Warning - Destructive Fires | Vegetation Contact | Aggregated | 2057 | 1.1087e-06 | 572.0063 | 0.00063421 | 2057 | Mitigation | 0.95 | 45 | 0 | esc | 0.00097009 | 1.0756e-09 | 0.00097009 | 1.0756e-09 | 0.034217 | 6.7011e-07 | 0.012804 | 3.1989e-08
[120 empty] | 7.3.3.17.5 (Remote Grid) Updates to grid topology to minimize risk of ignition in HFTDs Remote GridWLDFRVegetation ContactAggregated | WLDFR | HFTD - Distribution - Tier 3 - 4QU CoRE ¦ 2QU LoRE | Red Flag Warning - Destructive Fires | Vegetation Contact | Aggregated | 2058 | 1.1087e-06 | 572.0063 | 0.00063421 | 2058 | Mitigation | 0.95 | 45 | 0 | esc | 0.00097009 | 1.0756e-09 | 0.00097009 | 1.0756e-09 | 0.034217 | 6.7011e-07 | 0.012804 | 3.1989e-08
[120 empty] | 7.3.3.17.5 (Remote Grid) Updates to grid topology to minimize risk of ignition in HFTDs Remote GridWLDFRVegetation ContactAggregated | WLDFR | HFTD - Distribution - Tier 3 - 4QU CoRE ¦ 2QU LoRE | Red Flag Warning - Destructive Fires | Vegetation Contact | Aggregated | 2059 | 1.1087e-06 | 572.0063 | 0.00063421 | 2059 | Mitigation | 0.95 | 45 | 0 | esc | 0.00097009 | 1.0756e-09 | 0.00097009 | 1.0756e-09 | 0.034217 | 6.7011e-07 | 0.012804 | 3.1989e-08
[120 empty] | 7.3.3.17.5 (Remote Grid) Updates to grid topology to minimize risk of ignition in HFTDs Remote GridWLDFRVegetation ContactAggregated | WLDFR | HFTD - Distribution - Tier 3 - 4QU CoRE ¦ 2QU LoRE | Red Flag Warning - Destructive Fires | Vegetation Contact | Aggregated | 2060 | 1.1087e-06 | 572.0063 | 0.00063421 | 2060 | Mitigation | 0.95 | 45 | 0 | esc | 0.00097009 | 1.0756e-09 | 0.00097009 | 1.0756e-09 | 0.034217 | 6.7011e-07 | 0.012804 | 3.1989e-08
[120 empty] | 7.3.3.17.5 (Remote Grid) Updates to grid topology to minimize risk of ignition in HFTDs Remote GridWLDFRVegetation ContactAggregated | WLDFR | HFTD - Distribution - Tier 3 - 4QU CoRE ¦ 2QU LoRE | Red Flag Warning - Destructive Fires | Vegetation Contact | Aggregated | 2061 | 1.1087e-06 | 572.0063 | 0.00063421 | 2061 | Mitigation | 0.95 | 45 | 0 | esc | 0.00097009 | 1.0756e-09 | 0.00097009 | 1.0756e-09 | 0.034217 | 6.7011e-07 | 0.012804 | 3.1989e-08
[120 empty] | 7.3.3.17.5 (Remote Grid) Updates to grid topology to minimize risk of ignition in HFTDs Remote GridWLDFRVegetation ContactAggregated | WLDFR | HFTD - Distribution - Tier 3 - 4QU CoRE ¦ 2QU LoRE | Red Flag Warning - Destructive Fires | Vegetation Contact | Aggregated | 2062 | 1.1087e-06 | 572.0063 | 0.00063421 | 2062 | Mitigation | 0.95 | 45 | 0 | esc | 0.00097009 | 1.0756e-09 | 0.00097009 | 1.0756e-09 | 0.034217 | 6.7011e-07 | 0.012804 | 3.1989e-08
[120 empty] | 7.3.3.17.5 (Remote Grid) Updates to grid topology to minimize risk of ignition in HFTDs Remote GridWLDFRVegetation ContactAggregated | WLDFR | HFTD - Distribution - Tier 3 - 4QU CoRE ¦ 2QU LoRE | Red Flag Warning - Destructive Fires | Vegetation Contact | Aggregated | 2063 | 1.1087e-06 | 572.0063 | 0.00063421 | 2063 | Mitigation | 0.95 | 45 | 0 | esc | 0.00097009 | 1.0756e-09 | 0.00097009 | 1.0756e-09 | 0.034217 | 6.7011e-07 | 0.012804 | 3.1989e-08
[120 empty] | 7.3.3.17.5 (Remote Grid) Updates to grid topology to minimize risk of ignition in HFTDs Remote GridWLDFRVegetation ContactAggregated | WLDFR | HFTD - Distribution - Tier 3 - 4QU CoRE ¦ 2QU LoRE | Red Flag Warning - Destructive Fires | Vegetation Contact | Aggregated | 2064 | 1.1087e-06 | 572.0063 | 0.00063421 | 2064 | Mitigation | 0.95 | 45 | 0 | esc | 0.00097009 | 1.0756e-09 | 0.00097009 | 1.0756e-09 | 0.034217 | 6.7011e-07 | 0.012804 | 3.1989e-08
[120 empty] | 7.3.3.17.5 (Remote Grid) Updates to grid topology to minimize risk of ignition in HFTDs Remote GridWLDFRVegetation ContactAggregated | WLDFR | HFTD - Distribution - Tier 3 - 4QU CoRE ¦ 2QU LoRE | Red Flag Warning - Destructive Fires | Vegetation Contact | Aggregated | 2065 | 1.1087e-06 | 572.0063 | 0.00063421 | 2065 | Mitigation | 0.95 | 45 | 0 | esc | 0.00097009 | 1.0756e-09 | 0.00097009 | 1.0756e-09 | 0.034217 | 6.7011e-07 | 0.012804 | 3.1989e-08
[120 empty] | 7.3.3.17.5 (Remote Grid) Updates to grid topology to minimize risk of ignition in HFTDs Remote GridWLDFRVegetation ContactAggregated | WLDFR | HFTD - Distribution - Tier 3 - 4QU CoRE ¦ 2QU LoRE | Red Flag Warning - Destructive Fires | Vegetation Contact | Aggregated | 2066 | 1.1087e-06 | 572.0063 | 0.00063421 | 2066 | Mitigation | 0.95 | 45 | 0 | esc | 0.00097009 | 1.0756e-09 | 0.00097009 | 1.0756e-09 | 0.034217 | 6.7011e-07 | 0.012804 | 3.1989e-08
[120 empty] | 7.3.3.17.5 (Remote Grid) Updates to grid topology to minimize risk of ignition in HFTDs Remote GridWLDFRVegetation ContactAggregated | WLDFR | HFTD - Distribution - Tier 3 - 4QU CoRE ¦ 2QU LoRE | Red Flag Warning - Destructive Fires | Vegetation Contact | Aggregated | 2067 | 1.1087e-06 | 572.0063 | 0.00063421 | 2067 | Mitigation | 0.95 | 45 | 0 | esc | 0 | 0 | 0.00097009 | 1.0756e-09 | 0.034217 | 6.7011e-07 | 0.012804 | 3.1989e-08
[120 empty] | 7.3.3.17.5 (Remote Grid) Updates to grid topology to minimize risk of ignition in HFTDs Remote GridWLDFREquipment / facility failureAggregated | WLDFR | HFTD - Distribution - Tier 3 - 4QU CoRE ¦ 2QU LoRE | Red Flag Warning - Large Fires | Equipment / facility failure | Aggregated | 2022 | 8.7618e-06 | 572.0063 | 0.0050118 | 2022 | Mitigation | 0.95 | 45 | 0 | esc | 0.00097009 | 8.4997e-09 | 0 | 0 | 0.034217 | 6.7011e-07 | 0.012804 | 3.1989e-08
[120 empty] | 7.3.3.17.5 (Remote Grid) Updates to grid topology to minimize risk of ignition in HFTDs Remote GridWLDFREquipment / facility failureAggregated | WLDFR | HFTD - Distribution - Tier 3 - 4QU CoRE ¦ 2QU LoRE | Red Flag Warning - Large Fires | Equipment / facility failure | Aggregated | 2023 | 8.7618e-06 | 572.0063 | 0.0050118 | 2023 | Mitigation | 0.95 | 45 | 0 | esc | 0.00097009 | 8.4997e-09 | 0.00097009 | 8.4997e-09 | 0.034217 | 6.7011e-07 | 0.012804 | 3.1989e-08
[120 empty] | 7.3.3.17.5 (Remote Grid) Updates to grid topology to minimize risk of ignition in HFTDs Remote GridWLDFREquipment / facility failureAggregated | WLDFR | HFTD - Distribution - Tier 3 - 4QU CoRE ¦ 2QU LoRE | Red Flag Warning - Large Fires | Equipment / facility failure | Aggregated | 2024 | 8.7618e-06 | 572.0063 | 0.0050118 | 2024 | Mitigation | 0.95 | 45 | 0 | esc | 0.00097009 | 8.4997e-09 | 0.00097009 | 8.4997e-09 | 0.034217 | 6.7011e-07 | 0.012804 | 3.1989e-08
[120 empty] | 7.3.3.17.5 (Remote Grid) Updates to grid topology to minimize risk of ignition in HFTDs Remote GridWLDFREquipment / facility failureAggregated | WLDFR | HFTD - Distribution - Tier 3 - 4QU CoRE ¦ 2QU LoRE | Red Flag Warning - Large Fires | Equipment / facility failure | Aggregated | 2025 | 8.7618e-06 | 572.0063 | 0.0050118 | 2025 | Mitigation | 0.95 | 45 | 0 | esc | 0.00097009 | 8.4997e-09 | 0.00097009 | 8.4997e-09 | 0.034217 | 6.7011e-07 | 0.012804 | 3.1989e-08
[120 empty] | 7.3.3.17.5 (Remote Grid) Updates to grid topology to minimize risk of ignition in HFTDs Remote GridWLDFREquipment / facility failureAggregated | WLDFR | HFTD - Distribution - Tier 3 - 4QU CoRE ¦ 2QU LoRE | Red Flag Warning - Large Fires | Equipment / facility failure | Aggregated | 2026 | 8.7618e-06 | 572.0063 | 0.0050118 | 2026 | Mitigation | 0.95 | 45 | 0 | esc | 0.00097009 | 8.4997e-09 | 0.00097009 | 8.4997e-09 | 0.034217 | 6.7011e-07 | 0.012804 | 3.1989e-08
[120 empty] | 7.3.3.17.5 (Remote Grid) Updates to grid topology to minimize risk of ignition in HFTDs Remote GridWLDFREquipment / facility failureAggregated | WLDFR | HFTD - Distribution - Tier 3 - 4QU CoRE ¦ 2QU LoRE | Red Flag Warning - Large Fires | Equipment / facility failure | Aggregated | 2027 | 8.7618e-06 | 572.0063 | 0.0050118 | 2027 | Mitigation | 0.95 | 45 | 0 | esc | 0.00097009 | 8.4997e-09 | 0.00097009 | 8.4997e-09 | 0.034217 | 6.7011e-07 | 0.012804 | 3.1989e-08
[120 empty] | 7.3.3.17.5 (Remote Grid) Updates to grid topology to minimize risk of ignition in HFTDs Remote GridWLDFREquipment / facility failureAggregated | WLDFR | HFTD - Distribution - Tier 3 - 4QU CoRE ¦ 2QU LoRE | Red Flag Warning - Large Fires | Equipment / facility failure | Aggregated | 2028 | 8.7618e-06 | 572.0063 | 0.0050118 | 2028 | Mitigation | 0.95 | 45 | 0 | esc | 0.00097009 | 8.4997e-09 | 0.00097009 | 8.4997e-09 | 0.034217 | 6.7011e-07 | 0.012804 | 3.1989e-08
[120 empty] | 7.3.3.17.5 (Remote Grid) Updates to grid topology to minimize risk of ignition in HFTDs Remote GridWLDFREquipment / facility failureAggregated | WLDFR | HFTD - Distribution - Tier 3 - 4QU CoRE ¦ 2QU LoRE | Red Flag Warning - Large Fires | Equipment / facility failure | Aggregated | 2029 | 8.7618e-06 | 572.0063 | 0.0050118 | 2029 | Mitigation | 0.95 | 45 | 0 | esc | 0.00097009 | 8.4997e-09 | 0.00097009 | 8.4997e-09 | 0.034217 | 6.7011e-07 | 0.012804 | 3.1989e-08
[120 empty] | 7.3.3.17.5 (Remote Grid) Updates to grid topology to minimize risk of ignition in HFTDs Remote GridWLDFREquipment / facility failureAggregated | WLDFR | HFTD - Distribution - Tier 3 - 4QU CoRE ¦ 2QU LoRE | Red Flag Warning - Large Fires | Equipment / facility failure | Aggregated | 2030 | 8.7618e-06 | 572.0063 | 0.0050118 | 2030 | Mitigation | 0.95 | 45 | 0 | esc | 0.00097009 | 8.4997e-09 | 0.00097009 | 8.4997e-09 | 0.034217 | 6.7011e-07 | 0.012804 | 3.1989e-08
[120 empty] | 7.3.3.17.5 (Remote Grid) Updates to grid topology to minimize risk of ignition in HFTDs Remote GridWLDFREquipment / facility failureAggregated | WLDFR | HFTD - Distribution - Tier 3 - 4QU CoRE ¦ 2QU LoRE | Red Flag Warning - Large Fires | Equipment / facility failure | Aggregated | 2031 | 8.7618e-06 | 572.0063 | 0.0050118 | 2031 | Mitigation | 0.95 | 45 | 0 | esc | 0.00097009 | 8.4997e-09 | 0.00097009 | 8.4997e-09 | 0.034217 | 6.7011e-07 | 0.012804 | 3.1989e-08
[120 empty] | 7.3.3.17.5 (Remote Grid) Updates to grid topology to minimize risk of ignition in HFTDs Remote GridWLDFREquipment / facility failureAggregated | WLDFR | HFTD - Distribution - Tier 3 - 4QU CoRE ¦ 2QU LoRE | Red Flag Warning - Large Fires | Equipment / facility failure | Aggregated | 2032 | 8.7618e-06 | 572.0063 | 0.0050118 | 2032 | Mitigation | 0.95 | 45 | 0 | esc | 0.00097009 | 8.4997e-09 | 0.00097009 | 8.4997e-09 | 0.034217 | 6.7011e-07 | 0.012804 | 3.1989e-08
[120 empty] | 7.3.3.17.5 (Remote Grid) Updates to grid topology to minimize risk of ignition in HFTDs Remote GridWLDFREquipment / facility failureAggregated | WLDFR | HFTD - Distribution - Tier 3 - 4QU CoRE ¦ 2QU LoRE | Red Flag Warning - Large Fires | Equipment / facility failure | Aggregated | 2033 | 8.7618e-06 | 572.0063 | 0.0050118 | 2033 | Mitigation | 0.95 | 45 | 0 | esc | 0.00097009 | 8.4997e-09 | 0.00097009 | 8.4997e-09 | 0.034217 | 6.7011e-07 | 0.012804 | 3.1989e-08
[120 empty] | 7.3.3.17.5 (Remote Grid) Updates to grid topology to minimize risk of ignition in HFTDs Remote GridWLDFREquipment / facility failureAggregated | WLDFR | HFTD - Distribution - Tier 3 - 4QU CoRE ¦ 2QU LoRE | Red Flag Warning - Large Fires | Equipment / facility failure | Aggregated | 2034 | 8.7618e-06 | 572.0063 | 0.0050118 | 2034 | Mitigation | 0.95 | 45 | 0 | esc | 0.00097009 | 8.4997e-09 | 0.00097009 | 8.4997e-09 | 0.034217 | 6.7011e-07 | 0.012804 | 3.1989e-08
[120 empty] | 7.3.3.17.5 (Remote Grid) Updates to grid topology to minimize risk of ignition in HFTDs Remote GridWLDFREquipment / facility failureAggregated | WLDFR | HFTD - Distribution - Tier 3 - 4QU CoRE ¦ 2QU LoRE | Red Flag Warning - Large Fires | Equipment / facility failure | Aggregated | 2035 | 8.7618e-06 | 572.0063 | 0.0050118 | 2035 | Mitigation | 0.95 | 45 | 0 | esc | 0.00097009 | 8.4997e-09 | 0.00097009 | 8.4997e-09 | 0.034217 | 6.7011e-07 | 0.012804 | 3.1989e-08
[120 empty] | 7.3.3.17.5 (Remote Grid) Updates to grid topology to minimize risk of ignition in HFTDs Remote GridWLDFREquipment / facility failureAggregated | WLDFR | HFTD - Distribution - Tier 3 - 4QU CoRE ¦ 2QU LoRE | Red Flag Warning - Large Fires | Equipment / facility failure | Aggregated | 2036 | 8.7618e-06 | 572.0063 | 0.0050118 | 2036 | Mitigation | 0.95 | 45 | 0 | esc | 0.00097009 | 8.4997e-09 | 0.00097009 | 8.4997e-09 | 0.034217 | 6.7011e-07 | 0 | 0
[120 empty] | 7.3.3.17.5 (Remote Grid) Updates to grid topology to minimize risk of ignition in HFTDs Remote GridWLDFREquipment / facility failureAggregated | WLDFR | HFTD - Distribution - Tier 3 - 4QU CoRE ¦ 2QU LoRE | Red Flag Warning - Large Fires | Equipment / facility failure | Aggregated | 2037 | 8.7618e-06 | 572.0063 | 0.0050118 | 2037 | Mitigation | 0.95 | 45 | 0 | esc | 0.00097009 | 8.4997e-09 | 0.00097009 | 8.4997e-09 | 0.034217 | 6.7011e-07 | 0 | 0
[120 empty] | 7.3.3.17.5 (Remote Grid) Updates to grid topology to minimize risk of ignition in HFTDs Remote GridWLDFREquipment / facility failureAggregated | WLDFR | HFTD - Distribution - Tier 3 - 4QU CoRE ¦ 2QU LoRE | Red Flag Warning - Large Fires | Equipment / facility failure | Aggregated | 2038 | 8.7618e-06 | 572.0063 | 0.0050118 | 2038 | Mitigation | 0.95 | 45 | 0 | esc | 0.00097009 | 8.4997e-09 | 0.00097009 | 8.4997e-09 | 0.034217 | 6.7011e-07 | 0.014899 | 3.3824e-09
[120 empty] | 7.3.3.17.5 (Remote Grid) Updates to grid topology to minimize risk of ignition in HFTDs Remote GridWLDFREquipment / facility failureAggregated | WLDFR | HFTD - Distribution - Tier 3 - 4QU CoRE ¦ 2QU LoRE | Red Flag Warning - Large Fires | Equipment / facility failure | Aggregated | 2039 | 8.7618e-06 | 572.0063 | 0.0050118 | 2039 | Mitigation | 0.95 | 45 | 0 | esc | 0.00097009 | 8.4997e-09 | 0.00097009 | 8.4997e-09 | 0.034217 | 6.7011e-07 | 0.014899 | 3.3824e-09
[120 empty] | 7.3.3.17.5 (Remote Grid) Updates to grid topology to minimize risk of ignition in HFTDs Remote GridWLDFREquipment / facility failureAggregated | WLDFR | HFTD - Distribution - Tier 3 - 4QU CoRE ¦ 2QU LoRE | Red Flag Warning - Large Fires | Equipment / facility failure | Aggregated | 2040 | 8.7618e-06 | 572.0063 | 0.0050118 | 2040 | Mitigation | 0.95 | 45 | 0 | esc | 0.00097009 | 8.4997e-09 | 0.00097009 | 8.4997e-09 | 0.034217 | 6.7011e-07 | 0.014899 | 3.3824e-09
[120 empty] | 7.3.3.17.5 (Remote Grid) Updates to grid topology to minimize risk of ignition in HFTDs Remote GridWLDFREquipment / facility failureAggregated | WLDFR | HFTD - Distribution - Tier 3 - 4QU CoRE ¦ 2QU LoRE | Red Flag Warning - Large Fires | Equipment / facility failure | Aggregated | 2041 | 8.7618e-06 | 572.0063 | 0.0050118 | 2041 | Mitigation | 0.95 | 45 | 0 | esc | 0.00097009 | 8.4997e-09 | 0.00097009 | 8.4997e-09 | 0.034217 | 6.7011e-07 | 0.014899 | 3.3824e-09
[120 empty] | 7.3.3.17.5 (Remote Grid) Updates to grid topology to minimize risk of ignition in HFTDs Remote GridWLDFREquipment / facility failureAggregated | WLDFR | HFTD - Distribution - Tier 3 - 4QU CoRE ¦ 2QU LoRE | Red Flag Warning - Large Fires | Equipment / facility failure | Aggregated | 2042 | 8.7618e-06 | 572.0063 | 0.0050118 | 2042 | Mitigation | 0.95 | 45 | 0 | esc | 0.00097009 | 8.4997e-09 | 0.00097009 | 8.4997e-09 | 0.034217 | 6.7011e-07 | 0.014899 | 3.3824e-09
[120 empty] | 7.3.3.17.5 (Remote Grid) Updates to grid topology to minimize risk of ignition in HFTDs Remote GridWLDFREquipment / facility failureAggregated | WLDFR | HFTD - Distribution - Tier 3 - 4QU CoRE ¦ 2QU LoRE | Red Flag Warning - Large Fires | Equipment / facility failure | Aggregated | 2043 | 8.7618e-06 | 572.0063 | 0.0050118 | 2043 | Mitigation | 0.95 | 45 | 0 | esc | 0.00097009 | 8.4997e-09 | 0.00097009 | 8.4997e-09 | 0.034217 | 6.7011e-07 | 0.014899 | 3.3824e-09
[120 empty] | 7.3.3.17.5 (Remote Grid) Updates to grid topology to minimize risk of ignition in HFTDs Remote GridWLDFREquipment / facility failureAggregated | WLDFR | HFTD - Distribution - Tier 3 - 4QU CoRE ¦ 2QU LoRE | Red Flag Warning - Large Fires | Equipment / facility failure | Aggregated | 2044 | 8.7618e-06 | 572.0063 | 0.0050118 | 2044 | Mitigation | 0.95 | 45 | 0 | esc | 0.00097009 | 8.4997e-09 | 0.00097009 | 8.4997e-09 | 0.034217 | 6.7011e-07 | 0.014899 | 3.3824e-09
[120 empty] | 7.3.3.17.5 (Remote Grid) Updates to grid topology to minimize risk of ignition in HFTDs Remote GridWLDFREquipment / facility failureAggregated | WLDFR | HFTD - Distribution - Tier 3 - 4QU CoRE ¦ 2QU LoRE | Red Flag Warning - Large Fires | Equipment / facility failure | Aggregated | 2045 | 8.7618e-06 | 572.0063 | 0.0050118 | 2045 | Mitigation | 0.95 | 45 | 0 | esc | 0.00097009 | 8.4997e-09 | 0.00097009 | 8.4997e-09 | 0.034217 | 6.7011e-07 | 0.014899 | 3.3824e-09
[120 empty] | 7.3.3.17.5 (Remote Grid) Updates to grid topology to minimize risk of ignition in HFTDs Remote GridWLDFREquipment / facility failureAggregated | WLDFR | HFTD - Distribution - Tier 3 - 4QU CoRE ¦ 2QU LoRE | Red Flag Warning - Large Fires | Equipment / facility failure | Aggregated | 2046 | 8.7618e-06 | 572.0063 | 0.0050118 | 2046 | Mitigation | 0.95 | 45 | 0 | esc | 0.00097009 | 8.4997e-09 | 0.00097009 | 8.4997e-09 | 0.034217 | 6.7011e-07 | 0.014899 | 3.3824e-09
[120 empty] | 7.3.3.17.5 (Remote Grid) Updates to grid topology to minimize risk of ignition in HFTDs Remote GridWLDFREquipment / facility failureAggregated | WLDFR | HFTD - Distribution - Tier 3 - 4QU CoRE ¦ 2QU LoRE | Red Flag Warning - Large Fires | Equipment / facility failure | Aggregated | 2047 | 8.7618e-06 | 572.0063 | 0.0050118 | 2047 | Mitigation | 0.95 | 45 | 0 | esc | 0.00097009 | 8.4997e-09 | 0.00097009 | 8.4997e-09 | 0.034217 | 6.7011e-07 | 0.014899 | 3.3824e-09
[120 empty] | 7.3.3.17.5 (Remote Grid) Updates to grid topology to minimize risk of ignition in HFTDs Remote GridWLDFREquipment / facility failureAggregated | WLDFR | HFTD - Distribution - Tier 3 - 4QU CoRE ¦ 2QU LoRE | Red Flag Warning - Large Fires | Equipment / facility failure | Aggregated | 2048 | 8.7618e-06 | 572.0063 | 0.0050118 | 2048 | Mitigation | 0.95 | 45 | 0 | esc | 0.00097009 | 8.4997e-09 | 0.00097009 | 8.4997e-09 | 0.034217 | 6.7011e-07 | 0.014899 | 3.3824e-09
[120 empty] | 7.3.3.17.5 (Remote Grid) Updates to grid topology to minimize risk of ignition in HFTDs Remote GridWLDFREquipment / facility failureAggregated | WLDFR | HFTD - Distribution - Tier 3 - 4QU CoRE ¦ 2QU LoRE | Red Flag Warning - Large Fires | Equipment / facility failure | Aggregated | 2049 | 8.7618e-06 | 572.0063 | 0.0050118 | 2049 | Mitigation | 0.95 | 45 | 0 | esc | 0.00097009 | 8.4997e-09 | 0.00097009 | 8.4997e-09 | 0.034217 | 6.7011e-07 | 0.014899 | 3.3824e-09
[120 empty] | 7.3.3.17.5 (Remote Grid) Updates to grid topology to minimize risk of ignition in HFTDs Remote GridWLDFREquipment / facility failureAggregated | WLDFR | HFTD - Distribution - Tier 3 - 4QU CoRE ¦ 2QU LoRE | Red Flag Warning - Large Fires | Equipment / facility failure | Aggregated | 2050 | 8.7618e-06 | 572.0063 | 0.0050118 | 2050 | Mitigation | 0.95 | 45 | 0 | esc | 0.00097009 | 8.4997e-09 | 0.00097009 | 8.4997e-09 | 0.034217 | 6.7011e-07 | 0.014899 | 3.3824e-09
[120 empty] | 7.3.3.17.5 (Remote Grid) Updates to grid topology to minimize risk of ignition in HFTDs Remote GridWLDFREquipment / facility failureAggregated | WLDFR | HFTD - Distribution - Tier 3 - 4QU CoRE ¦ 2QU LoRE | Red Flag Warning - Large Fires | Equipment / facility failure | Aggregated | 2051 | 8.7618e-06 | 572.0063 | 0.0050118 | 2051 | Mitigation | 0.95 | 45 | 0 | esc | 0.00097009 | 8.4997e-09 | 0.00097009 | 8.4997e-09 | 0.034217 | 6.7011e-07 | 0.014899 | 3.3824e-09
[120 empty] | 7.3.3.17.5 (Remote Grid) Updates to grid topology to minimize risk of ignition in HFTDs Remote GridWLDFREquipment / facility failureAggregated | WLDFR | HFTD - Distribution - Tier 3 - 4QU CoRE ¦ 2QU LoRE | Red Flag Warning - Large Fires | Equipment / facility failure | Aggregated | 2052 | 8.7618e-06 | 572.0063 | 0.0050118 | 2052 | Mitigation | 0.95 | 45 | 0 | esc | 0.00097009 | 8.4997e-09 | 0.00097009 | 8.4997e-09 | 0 | 0 | 0.014899 | 3.3824e-09
[120 empty] | 7.3.3.17.5 (Remote Grid) Updates to grid topology to minimize risk of ignition in HFTDs Remote GridWLDFREquipment / facility failureAggregated | WLDFR | HFTD - Distribution - Tier 3 - 4QU CoRE ¦ 2QU LoRE | Red Flag Warning - Large Fires | Equipment / facility failure | Aggregated | 2053 | 8.7618e-06 | 572.0063 | 0.0050118 | 2053 | Mitigation | 0.95 | 45 | 0 | esc | 0.00097009 | 8.4997e-09 | 0.00097009 | 8.4997e-09 | 0.034217 | 5.6325e-07 | 0.014899 | 3.3824e-09
[120 empty] | 7.3.3.17.5 (Remote Grid) Updates to grid topology to minimize risk of ignition in HFTDs Remote GridWLDFREquipment / facility failureAggregated | WLDFR | HFTD - Distribution - Tier 3 - 4QU CoRE ¦ 2QU LoRE | Red Flag Warning - Large Fires | Equipment / facility failure | Aggregated | 2054 | 8.7618e-06 | 572.0063 | 0.0050118 | 2054 | Mitigation | 0.95 | 45 | 0 | esc | 0.00097009 | 8.4997e-09 | 0.00097009 | 8.4997e-09 | 0.034217 | 5.6325e-07 | 0.014899 | 3.3824e-09
[120 empty] | 7.3.3.17.5 (Remote Grid) Updates to grid topology to minimize risk of ignition in HFTDs Remote GridWLDFREquipment / facility failureAggregated | WLDFR | HFTD - Distribution - Tier 3 - 4QU CoRE ¦ 2QU LoRE | Red Flag Warning - Large Fires | Equipment / facility failure | Aggregated | 2055 | 8.7618e-06 | 572.0063 | 0.0050118 | 2055 | Mitigation | 0.95 | 45 | 0 | esc | 0.00097009 | 8.4997e-09 | 0.00097009 | 8.4997e-09 | 0.034217 | 5.6325e-07 | 0.014899 | 3.3824e-09
[120 empty] | 7.3.3.17.5 (Remote Grid) Updates to grid topology to minimize risk of ignition in HFTDs Remote GridWLDFREquipment / facility failureAggregated | WLDFR | HFTD - Distribution - Tier 3 - 4QU CoRE ¦ 2QU LoRE | Red Flag Warning - Large Fires | Equipment / facility failure | Aggregated | 2056 | 8.7618e-06 | 572.0063 | 0.0050118 | 2056 | Mitigation | 0.95 | 45 | 0 | esc | 0.00097009 | 8.4997e-09 | 0.00097009 | 8.4997e-09 | 0.034217 | 5.6325e-07 | 0.014899 | 3.3824e-09
[120 empty] | 7.3.3.17.5 (Remote Grid) Updates to grid topology to minimize risk of ignition in HFTDs Remote GridWLDFREquipment / facility failureAggregated | WLDFR | HFTD - Distribution - Tier 3 - 4QU CoRE ¦ 2QU LoRE | Red Flag Warning - Large Fires | Equipment / facility failure | Aggregated | 2057 | 8.7618e-06 | 572.0063 | 0.0050118 | 2057 | Mitigation | 0.95 | 45 | 0 | esc | 0.00097009 | 8.4997e-09 | 0.00097009 | 8.4997e-09 | 0.034217 | 5.6325e-07 | 0.014899 | 3.3824e-09
[120 empty] | 7.3.3.17.5 (Remote Grid) Updates to grid topology to minimize risk of ignition in HFTDs Remote GridWLDFREquipment / facility failureAggregated | WLDFR | HFTD - Distribution - Tier 3 - 4QU CoRE ¦ 2QU LoRE | Red Flag Warning - Large Fires | Equipment / facility failure | Aggregated | 2058 | 8.7618e-06 | 572.0063 | 0.0050118 | 2058 | Mitigation | 0.95 | 45 | 0 | esc | 0.00097009 | 8.4997e-09 | 0.00097009 | 8.4997e-09 | 0.034217 | 5.6325e-07 | 0.014899 | 3.3824e-09
[120 empty] | 7.3.3.17.5 (Remote Grid) Updates to grid topology to minimize risk of ignition in HFTDs Remote GridWLDFREquipment / facility failureAggregated | WLDFR | HFTD - Distribution - Tier 3 - 4QU CoRE ¦ 2QU LoRE | Red Flag Warning - Large Fires | Equipment / facility failure | Aggregated | 2059 | 8.7618e-06 | 572.0063 | 0.0050118 | 2059 | Mitigation | 0.95 | 45 | 0 | esc | 0.00097009 | 8.4997e-09 | 0.00097009 | 8.4997e-09 | 0.034217 | 5.6325e-07 | 0.014899 | 3.3824e-09
[120 empty] | 7.3.3.17.5 (Remote Grid) Updates to grid topology to minimize risk of ignition in HFTDs Remote GridWLDFREquipment / facility failureAggregated | WLDFR | HFTD - Distribution - Tier 3 - 4QU CoRE ¦ 2QU LoRE | Red Flag Warning - Large Fires | Equipment / facility failure | Aggregated | 2060 | 8.7618e-06 | 572.0063 | 0.0050118 | 2060 | Mitigation | 0.95 | 45 | 0 | esc | 0.00097009 | 8.4997e-09 | 0.00097009 | 8.4997e-09 | 0.034217 | 5.6325e-07 | 0.014899 | 3.3824e-09
[120 empty] | 7.3.3.17.5 (Remote Grid) Updates to grid topology to minimize risk of ignition in HFTDs Remote GridWLDFREquipment / facility failureAggregated | WLDFR | HFTD - Distribution - Tier 3 - 4QU CoRE ¦ 2QU LoRE | Red Flag Warning - Large Fires | Equipment / facility failure | Aggregated | 2061 | 8.7618e-06 | 572.0063 | 0.0050118 | 2061 | Mitigation | 0.95 | 45 | 0 | esc | 0.00097009 | 8.4997e-09 | 0.00097009 | 8.4997e-09 | 0.034217 | 5.6325e-07 | 0.014899 | 3.3824e-09
[120 empty] | 7.3.3.17.5 (Remote Grid) Updates to grid topology to minimize risk of ignition in HFTDs Remote GridWLDFREquipment / facility failureAggregated | WLDFR | HFTD - Distribution - Tier 3 - 4QU CoRE ¦ 2QU LoRE | Red Flag Warning - Large Fires | Equipment / facility failure | Aggregated | 2062 | 8.7618e-06 | 572.0063 | 0.0050118 | 2062 | Mitigation | 0.95 | 45 | 0 | esc | 0.00097009 | 8.4997e-09 | 0.00097009 | 8.4997e-09 | 0.034217 | 5.6325e-07 | 0.014899 | 3.3824e-09
[120 empty] | 7.3.3.17.5 (Remote Grid) Updates to grid topology to minimize risk of ignition in HFTDs Remote GridWLDFREquipment / facility failureAggregated | WLDFR | HFTD - Distribution - Tier 3 - 4QU CoRE ¦ 2QU LoRE | Red Flag Warning - Large Fires | Equipment / facility failure | Aggregated | 2063 | 8.7618e-06 | 572.0063 | 0.0050118 | 2063 | Mitigation | 0.95 | 45 | 0 | esc | 0.00097009 | 8.4997e-09 | 0.00097009 | 8.4997e-09 | 0.034217 | 5.6325e-07 | 0.014899 | 3.3824e-09
[120 empty] | 7.3.3.17.5 (Remote Grid) Updates to grid topology to minimize risk of ignition in HFTDs Remote GridWLDFREquipment / facility failureAggregated | WLDFR | HFTD - Distribution - Tier 3 - 4QU CoRE ¦ 2QU LoRE | Red Flag Warning - Large Fires | Equipment / facility failure | Aggregated | 2064 | 8.7618e-06 | 572.0063 | 0.0050118 | 2064 | Mitigation | 0.95 | 45 | 0 | esc | 0.00097009 | 8.4997e-09 | 0.00097009 | 8.4997e-09 | 0.034217 | 5.6325e-07 | 0.014899 | 3.3824e-09
[120 empty] | 7.3.3.17.5 (Remote Grid) Updates to grid topology to minimize risk of ignition in HFTDs Remote GridWLDFREquipment / facility failureAggregated | WLDFR | HFTD - Distribution - Tier 3 - 4QU CoRE ¦ 2QU LoRE | Red Flag Warning - Large Fires | Equipment / facility failure | Aggregated | 2065 | 8.7618e-06 | 572.0063 | 0.0050118 | 2065 | Mitigation | 0.95 | 45 | 0 | esc | 0.00097009 | 8.4997e-09 | 0.00097009 | 8.4997e-09 | 0.034217 | 5.6325e-07 | 0.014899 | 3.3824e-09
[120 empty] | 7.3.3.17.5 (Remote Grid) Updates to grid topology to minimize risk of ignition in HFTDs Remote GridWLDFREquipment / facility failureAggregated | WLDFR | HFTD - Distribution - Tier 3 - 4QU CoRE ¦ 2QU LoRE | Red Flag Warning - Large Fires | Equipment / facility failure | Aggregated | 2066 | 8.7618e-06 | 572.0063 | 0.0050118 | 2066 | Mitigation | 0.95 | 45 | 0 | esc | 0.00097009 | 8.4997e-09 | 0.00097009 | 8.4997e-09 | 0.034217 | 5.6325e-07 | 0.014899 | 3.3824e-09
[120 empty] | 7.3.3.17.5 (Remote Grid) Updates to grid topology to minimize risk of ignition in HFTDs Remote GridWLDFREquipment / facility failureAggregated | WLDFR | HFTD - Distribution - Tier 3 - 4QU CoRE ¦ 2QU LoRE | Red Flag Warning - Large Fires | Equipment / facility failure | Aggregated | 2067 | 8.7618e-06 | 572.0063 | 0.0050118 | 2067 | Mitigation | 0.95 | 45 | 0 | esc | 0 | 0 | 0.00097009 | 8.4997e-09 | 0.034217 | 5.6325e-07 | 0.014899 | 3.3824e-09
[120 empty] | 7.3.3.17.5 (Remote Grid) Updates to grid topology to minimize risk of ignition in HFTDs Remote GridWLDFRVegetation ContactAggregated | WLDFR | HFTD - Distribution - Tier 3 - 4QU CoRE ¦ 2QU LoRE | Red Flag Warning - Large Fires | Vegetation Contact | Aggregated | 2022 | 1.6362e-05 | 572.0063 | 0.0093594 | 2022 | Mitigation | 0.95 | 45 | 0 | esc | 0.00097009 | 1.5873e-08 | 0 | 0 | 0.034217 | 5.6325e-07 | 0 | 0
[120 empty] | 7.3.3.17.5 (Remote Grid) Updates to grid topology to minimize risk of ignition in HFTDs Remote GridWLDFRVegetation ContactAggregated | WLDFR | HFTD - Distribution - Tier 3 - 4QU CoRE ¦ 2QU LoRE | Red Flag Warning - Large Fires | Vegetation Contact | Aggregated | 2023 | 1.6362e-05 | 572.0063 | 0.0093594 | 2023 | Mitigation | 0.95 | 45 | 0 | esc | 0.00097009 | 1.5873e-08 | 0.00097009 | 1.5873e-08 | 0.034217 | 5.6325e-07 | 0 | 0
[120 empty] | 7.3.3.17.5 (Remote Grid) Updates to grid topology to minimize risk of ignition in HFTDs Remote GridWLDFRVegetation ContactAggregated | WLDFR | HFTD - Distribution - Tier 3 - 4QU CoRE ¦ 2QU LoRE | Red Flag Warning - Large Fires | Vegetation Contact | Aggregated | 2024 | 1.6362e-05 | 572.0063 | 0.0093594 | 2024 | Mitigation | 0.95 | 45 | 0 | esc | 0.00097009 | 1.5873e-08 | 0.00097009 | 1.5873e-08 | 0.034217 | 5.6325e-07 | 0.008942 | 5.3992e-09
[120 empty] | 7.3.3.17.5 (Remote Grid) Updates to grid topology to minimize risk of ignition in HFTDs Remote GridWLDFRVegetation ContactAggregated | WLDFR | HFTD - Distribution - Tier 3 - 4QU CoRE ¦ 2QU LoRE | Red Flag Warning - Large Fires | Vegetation Contact | Aggregated | 2025 | 1.6362e-05 | 572.0063 | 0.0093594 | 2025 | Mitigation | 0.95 | 45 | 0 | esc | 0.00097009 | 1.5873e-08 | 0.00097009 | 1.5873e-08 | 0.034217 | 5.6325e-07 | 0.008942 | 5.3992e-09
[120 empty] | 7.3.3.17.5 (Remote Grid) Updates to grid topology to minimize risk of ignition in HFTDs Remote GridWLDFRVegetation ContactAggregated | WLDFR | HFTD - Distribution - Tier 3 - 4QU CoRE ¦ 2QU LoRE | Red Flag Warning - Large Fires | Vegetation Contact | Aggregated | 2026 | 1.6362e-05 | 572.0063 | 0.0093594 | 2026 | Mitigation | 0.95 | 45 | 0 | esc | 0.00097009 | 1.5873e-08 | 0.00097009 | 1.5873e-08 | 0.034217 | 5.6325e-07 | 0.008942 | 5.3992e-09
[120 empty] | 7.3.3.17.5 (Remote Grid) Updates to grid topology to minimize risk of ignition in HFTDs Remote GridWLDFRVegetation ContactAggregated | WLDFR | HFTD - Distribution - Tier 3 - 4QU CoRE ¦ 2QU LoRE | Red Flag Warning - Large Fires | Vegetation Contact | Aggregated | 2027 | 1.6362e-05 | 572.0063 | 0.0093594 | 2027 | Mitigation | 0.95 | 45 | 0 | esc | 0.00097009 | 1.5873e-08 | 0.00097009 | 1.5873e-08 | 0.034217 | 5.6325e-07 | 0.008942 | 5.3992e-09
[120 empty] | 7.3.3.17.5 (Remote Grid) Updates to grid topology to minimize risk of ignition in HFTDs Remote GridWLDFRVegetation ContactAggregated | WLDFR | HFTD - Distribution - Tier 3 - 4QU CoRE ¦ 2QU LoRE | Red Flag Warning - Large Fires | Vegetation Contact | Aggregated | 2028 | 1.6362e-05 | 572.0063 | 0.0093594 | 2028 | Mitigation | 0.95 | 45 | 0 | esc | 0.00097009 | 1.5873e-08 | 0.00097009 | 1.5873e-08 | 0.034217 | 5.6325e-07 | 0.008942 | 5.3992e-09
[120 empty] | 7.3.3.17.5 (Remote Grid) Updates to grid topology to minimize risk of ignition in HFTDs Remote GridWLDFRVegetation ContactAggregated | WLDFR | HFTD - Distribution - Tier 3 - 4QU CoRE ¦ 2QU LoRE | Red Flag Warning - Large Fires | Vegetation Contact | Aggregated | 2029 | 1.6362e-05 | 572.0063 | 0.0093594 | 2029 | Mitigation | 0.95 | 45 | 0 | esc | 0.00097009 | 1.5873e-08 | 0.00097009 | 1.5873e-08 | 0.034217 | 5.6325e-07 | 0.008942 | 5.3992e-09
[120 empty] | 7.3.3.17.5 (Remote Grid) Updates to grid topology to minimize risk of ignition in HFTDs Remote GridWLDFRVegetation ContactAggregated | WLDFR | HFTD - Distribution - Tier 3 - 4QU CoRE ¦ 2QU LoRE | Red Flag Warning - Large Fires | Vegetation Contact | Aggregated | 2030 | 1.6362e-05 | 572.0063 | 0.0093594 | 2030 | Mitigation | 0.95 | 45 | 0 | esc | 0.00097009 | 1.5873e-08 | 0.00097009 | 1.5873e-08 | 0.034217 | 5.6325e-07 | 0.008942 | 5.3992e-09
[120 empty] | 7.3.3.17.5 (Remote Grid) Updates to grid topology to minimize risk of ignition in HFTDs Remote GridWLDFRVegetation ContactAggregated | WLDFR | HFTD - Distribution - Tier 3 - 4QU CoRE ¦ 2QU LoRE | Red Flag Warning - Large Fires | Vegetation Contact | Aggregated | 2031 | 1.6362e-05 | 572.0063 | 0.0093594 | 2031 | Mitigation | 0.95 | 45 | 0 | esc | 0.00097009 | 1.5873e-08 | 0.00097009 | 1.5873e-08 | 0.034217 | 5.6325e-07 | 0.008942 | 5.3992e-09
[120 empty] | 7.3.3.17.5 (Remote Grid) Updates to grid topology to minimize risk of ignition in HFTDs Remote GridWLDFRVegetation ContactAggregated | WLDFR | HFTD - Distribution - Tier 3 - 4QU CoRE ¦ 2QU LoRE | Red Flag Warning - Large Fires | Vegetation Contact | Aggregated | 2032 | 1.6362e-05 | 572.0063 | 0.0093594 | 2032 | Mitigation | 0.95 | 45 | 0 | esc | 0.00097009 | 1.5873e-08 | 0.00097009 | 1.5873e-08 | 0.034217 | 5.6325e-07 | 0.008942 | 5.3992e-09
[120 empty] | 7.3.3.17.5 (Remote Grid) Updates to grid topology to minimize risk of ignition in HFTDs Remote GridWLDFRVegetation ContactAggregated | WLDFR | HFTD - Distribution - Tier 3 - 4QU CoRE ¦ 2QU LoRE | Red Flag Warning - Large Fires | Vegetation Contact | Aggregated | 2033 | 1.6362e-05 | 572.0063 | 0.0093594 | 2033 | Mitigation | 0.95 | 45 | 0 | esc | 0.00097009 | 1.5873e-08 | 0.00097009 | 1.5873e-08 | 0.034217 | 5.6325e-07 | 0.008942 | 5.3992e-09
[120 empty] | 7.3.3.17.5 (Remote Grid) Updates to grid topology to minimize risk of ignition in HFTDs Remote GridWLDFRVegetation ContactAggregated | WLDFR | HFTD - Distribution - Tier 3 - 4QU CoRE ¦ 2QU LoRE | Red Flag Warning - Large Fires | Vegetation Contact | Aggregated | 2034 | 1.6362e-05 | 572.0063 | 0.0093594 | 2034 | Mitigation | 0.95 | 45 | 0 | esc | 0.00097009 | 1.5873e-08 | 0.00097009 | 1.5873e-08 | 0.034217 | 5.6325e-07 | 0.008942 | 5.3992e-09
[120 empty] | 7.3.3.17.5 (Remote Grid) Updates to grid topology to minimize risk of ignition in HFTDs Remote GridWLDFRVegetation ContactAggregated | WLDFR | HFTD - Distribution - Tier 3 - 4QU CoRE ¦ 2QU LoRE | Red Flag Warning - Large Fires | Vegetation Contact | Aggregated | 2035 | 1.6362e-05 | 572.0063 | 0.0093594 | 2035 | Mitigation | 0.95 | 45 | 0 | esc | 0.00097009 | 1.5873e-08 | 0.00097009 | 1.5873e-08 | 0.034217 | 5.6325e-07 | 0.008942 | 5.3992e-09
[120 empty] | 7.3.3.17.5 (Remote Grid) Updates to grid topology to minimize risk of ignition in HFTDs Remote GridWLDFRVegetation ContactAggregated | WLDFR | HFTD - Distribution - Tier 3 - 4QU CoRE ¦ 2QU LoRE | Red Flag Warning - Large Fires | Vegetation Contact | Aggregated | 2036 | 1.6362e-05 | 572.0063 | 0.0093594 | 2036 | Mitigation | 0.95 | 45 | 0 | esc | 0.00097009 | 1.5873e-08 | 0.00097009 | 1.5873e-08 | 0.034217 | 5.6325e-07 | 0.008942 | 5.3992e-09
[120 empty] | 7.3.3.17.5 (Remote Grid) Updates to grid topology to minimize risk of ignition in HFTDs Remote GridWLDFRVegetation ContactAggregated | WLDFR | HFTD - Distribution - Tier 3 - 4QU CoRE ¦ 2QU LoRE | Red Flag Warning - Large Fires | Vegetation Contact | Aggregated | 2037 | 1.6362e-05 | 572.0063 | 0.0093594 | 2037 | Mitigation | 0.95 | 45 | 0 | esc | 0.00097009 | 1.5873e-08 | 0.00097009 | 1.5873e-08 | 0.034217 | 5.6325e-07 | 0.008942 | 5.3992e-09
[120 empty] | 7.3.3.17.5 (Remote Grid) Updates to grid topology to minimize risk of ignition in HFTDs Remote GridWLDFRVegetation ContactAggregated | WLDFR | HFTD - Distribution - Tier 3 - 4QU CoRE ¦ 2QU LoRE | Red Flag Warning - Large Fires | Vegetation Contact | Aggregated | 2038 | 1.6362e-05 | 572.0063 | 0.0093594 | 2038 | Mitigation | 0.95 | 45 | 0 | esc | 0.00097009 | 1.5873e-08 | 0.00097009 | 1.5873e-08 | 0.034217 | 5.6325e-07 | 0.008942 | 5.3992e-09
[120 empty] | 7.3.3.17.5 (Remote Grid) Updates to grid topology to minimize risk of ignition in HFTDs Remote GridWLDFRVegetation ContactAggregated | WLDFR | HFTD - Distribution - Tier 3 - 4QU CoRE ¦ 2QU LoRE | Red Flag Warning - Large Fires | Vegetation Contact | Aggregated | 2039 | 1.6362e-05 | 572.0063 | 0.0093594 | 2039 | Mitigation | 0.95 | 45 | 0 | esc | 0.00097009 | 1.5873e-08 | 0.00097009 | 1.5873e-08 | 0.034217 | 5.6325e-07 | 0.008942 | 5.3992e-09
[120 empty] | 7.3.3.17.5 (Remote Grid) Updates to grid topology to minimize risk of ignition in HFTDs Remote GridWLDFRVegetation ContactAggregated | WLDFR | HFTD - Distribution - Tier 3 - 4QU CoRE ¦ 2QU LoRE | Red Flag Warning - Large Fires | Vegetation Contact | Aggregated | 2040 | 1.6362e-05 | 572.0063 | 0.0093594 | 2040 | Mitigation | 0.95 | 45 | 0 | esc | 0.00097009 | 1.5873e-08 | 0.00097009 | 1.5873e-08 | 0.034217 | 5.6325e-07 | 0.008942 | 5.3992e-09
[120 empty] | 7.3.3.17.5 (Remote Grid) Updates to grid topology to minimize risk of ignition in HFTDs Remote GridWLDFRVegetation ContactAggregated | WLDFR | HFTD - Distribution - Tier 3 - 4QU CoRE ¦ 2QU LoRE | Red Flag Warning - Large Fires | Vegetation Contact | Aggregated | 2041 | 1.6362e-05 | 572.0063 | 0.0093594 | 2041 | Mitigation | 0.95 | 45 | 0 | esc | 0.00097009 | 1.5873e-08 | 0.00097009 | 1.5873e-08 | 0.034217 | 5.6325e-07 | 0.008942 | 5.3992e-09
[120 empty] | 7.3.3.17.5 (Remote Grid) Updates to grid topology to minimize risk of ignition in HFTDs Remote GridWLDFRVegetation ContactAggregated | WLDFR | HFTD - Distribution - Tier 3 - 4QU CoRE ¦ 2QU LoRE | Red Flag Warning - Large Fires | Vegetation Contact | Aggregated | 2042 | 1.6362e-05 | 572.0063 | 0.0093594 | 2042 | Mitigation | 0.95 | 45 | 0 | esc | 0.00097009 | 1.5873e-08 | 0.00097009 | 1.5873e-08 | 0.034217 | 5.6325e-07 | 0.008942 | 5.3992e-09
[120 empty] | 7.3.3.17.5 (Remote Grid) Updates to grid topology to minimize risk of ignition in HFTDs Remote GridWLDFRVegetation ContactAggregated | WLDFR | HFTD - Distribution - Tier 3 - 4QU CoRE ¦ 2QU LoRE | Red Flag Warning - Large Fires | Vegetation Contact | Aggregated | 2043 | 1.6362e-05 | 572.0063 | 0.0093594 | 2043 | Mitigation | 0.95 | 45 | 0 | esc | 0.00097009 | 1.5873e-08 | 0.00097009 | 1.5873e-08 | 0.034217 | 5.6325e-07 | 0.008942 | 5.3992e-09
[120 empty] | 7.3.3.17.5 (Remote Grid) Updates to grid topology to minimize risk of ignition in HFTDs Remote GridWLDFRVegetation ContactAggregated | WLDFR | HFTD - Distribution - Tier 3 - 4QU CoRE ¦ 2QU LoRE | Red Flag Warning - Large Fires | Vegetation Contact | Aggregated | 2044 | 1.6362e-05 | 572.0063 | 0.0093594 | 2044 | Mitigation | 0.95 | 45 | 0 | esc | 0.00097009 | 1.5873e-08 | 0.00097009 | 1.5873e-08 | 0.034217 | 5.6325e-07 | 0.008942 | 5.3992e-09
[120 empty] | 7.3.3.17.5 (Remote Grid) Updates to grid topology to minimize risk of ignition in HFTDs Remote GridWLDFRVegetation ContactAggregated | WLDFR | HFTD - Distribution - Tier 3 - 4QU CoRE ¦ 2QU LoRE | Red Flag Warning - Large Fires | Vegetation Contact | Aggregated | 2045 | 1.6362e-05 | 572.0063 | 0.0093594 | 2045 | Mitigation | 0.95 | 45 | 0 | esc | 0.00097009 | 1.5873e-08 | 0.00097009 | 1.5873e-08 | 0.034217 | 5.6325e-07 | 0.008942 | 5.3992e-09
[120 empty] | 7.3.3.17.5 (Remote Grid) Updates to grid topology to minimize risk of ignition in HFTDs Remote GridWLDFRVegetation ContactAggregated | WLDFR | HFTD - Distribution - Tier 3 - 4QU CoRE ¦ 2QU LoRE | Red Flag Warning - Large Fires | Vegetation Contact | Aggregated | 2046 | 1.6362e-05 | 572.0063 | 0.0093594 | 2046 | Mitigation | 0.95 | 45 | 0 | esc | 0.00097009 | 1.5873e-08 | 0.00097009 | 1.5873e-08 | 0.034217 | 5.6325e-07 | 0.008942 | 5.3992e-09
[120 empty] | 7.3.3.17.5 (Remote Grid) Updates to grid topology to minimize risk of ignition in HFTDs Remote GridWLDFRVegetation ContactAggregated | WLDFR | HFTD - Distribution - Tier 3 - 4QU CoRE ¦ 2QU LoRE | Red Flag Warning - Large Fires | Vegetation Contact | Aggregated | 2047 | 1.6362e-05 | 572.0063 | 0.0093594 | 2047 | Mitigation | 0.95 | 45 | 0 | esc | 0.00097009 | 1.5873e-08 | 0.00097009 | 1.5873e-08 | 0.034217 | 5.6325e-07 | 0.008942 | 5.3992e-09
[120 empty] | 7.3.3.17.5 (Remote Grid) Updates to grid topology to minimize risk of ignition in HFTDs Remote GridWLDFRVegetation ContactAggregated | WLDFR | HFTD - Distribution - Tier 3 - 4QU CoRE ¦ 2QU LoRE | Red Flag Warning - Large Fires | Vegetation Contact | Aggregated | 2048 | 1.6362e-05 | 572.0063 | 0.0093594 | 2048 | Mitigation | 0.95 | 45 | 0 | esc | 0.00097009 | 1.5873e-08 | 0.00097009 | 1.5873e-08 | 0.034217 | 5.6325e-07 | 0.008942 | 5.3992e-09
[120 empty] | 7.3.3.17.5 (Remote Grid) Updates to grid topology to minimize risk of ignition in HFTDs Remote GridWLDFRVegetation ContactAggregated | WLDFR | HFTD - Distribution - Tier 3 - 4QU CoRE ¦ 2QU LoRE | Red Flag Warning - Large Fires | Vegetation Contact | Aggregated | 2049 | 1.6362e-05 | 572.0063 | 0.0093594 | 2049 | Mitigation | 0.95 | 45 | 0 | esc | 0.00097009 | 1.5873e-08 | 0.00097009 | 1.5873e-08 | 0.034217 | 5.6325e-07 | 0.008942 | 5.3992e-09
[120 empty] | 7.3.3.17.5 (Remote Grid) Updates to grid topology to minimize risk of ignition in HFTDs Remote GridWLDFRVegetation ContactAggregated | WLDFR | HFTD - Distribution - Tier 3 - 4QU CoRE ¦ 2QU LoRE | Red Flag Warning - Large Fires | Vegetation Contact | Aggregated | 2050 | 1.6362e-05 | 572.0063 | 0.0093594 | 2050 | Mitigation | 0.95 | 45 | 0 | esc | 0.00097009 | 1.5873e-08 | 0.00097009 | 1.5873e-08 | 0.034217 | 5.6325e-07 | 0.008942 | 5.3992e-09
[120 empty] | 7.3.3.17.5 (Remote Grid) Updates to grid topology to minimize risk of ignition in HFTDs Remote GridWLDFRVegetation ContactAggregated | WLDFR | HFTD - Distribution - Tier 3 - 4QU CoRE ¦ 2QU LoRE | Red Flag Warning - Large Fires | Vegetation Contact | Aggregated | 2051 | 1.6362e-05 | 572.0063 | 0.0093594 | 2051 | Mitigation | 0.95 | 45 | 0 | esc | 0.00097009 | 1.5873e-08 | 0.00097009 | 1.5873e-08 | 0.034217 | 5.6325e-07 | 0.008942 | 5.3992e-09
[120 empty] | 7.3.3.17.5 (Remote Grid) Updates to grid topology to minimize risk of ignition in HFTDs Remote GridWLDFRVegetation ContactAggregated | WLDFR | HFTD - Distribution - Tier 3 - 4QU CoRE ¦ 2QU LoRE | Red Flag Warning - Large Fires | Vegetation Contact | Aggregated | 2052 | 1.6362e-05 | 572.0063 | 0.0093594 | 2052 | Mitigation | 0.95 | 45 | 0 | esc | 0.00097009 | 1.5873e-08 | 0.00097009 | 1.5873e-08 | 0.034217 | 5.6325e-07 | 0.008942 | 5.3992e-09
[120 empty] | 7.3.3.17.5 (Remote Grid) Updates to grid topology to minimize risk of ignition in HFTDs Remote GridWLDFRVegetation ContactAggregated | WLDFR | HFTD - Distribution - Tier 3 - 4QU CoRE ¦ 2QU LoRE | Red Flag Warning - Large Fires | Vegetation Contact | Aggregated | 2053 | 1.6362e-05 | 572.0063 | 0.0093594 | 2053 | Mitigation | 0.95 | 45 | 0 | esc | 0.00097009 | 1.5873e-08 | 0.00097009 | 1.5873e-08 | 0.034217 | 5.6325e-07 | 0.008942 | 5.3992e-09
[120 empty] | 7.3.3.17.5 (Remote Grid) Updates to grid topology to minimize risk of ignition in HFTDs Remote GridWLDFRVegetation ContactAggregated | WLDFR | HFTD - Distribution - Tier 3 - 4QU CoRE ¦ 2QU LoRE | Red Flag Warning - Large Fires | Vegetation Contact | Aggregated | 2054 | 1.6362e-05 | 572.0063 | 0.0093594 | 2054 | Mitigation | 0.95 | 45 | 0 | esc | 0.00097009 | 1.5873e-08 | 0.00097009 | 1.5873e-08 | 0.034217 | 5.6325e-07 | 0 | 0
[120 empty] | 7.3.3.17.5 (Remote Grid) Updates to grid topology to minimize risk of ignition in HFTDs Remote GridWLDFRVegetation ContactAggregated | WLDFR | HFTD - Distribution - Tier 3 - 4QU CoRE ¦ 2QU LoRE | Red Flag Warning - Large Fires | Vegetation Contact | Aggregated | 2055 | 1.6362e-05 | 572.0063 | 0.0093594 | 2055 | Mitigation | 0.95 | 45 | 0 | esc | 0.00097009 | 1.5873e-08 | 0.00097009 | 1.5873e-08 | 0.034217 | 5.6325e-07 | 0 | 0
[120 empty] | 7.3.3.17.5 (Remote Grid) Updates to grid topology to minimize risk of ignition in HFTDs Remote GridWLDFRVegetation ContactAggregated | WLDFR | HFTD - Distribution - Tier 3 - 4QU CoRE ¦ 2QU LoRE | Red Flag Warning - Large Fires | Vegetation Contact | Aggregated | 2056 | 1.6362e-05 | 572.0063 | 0.0093594 | 2056 | Mitigation | 0.95 | 45 | 0 | esc | 0.00097009 | 1.5873e-08 | 0.00097009 | 1.5873e-08 | 0 | 0 | 0.0088147 | 1.8753e-08
[120 empty] | 7.3.3.17.5 (Remote Grid) Updates to grid topology to minimize risk of ignition in HFTDs Remote GridWLDFRVegetation ContactAggregated | WLDFR | HFTD - Distribution - Tier 3 - 4QU CoRE ¦ 2QU LoRE | Red Flag Warning - Large Fires | Vegetation Contact | Aggregated | 2057 | 1.6362e-05 | 572.0063 | 0.0093594 | 2057 | Mitigation | 0.95 | 45 | 0 | esc | 0.00097009 | 1.5873e-08 | 0.00097009 | 1.5873e-08 | 0.034217 | 2.7042e-11 | 0.0088147 | 1.8753e-08
[120 empty] | 7.3.3.17.5 (Remote Grid) Updates to grid topology to minimize risk of ignition in HFTDs Remote GridWLDFRVegetation ContactAggregated | WLDFR | HFTD - Distribution - Tier 3 - 4QU CoRE ¦ 2QU LoRE | Red Flag Warning - Large Fires | Vegetation Contact | Aggregated | 2058 | 1.6362e-05 | 572.0063 | 0.0093594 | 2058 | Mitigation | 0.95 | 45 | 0 | esc | 0.00097009 | 1.5873e-08 | 0.00097009 | 1.5873e-08 | 0.034217 | 2.7042e-11 | 0.0088147 | 1.8753e-08
[120 empty] | 7.3.3.17.5 (Remote Grid) Updates to grid topology to minimize risk of ignition in HFTDs Remote GridWLDFRVegetation ContactAggregated | WLDFR | HFTD - Distribution - Tier 3 - 4QU CoRE ¦ 2QU LoRE | Red Flag Warning - Large Fires | Vegetation Contact | Aggregated | 2059 | 1.6362e-05 | 572.0063 | 0.0093594 | 2059 | Mitigation | 0.95 | 45 | 0 | esc | 0.00097009 | 1.5873e-08 | 0.00097009 | 1.5873e-08 | 0.034217 | 2.7042e-11 | 0.0088147 | 1.8753e-08
[120 empty] | 7.3.3.17.5 (Remote Grid) Updates to grid topology to minimize risk of ignition in HFTDs Remote GridWLDFRVegetation ContactAggregated | WLDFR | HFTD - Distribution - Tier 3 - 4QU CoRE ¦ 2QU LoRE | Red Flag Warning - Large Fires | Vegetation Contact | Aggregated | 2060 | 1.6362e-05 | 572.0063 | 0.0093594 | 2060 | Mitigation | 0.95 | 45 | 0 | esc | 0.00097009 | 1.5873e-08 | 0.00097009 | 1.5873e-08 | 0.034217 | 2.7042e-11 | 0.0088147 | 1.8753e-08
[120 empty] | 7.3.3.17.5 (Remote Grid) Updates to grid topology to minimize risk of ignition in HFTDs Remote GridWLDFRVegetation ContactAggregated | WLDFR | HFTD - Distribution - Tier 3 - 4QU CoRE ¦ 2QU LoRE | Red Flag Warning - Large Fires | Vegetation Contact | Aggregated | 2061 | 1.6362e-05 | 572.0063 | 0.0093594 | 2061 | Mitigation | 0.95 | 45 | 0 | esc | 0.00097009 | 1.5873e-08 | 0.00097009 | 1.5873e-08 | 0.034217 | 2.7042e-11 | 0.0088147 | 1.8753e-08
[120 empty] | 7.3.3.17.5 (Remote Grid) Updates to grid topology to minimize risk of ignition in HFTDs Remote GridWLDFRVegetation ContactAggregated | WLDFR | HFTD - Distribution - Tier 3 - 4QU CoRE ¦ 2QU LoRE | Red Flag Warning - Large Fires | Vegetation Contact | Aggregated | 2062 | 1.6362e-05 | 572.0063 | 0.0093594 | 2062 | Mitigation | 0.95 | 45 | 0 | esc | 0.00097009 | 1.5873e-08 | 0.00097009 | 1.5873e-08 | 0.034217 | 2.7042e-11 | 0.0088147 | 1.8753e-08
[120 empty] | 7.3.3.17.5 (Remote Grid) Updates to grid topology to minimize risk of ignition in HFTDs Remote GridWLDFRVegetation ContactAggregated | WLDFR | HFTD - Distribution - Tier 3 - 4QU CoRE ¦ 2QU LoRE | Red Flag Warning - Large Fires | Vegetation Contact | Aggregated | 2063 | 1.6362e-05 | 572.0063 | 0.0093594 | 2063 | Mitigation | 0.95 | 45 | 0 | esc | 0.00097009 | 1.5873e-08 | 0.00097009 | 1.5873e-08 | 0.034217 | 2.7042e-11 | 0.0088147 | 1.8753e-08
[120 empty] | 7.3.3.17.5 (Remote Grid) Updates to grid topology to minimize risk of ignition in HFTDs Remote GridWLDFRVegetation ContactAggregated | WLDFR | HFTD - Distribution - Tier 3 - 4QU CoRE ¦ 2QU LoRE | Red Flag Warning - Large Fires | Vegetation Contact | Aggregated | 2064 | 1.6362e-05 | 572.0063 | 0.0093594 | 2064 | Mitigation | 0.95 | 45 | 0 | esc | 0.00097009 | 1.5873e-08 | 0.00097009 | 1.5873e-08 | 0.034217 | 2.7042e-11 | 0.0088147 | 1.8753e-08
[120 empty] | 7.3.3.17.5 (Remote Grid) Updates to grid topology to minimize risk of ignition in HFTDs Remote GridWLDFRVegetation ContactAggregated | WLDFR | HFTD - Distribution - Tier 3 - 4QU CoRE ¦ 2QU LoRE | Red Flag Warning - Large Fires | Vegetation Contact | Aggregated | 2065 | 1.6362e-05 | 572.0063 | 0.0093594 | 2065 | Mitigation | 0.95 | 45 | 0 | esc | 0.00097009 | 1.5873e-08 | 0.00097009 | 1.5873e-08 | 0.034217 | 2.7042e-11 | 0.0088147 | 1.8753e-08
[120 empty] | 7.3.3.17.5 (Remote Grid) Updates to grid topology to minimize risk of ignition in HFTDs Remote GridWLDFRVegetation ContactAggregated | WLDFR | HFTD - Distribution - Tier 3 - 4QU CoRE ¦ 2QU LoRE | Red Flag Warning - Large Fires | Vegetation Contact | Aggregated | 2066 | 1.6362e-05 | 572.0063 | 0.0093594 | 2066 | Mitigation | 0.95 | 45 | 0 | esc | 0.00097009 | 1.5873e-08 | 0.00097009 | 1.5873e-08 | 0.034217 | 2.7042e-11 | 0.0088147 | 1.8753e-08
[120 empty] | 7.3.3.17.5 (Remote Grid) Updates to grid topology to minimize risk of ignition in HFTDs Remote GridWLDFRVegetation ContactAggregated | WLDFR | HFTD - Distribution - Tier 3 - 4QU CoRE ¦ 2QU LoRE | Red Flag Warning - Large Fires | Vegetation Contact | Aggregated | 2067 | 1.6362e-05 | 572.0063 | 0.0093594 | 2067 | Mitigation | 0.95 | 45 | 0 | esc | 0 | 0 | 0.00097009 | 1.5873e-08 | 0.034217 | 2.7042e-11 | 0.0088147 | 1.8753e-08
[120 empty] | 7.3.3.17.5 (Remote Grid) Updates to grid topology to minimize risk of ignition in HFTDs Remote GridWLDFRContact from objectAggregated | WLDFR | HFTD - Distribution - Tier 3 - 4QU CoRE ¦ 2QU LoRE | Red Flag Warning - Small Fires | Contact from object | Aggregated | 2022 | 2.8666e-05 | 572.0063 | 0.016397 | 2022 | Mitigation | 0.95 | 45 | 0 | esc | 0.00097009 | 2.7808e-08 | 0 | 0 | 0.034217 | 2.7042e-11 | 0.0088147 | 1.8753e-08
[120 empty] | 7.3.3.17.5 (Remote Grid) Updates to grid topology to minimize risk of ignition in HFTDs Remote GridWLDFRContact from objectAggregated | WLDFR | HFTD - Distribution - Tier 3 - 4QU CoRE ¦ 2QU LoRE | Red Flag Warning - Small Fires | Contact from object | Aggregated | 2023 | 2.8666e-05 | 572.0063 | 0.016397 | 2023 | Mitigation | 0.95 | 45 | 0 | esc | 0.00097009 | 2.7808e-08 | 0.00097009 | 2.7808e-08 | 0.034217 | 2.7042e-11 | 0.0088147 | 1.8753e-08
[120 empty] | 7.3.3.17.5 (Remote Grid) Updates to grid topology to minimize risk of ignition in HFTDs Remote GridWLDFRContact from objectAggregated | WLDFR | HFTD - Distribution - Tier 3 - 4QU CoRE ¦ 2QU LoRE | Red Flag Warning - Small Fires | Contact from object | Aggregated | 2024 | 2.8666e-05 | 572.0063 | 0.016397 | 2024 | Mitigation | 0.95 | 45 | 0 | esc | 0.00097009 | 2.7808e-08 | 0.00097009 | 2.7808e-08 | 0.034217 | 2.7042e-11 | 0.0088147 | 1.8753e-08
[120 empty] | 7.3.3.17.5 (Remote Grid) Updates to grid topology to minimize risk of ignition in HFTDs Remote GridWLDFRContact from objectAggregated | WLDFR | HFTD - Distribution - Tier 3 - 4QU CoRE ¦ 2QU LoRE | Red Flag Warning - Small Fires | Contact from object | Aggregated | 2025 | 2.8666e-05 | 572.0063 | 0.016397 | 2025 | Mitigation | 0.95 | 45 | 0 | esc | 0.00097009 | 2.7808e-08 | 0.00097009 | 2.7808e-08 | 0.034217 | 2.7042e-11 | 0.0088147 | 1.8753e-08
[120 empty] | 7.3.3.17.5 (Remote Grid) Updates to grid topology to minimize risk of ignition in HFTDs Remote GridWLDFRContact from objectAggregated | WLDFR | HFTD - Distribution - Tier 3 - 4QU CoRE ¦ 2QU LoRE | Red Flag Warning - Small Fires | Contact from object | Aggregated | 2026 | 2.8666e-05 | 572.0063 | 0.016397 | 2026 | Mitigation | 0.95 | 45 | 0 | esc | 0.00097009 | 2.7808e-08 | 0.00097009 | 2.7808e-08 | 0.034217 | 2.7042e-11 | 0.0088147 | 1.8753e-08
[120 empty] | 7.3.3.17.5 (Remote Grid) Updates to grid topology to minimize risk of ignition in HFTDs Remote GridWLDFRContact from objectAggregated | WLDFR | HFTD - Distribution - Tier 3 - 4QU CoRE ¦ 2QU LoRE | Red Flag Warning - Small Fires | Contact from object | Aggregated | 2027 | 2.8666e-05 | 572.0063 | 0.016397 | 2027 | Mitigation | 0.95 | 45 | 0 | esc | 0.00097009 | 2.7808e-08 | 0.00097009 | 2.7808e-08 | 0.034217 | 2.7042e-11 | 0.0088147 | 1.8753e-08
[120 empty] | 7.3.3.17.5 (Remote Grid) Updates to grid topology to minimize risk of ignition in HFTDs Remote GridWLDFRContact from objectAggregated | WLDFR | HFTD - Distribution - Tier 3 - 4QU CoRE ¦ 2QU LoRE | Red Flag Warning - Small Fires | Contact from object | Aggregated | 2028 | 2.8666e-05 | 572.0063 | 0.016397 | 2028 | Mitigation | 0.95 | 45 | 0 | esc | 0.00097009 | 2.7808e-08 | 0.00097009 | 2.7808e-08 | 0.034217 | 2.7042e-11 | 0.0088147 | 1.8753e-08
[120 empty] | 7.3.3.17.5 (Remote Grid) Updates to grid topology to minimize risk of ignition in HFTDs Remote GridWLDFRContact from objectAggregated | WLDFR | HFTD - Distribution - Tier 3 - 4QU CoRE ¦ 2QU LoRE | Red Flag Warning - Small Fires | Contact from object | Aggregated | 2029 | 2.8666e-05 | 572.0063 | 0.016397 | 2029 | Mitigation | 0.95 | 45 | 0 | esc | 0.00097009 | 2.7808e-08 | 0.00097009 | 2.7808e-08 | 0.034217 | 2.7042e-11 | 0.0088147 | 1.8753e-08
[120 empty] | 7.3.3.17.5 (Remote Grid) Updates to grid topology to minimize risk of ignition in HFTDs Remote GridWLDFRContact from objectAggregated | WLDFR | HFTD - Distribution - Tier 3 - 4QU CoRE ¦ 2QU LoRE | Red Flag Warning - Small Fires | Contact from object | Aggregated | 2030 | 2.8666e-05 | 572.0063 | 0.016397 | 2030 | Mitigation | 0.95 | 45 | 0 | esc | 0.00097009 | 2.7808e-08 | 0.00097009 | 2.7808e-08 | 0.034217 | 2.7042e-11 | 0.0088147 | 1.8753e-08
[120 empty] | 7.3.3.17.5 (Remote Grid) Updates to grid topology to minimize risk of ignition in HFTDs Remote GridWLDFRContact from objectAggregated | WLDFR | HFTD - Distribution - Tier 3 - 4QU CoRE ¦ 2QU LoRE | Red Flag Warning - Small Fires | Contact from object | Aggregated | 2031 | 2.8666e-05 | 572.0063 | 0.016397 | 2031 | Mitigation | 0.95 | 45 | 0 | esc | 0.00097009 | 2.7808e-08 | 0.00097009 | 2.7808e-08 | 0.034217 | 2.7042e-11 | 0.0088147 | 1.8753e-08
[120 empty] | 7.3.3.17.5 (Remote Grid) Updates to grid topology to minimize risk of ignition in HFTDs Remote GridWLDFRContact from objectAggregated | WLDFR | HFTD - Distribution - Tier 3 - 4QU CoRE ¦ 2QU LoRE | Red Flag Warning - Small Fires | Contact from object | Aggregated | 2032 | 2.8666e-05 | 572.0063 | 0.016397 | 2032 | Mitigation | 0.95 | 45 | 0 | esc | 0.00097009 | 2.7808e-08 | 0.00097009 | 2.7808e-08 | 0.034217 | 2.7042e-11 | 0.0088147 | 1.8753e-08
[120 empty] | 7.3.3.17.5 (Remote Grid) Updates to grid topology to minimize risk of ignition in HFTDs Remote GridWLDFRContact from objectAggregated | WLDFR | HFTD - Distribution - Tier 3 - 4QU CoRE ¦ 2QU LoRE | Red Flag Warning - Small Fires | Contact from object | Aggregated | 2033 | 2.8666e-05 | 572.0063 | 0.016397 | 2033 | Mitigation | 0.95 | 45 | 0 | esc | 0.00097009 | 2.7808e-08 | 0.00097009 | 2.7808e-08 | 0.034217 | 2.7042e-11 | 0.0088147 | 1.8753e-08
[120 empty] | 7.3.3.17.5 (Remote Grid) Updates to grid topology to minimize risk of ignition in HFTDs Remote GridWLDFRContact from objectAggregated | WLDFR | HFTD - Distribution - Tier 3 - 4QU CoRE ¦ 2QU LoRE | Red Flag Warning - Small Fires | Contact from object | Aggregated | 2034 | 2.8666e-05 | 572.0063 | 0.016397 | 2034 | Mitigation | 0.95 | 45 | 0 | esc | 0.00097009 | 2.7808e-08 | 0.00097009 | 2.7808e-08 | 0.034217 | 2.7042e-11 | 0.0088147 | 1.8753e-08
[120 empty] | 7.3.3.17.5 (Remote Grid) Updates to grid topology to minimize risk of ignition in HFTDs Remote GridWLDFRContact from objectAggregated | WLDFR | HFTD - Distribution - Tier 3 - 4QU CoRE ¦ 2QU LoRE | Red Flag Warning - Small Fires | Contact from object | Aggregated | 2035 | 2.8666e-05 | 572.0063 | 0.016397 | 2035 | Mitigation | 0.95 | 45 | 0 | esc | 0.00097009 | 2.7808e-08 | 0.00097009 | 2.7808e-08 | 0.034217 | 2.7042e-11 | 0.0088147 | 1.8753e-08
[120 empty] | 7.3.3.17.5 (Remote Grid) Updates to grid topology to minimize risk of ignition in HFTDs Remote GridWLDFRContact from objectAggregated | WLDFR | HFTD - Distribution - Tier 3 - 4QU CoRE ¦ 2QU LoRE | Red Flag Warning - Small Fires | Contact from object | Aggregated | 2036 | 2.8666e-05 | 572.0063 | 0.016397 | 2036 | Mitigation | 0.95 | 45 | 0 | esc | 0.00097009 | 2.7808e-08 | 0.00097009 | 2.7808e-08 | 0.034217 | 2.7042e-11 | 0.0088147 | 1.8753e-08
[120 empty] | 7.3.3.17.5 (Remote Grid) Updates to grid topology to minimize risk of ignition in HFTDs Remote GridWLDFRContact from objectAggregated | WLDFR | HFTD - Distribution - Tier 3 - 4QU CoRE ¦ 2QU LoRE | Red Flag Warning - Small Fires | Contact from object | Aggregated | 2037 | 2.8666e-05 | 572.0063 | 0.016397 | 2037 | Mitigation | 0.95 | 45 | 0 | esc | 0.00097009 | 2.7808e-08 | 0.00097009 | 2.7808e-08 | 0.034217 | 2.7042e-11 | 0.0088147 | 1.8753e-08
[120 empty] | 7.3.3.17.5 (Remote Grid) Updates to grid topology to minimize risk of ignition in HFTDs Remote GridWLDFRContact from objectAggregated | WLDFR | HFTD - Distribution - Tier 3 - 4QU CoRE ¦ 2QU LoRE | Red Flag Warning - Small Fires | Contact from object | Aggregated | 2038 | 2.8666e-05 | 572.0063 | 0.016397 | 2038 | Mitigation | 0.95 | 45 | 0 | esc | 0.00097009 | 2.7808e-08 | 0.00097009 | 2.7808e-08 | 0.034217 | 2.7042e-11 | 0.0088147 | 1.8753e-08
[120 empty] | 7.3.3.17.5 (Remote Grid) Updates to grid topology to minimize risk of ignition in HFTDs Remote GridWLDFRContact from objectAggregated | WLDFR | HFTD - Distribution - Tier 3 - 4QU CoRE ¦ 2QU LoRE | Red Flag Warning - Small Fires | Contact from object | Aggregated | 2039 | 2.8666e-05 | 572.0063 | 0.016397 | 2039 | Mitigation | 0.95 | 45 | 0 | esc | 0.00097009 | 2.7808e-08 | 0.00097009 | 2.7808e-08 | 0.034217 | 2.7042e-11 | 0.0088147 | 1.8753e-08
[120 empty] | 7.3.3.17.5 (Remote Grid) Updates to grid topology to minimize risk of ignition in HFTDs Remote GridWLDFRContact from objectAggregated | WLDFR | HFTD - Distribution - Tier 3 - 4QU CoRE ¦ 2QU LoRE | Red Flag Warning - Small Fires | Contact from object | Aggregated | 2040 | 2.8666e-05 | 572.0063 | 0.016397 | 2040 | Mitigation | 0.95 | 45 | 0 | esc | 0.00097009 | 2.7808e-08 | 0.00097009 | 2.7808e-08 | 0.034217 | 2.7042e-11 | 0 | 0
[120 empty] | 7.3.3.17.5 (Remote Grid) Updates to grid topology to minimize risk of ignition in HFTDs Remote GridWLDFRContact from objectAggregated | WLDFR | HFTD - Distribution - Tier 3 - 4QU CoRE ¦ 2QU LoRE | Red Flag Warning - Small Fires | Contact from object | Aggregated | 2041 | 2.8666e-05 | 572.0063 | 0.016397 | 2041 | Mitigation | 0.95 | 45 | 0 | esc | 0.00097009 | 2.7808e-08 | 0.00097009 | 2.7808e-08 | 0.034217 | 2.7042e-11 | 0 | 0
[120 empty] | 7.3.3.17.5 (Remote Grid) Updates to grid topology to minimize risk of ignition in HFTDs Remote GridWLDFRContact from objectAggregated | WLDFR | HFTD - Distribution - Tier 3 - 4QU CoRE ¦ 2QU LoRE | Red Flag Warning - Small Fires | Contact from object | Aggregated | 2042 | 2.8666e-05 | 572.0063 | 0.016397 | 2042 | Mitigation | 0.95 | 45 | 0 | esc | 0.00097009 | 2.7808e-08 | 0.00097009 | 2.7808e-08 | 0.034217 | 2.7042e-11 | 0.013543 | 1.2169e-10
[120 empty] | 7.3.3.17.5 (Remote Grid) Updates to grid topology to minimize risk of ignition in HFTDs Remote GridWLDFRContact from objectAggregated | WLDFR | HFTD - Distribution - Tier 3 - 4QU CoRE ¦ 2QU LoRE | Red Flag Warning - Small Fires | Contact from object | Aggregated | 2043 | 2.8666e-05 | 572.0063 | 0.016397 | 2043 | Mitigation | 0.95 | 45 | 0 | esc | 0.00097009 | 2.7808e-08 | 0.00097009 | 2.7808e-08 | 0.034217 | 2.7042e-11 | 0.013543 | 1.2169e-10
[120 empty] | 7.3.3.17.5 (Remote Grid) Updates to grid topology to minimize risk of ignition in HFTDs Remote GridWLDFRContact from objectAggregated | WLDFR | HFTD - Distribution - Tier 3 - 4QU CoRE ¦ 2QU LoRE | Red Flag Warning - Small Fires | Contact from object | Aggregated | 2044 | 2.8666e-05 | 572.0063 | 0.016397 | 2044 | Mitigation | 0.95 | 45 | 0 | esc | 0.00097009 | 2.7808e-08 | 0.00097009 | 2.7808e-08 | 0.034217 | 2.7042e-11 | 0.013543 | 1.2169e-10
[120 empty] | 7.3.3.17.5 (Remote Grid) Updates to grid topology to minimize risk of ignition in HFTDs Remote GridWLDFRContact from objectAggregated | WLDFR | HFTD - Distribution - Tier 3 - 4QU CoRE ¦ 2QU LoRE | Red Flag Warning - Small Fires | Contact from object | Aggregated | 2045 | 2.8666e-05 | 572.0063 | 0.016397 | 2045 | Mitigation | 0.95 | 45 | 0 | esc | 0.00097009 | 2.7808e-08 | 0.00097009 | 2.7808e-08 | 0.034217 | 2.7042e-11 | 0.013543 | 1.2169e-10
[120 empty] | 7.3.3.17.5 (Remote Grid) Updates to grid topology to minimize risk of ignition in HFTDs Remote GridWLDFRContact from objectAggregated | WLDFR | HFTD - Distribution - Tier 3 - 4QU CoRE ¦ 2QU LoRE | Red Flag Warning - Small Fires | Contact from object | Aggregated | 2046 | 2.8666e-05 | 572.0063 | 0.016397 | 2046 | Mitigation | 0.95 | 45 | 0 | esc | 0.00097009 | 2.7808e-08 | 0.00097009 | 2.7808e-08 | 0.034217 | 2.7042e-11 | 0.013543 | 1.2169e-10
[120 empty] | 7.3.3.17.5 (Remote Grid) Updates to grid topology to minimize risk of ignition in HFTDs Remote GridWLDFRContact from objectAggregated | WLDFR | HFTD - Distribution - Tier 3 - 4QU CoRE ¦ 2QU LoRE | Red Flag Warning - Small Fires | Contact from object | Aggregated | 2047 | 2.8666e-05 | 572.0063 | 0.016397 | 2047 | Mitigation | 0.95 | 45 | 0 | esc | 0.00097009 | 2.7808e-08 | 0.00097009 | 2.7808e-08 | 0.034217 | 2.7042e-11 | 0.013543 | 1.2169e-10
[120 empty] | 7.3.3.17.5 (Remote Grid) Updates to grid topology to minimize risk of ignition in HFTDs Remote GridWLDFRContact from objectAggregated | WLDFR | HFTD - Distribution - Tier 3 - 4QU CoRE ¦ 2QU LoRE | Red Flag Warning - Small Fires | Contact from object | Aggregated | 2048 | 2.8666e-05 | 572.0063 | 0.016397 | 2048 | Mitigation | 0.95 | 45 | 0 | esc | 0.00097009 | 2.7808e-08 | 0.00097009 | 2.7808e-08 | 0.034217 | 2.7042e-11 | 0.013543 | 1.2169e-10
[120 empty] | 7.3.3.17.5 (Remote Grid) Updates to grid topology to minimize risk of ignition in HFTDs Remote GridWLDFRContact from objectAggregated | WLDFR | HFTD - Distribution - Tier 3 - 4QU CoRE ¦ 2QU LoRE | Red Flag Warning - Small Fires | Contact from object | Aggregated | 2049 | 2.8666e-05 | 572.0063 | 0.016397 | 2049 | Mitigation | 0.95 | 45 | 0 | esc | 0.00097009 | 2.7808e-08 | 0.00097009 | 2.7808e-08 | 0.034217 | 2.7042e-11 | 0.013543 | 1.2169e-10
[120 empty] | 7.3.3.17.5 (Remote Grid) Updates to grid topology to minimize risk of ignition in HFTDs Remote GridWLDFRContact from objectAggregated | WLDFR | HFTD - Distribution - Tier 3 - 4QU CoRE ¦ 2QU LoRE | Red Flag Warning - Small Fires | Contact from object | Aggregated | 2050 | 2.8666e-05 | 572.0063 | 0.016397 | 2050 | Mitigation | 0.95 | 45 | 0 | esc | 0.00097009 | 2.7808e-08 | 0.00097009 | 2.7808e-08 | 0.034217 | 2.7042e-11 | 0.013543 | 1.2169e-10
[120 empty] | 7.3.3.17.5 (Remote Grid) Updates to grid topology to minimize risk of ignition in HFTDs Remote GridWLDFRContact from objectAggregated | WLDFR | HFTD - Distribution - Tier 3 - 4QU CoRE ¦ 2QU LoRE | Red Flag Warning - Small Fires | Contact from object | Aggregated | 2051 | 2.8666e-05 | 572.0063 | 0.016397 | 2051 | Mitigation | 0.95 | 45 | 0 | esc | 0.00097009 | 2.7808e-08 | 0.00097009 | 2.7808e-08 | 0.034217 | 2.7042e-11 | 0.013543 | 1.2169e-10
[120 empty] | 7.3.3.17.5 (Remote Grid) Updates to grid topology to minimize risk of ignition in HFTDs Remote GridWLDFRContact from objectAggregated | WLDFR | HFTD - Distribution - Tier 3 - 4QU CoRE ¦ 2QU LoRE | Red Flag Warning - Small Fires | Contact from object | Aggregated | 2052 | 2.8666e-05 | 572.0063 | 0.016397 | 2052 | Mitigation | 0.95 | 45 | 0 | esc | 0.00097009 | 2.7808e-08 | 0.00097009 | 2.7808e-08 | 0.034217 | 2.7042e-11 | 0.013543 | 1.2169e-10
[120 empty] | 7.3.3.17.5 (Remote Grid) Updates to grid topology to minimize risk of ignition in HFTDs Remote GridWLDFRContact from objectAggregated | WLDFR | HFTD - Distribution - Tier 3 - 4QU CoRE ¦ 2QU LoRE | Red Flag Warning - Small Fires | Contact from object | Aggregated | 2053 | 2.8666e-05 | 572.0063 | 0.016397 | 2053 | Mitigation | 0.95 | 45 | 0 | esc | 0.00097009 | 2.7808e-08 | 0.00097009 | 2.7808e-08 | 0.034217 | 2.7042e-11 | 0.013543 | 1.2169e-10
[120 empty] | 7.3.3.17.5 (Remote Grid) Updates to grid topology to minimize risk of ignition in HFTDs Remote GridWLDFRContact from objectAggregated | WLDFR | HFTD - Distribution - Tier 3 - 4QU CoRE ¦ 2QU LoRE | Red Flag Warning - Small Fires | Contact from object | Aggregated | 2054 | 2.8666e-05 | 572.0063 | 0.016397 | 2054 | Mitigation | 0.95 | 45 | 0 | esc | 0.00097009 | 2.7808e-08 | 0.00097009 | 2.7808e-08 | 0.034217 | 2.7042e-11 | 0.013543 | 1.2169e-10
[120 empty] | 7.3.3.17.5 (Remote Grid) Updates to grid topology to minimize risk of ignition in HFTDs Remote GridWLDFRContact from objectAggregated | WLDFR | HFTD - Distribution - Tier 3 - 4QU CoRE ¦ 2QU LoRE | Red Flag Warning - Small Fires | Contact from object | Aggregated | 2055 | 2.8666e-05 | 572.0063 | 0.016397 | 2055 | Mitigation | 0.95 | 45 | 0 | esc | 0.00097009 | 2.7808e-08 | 0.00097009 | 2.7808e-08 | 0.034217 | 2.7042e-11 | 0.013543 | 1.2169e-10
[120 empty] | 7.3.3.17.5 (Remote Grid) Updates to grid topology to minimize risk of ignition in HFTDs Remote GridWLDFRContact from objectAggregated | WLDFR | HFTD - Distribution - Tier 3 - 4QU CoRE ¦ 2QU LoRE | Red Flag Warning - Small Fires | Contact from object | Aggregated | 2056 | 2.8666e-05 | 572.0063 | 0.016397 | 2056 | Mitigation | 0.95 | 45 | 0 | esc | 0.00097009 | 2.7808e-08 | 0.00097009 | 2.7808e-08 | 0.034217 | 2.7042e-11 | 0.013543 | 1.2169e-10
[120 empty] | 7.3.3.17.5 (Remote Grid) Updates to grid topology to minimize risk of ignition in HFTDs Remote GridWLDFRContact from objectAggregated | WLDFR | HFTD - Distribution - Tier 3 - 4QU CoRE ¦ 2QU LoRE | Red Flag Warning - Small Fires | Contact from object | Aggregated | 2057 | 2.8666e-05 | 572.0063 | 0.016397 | 2057 | Mitigation | 0.95 | 45 | 0 | esc | 0.00097009 | 2.7808e-08 | 0.00097009 | 2.7808e-08 | 0.034217 | 2.7042e-11 | 0.013543 | 1.2169e-10
[120 empty] | 7.3.3.17.5 (Remote Grid) Updates to grid topology to minimize risk of ignition in HFTDs Remote GridWLDFRContact from objectAggregated | WLDFR | HFTD - Distribution - Tier 3 - 4QU CoRE ¦ 2QU LoRE | Red Flag Warning - Small Fires | Contact from object | Aggregated | 2058 | 2.8666e-05 | 572.0063 | 0.016397 | 2058 | Mitigation | 0.95 | 45 | 0 | esc | 0.00097009 | 2.7808e-08 | 0.00097009 | 2.7808e-08 | 0.034217 | 2.7042e-11 | 0.013543 | 1.2169e-10
[120 empty] | 7.3.3.17.5 (Remote Grid) Updates to grid topology to minimize risk of ignition in HFTDs Remote GridWLDFRContact from objectAggregated | WLDFR | HFTD - Distribution - Tier 3 - 4QU CoRE ¦ 2QU LoRE | Red Flag Warning - Small Fires | Contact from object | Aggregated | 2059 | 2.8666e-05 | 572.0063 | 0.016397 | 2059 | Mitigation | 0.95 | 45 | 0 | esc | 0.00097009 | 2.7808e-08 | 0.00097009 | 2.7808e-08 | 0.034217 | 2.7042e-11 | 0.013543 | 1.2169e-10
[120 empty] | 7.3.3.17.5 (Remote Grid) Updates to grid topology to minimize risk of ignition in HFTDs Remote GridWLDFRContact from objectAggregated | WLDFR | HFTD - Distribution - Tier 3 - 4QU CoRE ¦ 2QU LoRE | Red Flag Warning - Small Fires | Contact from object | Aggregated | 2060 | 2.8666e-05 | 572.0063 | 0.016397 | 2060 | Mitigation | 0.95 | 45 | 0 | esc | 0.00097009 | 2.7808e-08 | 0.00097009 | 2.7808e-08 | 0 | 0 | 0.013543 | 1.2169e-10
[120 empty] | 7.3.3.17.5 (Remote Grid) Updates to grid topology to minimize risk of ignition in HFTDs Remote GridWLDFRContact from objectAggregated | WLDFR | HFTD - Distribution - Tier 3 - 4QU CoRE ¦ 2QU LoRE | Red Flag Warning - Small Fires | Contact from object | Aggregated | 2061 | 2.8666e-05 | 572.0063 | 0.016397 | 2061 | Mitigation | 0.95 | 45 | 0 | esc | 0.00097009 | 2.7808e-08 | 0.00097009 | 2.7808e-08 | 0.034217 | 2.5658e-05 | 0.013543 | 1.2169e-10
[120 empty] | 7.3.3.17.5 (Remote Grid) Updates to grid topology to minimize risk of ignition in HFTDs Remote GridWLDFRContact from objectAggregated | WLDFR | HFTD - Distribution - Tier 3 - 4QU CoRE ¦ 2QU LoRE | Red Flag Warning - Small Fires | Contact from object | Aggregated | 2062 | 2.8666e-05 | 572.0063 | 0.016397 | 2062 | Mitigation | 0.95 | 45 | 0 | esc | 0.00097009 | 2.7808e-08 | 0.00097009 | 2.7808e-08 | 0.034217 | 2.5658e-05 | 0.013543 | 1.2169e-10
[120 empty] | 7.3.3.17.5 (Remote Grid) Updates to grid topology to minimize risk of ignition in HFTDs Remote GridWLDFRContact from objectAggregated | WLDFR | HFTD - Distribution - Tier 3 - 4QU CoRE ¦ 2QU LoRE | Red Flag Warning - Small Fires | Contact from object | Aggregated | 2063 | 2.8666e-05 | 572.0063 | 0.016397 | 2063 | Mitigation | 0.95 | 45 | 0 | esc | 0.00097009 | 2.7808e-08 | 0.00097009 | 2.7808e-08 | 0.034217 | 2.5658e-05 | 0.013543 | 1.2169e-10
[120 empty] | 7.3.3.17.5 (Remote Grid) Updates to grid topology to minimize risk of ignition in HFTDs Remote GridWLDFRContact from objectAggregated | WLDFR | HFTD - Distribution - Tier 3 - 4QU CoRE ¦ 2QU LoRE | Red Flag Warning - Small Fires | Contact from object | Aggregated | 2064 | 2.8666e-05 | 572.0063 | 0.016397 | 2064 | Mitigation | 0.95 | 45 | 0 | esc | 0.00097009 | 2.7808e-08 | 0.00097009 | 2.7808e-08 | 0.034217 | 2.5658e-05 | 0.013543 | 1.2169e-10
[120 empty] | 7.3.3.17.5 (Remote Grid) Updates to grid topology to minimize risk of ignition in HFTDs Remote GridWLDFRContact from objectAggregated | WLDFR | HFTD - Distribution - Tier 3 - 4QU CoRE ¦ 2QU LoRE | Red Flag Warning - Small Fires | Contact from object | Aggregated | 2065 | 2.8666e-05 | 572.0063 | 0.016397 | 2065 | Mitigation | 0.95 | 45 | 0 | esc | 0.00097009 | 2.7808e-08 | 0.00097009 | 2.7808e-08 | 0.034217 | 2.5658e-05 | 0.013543 | 1.2169e-10
[120 empty] | 7.3.3.17.5 (Remote Grid) Updates to grid topology to minimize risk of ignition in HFTDs Remote GridWLDFRContact from objectAggregated | WLDFR | HFTD - Distribution - Tier 3 - 4QU CoRE ¦ 2QU LoRE | Red Flag Warning - Small Fires | Contact from object | Aggregated | 2066 | 2.8666e-05 | 572.0063 | 0.016397 | 2066 | Mitigation | 0.95 | 45 | 0 | esc | 0.00097009 | 2.7808e-08 | 0.00097009 | 2.7808e-08 | 0.034217 | 2.5658e-05 | 0.013543 | 1.2169e-10
[120 empty] | 7.3.3.17.5 (Remote Grid) Updates to grid topology to minimize risk of ignition in HFTDs Remote GridWLDFRContact from objectAggregated | WLDFR | HFTD - Distribution - Tier 3 - 4QU CoRE ¦ 2QU LoRE | Red Flag Warning - Small Fires | Contact from object | Aggregated | 2067 | 2.8666e-05 | 572.0063 | 0.016397 | 2067 | Mitigation | 0.95 | 45 | 0 | esc | 0 | 0 | 0.00097009 | 2.7808e-08 | 0.034217 | 2.5658e-05 | 0.013543 | 1.2169e-10
[120 empty] | 7.3.3.17.5 (Remote Grid) Updates to grid topology to minimize risk of ignition in HFTDs Remote GridWLDFRContaminationAggregated | WLDFR | HFTD - Distribution - Tier 3 - 4QU CoRE ¦ 2QU LoRE | Red Flag Warning - Small Fires | Contamination | Aggregated | 2022 | 2.3979e-07 | 572.0063 | 0.00013716 | 2022 | Mitigation | 0.95 | 45 | 0 | esc | 0.00097009 | 2.3262e-10 | 0 | 0 | 0.034217 | 2.5658e-05 | 0.013543 | 1.2169e-10
[120 empty] | 7.3.3.17.5 (Remote Grid) Updates to grid topology to minimize risk of ignition in HFTDs Remote GridWLDFRContaminationAggregated | WLDFR | HFTD - Distribution - Tier 3 - 4QU CoRE ¦ 2QU LoRE | Red Flag Warning - Small Fires | Contamination | Aggregated | 2023 | 2.3979e-07 | 572.0063 | 0.00013716 | 2023 | Mitigation | 0.95 | 45 | 0 | esc | 0.00097009 | 2.3262e-10 | 0.00097009 | 2.3262e-10 | 0.034217 | 2.5658e-05 | 0.013543 | 1.2169e-10
[120 empty] | 7.3.3.17.5 (Remote Grid) Updates to grid topology to minimize risk of ignition in HFTDs Remote GridWLDFRContaminationAggregated | WLDFR | HFTD - Distribution - Tier 3 - 4QU CoRE ¦ 2QU LoRE | Red Flag Warning - Small Fires | Contamination | Aggregated | 2024 | 2.3979e-07 | 572.0063 | 0.00013716 | 2024 | Mitigation | 0.95 | 45 | 0 | esc | 0.00097009 | 2.3262e-10 | 0.00097009 | 2.3262e-10 | 0.034217 | 2.5658e-05 | 0.013543 | 1.2169e-10
[120 empty] | 7.3.3.17.5 (Remote Grid) Updates to grid topology to minimize risk of ignition in HFTDs Remote GridWLDFRContaminationAggregated | WLDFR | HFTD - Distribution - Tier 3 - 4QU CoRE ¦ 2QU LoRE | Red Flag Warning - Small Fires | Contamination | Aggregated | 2025 | 2.3979e-07 | 572.0063 | 0.00013716 | 2025 | Mitigation | 0.95 | 45 | 0 | esc | 0.00097009 | 2.3262e-10 | 0.00097009 | 2.3262e-10 | 0.034217 | 2.5658e-05 | 0.013543 | 1.2169e-10
[120 empty] | 7.3.3.17.5 (Remote Grid) Updates to grid topology to minimize risk of ignition in HFTDs Remote GridWLDFRContaminationAggregated | WLDFR | HFTD - Distribution - Tier 3 - 4QU CoRE ¦ 2QU LoRE | Red Flag Warning - Small Fires | Contamination | Aggregated | 2026 | 2.3979e-07 | 572.0063 | 0.00013716 | 2026 | Mitigation | 0.95 | 45 | 0 | esc | 0.00097009 | 2.3262e-10 | 0.00097009 | 2.3262e-10 | 0.034217 | 2.5658e-05 | 0 | 0
[120 empty] | 7.3.3.17.5 (Remote Grid) Updates to grid topology to minimize risk of ignition in HFTDs Remote GridWLDFRContaminationAggregated | WLDFR | HFTD - Distribution - Tier 3 - 4QU CoRE ¦ 2QU LoRE | Red Flag Warning - Small Fires | Contamination | Aggregated | 2027 | 2.3979e-07 | 572.0063 | 0.00013716 | 2027 | Mitigation | 0.95 | 45 | 0 | esc | 0.00097009 | 2.3262e-10 | 0.00097009 | 2.3262e-10 | 0.034217 | 2.5658e-05 | 0 | 0
[120 empty] | 7.3.3.17.5 (Remote Grid) Updates to grid topology to minimize risk of ignition in HFTDs Remote GridWLDFRContaminationAggregated | WLDFR | HFTD - Distribution - Tier 3 - 4QU CoRE ¦ 2QU LoRE | Red Flag Warning - Small Fires | Contamination | Aggregated | 2028 | 2.3979e-07 | 572.0063 | 0.00013716 | 2028 | Mitigation | 0.95 | 45 | 0 | esc | 0.00097009 | 2.3262e-10 | 0.00097009 | 2.3262e-10 | 0.034217 | 2.5658e-05 | 0.0093813 | 3.8759e-09
[120 empty] | 7.3.3.17.5 (Remote Grid) Updates to grid topology to minimize risk of ignition in HFTDs Remote GridWLDFRContaminationAggregated | WLDFR | HFTD - Distribution - Tier 3 - 4QU CoRE ¦ 2QU LoRE | Red Flag Warning - Small Fires | Contamination | Aggregated | 2029 | 2.3979e-07 | 572.0063 | 0.00013716 | 2029 | Mitigation | 0.95 | 45 | 0 | esc | 0.00097009 | 2.3262e-10 | 0.00097009 | 2.3262e-10 | 0.034217 | 2.5658e-05 | 0.0093813 | 3.8759e-09
[120 empty] | 7.3.3.17.5 (Remote Grid) Updates to grid topology to minimize risk of ignition in HFTDs Remote GridWLDFRContaminationAggregated | WLDFR | HFTD - Distribution - Tier 3 - 4QU CoRE ¦ 2QU LoRE | Red Flag Warning - Small Fires | Contamination | Aggregated | 2030 | 2.3979e-07 | 572.0063 | 0.00013716 | 2030 | Mitigation | 0.95 | 45 | 0 | esc | 0.00097009 | 2.3262e-10 | 0.00097009 | 2.3262e-10 | 0.034217 | 2.5658e-05 | 0.0093813 | 3.8759e-09
[120 empty] | 7.3.3.17.5 (Remote Grid) Updates to grid topology to minimize risk of ignition in HFTDs Remote GridWLDFRContaminationAggregated | WLDFR | HFTD - Distribution - Tier 3 - 4QU CoRE ¦ 2QU LoRE | Red Flag Warning - Small Fires | Contamination | Aggregated | 2031 | 2.3979e-07 | 572.0063 | 0.00013716 | 2031 | Mitigation | 0.95 | 45 | 0 | esc | 0.00097009 | 2.3262e-10 | 0.00097009 | 2.3262e-10 | 0.034217 | 2.5658e-05 | 0.0093813 | 3.8759e-09
[120 empty] | 7.3.3.17.5 (Remote Grid) Updates to grid topology to minimize risk of ignition in HFTDs Remote GridWLDFRContaminationAggregated | WLDFR | HFTD - Distribution - Tier 3 - 4QU CoRE ¦ 2QU LoRE | Red Flag Warning - Small Fires | Contamination | Aggregated | 2032 | 2.3979e-07 | 572.0063 | 0.00013716 | 2032 | Mitigation | 0.95 | 45 | 0 | esc | 0.00097009 | 2.3262e-10 | 0.00097009 | 2.3262e-10 | 0.034217 | 2.5658e-05 | 0.0093813 | 3.8759e-09
[120 empty] | 7.3.3.17.5 (Remote Grid) Updates to grid topology to minimize risk of ignition in HFTDs Remote GridWLDFRContaminationAggregated | WLDFR | HFTD - Distribution - Tier 3 - 4QU CoRE ¦ 2QU LoRE | Red Flag Warning - Small Fires | Contamination | Aggregated | 2033 | 2.3979e-07 | 572.0063 | 0.00013716 | 2033 | Mitigation | 0.95 | 45 | 0 | esc | 0.00097009 | 2.3262e-10 | 0.00097009 | 2.3262e-10 | 0.034217 | 2.5658e-05 | 0.0093813 | 3.8759e-09
[120 empty] | 7.3.3.17.5 (Remote Grid) Updates to grid topology to minimize risk of ignition in HFTDs Remote GridWLDFRContaminationAggregated | WLDFR | HFTD - Distribution - Tier 3 - 4QU CoRE ¦ 2QU LoRE | Red Flag Warning - Small Fires | Contamination | Aggregated | 2034 | 2.3979e-07 | 572.0063 | 0.00013716 | 2034 | Mitigation | 0.95 | 45 | 0 | esc | 0.00097009 | 2.3262e-10 | 0.00097009 | 2.3262e-10 | 0.034217 | 2.5658e-05 | 0.0093813 | 3.8759e-09
[120 empty] | 7.3.3.17.5 (Remote Grid) Updates to grid topology to minimize risk of ignition in HFTDs Remote GridWLDFRContaminationAggregated | WLDFR | HFTD - Distribution - Tier 3 - 4QU CoRE ¦ 2QU LoRE | Red Flag Warning - Small Fires | Contamination | Aggregated | 2035 | 2.3979e-07 | 572.0063 | 0.00013716 | 2035 | Mitigation | 0.95 | 45 | 0 | esc | 0.00097009 | 2.3262e-10 | 0.00097009 | 2.3262e-10 | 0.034217 | 2.5658e-05 | 0.0093813 | 3.8759e-09
[120 empty] | 7.3.3.17.5 (Remote Grid) Updates to grid topology to minimize risk of ignition in HFTDs Remote GridWLDFRContaminationAggregated | WLDFR | HFTD - Distribution - Tier 3 - 4QU CoRE ¦ 2QU LoRE | Red Flag Warning - Small Fires | Contamination | Aggregated | 2036 | 2.3979e-07 | 572.0063 | 0.00013716 | 2036 | Mitigation | 0.95 | 45 | 0 | esc | 0.00097009 | 2.3262e-10 | 0.00097009 | 2.3262e-10 | 0.034217 | 2.5658e-05 | 0.0093813 | 3.8759e-09
[120 empty] | 7.3.3.17.5 (Remote Grid) Updates to grid topology to minimize risk of ignition in HFTDs Remote GridWLDFRContaminationAggregated | WLDFR | HFTD - Distribution - Tier 3 - 4QU CoRE ¦ 2QU LoRE | Red Flag Warning - Small Fires | Contamination | Aggregated | 2037 | 2.3979e-07 | 572.0063 | 0.00013716 | 2037 | Mitigation | 0.95 | 45 | 0 | esc | 0.00097009 | 2.3262e-10 | 0.00097009 | 2.3262e-10 | 0.034217 | 2.5658e-05 | 0.0093813 | 3.8759e-09
[120 empty] | 7.3.3.17.5 (Remote Grid) Updates to grid topology to minimize risk of ignition in HFTDs Remote GridWLDFRContaminationAggregated | WLDFR | HFTD - Distribution - Tier 3 - 4QU CoRE ¦ 2QU LoRE | Red Flag Warning - Small Fires | Contamination | Aggregated | 2038 | 2.3979e-07 | 572.0063 | 0.00013716 | 2038 | Mitigation | 0.95 | 45 | 0 | esc | 0.00097009 | 2.3262e-10 | 0.00097009 | 2.3262e-10 | 0.034217 | 2.5658e-05 | 0.0093813 | 3.8759e-09
[120 empty] | 7.3.3.17.5 (Remote Grid) Updates to grid topology to minimize risk of ignition in HFTDs Remote GridWLDFRContaminationAggregated | WLDFR | HFTD - Distribution - Tier 3 - 4QU CoRE ¦ 2QU LoRE | Red Flag Warning - Small Fires | Contamination | Aggregated | 2039 | 2.3979e-07 | 572.0063 | 0.00013716 | 2039 | Mitigation | 0.95 | 45 | 0 | esc | 0.00097009 | 2.3262e-10 | 0.00097009 | 2.3262e-10 | 0.034217 | 2.5658e-05 | 0.0093813 | 3.8759e-09
[120 empty] | 7.3.3.17.5 (Remote Grid) Updates to grid topology to minimize risk of ignition in HFTDs Remote GridWLDFRContaminationAggregated | WLDFR | HFTD - Distribution - Tier 3 - 4QU CoRE ¦ 2QU LoRE | Red Flag Warning - Small Fires | Contamination | Aggregated | 2040 | 2.3979e-07 | 572.0063 | 0.00013716 | 2040 | Mitigation | 0.95 | 45 | 0 | esc | 0.00097009 | 2.3262e-10 | 0.00097009 | 2.3262e-10 | 0.034217 | 2.5658e-05 | 0.0093813 | 3.8759e-09
[120 empty] | 7.3.3.17.5 (Remote Grid) Updates to grid topology to minimize risk of ignition in HFTDs Remote GridWLDFRContaminationAggregated | WLDFR | HFTD - Distribution - Tier 3 - 4QU CoRE ¦ 2QU LoRE | Red Flag Warning - Small Fires | Contamination | Aggregated | 2041 | 2.3979e-07 | 572.0063 | 0.00013716 | 2041 | Mitigation | 0.95 | 45 | 0 | esc | 0.00097009 | 2.3262e-10 | 0.00097009 | 2.3262e-10 | 0.034217 | 2.5658e-05 | 0.0093813 | 3.8759e-09
[120 empty] | 7.3.3.17.5 (Remote Grid) Updates to grid topology to minimize risk of ignition in HFTDs Remote GridWLDFRContaminationAggregated | WLDFR | HFTD - Distribution - Tier 3 - 4QU CoRE ¦ 2QU LoRE | Red Flag Warning - Small Fires | Contamination | Aggregated | 2042 | 2.3979e-07 | 572.0063 | 0.00013716 | 2042 | Mitigation | 0.95 | 45 | 0 | esc | 0.00097009 | 2.3262e-10 | 0.00097009 | 2.3262e-10 | 0.034217 | 2.5658e-05 | 0.0093813 | 3.8759e-09
[120 empty] | 7.3.3.17.5 (Remote Grid) Updates to grid topology to minimize risk of ignition in HFTDs Remote GridWLDFRContaminationAggregated | WLDFR | HFTD - Distribution - Tier 3 - 4QU CoRE ¦ 2QU LoRE | Red Flag Warning - Small Fires | Contamination | Aggregated | 2043 | 2.3979e-07 | 572.0063 | 0.00013716 | 2043 | Mitigation | 0.95 | 45 | 0 | esc | 0.00097009 | 2.3262e-10 | 0.00097009 | 2.3262e-10 | 0.034217 | 2.5658e-05 | 0.0093813 | 3.8759e-09
[120 empty] | 7.3.3.17.5 (Remote Grid) Updates to grid topology to minimize risk of ignition in HFTDs Remote GridWLDFRContaminationAggregated | WLDFR | HFTD - Distribution - Tier 3 - 4QU CoRE ¦ 2QU LoRE | Red Flag Warning - Small Fires | Contamination | Aggregated | 2044 | 2.3979e-07 | 572.0063 | 0.00013716 | 2044 | Mitigation | 0.95 | 45 | 0 | esc | 0.00097009 | 2.3262e-10 | 0.00097009 | 2.3262e-10 | 0.034217 | 2.5658e-05 | 0.0093813 | 3.8759e-09
[120 empty] | 7.3.3.17.5 (Remote Grid) Updates to grid topology to minimize risk of ignition in HFTDs Remote GridWLDFRContaminationAggregated | WLDFR | HFTD - Distribution - Tier 3 - 4QU CoRE ¦ 2QU LoRE | Red Flag Warning - Small Fires | Contamination | Aggregated | 2045 | 2.3979e-07 | 572.0063 | 0.00013716 | 2045 | Mitigation | 0.95 | 45 | 0 | esc | 0.00097009 | 2.3262e-10 | 0.00097009 | 2.3262e-10 | 0.034217 | 2.5658e-05 | 0.0093813 | 3.8759e-09
[120 empty] | 7.3.3.17.5 (Remote Grid) Updates to grid topology to minimize risk of ignition in HFTDs Remote GridWLDFRContaminationAggregated | WLDFR | HFTD - Distribution - Tier 3 - 4QU CoRE ¦ 2QU LoRE | Red Flag Warning - Small Fires | Contamination | Aggregated | 2046 | 2.3979e-07 | 572.0063 | 0.00013716 | 2046 | Mitigation | 0.95 | 45 | 0 | esc | 0.00097009 | 2.3262e-10 | 0.00097009 | 2.3262e-10 | 0.034217 | 2.5658e-05 | 0.0093813 | 3.8759e-09
[120 empty] | 7.3.3.17.5 (Remote Grid) Updates to grid topology to minimize risk of ignition in HFTDs Remote GridWLDFRContaminationAggregated | WLDFR | HFTD - Distribution - Tier 3 - 4QU CoRE ¦ 2QU LoRE | Red Flag Warning - Small Fires | Contamination | Aggregated | 2047 | 2.3979e-07 | 572.0063 | 0.00013716 | 2047 | Mitigation | 0.95 | 45 | 0 | esc | 0.00097009 | 2.3262e-10 | 0.00097009 | 2.3262e-10 | 0.034217 | 2.5658e-05 | 0.0093813 | 3.8759e-09
[120 empty] | 7.3.3.17.5 (Remote Grid) Updates to grid topology to minimize risk of ignition in HFTDs Remote GridWLDFRContaminationAggregated | WLDFR | HFTD - Distribution - Tier 3 - 4QU CoRE ¦ 2QU LoRE | Red Flag Warning - Small Fires | Contamination | Aggregated | 2048 | 2.3979e-07 | 572.0063 | 0.00013716 | 2048 | Mitigation | 0.95 | 45 | 0 | esc | 0.00097009 | 2.3262e-10 | 0.00097009 | 2.3262e-10 | 0.034217 | 2.5658e-05 | 0.0093813 | 3.8759e-09
[120 empty] | 7.3.3.17.5 (Remote Grid) Updates to grid topology to minimize risk of ignition in HFTDs Remote GridWLDFRContaminationAggregated | WLDFR | HFTD - Distribution - Tier 3 - 4QU CoRE ¦ 2QU LoRE | Red Flag Warning - Small Fires | Contamination | Aggregated | 2049 | 2.3979e-07 | 572.0063 | 0.00013716 | 2049 | Mitigation | 0.95 | 45 | 0 | esc | 0.00097009 | 2.3262e-10 | 0.00097009 | 2.3262e-10 | 0.034217 | 2.5658e-05 | 0.0093813 | 3.8759e-09
[120 empty] | 7.3.3.17.5 (Remote Grid) Updates to grid topology to minimize risk of ignition in HFTDs Remote GridWLDFRContaminationAggregated | WLDFR | HFTD - Distribution - Tier 3 - 4QU CoRE ¦ 2QU LoRE | Red Flag Warning - Small Fires | Contamination | Aggregated | 2050 | 2.3979e-07 | 572.0063 | 0.00013716 | 2050 | Mitigation | 0.95 | 45 | 0 | esc | 0.00097009 | 2.3262e-10 | 0.00097009 | 2.3262e-10 | 0.034217 | 2.5658e-05 | 0.0093813 | 3.8759e-09
[120 empty] | 7.3.3.17.5 (Remote Grid) Updates to grid topology to minimize risk of ignition in HFTDs Remote GridWLDFRContaminationAggregated | WLDFR | HFTD - Distribution - Tier 3 - 4QU CoRE ¦ 2QU LoRE | Red Flag Warning - Small Fires | Contamination | Aggregated | 2051 | 2.3979e-07 | 572.0063 | 0.00013716 | 2051 | Mitigation | 0.95 | 45 | 0 | esc | 0.00097009 | 2.3262e-10 | 0.00097009 | 2.3262e-10 | 0.034217 | 2.5658e-05 | 0.0093813 | 3.8759e-09
[120 empty] | 7.3.3.17.5 (Remote Grid) Updates to grid topology to minimize risk of ignition in HFTDs Remote GridWLDFRContaminationAggregated | WLDFR | HFTD - Distribution - Tier 3 - 4QU CoRE ¦ 2QU LoRE | Red Flag Warning - Small Fires | Contamination | Aggregated | 2052 | 2.3979e-07 | 572.0063 | 0.00013716 | 2052 | Mitigation | 0.95 | 45 | 0 | esc | 0.00097009 | 2.3262e-10 | 0.00097009 | 2.3262e-10 | 0.034217 | 2.5658e-05 | 0.0093813 | 3.8759e-09
[120 empty] | 7.3.3.17.5 (Remote Grid) Updates to grid topology to minimize risk of ignition in HFTDs Remote GridWLDFRContaminationAggregated | WLDFR | HFTD - Distribution - Tier 3 - 4QU CoRE ¦ 2QU LoRE | Red Flag Warning - Small Fires | Contamination | Aggregated | 2053 | 2.3979e-07 | 572.0063 | 0.00013716 | 2053 | Mitigation | 0.95 | 45 | 0 | esc | 0.00097009 | 2.3262e-10 | 0.00097009 | 2.3262e-10 | 0.034217 | 2.5658e-05 | 0.0093813 | 3.8759e-09
[120 empty] | 7.3.3.17.5 (Remote Grid) Updates to grid topology to minimize risk of ignition in HFTDs Remote GridWLDFRContaminationAggregated | WLDFR | HFTD - Distribution - Tier 3 - 4QU CoRE ¦ 2QU LoRE | Red Flag Warning - Small Fires | Contamination | Aggregated | 2054 | 2.3979e-07 | 572.0063 | 0.00013716 | 2054 | Mitigation | 0.95 | 45 | 0 | esc | 0.00097009 | 2.3262e-10 | 0.00097009 | 2.3262e-10 | 0.034217 | 2.5658e-05 | 0.0093813 | 3.8759e-09
[120 empty] | 7.3.3.17.5 (Remote Grid) Updates to grid topology to minimize risk of ignition in HFTDs Remote GridWLDFRContaminationAggregated | WLDFR | HFTD - Distribution - Tier 3 - 4QU CoRE ¦ 2QU LoRE | Red Flag Warning - Small Fires | Contamination | Aggregated | 2055 | 2.3979e-07 | 572.0063 | 0.00013716 | 2055 | Mitigation | 0.95 | 45 | 0 | esc | 0.00097009 | 2.3262e-10 | 0.00097009 | 2.3262e-10 | 0.034217 | 2.5658e-05 | 0.0093813 | 3.8759e-09
[120 empty] | 7.3.3.17.5 (Remote Grid) Updates to grid topology to minimize risk of ignition in HFTDs Remote GridWLDFRContaminationAggregated | WLDFR | HFTD - Distribution - Tier 3 - 4QU CoRE ¦ 2QU LoRE | Red Flag Warning - Small Fires | Contamination | Aggregated | 2056 | 2.3979e-07 | 572.0063 | 0.00013716 | 2056 | Mitigation | 0.95 | 45 | 0 | esc | 0.00097009 | 2.3262e-10 | 0.00097009 | 2.3262e-10 | 0.034217 | 2.5658e-05 | 0.0093813 | 3.8759e-09
[120 empty] | 7.3.3.17.5 (Remote Grid) Updates to grid topology to minimize risk of ignition in HFTDs Remote GridWLDFRContaminationAggregated | WLDFR | HFTD - Distribution - Tier 3 - 4QU CoRE ¦ 2QU LoRE | Red Flag Warning - Small Fires | Contamination | Aggregated | 2057 | 2.3979e-07 | 572.0063 | 0.00013716 | 2057 | Mitigation | 0.95 | 45 | 0 | esc | 0.00097009 | 2.3262e-10 | 0.00097009 | 2.3262e-10 | 0.034217 | 2.5658e-05 | 0.0093813 | 3.8759e-09
[120 empty] | 7.3.3.17.5 (Remote Grid) Updates to grid topology to minimize risk of ignition in HFTDs Remote GridWLDFRContaminationAggregated | WLDFR | HFTD - Distribution - Tier 3 - 4QU CoRE ¦ 2QU LoRE | Red Flag Warning - Small Fires | Contamination | Aggregated | 2058 | 2.3979e-07 | 572.0063 | 0.00013716 | 2058 | Mitigation | 0.95 | 45 | 0 | esc | 0.00097009 | 2.3262e-10 | 0.00097009 | 2.3262e-10 | 0.034217 | 2.5658e-05 | 0 | 0
[120 empty] | 7.3.3.17.5 (Remote Grid) Updates to grid topology to minimize risk of ignition in HFTDs Remote GridWLDFRContaminationAggregated | WLDFR | HFTD - Distribution - Tier 3 - 4QU CoRE ¦ 2QU LoRE | Red Flag Warning - Small Fires | Contamination | Aggregated | 2059 | 2.3979e-07 | 572.0063 | 0.00013716 | 2059 | Mitigation | 0.95 | 45 | 0 | esc | 0.00097009 | 2.3262e-10 | 0.00097009 | 2.3262e-10 | 0.034217 | 2.5658e-05 | 0 | 0
[120 empty] | 7.3.3.17.5 (Remote Grid) Updates to grid topology to minimize risk of ignition in HFTDs Remote GridWLDFRContaminationAggregated | WLDFR | HFTD - Distribution - Tier 3 - 4QU CoRE ¦ 2QU LoRE | Red Flag Warning - Small Fires | Contamination | Aggregated | 2060 | 2.3979e-07 | 572.0063 | 0.00013716 | 2060 | Mitigation | 0.95 | 45 | 0 | esc | 0.00097009 | 2.3262e-10 | 0.00097009 | 2.3262e-10 | 0.034217 | 2.5658e-05 | 0.014004 | 2.8597e-09
[120 empty] | 7.3.3.17.5 (Remote Grid) Updates to grid topology to minimize risk of ignition in HFTDs Remote GridWLDFRContaminationAggregated | WLDFR | HFTD - Distribution - Tier 3 - 4QU CoRE ¦ 2QU LoRE | Red Flag Warning - Small Fires | Contamination | Aggregated | 2061 | 2.3979e-07 | 572.0063 | 0.00013716 | 2061 | Mitigation | 0.95 | 45 | 0 | esc | 0.00097009 | 2.3262e-10 | 0.00097009 | 2.3262e-10 | 0.034217 | 2.5658e-05 | 0.014004 | 2.8597e-09
[120 empty] | 7.3.3.17.5 (Remote Grid) Updates to grid topology to minimize risk of ignition in HFTDs Remote GridWLDFRContaminationAggregated | WLDFR | HFTD - Distribution - Tier 3 - 4QU CoRE ¦ 2QU LoRE | Red Flag Warning - Small Fires | Contamination | Aggregated | 2062 | 2.3979e-07 | 572.0063 | 0.00013716 | 2062 | Mitigation | 0.95 | 45 | 0 | esc | 0.00097009 | 2.3262e-10 | 0.00097009 | 2.3262e-10 | 0.034217 | 2.5658e-05 | 0.014004 | 2.8597e-09
[120 empty] | 7.3.3.17.5 (Remote Grid) Updates to grid topology to minimize risk of ignition in HFTDs Remote GridWLDFRContaminationAggregated | WLDFR | HFTD - Distribution - Tier 3 - 4QU CoRE ¦ 2QU LoRE | Red Flag Warning - Small Fires | Contamination | Aggregated | 2063 | 2.3979e-07 | 572.0063 | 0.00013716 | 2063 | Mitigation | 0.95 | 45 | 0 | esc | 0.00097009 | 2.3262e-10 | 0.00097009 | 2.3262e-10 | 0.034217 | 2.5658e-05 | 0.014004 | 2.8597e-09
[120 empty] | 7.3.3.17.5 (Remote Grid) Updates to grid topology to minimize risk of ignition in HFTDs Remote GridWLDFRContaminationAggregated | WLDFR | HFTD - Distribution - Tier 3 - 4QU CoRE ¦ 2QU LoRE | Red Flag Warning - Small Fires | Contamination | Aggregated | 2064 | 2.3979e-07 | 572.0063 | 0.00013716 | 2064 | Mitigation | 0.95 | 45 | 0 | esc | 0.00097009 | 2.3262e-10 | 0.00097009 | 2.3262e-10 | 0 | 0 | 0.014004 | 2.8597e-09
[120 empty] | 7.3.3.17.5 (Remote Grid) Updates to grid topology to minimize risk of ignition in HFTDs Remote GridWLDFRContaminationAggregated | WLDFR | HFTD - Distribution - Tier 3 - 4QU CoRE ¦ 2QU LoRE | Red Flag Warning - Small Fires | Contamination | Aggregated | 2065 | 2.3979e-07 | 572.0063 | 0.00013716 | 2065 | Mitigation | 0.95 | 45 | 0 | esc | 0.00097009 | 2.3262e-10 | 0.00097009 | 2.3262e-10 | 0.034217 | 3.7952e-07 | 0.014004 | 2.8597e-09
[120 empty] | 7.3.3.17.5 (Remote Grid) Updates to grid topology to minimize risk of ignition in HFTDs Remote GridWLDFRContaminationAggregated | WLDFR | HFTD - Distribution - Tier 3 - 4QU CoRE ¦ 2QU LoRE | Red Flag Warning - Small Fires | Contamination | Aggregated | 2066 | 2.3979e-07 | 572.0063 | 0.00013716 | 2066 | Mitigation | 0.95 | 45 | 0 | esc | 0.00097009 | 2.3262e-10 | 0.00097009 | 2.3262e-10 | 0.034217 | 3.7952e-07 | 0.014004 | 2.8597e-09
[120 empty] | 7.3.3.17.5 (Remote Grid) Updates to grid topology to minimize risk of ignition in HFTDs Remote GridWLDFRContaminationAggregated | WLDFR | HFTD - Distribution - Tier 3 - 4QU CoRE ¦ 2QU LoRE | Red Flag Warning - Small Fires | Contamination | Aggregated | 2067 | 2.3979e-07 | 572.0063 | 0.00013716 | 2067 | Mitigation | 0.95 | 45 | 0 | esc | 0 | 0 | 0.00097009 | 2.3262e-10 | 0.034217 | 3.7952e-07 | 0.014004 | 2.8597e-09
[120 empty] | 7.3.3.17.5 (Remote Grid) Updates to grid topology to minimize risk of ignition in HFTDs Remote GridWLDFREquipment / facility failureAggregated | WLDFR | HFTD - Distribution - Tier 3 - 4QU CoRE ¦ 2QU LoRE | Red Flag Warning - Small Fires | Equipment / facility failure | Aggregated | 2022 | 0.00011463 | 572.0063 | 0.065568 | 2022 | Mitigation | 0.95 | 45 | 0 | esc | 0.00097009 | 1.112e-07 | 0 | 0 | 0.034217 | 3.7952e-07 | 0.014004 | 2.8597e-09
[120 empty] | 7.3.3.17.5 (Remote Grid) Updates to grid topology to minimize risk of ignition in HFTDs Remote GridWLDFREquipment / facility failureAggregated | WLDFR | HFTD - Distribution - Tier 3 - 4QU CoRE ¦ 2QU LoRE | Red Flag Warning - Small Fires | Equipment / facility failure | Aggregated | 2023 | 0.00011463 | 572.0063 | 0.065568 | 2023 | Mitigation | 0.95 | 45 | 0 | esc | 0.00097009 | 1.112e-07 | 0.00097009 | 1.112e-07 | 0.034217 | 3.7952e-07 | 0.014004 | 2.8597e-09
[120 empty] | 7.3.3.17.5 (Remote Grid) Updates to grid topology to minimize risk of ignition in HFTDs Remote GridWLDFREquipment / facility failureAggregated | WLDFR | HFTD - Distribution - Tier 3 - 4QU CoRE ¦ 2QU LoRE | Red Flag Warning - Small Fires | Equipment / facility failure | Aggregated | 2024 | 0.00011463 | 572.0063 | 0.065568 | 2024 | Mitigation | 0.95 | 45 | 0 | esc | 0.00097009 | 1.112e-07 | 0.00097009 | 1.112e-07 | 0.034217 | 3.7952e-07 | 0.014004 | 2.8597e-09
[120 empty] | 7.3.3.17.5 (Remote Grid) Updates to grid topology to minimize risk of ignition in HFTDs Remote GridWLDFREquipment / facility failureAggregated | WLDFR | HFTD - Distribution - Tier 3 - 4QU CoRE ¦ 2QU LoRE | Red Flag Warning - Small Fires | Equipment / facility failure | Aggregated | 2025 | 0.00011463 | 572.0063 | 0.065568 | 2025 | Mitigation | 0.95 | 45 | 0 | esc | 0.00097009 | 1.112e-07 | 0.00097009 | 1.112e-07 | 0.034217 | 3.7952e-07 | 0.014004 | 2.8597e-09
[120 empty] | 7.3.3.17.5 (Remote Grid) Updates to grid topology to minimize risk of ignition in HFTDs Remote GridWLDFREquipment / facility failureAggregated | WLDFR | HFTD - Distribution - Tier 3 - 4QU CoRE ¦ 2QU LoRE | Red Flag Warning - Small Fires | Equipment / facility failure | Aggregated | 2026 | 0.00011463 | 572.0063 | 0.065568 | 2026 | Mitigation | 0.95 | 45 | 0 | esc | 0.00097009 | 1.112e-07 | 0.00097009 | 1.112e-07 | 0.034217 | 3.7952e-07 | 0.014004 | 2.8597e-09
[120 empty] | 7.3.3.17.5 (Remote Grid) Updates to grid topology to minimize risk of ignition in HFTDs Remote GridWLDFREquipment / facility failureAggregated | WLDFR | HFTD - Distribution - Tier 3 - 4QU CoRE ¦ 2QU LoRE | Red Flag Warning - Small Fires | Equipment / facility failure | Aggregated | 2027 | 0.00011463 | 572.0063 | 0.065568 | 2027 | Mitigation | 0.95 | 45 | 0 | esc | 0.00097009 | 1.112e-07 | 0.00097009 | 1.112e-07 | 0.034217 | 3.7952e-07 | 0.014004 | 2.8597e-09
[120 empty] | 7.3.3.17.5 (Remote Grid) Updates to grid topology to minimize risk of ignition in HFTDs Remote GridWLDFREquipment / facility failureAggregated | WLDFR | HFTD - Distribution - Tier 3 - 4QU CoRE ¦ 2QU LoRE | Red Flag Warning - Small Fires | Equipment / facility failure | Aggregated | 2028 | 0.00011463 | 572.0063 | 0.065568 | 2028 | Mitigation | 0.95 | 45 | 0 | esc | 0.00097009 | 1.112e-07 | 0.00097009 | 1.112e-07 | 0.034217 | 3.7952e-07 | 0.014004 | 2.8597e-09
[120 empty] | 7.3.3.17.5 (Remote Grid) Updates to grid topology to minimize risk of ignition in HFTDs Remote GridWLDFREquipment / facility failureAggregated | WLDFR | HFTD - Distribution - Tier 3 - 4QU CoRE ¦ 2QU LoRE | Red Flag Warning - Small Fires | Equipment / facility failure | Aggregated | 2029 | 0.00011463 | 572.0063 | 0.065568 | 2029 | Mitigation | 0.95 | 45 | 0 | esc | 0.00097009 | 1.112e-07 | 0.00097009 | 1.112e-07 | 0.034217 | 3.7952e-07 | 0.014004 | 2.8597e-09
[120 empty] | 7.3.3.17.5 (Remote Grid) Updates to grid topology to minimize risk of ignition in HFTDs Remote GridWLDFREquipment / facility failureAggregated | WLDFR | HFTD - Distribution - Tier 3 - 4QU CoRE ¦ 2QU LoRE | Red Flag Warning - Small Fires | Equipment / facility failure | Aggregated | 2030 | 0.00011463 | 572.0063 | 0.065568 | 2030 | Mitigation | 0.95 | 45 | 0 | esc | 0.00097009 | 1.112e-07 | 0.00097009 | 1.112e-07 | 0.034217 | 3.7952e-07 | 0.014004 | 2.8597e-09
[120 empty] | 7.3.3.17.5 (Remote Grid) Updates to grid topology to minimize risk of ignition in HFTDs Remote GridWLDFREquipment / facility failureAggregated | WLDFR | HFTD - Distribution - Tier 3 - 4QU CoRE ¦ 2QU LoRE | Red Flag Warning - Small Fires | Equipment / facility failure | Aggregated | 2031 | 0.00011463 | 572.0063 | 0.065568 | 2031 | Mitigation | 0.95 | 45 | 0 | esc | 0.00097009 | 1.112e-07 | 0.00097009 | 1.112e-07 | 0.034217 | 3.7952e-07 | 0.014004 | 2.8597e-09
[120 empty] | 7.3.3.17.5 (Remote Grid) Updates to grid topology to minimize risk of ignition in HFTDs Remote GridWLDFREquipment / facility failureAggregated | WLDFR | HFTD - Distribution - Tier 3 - 4QU CoRE ¦ 2QU LoRE | Red Flag Warning - Small Fires | Equipment / facility failure | Aggregated | 2032 | 0.00011463 | 572.0063 | 0.065568 | 2032 | Mitigation | 0.95 | 45 | 0 | esc | 0.00097009 | 1.112e-07 | 0.00097009 | 1.112e-07 | 0.034217 | 3.7952e-07 | 0.014004 | 2.8597e-09
[120 empty] | 7.3.3.17.5 (Remote Grid) Updates to grid topology to minimize risk of ignition in HFTDs Remote GridWLDFREquipment / facility failureAggregated | WLDFR | HFTD - Distribution - Tier 3 - 4QU CoRE ¦ 2QU LoRE | Red Flag Warning - Small Fires | Equipment / facility failure | Aggregated | 2033 | 0.00011463 | 572.0063 | 0.065568 | 2033 | Mitigation | 0.95 | 45 | 0 | esc | 0.00097009 | 1.112e-07 | 0.00097009 | 1.112e-07 | 0.034217 | 3.7952e-07 | 0.014004 | 2.8597e-09
[120 empty] | 7.3.3.17.5 (Remote Grid) Updates to grid topology to minimize risk of ignition in HFTDs Remote GridWLDFREquipment / facility failureAggregated | WLDFR | HFTD - Distribution - Tier 3 - 4QU CoRE ¦ 2QU LoRE | Red Flag Warning - Small Fires | Equipment / facility failure | Aggregated | 2034 | 0.00011463 | 572.0063 | 0.065568 | 2034 | Mitigation | 0.95 | 45 | 0 | esc | 0.00097009 | 1.112e-07 | 0.00097009 | 1.112e-07 | 0.034217 | 3.7952e-07 | 0.014004 | 2.8597e-09
[120 empty] | 7.3.3.17.5 (Remote Grid) Updates to grid topology to minimize risk of ignition in HFTDs Remote GridWLDFREquipment / facility failureAggregated | WLDFR | HFTD - Distribution - Tier 3 - 4QU CoRE ¦ 2QU LoRE | Red Flag Warning - Small Fires | Equipment / facility failure | Aggregated | 2035 | 0.00011463 | 572.0063 | 0.065568 | 2035 | Mitigation | 0.95 | 45 | 0 | esc | 0.00097009 | 1.112e-07 | 0.00097009 | 1.112e-07 | 0.034217 | 3.7952e-07 | 0.014004 | 2.8597e-09
[120 empty] | 7.3.3.17.5 (Remote Grid) Updates to grid topology to minimize risk of ignition in HFTDs Remote GridWLDFREquipment / facility failureAggregated | WLDFR | HFTD - Distribution - Tier 3 - 4QU CoRE ¦ 2QU LoRE | Red Flag Warning - Small Fires | Equipment / facility failure | Aggregated | 2036 | 0.00011463 | 572.0063 | 0.065568 | 2036 | Mitigation | 0.95 | 45 | 0 | esc | 0.00097009 | 1.112e-07 | 0.00097009 | 1.112e-07 | 0.034217 | 3.7952e-07 | 0.014004 | 2.8597e-09
[120 empty] | 7.3.3.17.5 (Remote Grid) Updates to grid topology to minimize risk of ignition in HFTDs Remote GridWLDFREquipment / facility failureAggregated | WLDFR | HFTD - Distribution - Tier 3 - 4QU CoRE ¦ 2QU LoRE | Red Flag Warning - Small Fires | Equipment / facility failure | Aggregated | 2037 | 0.00011463 | 572.0063 | 0.065568 | 2037 | Mitigation | 0.95 | 45 | 0 | esc | 0.00097009 | 1.112e-07 | 0.00097009 | 1.112e-07 | 0.034217 | 3.7952e-07 | 0.014004 | 2.8597e-09
[120 empty] | 7.3.3.17.5 (Remote Grid) Updates to grid topology to minimize risk of ignition in HFTDs Remote GridWLDFREquipment / facility failureAggregated | WLDFR | HFTD - Distribution - Tier 3 - 4QU CoRE ¦ 2QU LoRE | Red Flag Warning - Small Fires | Equipment / facility failure | Aggregated | 2038 | 0.00011463 | 572.0063 | 0.065568 | 2038 | Mitigation | 0.95 | 45 | 0 | esc | 0.00097009 | 1.112e-07 | 0.00097009 | 1.112e-07 | 0.034217 | 3.7952e-07 | 0.014004 | 2.8597e-09
[120 empty] | 7.3.3.17.5 (Remote Grid) Updates to grid topology to minimize risk of ignition in HFTDs Remote GridWLDFREquipment / facility failureAggregated | WLDFR | HFTD - Distribution - Tier 3 - 4QU CoRE ¦ 2QU LoRE | Red Flag Warning - Small Fires | Equipment / facility failure | Aggregated | 2039 | 0.00011463 | 572.0063 | 0.065568 | 2039 | Mitigation | 0.95 | 45 | 0 | esc | 0.00097009 | 1.112e-07 | 0.00097009 | 1.112e-07 | 0.034217 | 3.7952e-07 | 0.014004 | 2.8597e-09
[120 empty] | 7.3.3.17.5 (Remote Grid) Updates to grid topology to minimize risk of ignition in HFTDs Remote GridWLDFREquipment / facility failureAggregated | WLDFR | HFTD - Distribution - Tier 3 - 4QU CoRE ¦ 2QU LoRE | Red Flag Warning - Small Fires | Equipment / facility failure | Aggregated | 2040 | 0.00011463 | 572.0063 | 0.065568 | 2040 | Mitigation | 0.95 | 45 | 0 | esc | 0.00097009 | 1.112e-07 | 0.00097009 | 1.112e-07 | 0.034217 | 3.7952e-07 | 0.014004 | 2.8597e-09
[120 empty] | 7.3.3.17.5 (Remote Grid) Updates to grid topology to minimize risk of ignition in HFTDs Remote GridWLDFREquipment / facility failureAggregated | WLDFR | HFTD - Distribution - Tier 3 - 4QU CoRE ¦ 2QU LoRE | Red Flag Warning - Small Fires | Equipment / facility failure | Aggregated | 2041 | 0.00011463 | 572.0063 | 0.065568 | 2041 | Mitigation | 0.95 | 45 | 0 | esc | 0.00097009 | 1.112e-07 | 0.00097009 | 1.112e-07 | 0.034217 | 3.7952e-07 | 0.014004 | 2.8597e-09
[120 empty] | 7.3.3.17.5 (Remote Grid) Updates to grid topology to minimize risk of ignition in HFTDs Remote GridWLDFREquipment / facility failureAggregated | WLDFR | HFTD - Distribution - Tier 3 - 4QU CoRE ¦ 2QU LoRE | Red Flag Warning - Small Fires | Equipment / facility failure | Aggregated | 2042 | 0.00011463 | 572.0063 | 0.065568 | 2042 | Mitigation | 0.95 | 45 | 0 | esc | 0.00097009 | 1.112e-07 | 0.00097009 | 1.112e-07 | 0.034217 | 3.7952e-07 | 0.014004 | 2.8597e-09
[120 empty] | 7.3.3.17.5 (Remote Grid) Updates to grid topology to minimize risk of ignition in HFTDs Remote GridWLDFREquipment / facility failureAggregated | WLDFR | HFTD - Distribution - Tier 3 - 4QU CoRE ¦ 2QU LoRE | Red Flag Warning - Small Fires | Equipment / facility failure | Aggregated | 2043 | 0.00011463 | 572.0063 | 0.065568 | 2043 | Mitigation | 0.95 | 45 | 0 | esc | 0.00097009 | 1.112e-07 | 0.00097009 | 1.112e-07 | 0.034217 | 3.7952e-07 | 0.014004 | 2.8597e-09
[120 empty] | 7.3.3.17.5 (Remote Grid) Updates to grid topology to minimize risk of ignition in HFTDs Remote GridWLDFREquipment / facility failureAggregated | WLDFR | HFTD - Distribution - Tier 3 - 4QU CoRE ¦ 2QU LoRE | Red Flag Warning - Small Fires | Equipment / facility failure | Aggregated | 2044 | 0.00011463 | 572.0063 | 0.065568 | 2044 | Mitigation | 0.95 | 45 | 0 | esc | 0.00097009 | 1.112e-07 | 0.00097009 | 1.112e-07 | 0.034217 | 3.7952e-07 | 0 | 0
[120 empty] | 7.3.3.17.5 (Remote Grid) Updates to grid topology to minimize risk of ignition in HFTDs Remote GridWLDFREquipment / facility failureAggregated | WLDFR | HFTD - Distribution - Tier 3 - 4QU CoRE ¦ 2QU LoRE | Red Flag Warning - Small Fires | Equipment / facility failure | Aggregated | 2045 | 0.00011463 | 572.0063 | 0.065568 | 2045 | Mitigation | 0.95 | 45 | 0 | esc | 0.00097009 | 1.112e-07 | 0.00097009 | 1.112e-07 | 0.034217 | 3.7952e-07 | 0 | 0
[120 empty] | 7.3.3.17.5 (Remote Grid) Updates to grid topology to minimize risk of ignition in HFTDs Remote GridWLDFREquipment / facility failureAggregated | WLDFR | HFTD - Distribution - Tier 3 - 4QU CoRE ¦ 2QU LoRE | Red Flag Warning - Small Fires | Equipment / facility failure | Aggregated | 2046 | 0.00011463 | 572.0063 | 0.065568 | 2046 | Mitigation | 0.95 | 45 | 0 | esc | 0.00097009 | 1.112e-07 | 0.00097009 | 1.112e-07 | 0.034217 | 3.7952e-07 | 0.012777 | 9.3748e-10
[120 empty] | 7.3.3.17.5 (Remote Grid) Updates to grid topology to minimize risk of ignition in HFTDs Remote GridWLDFREquipment / facility failureAggregated | WLDFR | HFTD - Distribution - Tier 3 - 4QU CoRE ¦ 2QU LoRE | Red Flag Warning - Small Fires | Equipment / facility failure | Aggregated | 2047 | 0.00011463 | 572.0063 | 0.065568 | 2047 | Mitigation | 0.95 | 45 | 0 | esc | 0.00097009 | 1.112e-07 | 0.00097009 | 1.112e-07 | 0.034217 | 3.7952e-07 | 0.012777 | 9.3748e-10
[120 empty] | 7.3.3.17.5 (Remote Grid) Updates to grid topology to minimize risk of ignition in HFTDs Remote GridWLDFREquipment / facility failureAggregated | WLDFR | HFTD - Distribution - Tier 3 - 4QU CoRE ¦ 2QU LoRE | Red Flag Warning - Small Fires | Equipment / facility failure | Aggregated | 2048 | 0.00011463 | 572.0063 | 0.065568 | 2048 | Mitigation | 0.95 | 45 | 0 | esc | 0.00097009 | 1.112e-07 | 0.00097009 | 1.112e-07 | 0.034217 | 3.7952e-07 | 0.012777 | 9.3748e-10
[120 empty] | 7.3.3.17.5 (Remote Grid) Updates to grid topology to minimize risk of ignition in HFTDs Remote GridWLDFREquipment / facility failureAggregated | WLDFR | HFTD - Distribution - Tier 3 - 4QU CoRE ¦ 2QU LoRE | Red Flag Warning - Small Fires | Equipment / facility failure | Aggregated | 2049 | 0.00011463 | 572.0063 | 0.065568 | 2049 | Mitigation | 0.95 | 45 | 0 | esc | 0.00097009 | 1.112e-07 | 0.00097009 | 1.112e-07 | 0.034217 | 3.7952e-07 | 0.012777 | 9.3748e-10
[120 empty] | 7.3.3.17.5 (Remote Grid) Updates to grid topology to minimize risk of ignition in HFTDs Remote GridWLDFREquipment / facility failureAggregated | WLDFR | HFTD - Distribution - Tier 3 - 4QU CoRE ¦ 2QU LoRE | Red Flag Warning - Small Fires | Equipment / facility failure | Aggregated | 2050 | 0.00011463 | 572.0063 | 0.065568 | 2050 | Mitigation | 0.95 | 45 | 0 | esc | 0.00097009 | 1.112e-07 | 0.00097009 | 1.112e-07 | 0.034217 | 3.7952e-07 | 0.012777 | 9.3748e-10
[120 empty] | 7.3.3.17.5 (Remote Grid) Updates to grid topology to minimize risk of ignition in HFTDs Remote GridWLDFREquipment / facility failureAggregated | WLDFR | HFTD - Distribution - Tier 3 - 4QU CoRE ¦ 2QU LoRE | Red Flag Warning - Small Fires | Equipment / facility failure | Aggregated | 2051 | 0.00011463 | 572.0063 | 0.065568 | 2051 | Mitigation | 0.95 | 45 | 0 | esc | 0.00097009 | 1.112e-07 | 0.00097009 | 1.112e-07 | 0.034217 | 3.7952e-07 | 0.012777 | 9.3748e-10
[120 empty] | 7.3.3.17.5 (Remote Grid) Updates to grid topology to minimize risk of ignition in HFTDs Remote GridWLDFREquipment / facility failureAggregated | WLDFR | HFTD - Distribution - Tier 3 - 4QU CoRE ¦ 2QU LoRE | Red Flag Warning - Small Fires | Equipment / facility failure | Aggregated | 2052 | 0.00011463 | 572.0063 | 0.065568 | 2052 | Mitigation | 0.95 | 45 | 0 | esc | 0.00097009 | 1.112e-07 | 0.00097009 | 1.112e-07 | 0.034217 | 3.7952e-07 | 0.012777 | 9.3748e-10
[120 empty] | 7.3.3.17.5 (Remote Grid) Updates to grid topology to minimize risk of ignition in HFTDs Remote GridWLDFREquipment / facility failureAggregated | WLDFR | HFTD - Distribution - Tier 3 - 4QU CoRE ¦ 2QU LoRE | Red Flag Warning - Small Fires | Equipment / facility failure | Aggregated | 2053 | 0.00011463 | 572.0063 | 0.065568 | 2053 | Mitigation | 0.95 | 45 | 0 | esc | 0.00097009 | 1.112e-07 | 0.00097009 | 1.112e-07 | 0.034217 | 3.7952e-07 | 0.012777 | 9.3748e-10
[120 empty] | 7.3.3.17.5 (Remote Grid) Updates to grid topology to minimize risk of ignition in HFTDs Remote GridWLDFREquipment / facility failureAggregated | WLDFR | HFTD - Distribution - Tier 3 - 4QU CoRE ¦ 2QU LoRE | Red Flag Warning - Small Fires | Equipment / facility failure | Aggregated | 2054 | 0.00011463 | 572.0063 | 0.065568 | 2054 | Mitigation | 0.95 | 45 | 0 | esc | 0.00097009 | 1.112e-07 | 0.00097009 | 1.112e-07 | 0.034217 | 3.7952e-07 | 0.012777 | 9.3748e-10
[120 empty] | 7.3.3.17.5 (Remote Grid) Updates to grid topology to minimize risk of ignition in HFTDs Remote GridWLDFREquipment / facility failureAggregated | WLDFR | HFTD - Distribution - Tier 3 - 4QU CoRE ¦ 2QU LoRE | Red Flag Warning - Small Fires | Equipment / facility failure | Aggregated | 2055 | 0.00011463 | 572.0063 | 0.065568 | 2055 | Mitigation | 0.95 | 45 | 0 | esc | 0.00097009 | 1.112e-07 | 0.00097009 | 1.112e-07 | 0.034217 | 3.7952e-07 | 0.012777 | 9.3748e-10
[120 empty] | 7.3.3.17.5 (Remote Grid) Updates to grid topology to minimize risk of ignition in HFTDs Remote GridWLDFREquipment / facility failureAggregated | WLDFR | HFTD - Distribution - Tier 3 - 4QU CoRE ¦ 2QU LoRE | Red Flag Warning - Small Fires | Equipment / facility failure | Aggregated | 2056 | 0.00011463 | 572.0063 | 0.065568 | 2056 | Mitigation | 0.95 | 45 | 0 | esc | 0.00097009 | 1.112e-07 | 0.00097009 | 1.112e-07 | 0.034217 | 3.7952e-07 | 0.012777 | 9.3748e-10
[120 empty] | 7.3.3.17.5 (Remote Grid) Updates to grid topology to minimize risk of ignition in HFTDs Remote GridWLDFREquipment / facility failureAggregated | WLDFR | HFTD - Distribution - Tier 3 - 4QU CoRE ¦ 2QU LoRE | Red Flag Warning - Small Fires | Equipment / facility failure | Aggregated | 2057 | 0.00011463 | 572.0063 | 0.065568 | 2057 | Mitigation | 0.95 | 45 | 0 | esc | 0.00097009 | 1.112e-07 | 0.00097009 | 1.112e-07 | 0.034217 | 3.7952e-07 | 0.012777 | 9.3748e-10
[120 empty] | 7.3.3.17.5 (Remote Grid) Updates to grid topology to minimize risk of ignition in HFTDs Remote GridWLDFREquipment / facility failureAggregated | WLDFR | HFTD - Distribution - Tier 3 - 4QU CoRE ¦ 2QU LoRE | Red Flag Warning - Small Fires | Equipment / facility failure | Aggregated | 2058 | 0.00011463 | 572.0063 | 0.065568 | 2058 | Mitigation | 0.95 | 45 | 0 | esc | 0.00097009 | 1.112e-07 | 0.00097009 | 1.112e-07 | 0.034217 | 3.7952e-07 | 0.012777 | 9.3748e-10
[120 empty] | 7.3.3.17.5 (Remote Grid) Updates to grid topology to minimize risk of ignition in HFTDs Remote GridWLDFREquipment / facility failureAggregated | WLDFR | HFTD - Distribution - Tier 3 - 4QU CoRE ¦ 2QU LoRE | Red Flag Warning - Small Fires | Equipment / facility failure | Aggregated | 2059 | 0.00011463 | 572.0063 | 0.065568 | 2059 | Mitigation | 0.95 | 45 | 0 | esc | 0.00097009 | 1.112e-07 | 0.00097009 | 1.112e-07 | 0.034217 | 3.7952e-07 | 0.012777 | 9.3748e-10
[120 empty] | 7.3.3.17.5 (Remote Grid) Updates to grid topology to minimize risk of ignition in HFTDs Remote GridWLDFREquipment / facility failureAggregated | WLDFR | HFTD - Distribution - Tier 3 - 4QU CoRE ¦ 2QU LoRE | Red Flag Warning - Small Fires | Equipment / facility failure | Aggregated | 2060 | 0.00011463 | 572.0063 | 0.065568 | 2060 | Mitigation | 0.95 | 45 | 0 | esc | 0.00097009 | 1.112e-07 | 0.00097009 | 1.112e-07 | 0.034217 | 3.7952e-07 | 0.012777 | 9.3748e-10
[120 empty] | 7.3.3.17.5 (Remote Grid) Updates to grid topology to minimize risk of ignition in HFTDs Remote GridWLDFREquipment / facility failureAggregated | WLDFR | HFTD - Distribution - Tier 3 - 4QU CoRE ¦ 2QU LoRE | Red Flag Warning - Small Fires | Equipment / facility failure | Aggregated | 2061 | 0.00011463 | 572.0063 | 0.065568 | 2061 | Mitigation | 0.95 | 45 | 0 | esc | 0.00097009 | 1.112e-07 | 0.00097009 | 1.112e-07 | 0.034217 | 3.7952e-07 | 0.012777 | 9.3748e-10
[120 empty] | 7.3.3.17.5 (Remote Grid) Updates to grid topology to minimize risk of ignition in HFTDs Remote GridWLDFREquipment / facility failureAggregated | WLDFR | HFTD - Distribution - Tier 3 - 4QU CoRE ¦ 2QU LoRE | Red Flag Warning - Small Fires | Equipment / facility failure | Aggregated | 2062 | 0.00011463 | 572.0063 | 0.065568 | 2062 | Mitigation | 0.95 | 45 | 0 | esc | 0.00097009 | 1.112e-07 | 0.00097009 | 1.112e-07 | 0.034217 | 3.7952e-07 | 0.012777 | 9.3748e-10
[120 empty] | 7.3.3.17.5 (Remote Grid) Updates to grid topology to minimize risk of ignition in HFTDs Remote GridWLDFREquipment / facility failureAggregated | WLDFR | HFTD - Distribution - Tier 3 - 4QU CoRE ¦ 2QU LoRE | Red Flag Warning - Small Fires | Equipment / facility failure | Aggregated | 2063 | 0.00011463 | 572.0063 | 0.065568 | 2063 | Mitigation | 0.95 | 45 | 0 | esc | 0.00097009 | 1.112e-07 | 0.00097009 | 1.112e-07 | 0.034217 | 3.7952e-07 | 0.012777 | 9.3748e-10
[120 empty] | 7.3.3.17.5 (Remote Grid) Updates to grid topology to minimize risk of ignition in HFTDs Remote GridWLDFREquipment / facility failureAggregated | WLDFR | HFTD - Distribution - Tier 3 - 4QU CoRE ¦ 2QU LoRE | Red Flag Warning - Small Fires | Equipment / facility failure | Aggregated | 2064 | 0.00011463 | 572.0063 | 0.065568 | 2064 | Mitigation | 0.95 | 45 | 0 | esc | 0.00097009 | 1.112e-07 | 0.00097009 | 1.112e-07 | 0.034217 | 3.7952e-07 | 0.012777 | 9.3748e-10
[120 empty] | 7.3.3.17.5 (Remote Grid) Updates to grid topology to minimize risk of ignition in HFTDs Remote GridWLDFREquipment / facility failureAggregated | WLDFR | HFTD - Distribution - Tier 3 - 4QU CoRE ¦ 2QU LoRE | Red Flag Warning - Small Fires | Equipment / facility failure | Aggregated | 2065 | 0.00011463 | 572.0063 | 0.065568 | 2065 | Mitigation | 0.95 | 45 | 0 | esc | 0.00097009 | 1.112e-07 | 0.00097009 | 1.112e-07 | 0.034217 | 3.7952e-07 | 0.012777 | 9.3748e-10
[120 empty] | 7.3.3.17.5 (Remote Grid) Updates to grid topology to minimize risk of ignition in HFTDs Remote GridWLDFREquipment / facility failureAggregated | WLDFR | HFTD - Distribution - Tier 3 - 4QU CoRE ¦ 2QU LoRE | Red Flag Warning - Small Fires | Equipment / facility failure | Aggregated | 2066 | 0.00011463 | 572.0063 | 0.065568 | 2066 | Mitigation | 0.95 | 45 | 0 | esc | 0.00097009 | 1.112e-07 | 0.00097009 | 1.112e-07 | 0.034217 | 3.7952e-07 | 0.012777 | 9.3748e-10
[120 empty] | 7.3.3.17.5 (Remote Grid) Updates to grid topology to minimize risk of ignition in HFTDs Remote GridWLDFREquipment / facility failureAggregated | WLDFR | HFTD - Distribution - Tier 3 - 4QU CoRE ¦ 2QU LoRE | Red Flag Warning - Small Fires | Equipment / facility failure | Aggregated | 2067 | 0.00011463 | 572.0063 | 0.065568 | 2067 | Mitigation | 0.95 | 45 | 0 | esc | 0 | 0 | 0.00097009 | 1.112e-07 | 0.034217 | 3.7952e-07 | 0.012777 | 9.3748e-10
[120 empty] | 7.3.3.17.5 (Remote Grid) Updates to grid topology to minimize risk of ignition in HFTDs Remote GridWLDFRVegetation ContactAggregated | WLDFR | HFTD - Distribution - Tier 3 - 4QU CoRE ¦ 2QU LoRE | Red Flag Warning - Small Fires | Vegetation Contact | Aggregated | 2022 | 0.00064462 | 572.0063 | 0.36873 | 2022 | Mitigation | 0.95 | 45 | 0 | esc | 0.00097009 | 6.2534e-07 | 0 | 0 | 0 | 0 | 0.012777 | 9.3748e-10
[120 empty] | 7.3.3.17.5 (Remote Grid) Updates to grid topology to minimize risk of ignition in HFTDs Remote GridWLDFRVegetation ContactAggregated | WLDFR | HFTD - Distribution - Tier 3 - 4QU CoRE ¦ 2QU LoRE | Red Flag Warning - Small Fires | Vegetation Contact | Aggregated | 2023 | 0.00064462 | 572.0063 | 0.36873 | 2023 | Mitigation | 0.95 | 45 | 0 | esc | 0.00097009 | 6.2534e-07 | 0.00097009 | 6.2534e-07 | 0.034918 | 1.0619e-07 | 0.012777 | 9.3748e-10
[120 empty] | 7.3.3.17.5 (Remote Grid) Updates to grid topology to minimize risk of ignition in HFTDs Remote GridWLDFRVegetation ContactAggregated | WLDFR | HFTD - Distribution - Tier 3 - 4QU CoRE ¦ 2QU LoRE | Red Flag Warning - Small Fires | Vegetation Contact | Aggregated | 2024 | 0.00064462 | 572.0063 | 0.36873 | 2024 | Mitigation | 0.95 | 45 | 0 | esc | 0.00097009 | 6.2534e-07 | 0.00097009 | 6.2534e-07 | 0.034918 | 1.0619e-07 | 0.012777 | 9.3748e-10
[120 empty] | 7.3.3.17.5 (Remote Grid) Updates to grid topology to minimize risk of ignition in HFTDs Remote GridWLDFRVegetation ContactAggregated | WLDFR | HFTD - Distribution - Tier 3 - 4QU CoRE ¦ 2QU LoRE | Red Flag Warning - Small Fires | Vegetation Contact | Aggregated | 2025 | 0.00064462 | 572.0063 | 0.36873 | 2025 | Mitigation | 0.95 | 45 | 0 | esc | 0.00097009 | 6.2534e-07 | 0.00097009 | 6.2534e-07 | 0.034918 | 1.0619e-07 | 0.012777 | 9.3748e-10
[120 empty] | 7.3.3.17.5 (Remote Grid) Updates to grid topology to minimize risk of ignition in HFTDs Remote GridWLDFRVegetation ContactAggregated | WLDFR | HFTD - Distribution - Tier 3 - 4QU CoRE ¦ 2QU LoRE | Red Flag Warning - Small Fires | Vegetation Contact | Aggregated | 2026 | 0.00064462 | 572.0063 | 0.36873 | 2026 | Mitigation | 0.95 | 45 | 0 | esc | 0.00097009 | 6.2534e-07 | 0.00097009 | 6.2534e-07 | 0.034918 | 1.0619e-07 | 0.012777 | 9.3748e-10
[120 empty] | 7.3.3.17.5 (Remote Grid) Updates to grid topology to minimize risk of ignition in HFTDs Remote GridWLDFRVegetation ContactAggregated | WLDFR | HFTD - Distribution - Tier 3 - 4QU CoRE ¦ 2QU LoRE | Red Flag Warning - Small Fires | Vegetation Contact | Aggregated | 2027 | 0.00064462 | 572.0063 | 0.36873 | 2027 | Mitigation | 0.95 | 45 | 0 | esc | 0.00097009 | 6.2534e-07 | 0.00097009 | 6.2534e-07 | 0.034918 | 1.0619e-07 | 0.012777 | 9.3748e-10
[120 empty] | 7.3.3.17.5 (Remote Grid) Updates to grid topology to minimize risk of ignition in HFTDs Remote GridWLDFRVegetation ContactAggregated | WLDFR | HFTD - Distribution - Tier 3 - 4QU CoRE ¦ 2QU LoRE | Red Flag Warning - Small Fires | Vegetation Contact | Aggregated | 2028 | 0.00064462 | 572.0063 | 0.36873 | 2028 | Mitigation | 0.95 | 45 | 0 | esc | 0.00097009 | 6.2534e-07 | 0.00097009 | 6.2534e-07 | 0.034918 | 1.0619e-07 | 0.012777 | 9.3748e-10
[120 empty] | 7.3.3.17.5 (Remote Grid) Updates to grid topology to minimize risk of ignition in HFTDs Remote GridWLDFRVegetation ContactAggregated | WLDFR | HFTD - Distribution - Tier 3 - 4QU CoRE ¦ 2QU LoRE | Red Flag Warning - Small Fires | Vegetation Contact | Aggregated | 2029 | 0.00064462 | 572.0063 | 0.36873 | 2029 | Mitigation | 0.95 | 45 | 0 | esc | 0.00097009 | 6.2534e-07 | 0.00097009 | 6.2534e-07 | 0.034918 | 1.0619e-07 | 0.012777 | 9.3748e-10
[120 empty] | 7.3.3.17.5 (Remote Grid) Updates to grid topology to minimize risk of ignition in HFTDs Remote GridWLDFRVegetation ContactAggregated | WLDFR | HFTD - Distribution - Tier 3 - 4QU CoRE ¦ 2QU LoRE | Red Flag Warning - Small Fires | Vegetation Contact | Aggregated | 2030 | 0.00064462 | 572.0063 | 0.36873 | 2030 | Mitigation | 0.95 | 45 | 0 | esc | 0.00097009 | 6.2534e-07 | 0.00097009 | 6.2534e-07 | 0.034918 | 1.0619e-07 | 0 | 0
[120 empty] | 7.3.3.17.5 (Remote Grid) Updates to grid topology to minimize risk of ignition in HFTDs Remote GridWLDFRVegetation ContactAggregated | WLDFR | HFTD - Distribution - Tier 3 - 4QU CoRE ¦ 2QU LoRE | Red Flag Warning - Small Fires | Vegetation Contact | Aggregated | 2031 | 0.00064462 | 572.0063 | 0.36873 | 2031 | Mitigation | 0.95 | 45 | 0 | esc | 0.00097009 | 6.2534e-07 | 0.00097009 | 6.2534e-07 | 0.034918 | 1.0619e-07 | 0 | 0
[120 empty] | 7.3.3.17.5 (Remote Grid) Updates to grid topology to minimize risk of ignition in HFTDs Remote GridWLDFRVegetation ContactAggregated | WLDFR | HFTD - Distribution - Tier 3 - 4QU CoRE ¦ 2QU LoRE | Red Flag Warning - Small Fires | Vegetation Contact | Aggregated | 2032 | 0.00064462 | 572.0063 | 0.36873 | 2032 | Mitigation | 0.95 | 45 | 0 | esc | 0.00097009 | 6.2534e-07 | 0.00097009 | 6.2534e-07 | 0.034918 | 1.0619e-07 | 0.012705 | 1.0208e-09
[120 empty] | 7.3.3.17.5 (Remote Grid) Updates to grid topology to minimize risk of ignition in HFTDs Remote GridWLDFRVegetation ContactAggregated | WLDFR | HFTD - Distribution - Tier 3 - 4QU CoRE ¦ 2QU LoRE | Red Flag Warning - Small Fires | Vegetation Contact | Aggregated | 2033 | 0.00064462 | 572.0063 | 0.36873 | 2033 | Mitigation | 0.95 | 45 | 0 | esc | 0.00097009 | 6.2534e-07 | 0.00097009 | 6.2534e-07 | 0.034918 | 1.0619e-07 | 0.012705 | 1.0208e-09
[120 empty] | 7.3.3.17.5 (Remote Grid) Updates to grid topology to minimize risk of ignition in HFTDs Remote GridWLDFRVegetation ContactAggregated | WLDFR | HFTD - Distribution - Tier 3 - 4QU CoRE ¦ 2QU LoRE | Red Flag Warning - Small Fires | Vegetation Contact | Aggregated | 2034 | 0.00064462 | 572.0063 | 0.36873 | 2034 | Mitigation | 0.95 | 45 | 0 | esc | 0.00097009 | 6.2534e-07 | 0.00097009 | 6.2534e-07 | 0.034918 | 1.0619e-07 | 0.012705 | 1.0208e-09
[120 empty] | 7.3.3.17.5 (Remote Grid) Updates to grid topology to minimize risk of ignition in HFTDs Remote GridWLDFRVegetation ContactAggregated | WLDFR | HFTD - Distribution - Tier 3 - 4QU CoRE ¦ 2QU LoRE | Red Flag Warning - Small Fires | Vegetation Contact | Aggregated | 2035 | 0.00064462 | 572.0063 | 0.36873 | 2035 | Mitigation | 0.95 | 45 | 0 | esc | 0.00097009 | 6.2534e-07 | 0.00097009 | 6.2534e-07 | 0.034918 | 1.0619e-07 | 0.012705 | 1.0208e-09
[120 empty] | 7.3.3.17.5 (Remote Grid) Updates to grid topology to minimize risk of ignition in HFTDs Remote GridWLDFRVegetation ContactAggregated | WLDFR | HFTD - Distribution - Tier 3 - 4QU CoRE ¦ 2QU LoRE | Red Flag Warning - Small Fires | Vegetation Contact | Aggregated | 2036 | 0.00064462 | 572.0063 | 0.36873 | 2036 | Mitigation | 0.95 | 45 | 0 | esc | 0.00097009 | 6.2534e-07 | 0.00097009 | 6.2534e-07 | 0.034918 | 1.0619e-07 | 0.012705 | 1.0208e-09
[120 empty] | 7.3.3.17.5 (Remote Grid) Updates to grid topology to minimize risk of ignition in HFTDs Remote GridWLDFRVegetation ContactAggregated | WLDFR | HFTD - Distribution - Tier 3 - 4QU CoRE ¦ 2QU LoRE | Red Flag Warning - Small Fires | Vegetation Contact | Aggregated | 2037 | 0.00064462 | 572.0063 | 0.36873 | 2037 | Mitigation | 0.95 | 45 | 0 | esc | 0.00097009 | 6.2534e-07 | 0.00097009 | 6.2534e-07 | 0.034918 | 1.0619e-07 | 0.012705 | 1.0208e-09
[120 empty] | 7.3.3.17.5 (Remote Grid) Updates to grid topology to minimize risk of ignition in HFTDs Remote GridWLDFRVegetation ContactAggregated | WLDFR | HFTD - Distribution - Tier 3 - 4QU CoRE ¦ 2QU LoRE | Red Flag Warning - Small Fires | Vegetation Contact | Aggregated | 2038 | 0.00064462 | 572.0063 | 0.36873 | 2038 | Mitigation | 0.95 | 45 | 0 | esc | 0.00097009 | 6.2534e-07 | 0.00097009 | 6.2534e-07 | 0.034918 | 1.0619e-07 | 0.012705 | 1.0208e-09
[120 empty] | 7.3.3.17.5 (Remote Grid) Updates to grid topology to minimize risk of ignition in HFTDs Remote GridWLDFRVegetation ContactAggregated | WLDFR | HFTD - Distribution - Tier 3 - 4QU CoRE ¦ 2QU LoRE | Red Flag Warning - Small Fires | Vegetation Contact | Aggregated | 2039 | 0.00064462 | 572.0063 | 0.36873 | 2039 | Mitigation | 0.95 | 45 | 0 | esc | 0.00097009 | 6.2534e-07 | 0.00097009 | 6.2534e-07 | 0.034918 | 1.0619e-07 | 0.012705 | 1.0208e-09
[120 empty] | 7.3.3.17.5 (Remote Grid) Updates to grid topology to minimize risk of ignition in HFTDs Remote GridWLDFRVegetation ContactAggregated | WLDFR | HFTD - Distribution - Tier 3 - 4QU CoRE ¦ 2QU LoRE | Red Flag Warning - Small Fires | Vegetation Contact | Aggregated | 2040 | 0.00064462 | 572.0063 | 0.36873 | 2040 | Mitigation | 0.95 | 45 | 0 | esc | 0.00097009 | 6.2534e-07 | 0.00097009 | 6.2534e-07 | 0.034918 | 1.0619e-07 | 0.012705 | 1.0208e-09
[120 empty] | 7.3.3.17.5 (Remote Grid) Updates to grid topology to minimize risk of ignition in HFTDs Remote GridWLDFRVegetation ContactAggregated | WLDFR | HFTD - Distribution - Tier 3 - 4QU CoRE ¦ 2QU LoRE | Red Flag Warning - Small Fires | Vegetation Contact | Aggregated | 2041 | 0.00064462 | 572.0063 | 0.36873 | 2041 | Mitigation | 0.95 | 45 | 0 | esc | 0.00097009 | 6.2534e-07 | 0.00097009 | 6.2534e-07 | 0.034918 | 1.0619e-07 | 0.012705 | 1.0208e-09
[120 empty] | 7.3.3.17.5 (Remote Grid) Updates to grid topology to minimize risk of ignition in HFTDs Remote GridWLDFRVegetation ContactAggregated | WLDFR | HFTD - Distribution - Tier 3 - 4QU CoRE ¦ 2QU LoRE | Red Flag Warning - Small Fires | Vegetation Contact | Aggregated | 2042 | 0.00064462 | 572.0063 | 0.36873 | 2042 | Mitigation | 0.95 | 45 | 0 | esc | 0.00097009 | 6.2534e-07 | 0.00097009 | 6.2534e-07 | 0.034918 | 1.0619e-07 | 0.012705 | 1.0208e-09
[120 empty] | 7.3.3.17.5 (Remote Grid) Updates to grid topology to minimize risk of ignition in HFTDs Remote GridWLDFRVegetation ContactAggregated | WLDFR | HFTD - Distribution - Tier 3 - 4QU CoRE ¦ 2QU LoRE | Red Flag Warning - Small Fires | Vegetation Contact | Aggregated | 2043 | 0.00064462 | 572.0063 | 0.36873 | 2043 | Mitigation | 0.95 | 45 | 0 | esc | 0.00097009 | 6.2534e-07 | 0.00097009 | 6.2534e-07 | 0.034918 | 1.0619e-07 | 0.012705 | 1.0208e-09
[120 empty] | 7.3.3.17.5 (Remote Grid) Updates to grid topology to minimize risk of ignition in HFTDs Remote GridWLDFRVegetation ContactAggregated | WLDFR | HFTD - Distribution - Tier 3 - 4QU CoRE ¦ 2QU LoRE | Red Flag Warning - Small Fires | Vegetation Contact | Aggregated | 2044 | 0.00064462 | 572.0063 | 0.36873 | 2044 | Mitigation | 0.95 | 45 | 0 | esc | 0.00097009 | 6.2534e-07 | 0.00097009 | 6.2534e-07 | 0.034918 | 1.0619e-07 | 0.012705 | 1.0208e-09
[120 empty] | 7.3.3.17.5 (Remote Grid) Updates to grid topology to minimize risk of ignition in HFTDs Remote GridWLDFRVegetation ContactAggregated | WLDFR | HFTD - Distribution - Tier 3 - 4QU CoRE ¦ 2QU LoRE | Red Flag Warning - Small Fires | Vegetation Contact | Aggregated | 2045 | 0.00064462 | 572.0063 | 0.36873 | 2045 | Mitigation | 0.95 | 45 | 0 | esc | 0.00097009 | 6.2534e-07 | 0.00097009 | 6.2534e-07 | 0.034918 | 1.0619e-07 | 0.012705 | 1.0208e-09
[120 empty] | 7.3.3.17.5 (Remote Grid) Updates to grid topology to minimize risk of ignition in HFTDs Remote GridWLDFRVegetation ContactAggregated | WLDFR | HFTD - Distribution - Tier 3 - 4QU CoRE ¦ 2QU LoRE | Red Flag Warning - Small Fires | Vegetation Contact | Aggregated | 2046 | 0.00064462 | 572.0063 | 0.36873 | 2046 | Mitigation | 0.95 | 45 | 0 | esc | 0.00097009 | 6.2534e-07 | 0.00097009 | 6.2534e-07 | 0.034918 | 1.0619e-07 | 0.012705 | 1.0208e-09
[120 empty] | 7.3.3.17.5 (Remote Grid) Updates to grid topology to minimize risk of ignition in HFTDs Remote GridWLDFRVegetation ContactAggregated | WLDFR | HFTD - Distribution - Tier 3 - 4QU CoRE ¦ 2QU LoRE | Red Flag Warning - Small Fires | Vegetation Contact | Aggregated | 2047 | 0.00064462 | 572.0063 | 0.36873 | 2047 | Mitigation | 0.95 | 45 | 0 | esc | 0.00097009 | 6.2534e-07 | 0.00097009 | 6.2534e-07 | 0.034918 | 1.0619e-07 | 0.012705 | 1.0208e-09
[120 empty] | 7.3.3.17.5 (Remote Grid) Updates to grid topology to minimize risk of ignition in HFTDs Remote GridWLDFRVegetation ContactAggregated | WLDFR | HFTD - Distribution - Tier 3 - 4QU CoRE ¦ 2QU LoRE | Red Flag Warning - Small Fires | Vegetation Contact | Aggregated | 2048 | 0.00064462 | 572.0063 | 0.36873 | 2048 | Mitigation | 0.95 | 45 | 0 | esc | 0.00097009 | 6.2534e-07 | 0.00097009 | 6.2534e-07 | 0.034918 | 1.0619e-07 | 0.012705 | 1.0208e-09
[120 empty] | 7.3.3.17.5 (Remote Grid) Updates to grid topology to minimize risk of ignition in HFTDs Remote GridWLDFRVegetation ContactAggregated | WLDFR | HFTD - Distribution - Tier 3 - 4QU CoRE ¦ 2QU LoRE | Red Flag Warning - Small Fires | Vegetation Contact | Aggregated | 2049 | 0.00064462 | 572.0063 | 0.36873 | 2049 | Mitigation | 0.95 | 45 | 0 | esc | 0.00097009 | 6.2534e-07 | 0.00097009 | 6.2534e-07 | 0.034918 | 1.0619e-07 | 0.012705 | 1.0208e-09
[120 empty] | 7.3.3.17.5 (Remote Grid) Updates to grid topology to minimize risk of ignition in HFTDs Remote GridWLDFRVegetation ContactAggregated | WLDFR | HFTD - Distribution - Tier 3 - 4QU CoRE ¦ 2QU LoRE | Red Flag Warning - Small Fires | Vegetation Contact | Aggregated | 2050 | 0.00064462 | 572.0063 | 0.36873 | 2050 | Mitigation | 0.95 | 45 | 0 | esc | 0.00097009 | 6.2534e-07 | 0.00097009 | 6.2534e-07 | 0.034918 | 1.0619e-07 | 0.012705 | 1.0208e-09
[120 empty] | 7.3.3.17.5 (Remote Grid) Updates to grid topology to minimize risk of ignition in HFTDs Remote GridWLDFRVegetation ContactAggregated | WLDFR | HFTD - Distribution - Tier 3 - 4QU CoRE ¦ 2QU LoRE | Red Flag Warning - Small Fires | Vegetation Contact | Aggregated | 2051 | 0.00064462 | 572.0063 | 0.36873 | 2051 | Mitigation | 0.95 | 45 | 0 | esc | 0.00097009 | 6.2534e-07 | 0.00097009 | 6.2534e-07 | 0.034918 | 1.0619e-07 | 0.012705 | 1.0208e-09
[120 empty] | 7.3.3.17.5 (Remote Grid) Updates to grid topology to minimize risk of ignition in HFTDs Remote GridWLDFRVegetation ContactAggregated | WLDFR | HFTD - Distribution - Tier 3 - 4QU CoRE ¦ 2QU LoRE | Red Flag Warning - Small Fires | Vegetation Contact | Aggregated | 2052 | 0.00064462 | 572.0063 | 0.36873 | 2052 | Mitigation | 0.95 | 45 | 0 | esc | 0.00097009 | 6.2534e-07 | 0.00097009 | 6.2534e-07 | 0.034918 | 1.0619e-07 | 0.012705 | 1.0208e-09
[120 empty] | 7.3.3.17.5 (Remote Grid) Updates to grid topology to minimize risk of ignition in HFTDs Remote GridWLDFRVegetation ContactAggregated | WLDFR | HFTD - Distribution - Tier 3 - 4QU CoRE ¦ 2QU LoRE | Red Flag Warning - Small Fires | Vegetation Contact | Aggregated | 2053 | 0.00064462 | 572.0063 | 0.36873 | 2053 | Mitigation | 0.95 | 45 | 0 | esc | 0.00097009 | 6.2534e-07 | 0.00097009 | 6.2534e-07 | 0.034918 | 1.0619e-07 | 0.012705 | 1.0208e-09
[120 empty] | 7.3.3.17.5 (Remote Grid) Updates to grid topology to minimize risk of ignition in HFTDs Remote GridWLDFRVegetation ContactAggregated | WLDFR | HFTD - Distribution - Tier 3 - 4QU CoRE ¦ 2QU LoRE | Red Flag Warning - Small Fires | Vegetation Contact | Aggregated | 2054 | 0.00064462 | 572.0063 | 0.36873 | 2054 | Mitigation | 0.95 | 45 | 0 | esc | 0.00097009 | 6.2534e-07 | 0.00097009 | 6.2534e-07 | 0.034918 | 1.0619e-07 | 0.012705 | 1.0208e-09
[120 empty] | 7.3.3.17.5 (Remote Grid) Updates to grid topology to minimize risk of ignition in HFTDs Remote GridWLDFRVegetation ContactAggregated | WLDFR | HFTD - Distribution - Tier 3 - 4QU CoRE ¦ 2QU LoRE | Red Flag Warning - Small Fires | Vegetation Contact | Aggregated | 2055 | 0.00064462 | 572.0063 | 0.36873 | 2055 | Mitigation | 0.95 | 45 | 0 | esc | 0.00097009 | 6.2534e-07 | 0.00097009 | 6.2534e-07 | 0.034918 | 1.0619e-07 | 0.012705 | 1.0208e-09
[120 empty] | 7.3.3.17.5 (Remote Grid) Updates to grid topology to minimize risk of ignition in HFTDs Remote GridWLDFRVegetation ContactAggregated | WLDFR | HFTD - Distribution - Tier 3 - 4QU CoRE ¦ 2QU LoRE | Red Flag Warning - Small Fires | Vegetation Contact | Aggregated | 2056 | 0.00064462 | 572.0063 | 0.36873 | 2056 | Mitigation | 0.95 | 45 | 0 | esc | 0.00097009 | 6.2534e-07 | 0.00097009 | 6.2534e-07 | 0.034918 | 1.0619e-07 | 0.012705 | 1.0208e-09
[120 empty] | 7.3.3.17.5 (Remote Grid) Updates to grid topology to minimize risk of ignition in HFTDs Remote GridWLDFRVegetation ContactAggregated | WLDFR | HFTD - Distribution - Tier 3 - 4QU CoRE ¦ 2QU LoRE | Red Flag Warning - Small Fires | Vegetation Contact | Aggregated | 2057 | 0.00064462 | 572.0063 | 0.36873 | 2057 | Mitigation | 0.95 | 45 | 0 | esc | 0.00097009 | 6.2534e-07 | 0.00097009 | 6.2534e-07 | 0.034918 | 1.0619e-07 | 0.012705 | 1.0208e-09
[120 empty] | 7.3.3.17.5 (Remote Grid) Updates to grid topology to minimize risk of ignition in HFTDs Remote GridWLDFRVegetation ContactAggregated | WLDFR | HFTD - Distribution - Tier 3 - 4QU CoRE ¦ 2QU LoRE | Red Flag Warning - Small Fires | Vegetation Contact | Aggregated | 2058 | 0.00064462 | 572.0063 | 0.36873 | 2058 | Mitigation | 0.95 | 45 | 0 | esc | 0.00097009 | 6.2534e-07 | 0.00097009 | 6.2534e-07 | 0.034918 | 1.0619e-07 | 0.012705 | 1.0208e-09
[120 empty] | 7.3.3.17.5 (Remote Grid) Updates to grid topology to minimize risk of ignition in HFTDs Remote GridWLDFRVegetation ContactAggregated | WLDFR | HFTD - Distribution - Tier 3 - 4QU CoRE ¦ 2QU LoRE | Red Flag Warning - Small Fires | Vegetation Contact | Aggregated | 2059 | 0.00064462 | 572.0063 | 0.36873 | 2059 | Mitigation | 0.95 | 45 | 0 | esc | 0.00097009 | 6.2534e-07 | 0.00097009 | 6.2534e-07 | 0.034918 | 1.0619e-07 | 0.012705 | 1.0208e-09
[120 empty] | 7.3.3.17.5 (Remote Grid) Updates to grid topology to minimize risk of ignition in HFTDs Remote GridWLDFRVegetation ContactAggregated | WLDFR | HFTD - Distribution - Tier 3 - 4QU CoRE ¦ 2QU LoRE | Red Flag Warning - Small Fires | Vegetation Contact | Aggregated | 2060 | 0.00064462 | 572.0063 | 0.36873 | 2060 | Mitigation | 0.95 | 45 | 0 | esc | 0.00097009 | 6.2534e-07 | 0.00097009 | 6.2534e-07 | 0.034918 | 1.0619e-07 | 0.012705 | 1.0208e-09
[120 empty] | 7.3.3.17.5 (Remote Grid) Updates to grid topology to minimize risk of ignition in HFTDs Remote GridWLDFRVegetation ContactAggregated | WLDFR | HFTD - Distribution - Tier 3 - 4QU CoRE ¦ 2QU LoRE | Red Flag Warning - Small Fires | Vegetation Contact | Aggregated | 2061 | 0.00064462 | 572.0063 | 0.36873 | 2061 | Mitigation | 0.95 | 45 | 0 | esc | 0.00097009 | 6.2534e-07 | 0.00097009 | 6.2534e-07 | 0.034918 | 1.0619e-07 | 0.012705 | 1.0208e-09
[120 empty] | 7.3.3.17.5 (Remote Grid) Updates to grid topology to minimize risk of ignition in HFTDs Remote GridWLDFRVegetation ContactAggregated | WLDFR | HFTD - Distribution - Tier 3 - 4QU CoRE ¦ 2QU LoRE | Red Flag Warning - Small Fires | Vegetation Contact | Aggregated | 2062 | 0.00064462 | 572.0063 | 0.36873 | 2062 | Mitigation | 0.95 | 45 | 0 | esc | 0.00097009 | 6.2534e-07 | 0.00097009 | 6.2534e-07 | 0.034918 | 1.0619e-07 | 0 | 0
[120 empty] | 7.3.3.17.5 (Remote Grid) Updates to grid topology to minimize risk of ignition in HFTDs Remote GridWLDFRVegetation ContactAggregated | WLDFR | HFTD - Distribution - Tier 3 - 4QU CoRE ¦ 2QU LoRE | Red Flag Warning - Small Fires | Vegetation Contact | Aggregated | 2063 | 0.00064462 | 572.0063 | 0.36873 | 2063 | Mitigation | 0.95 | 45 | 0 | esc | 0.00097009 | 6.2534e-07 | 0.00097009 | 6.2534e-07 | 0.034918 | 1.0619e-07 | 0 | 0
[120 empty] | 7.3.3.17.5 (Remote Grid) Updates to grid topology to minimize risk of ignition in HFTDs Remote GridWLDFRVegetation ContactAggregated | WLDFR | HFTD - Distribution - Tier 3 - 4QU CoRE ¦ 2QU LoRE | Red Flag Warning - Small Fires | Vegetation Contact | Aggregated | 2064 | 0.00064462 | 572.0063 | 0.36873 | 2064 | Mitigation | 0.95 | 45 | 0 | esc | 0.00097009 | 6.2534e-07 | 0.00097009 | 6.2534e-07 | 0.034918 | 1.0619e-07 | 0.01662 | 2.7634e-10
[120 empty] | 7.3.3.17.5 (Remote Grid) Updates to grid topology to minimize risk of ignition in HFTDs Remote GridWLDFRVegetation ContactAggregated | WLDFR | HFTD - Distribution - Tier 3 - 4QU CoRE ¦ 2QU LoRE | Red Flag Warning - Small Fires | Vegetation Contact | Aggregated | 2065 | 0.00064462 | 572.0063 | 0.36873 | 2065 | Mitigation | 0.95 | 45 | 0 | esc | 0.00097009 | 6.2534e-07 | 0.00097009 | 6.2534e-07 | 0.034918 | 1.0619e-07 | 0.01662 | 2.7634e-10
[120 empty] | 7.3.3.17.5 (Remote Grid) Updates to grid topology to minimize risk of ignition in HFTDs Remote GridWLDFRVegetation ContactAggregated | WLDFR | HFTD - Distribution - Tier 3 - 4QU CoRE ¦ 2QU LoRE | Red Flag Warning - Small Fires | Vegetation Contact | Aggregated | 2066 | 0.00064462 | 572.0063 | 0.36873 | 2066 | Mitigation | 0.95 | 45 | 0 | esc | 0.00097009 | 6.2534e-07 | 0.00097009 | 6.2534e-07 | 0.034918 | 1.0619e-07 | 0.01662 | 2.7634e-10
[120 empty] | 7.3.3.17.5 (Remote Grid) Updates to grid topology to minimize risk of ignition in HFTDs Remote GridWLDFRVegetation ContactAggregated | WLDFR | HFTD - Distribution - Tier 3 - 4QU CoRE ¦ 2QU LoRE | Red Flag Warning - Small Fires | Vegetation Contact | Aggregated | 2067 | 0.00064462 | 572.0063 | 0.36873 | 2067 | Mitigation | 0.95 | 45 | 0 | esc | 0 | 0 | 0.00097009 | 6.2534e-07 | 0.034918 | 1.0619e-07 | 0.01662 | 2.7634e-10
[120 empty] | 7.3.3.17.5 (Remote Grid) Updates to grid topology to minimize risk of ignition in HFTDs Remote GridWLDFRWire-to-wire contactAggregated | WLDFR | HFTD - Distribution - Tier 3 - 4QU CoRE ¦ 2QU LoRE | Red Flag Warning - Small Fires | Wire-to-wire contact | Aggregated | 2022 | 3.5914e-06 | 572.0063 | 0.0020543 | 2022 | Mitigation | 0.95 | 45 | 0 | esc | 0.00097009 | 3.484e-09 | 0 | 0 | 0.034918 | 1.0619e-07 | 0.01662 | 2.7634e-10
[120 empty] | 7.3.3.17.5 (Remote Grid) Updates to grid topology to minimize risk of ignition in HFTDs Remote GridWLDFRWire-to-wire contactAggregated | WLDFR | HFTD - Distribution - Tier 3 - 4QU CoRE ¦ 2QU LoRE | Red Flag Warning - Small Fires | Wire-to-wire contact | Aggregated | 2023 | 3.5914e-06 | 572.0063 | 0.0020543 | 2023 | Mitigation | 0.95 | 45 | 0 | esc | 0.00097009 | 3.484e-09 | 0.00097009 | 3.484e-09 | 0.034918 | 1.0619e-07 | 0.01662 | 2.7634e-10
[120 empty] | 7.3.3.17.5 (Remote Grid) Updates to grid topology to minimize risk of ignition in HFTDs Remote GridWLDFRWire-to-wire contactAggregated | WLDFR | HFTD - Distribution - Tier 3 - 4QU CoRE ¦ 2QU LoRE | Red Flag Warning - Small Fires | Wire-to-wire contact | Aggregated | 2024 | 3.5914e-06 | 572.0063 | 0.0020543 | 2024 | Mitigation | 0.95 | 45 | 0 | esc | 0.00097009 | 3.484e-09 | 0.00097009 | 3.484e-09 | 0.034918 | 1.0619e-07 | 0.01662 | 2.7634e-10
[120 empty] | 7.3.3.17.5 (Remote Grid) Updates to grid topology to minimize risk of ignition in HFTDs Remote GridWLDFRWire-to-wire contactAggregated | WLDFR | HFTD - Distribution - Tier 3 - 4QU CoRE ¦ 2QU LoRE | Red Flag Warning - Small Fires | Wire-to-wire contact | Aggregated | 2025 | 3.5914e-06 | 572.0063 | 0.0020543 | 2025 | Mitigation | 0.95 | 45 | 0 | esc | 0.00097009 | 3.484e-09 | 0.00097009 | 3.484e-09 | 0.034918 | 1.0619e-07 | 0.01662 | 2.7634e-10
[120 empty] | 7.3.3.17.5 (Remote Grid) Updates to grid topology to minimize risk of ignition in HFTDs Remote GridWLDFRWire-to-wire contactAggregated | WLDFR | HFTD - Distribution - Tier 3 - 4QU CoRE ¦ 2QU LoRE | Red Flag Warning - Small Fires | Wire-to-wire contact | Aggregated | 2026 | 3.5914e-06 | 572.0063 | 0.0020543 | 2026 | Mitigation | 0.95 | 45 | 0 | esc | 0.00097009 | 3.484e-09 | 0.00097009 | 3.484e-09 | 0 | 0 | 0.01662 | 2.7634e-10
[120 empty] | 7.3.3.17.5 (Remote Grid) Updates to grid topology to minimize risk of ignition in HFTDs Remote GridWLDFRWire-to-wire contactAggregated | WLDFR | HFTD - Distribution - Tier 3 - 4QU CoRE ¦ 2QU LoRE | Red Flag Warning - Small Fires | Wire-to-wire contact | Aggregated | 2027 | 3.5914e-06 | 572.0063 | 0.0020543 | 2027 | Mitigation | 0.95 | 45 | 0 | esc | 0.00097009 | 3.484e-09 | 0.00097009 | 3.484e-09 | 0.034918 | 4.1554e-09 | 0.01662 | 2.7634e-10
[120 empty] | 7.3.3.17.5 (Remote Grid) Updates to grid topology to minimize risk of ignition in HFTDs Remote GridWLDFRWire-to-wire contactAggregated | WLDFR | HFTD - Distribution - Tier 3 - 4QU CoRE ¦ 2QU LoRE | Red Flag Warning - Small Fires | Wire-to-wire contact | Aggregated | 2028 | 3.5914e-06 | 572.0063 | 0.0020543 | 2028 | Mitigation | 0.95 | 45 | 0 | esc | 0.00097009 | 3.484e-09 | 0.00097009 | 3.484e-09 | 0.034918 | 4.1554e-09 | 0.01662 | 2.7634e-10
[120 empty] | 7.3.3.17.5 (Remote Grid) Updates to grid topology to minimize risk of ignition in HFTDs Remote GridWLDFRWire-to-wire contactAggregated | WLDFR | HFTD - Distribution - Tier 3 - 4QU CoRE ¦ 2QU LoRE | Red Flag Warning - Small Fires | Wire-to-wire contact | Aggregated | 2029 | 3.5914e-06 | 572.0063 | 0.0020543 | 2029 | Mitigation | 0.95 | 45 | 0 | esc | 0.00097009 | 3.484e-09 | 0.00097009 | 3.484e-09 | 0.034918 | 4.1554e-09 | 0.01662 | 2.7634e-10
[120 empty] | 7.3.3.17.5 (Remote Grid) Updates to grid topology to minimize risk of ignition in HFTDs Remote GridWLDFRWire-to-wire contactAggregated | WLDFR | HFTD - Distribution - Tier 3 - 4QU CoRE ¦ 2QU LoRE | Red Flag Warning - Small Fires | Wire-to-wire contact | Aggregated | 2030 | 3.5914e-06 | 572.0063 | 0.0020543 | 2030 | Mitigation | 0.95 | 45 | 0 | esc | 0.00097009 | 3.484e-09 | 0.00097009 | 3.484e-09 | 0.034918 | 4.1554e-09 | 0.01662 | 2.7634e-10
[120 empty] | 7.3.3.17.5 (Remote Grid) Updates to grid topology to minimize risk of ignition in HFTDs Remote GridWLDFRWire-to-wire contactAggregated | WLDFR | HFTD - Distribution - Tier 3 - 4QU CoRE ¦ 2QU LoRE | Red Flag Warning - Small Fires | Wire-to-wire contact | Aggregated | 2031 | 3.5914e-06 | 572.0063 | 0.0020543 | 2031 | Mitigation | 0.95 | 45 | 0 | esc | 0.00097009 | 3.484e-09 | 0.00097009 | 3.484e-09 | 0.034918 | 4.1554e-09 | 0.01662 | 2.7634e-10
[120 empty] | 7.3.3.17.5 (Remote Grid) Updates to grid topology to minimize risk of ignition in HFTDs Remote GridWLDFRWire-to-wire contactAggregated | WLDFR | HFTD - Distribution - Tier 3 - 4QU CoRE ¦ 2QU LoRE | Red Flag Warning - Small Fires | Wire-to-wire contact | Aggregated | 2032 | 3.5914e-06 | 572.0063 | 0.0020543 | 2032 | Mitigation | 0.95 | 45 | 0 | esc | 0.00097009 | 3.484e-09 | 0.00097009 | 3.484e-09 | 0.034918 | 4.1554e-09 | 0.01662 | 2.7634e-10
[120 empty] | 7.3.3.17.5 (Remote Grid) Updates to grid topology to minimize risk of ignition in HFTDs Remote GridWLDFRWire-to-wire contactAggregated | WLDFR | HFTD - Distribution - Tier 3 - 4QU CoRE ¦ 2QU LoRE | Red Flag Warning - Small Fires | Wire-to-wire contact | Aggregated | 2033 | 3.5914e-06 | 572.0063 | 0.0020543 | 2033 | Mitigation | 0.95 | 45 | 0 | esc | 0.00097009 | 3.484e-09 | 0.00097009 | 3.484e-09 | 0.034918 | 4.1554e-09 | 0.01662 | 2.7634e-10
[120 empty] | 7.3.3.17.5 (Remote Grid) Updates to grid topology to minimize risk of ignition in HFTDs Remote GridWLDFRWire-to-wire contactAggregated | WLDFR | HFTD - Distribution - Tier 3 - 4QU CoRE ¦ 2QU LoRE | Red Flag Warning - Small Fires | Wire-to-wire contact | Aggregated | 2034 | 3.5914e-06 | 572.0063 | 0.0020543 | 2034 | Mitigation | 0.95 | 45 | 0 | esc | 0.00097009 | 3.484e-09 | 0.00097009 | 3.484e-09 | 0.034918 | 4.1554e-09 | 0.01662 | 2.7634e-10
[120 empty] | 7.3.3.17.5 (Remote Grid) Updates to grid topology to minimize risk of ignition in HFTDs Remote GridWLDFRWire-to-wire contactAggregated | WLDFR | HFTD - Distribution - Tier 3 - 4QU CoRE ¦ 2QU LoRE | Red Flag Warning - Small Fires | Wire-to-wire contact | Aggregated | 2035 | 3.5914e-06 | 572.0063 | 0.0020543 | 2035 | Mitigation | 0.95 | 45 | 0 | esc | 0.00097009 | 3.484e-09 | 0.00097009 | 3.484e-09 | 0.034918 | 4.1554e-09 | 0.01662 | 2.7634e-10
[120 empty] | 7.3.3.17.5 (Remote Grid) Updates to grid topology to minimize risk of ignition in HFTDs Remote GridWLDFRWire-to-wire contactAggregated | WLDFR | HFTD - Distribution - Tier 3 - 4QU CoRE ¦ 2QU LoRE | Red Flag Warning - Small Fires | Wire-to-wire contact | Aggregated | 2036 | 3.5914e-06 | 572.0063 | 0.0020543 | 2036 | Mitigation | 0.95 | 45 | 0 | esc | 0.00097009 | 3.484e-09 | 0.00097009 | 3.484e-09 | 0.034918 | 4.1554e-09 | 0.01662 | 2.7634e-10
[120 empty] | 7.3.3.17.5 (Remote Grid) Updates to grid topology to minimize risk of ignition in HFTDs Remote GridWLDFRWire-to-wire contactAggregated | WLDFR | HFTD - Distribution - Tier 3 - 4QU CoRE ¦ 2QU LoRE | Red Flag Warning - Small Fires | Wire-to-wire contact | Aggregated | 2037 | 3.5914e-06 | 572.0063 | 0.0020543 | 2037 | Mitigation | 0.95 | 45 | 0 | esc | 0.00097009 | 3.484e-09 | 0.00097009 | 3.484e-09 | 0.034918 | 4.1554e-09 | 0.01662 | 2.7634e-10
[120 empty] | 7.3.3.17.5 (Remote Grid) Updates to grid topology to minimize risk of ignition in HFTDs Remote GridWLDFRWire-to-wire contactAggregated | WLDFR | HFTD - Distribution - Tier 3 - 4QU CoRE ¦ 2QU LoRE | Red Flag Warning - Small Fires | Wire-to-wire contact | Aggregated | 2038 | 3.5914e-06 | 572.0063 | 0.0020543 | 2038 | Mitigation | 0.95 | 45 | 0 | esc | 0.00097009 | 3.484e-09 | 0.00097009 | 3.484e-09 | 0.034918 | 4.1554e-09 | 0.01662 | 2.7634e-10
[120 empty] | 7.3.3.17.5 (Remote Grid) Updates to grid topology to minimize risk of ignition in HFTDs Remote GridWLDFRWire-to-wire contactAggregated | WLDFR | HFTD - Distribution - Tier 3 - 4QU CoRE ¦ 2QU LoRE | Red Flag Warning - Small Fires | Wire-to-wire contact | Aggregated | 2039 | 3.5914e-06 | 572.0063 | 0.0020543 | 2039 | Mitigation | 0.95 | 45 | 0 | esc | 0.00097009 | 3.484e-09 | 0.00097009 | 3.484e-09 | 0.034918 | 4.1554e-09 | 0.01662 | 2.7634e-10
[120 empty] | 7.3.3.17.5 (Remote Grid) Updates to grid topology to minimize risk of ignition in HFTDs Remote GridWLDFRWire-to-wire contactAggregated | WLDFR | HFTD - Distribution - Tier 3 - 4QU CoRE ¦ 2QU LoRE | Red Flag Warning - Small Fires | Wire-to-wire contact | Aggregated | 2040 | 3.5914e-06 | 572.0063 | 0.0020543 | 2040 | Mitigation | 0.95 | 45 | 0 | esc | 0.00097009 | 3.484e-09 | 0.00097009 | 3.484e-09 | 0.034918 | 4.1554e-09 | 0.01662 | 2.7634e-10
[120 empty] | 7.3.3.17.5 (Remote Grid) Updates to grid topology to minimize risk of ignition in HFTDs Remote GridWLDFRWire-to-wire contactAggregated | WLDFR | HFTD - Distribution - Tier 3 - 4QU CoRE ¦ 2QU LoRE | Red Flag Warning - Small Fires | Wire-to-wire contact | Aggregated | 2041 | 3.5914e-06 | 572.0063 | 0.0020543 | 2041 | Mitigation | 0.95 | 45 | 0 | esc | 0.00097009 | 3.484e-09 | 0.00097009 | 3.484e-09 | 0.034918 | 4.1554e-09 | 0.01662 | 2.7634e-10
[120 empty] | 7.3.3.17.5 (Remote Grid) Updates to grid topology to minimize risk of ignition in HFTDs Remote GridWLDFRWire-to-wire contactAggregated | WLDFR | HFTD - Distribution - Tier 3 - 4QU CoRE ¦ 2QU LoRE | Red Flag Warning - Small Fires | Wire-to-wire contact | Aggregated | 2042 | 3.5914e-06 | 572.0063 | 0.0020543 | 2042 | Mitigation | 0.95 | 45 | 0 | esc | 0.00097009 | 3.484e-09 | 0.00097009 | 3.484e-09 | 0.034918 | 4.1554e-09 | 0.01662 | 2.7634e-10
[120 empty] | 7.3.3.17.5 (Remote Grid) Updates to grid topology to minimize risk of ignition in HFTDs Remote GridWLDFRWire-to-wire contactAggregated | WLDFR | HFTD - Distribution - Tier 3 - 4QU CoRE ¦ 2QU LoRE | Red Flag Warning - Small Fires | Wire-to-wire contact | Aggregated | 2043 | 3.5914e-06 | 572.0063 | 0.0020543 | 2043 | Mitigation | 0.95 | 45 | 0 | esc | 0.00097009 | 3.484e-09 | 0.00097009 | 3.484e-09 | 0.034918 | 4.1554e-09 | 0.01662 | 2.7634e-10
[120 empty] | 7.3.3.17.5 (Remote Grid) Updates to grid topology to minimize risk of ignition in HFTDs Remote GridWLDFRWire-to-wire contactAggregated | WLDFR | HFTD - Distribution - Tier 3 - 4QU CoRE ¦ 2QU LoRE | Red Flag Warning - Small Fires | Wire-to-wire contact | Aggregated | 2044 | 3.5914e-06 | 572.0063 | 0.0020543 | 2044 | Mitigation | 0.95 | 45 | 0 | esc | 0.00097009 | 3.484e-09 | 0.00097009 | 3.484e-09 | 0.034918 | 4.1554e-09 | 0.01662 | 2.7634e-10
[120 empty] | 7.3.3.17.5 (Remote Grid) Updates to grid topology to minimize risk of ignition in HFTDs Remote GridWLDFRWire-to-wire contactAggregated | WLDFR | HFTD - Distribution - Tier 3 - 4QU CoRE ¦ 2QU LoRE | Red Flag Warning - Small Fires | Wire-to-wire contact | Aggregated | 2045 | 3.5914e-06 | 572.0063 | 0.0020543 | 2045 | Mitigation | 0.95 | 45 | 0 | esc | 0.00097009 | 3.484e-09 | 0.00097009 | 3.484e-09 | 0.034918 | 4.1554e-09 | 0.01662 | 2.7634e-10
[120 empty] | 7.3.3.17.5 (Remote Grid) Updates to grid topology to minimize risk of ignition in HFTDs Remote GridWLDFRWire-to-wire contactAggregated | WLDFR | HFTD - Distribution - Tier 3 - 4QU CoRE ¦ 2QU LoRE | Red Flag Warning - Small Fires | Wire-to-wire contact | Aggregated | 2046 | 3.5914e-06 | 572.0063 | 0.0020543 | 2046 | Mitigation | 0.95 | 45 | 0 | esc | 0.00097009 | 3.484e-09 | 0.00097009 | 3.484e-09 | 0.034918 | 4.1554e-09 | 0.01662 | 2.7634e-10
[120 empty] | 7.3.3.17.5 (Remote Grid) Updates to grid topology to minimize risk of ignition in HFTDs Remote GridWLDFRWire-to-wire contactAggregated | WLDFR | HFTD - Distribution - Tier 3 - 4QU CoRE ¦ 2QU LoRE | Red Flag Warning - Small Fires | Wire-to-wire contact | Aggregated | 2047 | 3.5914e-06 | 572.0063 | 0.0020543 | 2047 | Mitigation | 0.95 | 45 | 0 | esc | 0.00097009 | 3.484e-09 | 0.00097009 | 3.484e-09 | 0.034918 | 4.1554e-09 | 0.01662 | 2.7634e-10
[120 empty] | 7.3.3.17.5 (Remote Grid) Updates to grid topology to minimize risk of ignition in HFTDs Remote GridWLDFRWire-to-wire contactAggregated | WLDFR | HFTD - Distribution - Tier 3 - 4QU CoRE ¦ 2QU LoRE | Red Flag Warning - Small Fires | Wire-to-wire contact | Aggregated | 2048 | 3.5914e-06 | 572.0063 | 0.0020543 | 2048 | Mitigation | 0.95 | 45 | 0 | esc | 0.00097009 | 3.484e-09 | 0.00097009 | 3.484e-09 | 0.034918 | 4.1554e-09 | 0 | 0
[120 empty] | 7.3.3.17.5 (Remote Grid) Updates to grid topology to minimize risk of ignition in HFTDs Remote GridWLDFRWire-to-wire contactAggregated | WLDFR | HFTD - Distribution - Tier 3 - 4QU CoRE ¦ 2QU LoRE | Red Flag Warning - Small Fires | Wire-to-wire contact | Aggregated | 2049 | 3.5914e-06 | 572.0063 | 0.0020543 | 2049 | Mitigation | 0.95 | 45 | 0 | esc | 0.00097009 | 3.484e-09 | 0.00097009 | 3.484e-09 | 0.034918 | 4.1554e-09 | 0 | 0
[120 empty] | 7.3.3.17.5 (Remote Grid) Updates to grid topology to minimize risk of ignition in HFTDs Remote GridWLDFRWire-to-wire contactAggregated | WLDFR | HFTD - Distribution - Tier 3 - 4QU CoRE ¦ 2QU LoRE | Red Flag Warning - Small Fires | Wire-to-wire contact | Aggregated | 2050 | 3.5914e-06 | 572.0063 | 0.0020543 | 2050 | Mitigation | 0.95 | 45 | 0 | esc | 0.00097009 | 3.484e-09 | 0.00097009 | 3.484e-09 | 0.034918 | 4.1554e-09 | 0.0080352 | 4.7577e-09
[120 empty] | 7.3.3.17.5 (Remote Grid) Updates to grid topology to minimize risk of ignition in HFTDs Remote GridWLDFRWire-to-wire contactAggregated | WLDFR | HFTD - Distribution - Tier 3 - 4QU CoRE ¦ 2QU LoRE | Red Flag Warning - Small Fires | Wire-to-wire contact | Aggregated | 2051 | 3.5914e-06 | 572.0063 | 0.0020543 | 2051 | Mitigation | 0.95 | 45 | 0 | esc | 0.00097009 | 3.484e-09 | 0.00097009 | 3.484e-09 | 0.034918 | 4.1554e-09 | 0.0080352 | 4.7577e-09
[120 empty] | 7.3.3.17.5 (Remote Grid) Updates to grid topology to minimize risk of ignition in HFTDs Remote GridWLDFRWire-to-wire contactAggregated | WLDFR | HFTD - Distribution - Tier 3 - 4QU CoRE ¦ 2QU LoRE | Red Flag Warning - Small Fires | Wire-to-wire contact | Aggregated | 2052 | 3.5914e-06 | 572.0063 | 0.0020543 | 2052 | Mitigation | 0.95 | 45 | 0 | esc | 0.00097009 | 3.484e-09 | 0.00097009 | 3.484e-09 | 0.034918 | 4.1554e-09 | 0.0080352 | 4.7577e-09
[120 empty] | 7.3.3.17.5 (Remote Grid) Updates to grid topology to minimize risk of ignition in HFTDs Remote GridWLDFRWire-to-wire contactAggregated | WLDFR | HFTD - Distribution - Tier 3 - 4QU CoRE ¦ 2QU LoRE | Red Flag Warning - Small Fires | Wire-to-wire contact | Aggregated | 2053 | 3.5914e-06 | 572.0063 | 0.0020543 | 2053 | Mitigation | 0.95 | 45 | 0 | esc | 0.00097009 | 3.484e-09 | 0.00097009 | 3.484e-09 | 0.034918 | 4.1554e-09 | 0.0080352 | 4.7577e-09
[120 empty] | 7.3.3.17.5 (Remote Grid) Updates to grid topology to minimize risk of ignition in HFTDs Remote GridWLDFRWire-to-wire contactAggregated | WLDFR | HFTD - Distribution - Tier 3 - 4QU CoRE ¦ 2QU LoRE | Red Flag Warning - Small Fires | Wire-to-wire contact | Aggregated | 2054 | 3.5914e-06 | 572.0063 | 0.0020543 | 2054 | Mitigation | 0.95 | 45 | 0 | esc | 0.00097009 | 3.484e-09 | 0.00097009 | 3.484e-09 | 0.034918 | 4.1554e-09 | 0.0080352 | 4.7577e-09
[120 empty] | 7.3.3.17.5 (Remote Grid) Updates to grid topology to minimize risk of ignition in HFTDs Remote GridWLDFRWire-to-wire contactAggregated | WLDFR | HFTD - Distribution - Tier 3 - 4QU CoRE ¦ 2QU LoRE | Red Flag Warning - Small Fires | Wire-to-wire contact | Aggregated | 2055 | 3.5914e-06 | 572.0063 | 0.0020543 | 2055 | Mitigation | 0.95 | 45 | 0 | esc | 0.00097009 | 3.484e-09 | 0.00097009 | 3.484e-09 | 0.034918 | 4.1554e-09 | 0.0080352 | 4.7577e-09
[120 empty] | 7.3.3.17.5 (Remote Grid) Updates to grid topology to minimize risk of ignition in HFTDs Remote GridWLDFRWire-to-wire contactAggregated | WLDFR | HFTD - Distribution - Tier 3 - 4QU CoRE ¦ 2QU LoRE | Red Flag Warning - Small Fires | Wire-to-wire contact | Aggregated | 2056 | 3.5914e-06 | 572.0063 | 0.0020543 | 2056 | Mitigation | 0.95 | 45 | 0 | esc | 0.00097009 | 3.484e-09 | 0.00097009 | 3.484e-09 | 0.034918 | 4.1554e-09 | 0.0080352 | 4.7577e-09
[120 empty] | 7.3.3.17.5 (Remote Grid) Updates to grid topology to minimize risk of ignition in HFTDs Remote GridWLDFRWire-to-wire contactAggregated | WLDFR | HFTD - Distribution - Tier 3 - 4QU CoRE ¦ 2QU LoRE | Red Flag Warning - Small Fires | Wire-to-wire contact | Aggregated | 2057 | 3.5914e-06 | 572.0063 | 0.0020543 | 2057 | Mitigation | 0.95 | 45 | 0 | esc | 0.00097009 | 3.484e-09 | 0.00097009 | 3.484e-09 | 0.034918 | 4.1554e-09 | 0.0080352 | 4.7577e-09
[120 empty] | 7.3.3.17.5 (Remote Grid) Updates to grid topology to minimize risk of ignition in HFTDs Remote GridWLDFRWire-to-wire contactAggregated | WLDFR | HFTD - Distribution - Tier 3 - 4QU CoRE ¦ 2QU LoRE | Red Flag Warning - Small Fires | Wire-to-wire contact | Aggregated | 2058 | 3.5914e-06 | 572.0063 | 0.0020543 | 2058 | Mitigation | 0.95 | 45 | 0 | esc | 0.00097009 | 3.484e-09 | 0.00097009 | 3.484e-09 | 0.034918 | 4.1554e-09 | 0.0080352 | 4.7577e-09
[120 empty] | 7.3.3.17.5 (Remote Grid) Updates to grid topology to minimize risk of ignition in HFTDs Remote GridWLDFRWire-to-wire contactAggregated | WLDFR | HFTD - Distribution - Tier 3 - 4QU CoRE ¦ 2QU LoRE | Red Flag Warning - Small Fires | Wire-to-wire contact | Aggregated | 2059 | 3.5914e-06 | 572.0063 | 0.0020543 | 2059 | Mitigation | 0.95 | 45 | 0 | esc | 0.00097009 | 3.484e-09 | 0.00097009 | 3.484e-09 | 0.034918 | 4.1554e-09 | 0.0080352 | 4.7577e-09
[120 empty] | 7.3.3.17.5 (Remote Grid) Updates to grid topology to minimize risk of ignition in HFTDs Remote GridWLDFRWire-to-wire contactAggregated | WLDFR | HFTD - Distribution - Tier 3 - 4QU CoRE ¦ 2QU LoRE | Red Flag Warning - Small Fires | Wire-to-wire contact | Aggregated | 2060 | 3.5914e-06 | 572.0063 | 0.0020543 | 2060 | Mitigation | 0.95 | 45 | 0 | esc | 0.00097009 | 3.484e-09 | 0.00097009 | 3.484e-09 | 0.034918 | 4.1554e-09 | 0.0080352 | 4.7577e-09
[120 empty] | 7.3.3.17.5 (Remote Grid) Updates to grid topology to minimize risk of ignition in HFTDs Remote GridWLDFRWire-to-wire contactAggregated | WLDFR | HFTD - Distribution - Tier 3 - 4QU CoRE ¦ 2QU LoRE | Red Flag Warning - Small Fires | Wire-to-wire contact | Aggregated | 2061 | 3.5914e-06 | 572.0063 | 0.0020543 | 2061 | Mitigation | 0.95 | 45 | 0 | esc | 0.00097009 | 3.484e-09 | 0.00097009 | 3.484e-09 | 0.034918 | 4.1554e-09 | 0.0080352 | 4.7577e-09
[120 empty] | 7.3.3.17.5 (Remote Grid) Updates to grid topology to minimize risk of ignition in HFTDs Remote GridWLDFRWire-to-wire contactAggregated | WLDFR | HFTD - Distribution - Tier 3 - 4QU CoRE ¦ 2QU LoRE | Red Flag Warning - Small Fires | Wire-to-wire contact | Aggregated | 2062 | 3.5914e-06 | 572.0063 | 0.0020543 | 2062 | Mitigation | 0.95 | 45 | 0 | esc | 0.00097009 | 3.484e-09 | 0.00097009 | 3.484e-09 | 0.034918 | 4.1554e-09 | 0.0080352 | 4.7577e-09
[120 empty] | 7.3.3.17.5 (Remote Grid) Updates to grid topology to minimize risk of ignition in HFTDs Remote GridWLDFRWire-to-wire contactAggregated | WLDFR | HFTD - Distribution - Tier 3 - 4QU CoRE ¦ 2QU LoRE | Red Flag Warning - Small Fires | Wire-to-wire contact | Aggregated | 2063 | 3.5914e-06 | 572.0063 | 0.0020543 | 2063 | Mitigation | 0.95 | 45 | 0 | esc | 0.00097009 | 3.484e-09 | 0.00097009 | 3.484e-09 | 0.034918 | 4.1554e-09 | 0.0080352 | 4.7577e-09
[120 empty] | 7.3.3.17.5 (Remote Grid) Updates to grid topology to minimize risk of ignition in HFTDs Remote GridWLDFRWire-to-wire contactAggregated | WLDFR | HFTD - Distribution - Tier 3 - 4QU CoRE ¦ 2QU LoRE | Red Flag Warning - Small Fires | Wire-to-wire contact | Aggregated | 2064 | 3.5914e-06 | 572.0063 | 0.0020543 | 2064 | Mitigation | 0.95 | 45 | 0 | esc | 0.00097009 | 3.484e-09 | 0.00097009 | 3.484e-09 | 0.034918 | 4.1554e-09 | 0.0080352 | 4.7577e-09
[120 empty] | 7.3.3.17.5 (Remote Grid) Updates to grid topology to minimize risk of ignition in HFTDs Remote GridWLDFRWire-to-wire contactAggregated | WLDFR | HFTD - Distribution - Tier 3 - 4QU CoRE ¦ 2QU LoRE | Red Flag Warning - Small Fires | Wire-to-wire contact | Aggregated | 2065 | 3.5914e-06 | 572.0063 | 0.0020543 | 2065 | Mitigation | 0.95 | 45 | 0 | esc | 0.00097009 | 3.484e-09 | 0.00097009 | 3.484e-09 | 0.034918 | 4.1554e-09 | 0.0080352 | 4.7577e-09
[120 empty] | 7.3.3.17.5 (Remote Grid) Updates to grid topology to minimize risk of ignition in HFTDs Remote GridWLDFRWire-to-wire contactAggregated | WLDFR | HFTD - Distribution - Tier 3 - 4QU CoRE ¦ 2QU LoRE | Red Flag Warning - Small Fires | Wire-to-wire contact | Aggregated | 2066 | 3.5914e-06 | 572.0063 | 0.0020543 | 2066 | Mitigation | 0.95 | 45 | 0 | esc | 0.00097009 | 3.484e-09 | 0.00097009 | 3.484e-09 | 0.034918 | 4.1554e-09 | 0.0080352 | 4.7577e-09
[120 empty] | 7.3.3.17.5 (Remote Grid) Updates to grid topology to minimize risk of ignition in HFTDs Remote GridWLDFRWire-to-wire contactAggregated | WLDFR | HFTD - Distribution - Tier 3 - 4QU CoRE ¦ 2QU LoRE | Red Flag Warning - Small Fires | Wire-to-wire contact | Aggregated | 2067 | 3.5914e-06 | 572.0063 | 0.0020543 | 2067 | Mitigation | 0.95 | 45 | 0 | esc | 0 | 0 | 0.00097009 | 3.484e-09 | 0.034918 | 4.1554e-09 | 0.0080352 | 4.7577e-09
[120 empty] | 7.3.3.17.5 (Remote Grid) Updates to grid topology to minimize risk of ignition in HFTDs Remote GridWLDFRContact from objectAggregated | WLDFR | HFTD - Distribution - Tier 3 - 4QU CoRE ¦ 3QU LoRE | Non-Red Flag Warning - Catastrophic Fires | Contact from object | Aggregated | 2022 | 1.8972e-07 | 384.7705 | 7.2997e-05 | 2022 | Mitigation | 0.95 | 45 | 0 | esc | 0.00097009 | 1.8404e-10 | 0 | 0 | 0.034918 | 4.1554e-09 | 0.0080352 | 4.7577e-09
[120 empty] | 7.3.3.17.5 (Remote Grid) Updates to grid topology to minimize risk of ignition in HFTDs Remote GridWLDFRContact from objectAggregated | WLDFR | HFTD - Distribution - Tier 3 - 4QU CoRE ¦ 3QU LoRE | Non-Red Flag Warning - Catastrophic Fires | Contact from object | Aggregated | 2023 | 1.8972e-07 | 384.7705 | 7.2997e-05 | 2023 | Mitigation | 0.95 | 45 | 0 | esc | 0.00097009 | 1.8404e-10 | 0.00097009 | 1.8404e-10 | 0.034918 | 4.1554e-09 | 0.0080352 | 4.7577e-09
[120 empty] | 7.3.3.17.5 (Remote Grid) Updates to grid topology to minimize risk of ignition in HFTDs Remote GridWLDFRContact from objectAggregated | WLDFR | HFTD - Distribution - Tier 3 - 4QU CoRE ¦ 3QU LoRE | Non-Red Flag Warning - Catastrophic Fires | Contact from object | Aggregated | 2024 | 1.8972e-07 | 384.7705 | 7.2997e-05 | 2024 | Mitigation | 0.95 | 45 | 0 | esc | 0.00097009 | 1.8404e-10 | 0.00097009 | 1.8404e-10 | 0.034918 | 4.1554e-09 | 0.0080352 | 4.7577e-09
[120 empty] | 7.3.3.17.5 (Remote Grid) Updates to grid topology to minimize risk of ignition in HFTDs Remote GridWLDFRContact from objectAggregated | WLDFR | HFTD - Distribution - Tier 3 - 4QU CoRE ¦ 3QU LoRE | Non-Red Flag Warning - Catastrophic Fires | Contact from object | Aggregated | 2025 | 1.8972e-07 | 384.7705 | 7.2997e-05 | 2025 | Mitigation | 0.95 | 45 | 0 | esc | 0.00097009 | 1.8404e-10 | 0.00097009 | 1.8404e-10 | 0.034918 | 4.1554e-09 | 0.0080352 | 4.7577e-09
[120 empty] | 7.3.3.17.5 (Remote Grid) Updates to grid topology to minimize risk of ignition in HFTDs Remote GridWLDFRContact from objectAggregated | WLDFR | HFTD - Distribution - Tier 3 - 4QU CoRE ¦ 3QU LoRE | Non-Red Flag Warning - Catastrophic Fires | Contact from object | Aggregated | 2026 | 1.8972e-07 | 384.7705 | 7.2997e-05 | 2026 | Mitigation | 0.95 | 45 | 0 | esc | 0.00097009 | 1.8404e-10 | 0.00097009 | 1.8404e-10 | 0.034918 | 4.1554e-09 | 0.0080352 | 4.7577e-09
[120 empty] | 7.3.3.17.5 (Remote Grid) Updates to grid topology to minimize risk of ignition in HFTDs Remote GridWLDFRContact from objectAggregated | WLDFR | HFTD - Distribution - Tier 3 - 4QU CoRE ¦ 3QU LoRE | Non-Red Flag Warning - Catastrophic Fires | Contact from object | Aggregated | 2027 | 1.8972e-07 | 384.7705 | 7.2997e-05 | 2027 | Mitigation | 0.95 | 45 | 0 | esc | 0.00097009 | 1.8404e-10 | 0.00097009 | 1.8404e-10 | 0.034918 | 4.1554e-09 | 0.0080352 | 4.7577e-09
[120 empty] | 7.3.3.17.5 (Remote Grid) Updates to grid topology to minimize risk of ignition in HFTDs Remote GridWLDFRContact from objectAggregated | WLDFR | HFTD - Distribution - Tier 3 - 4QU CoRE ¦ 3QU LoRE | Non-Red Flag Warning - Catastrophic Fires | Contact from object | Aggregated | 2028 | 1.8972e-07 | 384.7705 | 7.2997e-05 | 2028 | Mitigation | 0.95 | 45 | 0 | esc | 0.00097009 | 1.8404e-10 | 0.00097009 | 1.8404e-10 | 0.034918 | 4.1554e-09 | 0.0080352 | 4.7577e-09
[120 empty] | 7.3.3.17.5 (Remote Grid) Updates to grid topology to minimize risk of ignition in HFTDs Remote GridWLDFRContact from objectAggregated | WLDFR | HFTD - Distribution - Tier 3 - 4QU CoRE ¦ 3QU LoRE | Non-Red Flag Warning - Catastrophic Fires | Contact from object | Aggregated | 2029 | 1.8972e-07 | 384.7705 | 7.2997e-05 | 2029 | Mitigation | 0.95 | 45 | 0 | esc | 0.00097009 | 1.8404e-10 | 0.00097009 | 1.8404e-10 | 0.034918 | 4.1554e-09 | 0.0080352 | 4.7577e-09
[120 empty] | 7.3.3.17.5 (Remote Grid) Updates to grid topology to minimize risk of ignition in HFTDs Remote GridWLDFRContact from objectAggregated | WLDFR | HFTD - Distribution - Tier 3 - 4QU CoRE ¦ 3QU LoRE | Non-Red Flag Warning - Catastrophic Fires | Contact from object | Aggregated | 2030 | 1.8972e-07 | 384.7705 | 7.2997e-05 | 2030 | Mitigation | 0.95 | 45 | 0 | esc | 0.00097009 | 1.8404e-10 | 0.00097009 | 1.8404e-10 | 0 | 0 | 0.0080352 | 4.7577e-09
[120 empty] | 7.3.3.17.5 (Remote Grid) Updates to grid topology to minimize risk of ignition in HFTDs Remote GridWLDFRContact from objectAggregated | WLDFR | HFTD - Distribution - Tier 3 - 4QU CoRE ¦ 3QU LoRE | Non-Red Flag Warning - Catastrophic Fires | Contact from object | Aggregated | 2031 | 1.8972e-07 | 384.7705 | 7.2997e-05 | 2031 | Mitigation | 0.95 | 45 | 0 | esc | 0.00097009 | 1.8404e-10 | 0.00097009 | 1.8404e-10 | 0.034918 | 5.1558e-09 | 0.0080352 | 4.7577e-09
[120 empty] | 7.3.3.17.5 (Remote Grid) Updates to grid topology to minimize risk of ignition in HFTDs Remote GridWLDFRContact from objectAggregated | WLDFR | HFTD - Distribution - Tier 3 - 4QU CoRE ¦ 3QU LoRE | Non-Red Flag Warning - Catastrophic Fires | Contact from object | Aggregated | 2032 | 1.8972e-07 | 384.7705 | 7.2997e-05 | 2032 | Mitigation | 0.95 | 45 | 0 | esc | 0.00097009 | 1.8404e-10 | 0.00097009 | 1.8404e-10 | 0.034918 | 5.1558e-09 | 0.0080352 | 4.7577e-09
[120 empty] | 7.3.3.17.5 (Remote Grid) Updates to grid topology to minimize risk of ignition in HFTDs Remote GridWLDFRContact from objectAggregated | WLDFR | HFTD - Distribution - Tier 3 - 4QU CoRE ¦ 3QU LoRE | Non-Red Flag Warning - Catastrophic Fires | Contact from object | Aggregated | 2033 | 1.8972e-07 | 384.7705 | 7.2997e-05 | 2033 | Mitigation | 0.95 | 45 | 0 | esc | 0.00097009 | 1.8404e-10 | 0.00097009 | 1.8404e-10 | 0.034918 | 5.1558e-09 | 0.0080352 | 4.7577e-09
[120 empty] | 7.3.3.17.5 (Remote Grid) Updates to grid topology to minimize risk of ignition in HFTDs Remote GridWLDFRContact from objectAggregated | WLDFR | HFTD - Distribution - Tier 3 - 4QU CoRE ¦ 3QU LoRE | Non-Red Flag Warning - Catastrophic Fires | Contact from object | Aggregated | 2034 | 1.8972e-07 | 384.7705 | 7.2997e-05 | 2034 | Mitigation | 0.95 | 45 | 0 | esc | 0.00097009 | 1.8404e-10 | 0.00097009 | 1.8404e-10 | 0.034918 | 5.1558e-09 | 0 | 0
[120 empty] | 7.3.3.17.5 (Remote Grid) Updates to grid topology to minimize risk of ignition in HFTDs Remote GridWLDFRContact from objectAggregated | WLDFR | HFTD - Distribution - Tier 3 - 4QU CoRE ¦ 3QU LoRE | Non-Red Flag Warning - Catastrophic Fires | Contact from object | Aggregated | 2035 | 1.8972e-07 | 384.7705 | 7.2997e-05 | 2035 | Mitigation | 0.95 | 45 | 0 | esc | 0.00097009 | 1.8404e-10 | 0.00097009 | 1.8404e-10 | 0.034918 | 5.1558e-09 | 0 | 0
[120 empty] | 7.3.3.17.5 (Remote Grid) Updates to grid topology to minimize risk of ignition in HFTDs Remote GridWLDFRContact from objectAggregated | WLDFR | HFTD - Distribution - Tier 3 - 4QU CoRE ¦ 3QU LoRE | Non-Red Flag Warning - Catastrophic Fires | Contact from object | Aggregated | 2036 | 1.8972e-07 | 384.7705 | 7.2997e-05 | 2036 | Mitigation | 0.95 | 45 | 0 | esc | 0.00097009 | 1.8404e-10 | 0.00097009 | 1.8404e-10 | 0.034918 | 5.1558e-09 | 0.010315 | 2.7689e-09
[120 empty] | 7.3.3.17.5 (Remote Grid) Updates to grid topology to minimize risk of ignition in HFTDs Remote GridWLDFRContact from objectAggregated | WLDFR | HFTD - Distribution - Tier 3 - 4QU CoRE ¦ 3QU LoRE | Non-Red Flag Warning - Catastrophic Fires | Contact from object | Aggregated | 2037 | 1.8972e-07 | 384.7705 | 7.2997e-05 | 2037 | Mitigation | 0.95 | 45 | 0 | esc | 0.00097009 | 1.8404e-10 | 0.00097009 | 1.8404e-10 | 0.034918 | 5.1558e-09 | 0.010315 | 2.7689e-09
[120 empty] | 7.3.3.17.5 (Remote Grid) Updates to grid topology to minimize risk of ignition in HFTDs Remote GridWLDFRContact from objectAggregated | WLDFR | HFTD - Distribution - Tier 3 - 4QU CoRE ¦ 3QU LoRE | Non-Red Flag Warning - Catastrophic Fires | Contact from object | Aggregated | 2038 | 1.8972e-07 | 384.7705 | 7.2997e-05 | 2038 | Mitigation | 0.95 | 45 | 0 | esc | 0.00097009 | 1.8404e-10 | 0.00097009 | 1.8404e-10 | 0.034918 | 5.1558e-09 | 0.010315 | 2.7689e-09
[120 empty] | 7.3.3.17.5 (Remote Grid) Updates to grid topology to minimize risk of ignition in HFTDs Remote GridWLDFRContact from objectAggregated | WLDFR | HFTD - Distribution - Tier 3 - 4QU CoRE ¦ 3QU LoRE | Non-Red Flag Warning - Catastrophic Fires | Contact from object | Aggregated | 2039 | 1.8972e-07 | 384.7705 | 7.2997e-05 | 2039 | Mitigation | 0.95 | 45 | 0 | esc | 0.00097009 | 1.8404e-10 | 0.00097009 | 1.8404e-10 | 0.034918 | 5.1558e-09 | 0.010315 | 2.7689e-09
[120 empty] | 7.3.3.17.5 (Remote Grid) Updates to grid topology to minimize risk of ignition in HFTDs Remote GridWLDFRContact from objectAggregated | WLDFR | HFTD - Distribution - Tier 3 - 4QU CoRE ¦ 3QU LoRE | Non-Red Flag Warning - Catastrophic Fires | Contact from object | Aggregated | 2040 | 1.8972e-07 | 384.7705 | 7.2997e-05 | 2040 | Mitigation | 0.95 | 45 | 0 | esc | 0.00097009 | 1.8404e-10 | 0.00097009 | 1.8404e-10 | 0.034918 | 5.1558e-09 | 0.010315 | 2.7689e-09
[120 empty] | 7.3.3.17.5 (Remote Grid) Updates to grid topology to minimize risk of ignition in HFTDs Remote GridWLDFRContact from objectAggregated | WLDFR | HFTD - Distribution - Tier 3 - 4QU CoRE ¦ 3QU LoRE | Non-Red Flag Warning - Catastrophic Fires | Contact from object | Aggregated | 2041 | 1.8972e-07 | 384.7705 | 7.2997e-05 | 2041 | Mitigation | 0.95 | 45 | 0 | esc | 0.00097009 | 1.8404e-10 | 0.00097009 | 1.8404e-10 | 0.034918 | 5.1558e-09 | 0.010315 | 2.7689e-09
[120 empty] | 7.3.3.17.5 (Remote Grid) Updates to grid topology to minimize risk of ignition in HFTDs Remote GridWLDFRContact from objectAggregated | WLDFR | HFTD - Distribution - Tier 3 - 4QU CoRE ¦ 3QU LoRE | Non-Red Flag Warning - Catastrophic Fires | Contact from object | Aggregated | 2042 | 1.8972e-07 | 384.7705 | 7.2997e-05 | 2042 | Mitigation | 0.95 | 45 | 0 | esc | 0.00097009 | 1.8404e-10 | 0.00097009 | 1.8404e-10 | 0.034918 | 5.1558e-09 | 0.010315 | 2.7689e-09
[120 empty] | 7.3.3.17.5 (Remote Grid) Updates to grid topology to minimize risk of ignition in HFTDs Remote GridWLDFRContact from objectAggregated | WLDFR | HFTD - Distribution - Tier 3 - 4QU CoRE ¦ 3QU LoRE | Non-Red Flag Warning - Catastrophic Fires | Contact from object | Aggregated | 2043 | 1.8972e-07 | 384.7705 | 7.2997e-05 | 2043 | Mitigation | 0.95 | 45 | 0 | esc | 0.00097009 | 1.8404e-10 | 0.00097009 | 1.8404e-10 | 0.034918 | 5.1558e-09 | 0.010315 | 2.7689e-09
[120 empty] | 7.3.3.17.5 (Remote Grid) Updates to grid topology to minimize risk of ignition in HFTDs Remote GridWLDFRContact from objectAggregated | WLDFR | HFTD - Distribution - Tier 3 - 4QU CoRE ¦ 3QU LoRE | Non-Red Flag Warning - Catastrophic Fires | Contact from object | Aggregated | 2044 | 1.8972e-07 | 384.7705 | 7.2997e-05 | 2044 | Mitigation | 0.95 | 45 | 0 | esc | 0.00097009 | 1.8404e-10 | 0.00097009 | 1.8404e-10 | 0.034918 | 5.1558e-09 | 0.010315 | 2.7689e-09
[120 empty] | 7.3.3.17.5 (Remote Grid) Updates to grid topology to minimize risk of ignition in HFTDs Remote GridWLDFRContact from objectAggregated | WLDFR | HFTD - Distribution - Tier 3 - 4QU CoRE ¦ 3QU LoRE | Non-Red Flag Warning - Catastrophic Fires | Contact from object | Aggregated | 2045 | 1.8972e-07 | 384.7705 | 7.2997e-05 | 2045 | Mitigation | 0.95 | 45 | 0 | esc | 0.00097009 | 1.8404e-10 | 0.00097009 | 1.8404e-10 | 0.034918 | 5.1558e-09 | 0.010315 | 2.7689e-09
[120 empty] | 7.3.3.17.5 (Remote Grid) Updates to grid topology to minimize risk of ignition in HFTDs Remote GridWLDFRContact from objectAggregated | WLDFR | HFTD - Distribution - Tier 3 - 4QU CoRE ¦ 3QU LoRE | Non-Red Flag Warning - Catastrophic Fires | Contact from object | Aggregated | 2046 | 1.8972e-07 | 384.7705 | 7.2997e-05 | 2046 | Mitigation | 0.95 | 45 | 0 | esc | 0.00097009 | 1.8404e-10 | 0.00097009 | 1.8404e-10 | 0.034918 | 5.1558e-09 | 0.010315 | 2.7689e-09
[120 empty] | 7.3.3.17.5 (Remote Grid) Updates to grid topology to minimize risk of ignition in HFTDs Remote GridWLDFRContact from objectAggregated | WLDFR | HFTD - Distribution - Tier 3 - 4QU CoRE ¦ 3QU LoRE | Non-Red Flag Warning - Catastrophic Fires | Contact from object | Aggregated | 2047 | 1.8972e-07 | 384.7705 | 7.2997e-05 | 2047 | Mitigation | 0.95 | 45 | 0 | esc | 0.00097009 | 1.8404e-10 | 0.00097009 | 1.8404e-10 | 0.034918 | 5.1558e-09 | 0.010315 | 2.7689e-09
[120 empty] | 7.3.3.17.5 (Remote Grid) Updates to grid topology to minimize risk of ignition in HFTDs Remote GridWLDFRContact from objectAggregated | WLDFR | HFTD - Distribution - Tier 3 - 4QU CoRE ¦ 3QU LoRE | Non-Red Flag Warning - Catastrophic Fires | Contact from object | Aggregated | 2048 | 1.8972e-07 | 384.7705 | 7.2997e-05 | 2048 | Mitigation | 0.95 | 45 | 0 | esc | 0.00097009 | 1.8404e-10 | 0.00097009 | 1.8404e-10 | 0.034918 | 5.1558e-09 | 0.010315 | 2.7689e-09
[120 empty] | 7.3.3.17.5 (Remote Grid) Updates to grid topology to minimize risk of ignition in HFTDs Remote GridWLDFRContact from objectAggregated | WLDFR | HFTD - Distribution - Tier 3 - 4QU CoRE ¦ 3QU LoRE | Non-Red Flag Warning - Catastrophic Fires | Contact from object | Aggregated | 2049 | 1.8972e-07 | 384.7705 | 7.2997e-05 | 2049 | Mitigation | 0.95 | 45 | 0 | esc | 0.00097009 | 1.8404e-10 | 0.00097009 | 1.8404e-10 | 0.034918 | 5.1558e-09 | 0.010315 | 2.7689e-09
[120 empty] | 7.3.3.17.5 (Remote Grid) Updates to grid topology to minimize risk of ignition in HFTDs Remote GridWLDFRContact from objectAggregated | WLDFR | HFTD - Distribution - Tier 3 - 4QU CoRE ¦ 3QU LoRE | Non-Red Flag Warning - Catastrophic Fires | Contact from object | Aggregated | 2050 | 1.8972e-07 | 384.7705 | 7.2997e-05 | 2050 | Mitigation | 0.95 | 45 | 0 | esc | 0.00097009 | 1.8404e-10 | 0.00097009 | 1.8404e-10 | 0.034918 | 5.1558e-09 | 0.010315 | 2.7689e-09
[120 empty] | 7.3.3.17.5 (Remote Grid) Updates to grid topology to minimize risk of ignition in HFTDs Remote GridWLDFRContact from objectAggregated | WLDFR | HFTD - Distribution - Tier 3 - 4QU CoRE ¦ 3QU LoRE | Non-Red Flag Warning - Catastrophic Fires | Contact from object | Aggregated | 2051 | 1.8972e-07 | 384.7705 | 7.2997e-05 | 2051 | Mitigation | 0.95 | 45 | 0 | esc | 0.00097009 | 1.8404e-10 | 0.00097009 | 1.8404e-10 | 0.034918 | 5.1558e-09 | 0.010315 | 2.7689e-09
[120 empty] | 7.3.3.17.5 (Remote Grid) Updates to grid topology to minimize risk of ignition in HFTDs Remote GridWLDFRContact from objectAggregated | WLDFR | HFTD - Distribution - Tier 3 - 4QU CoRE ¦ 3QU LoRE | Non-Red Flag Warning - Catastrophic Fires | Contact from object | Aggregated | 2052 | 1.8972e-07 | 384.7705 | 7.2997e-05 | 2052 | Mitigation | 0.95 | 45 | 0 | esc | 0.00097009 | 1.8404e-10 | 0.00097009 | 1.8404e-10 | 0.034918 | 5.1558e-09 | 0.010315 | 2.7689e-09
[120 empty] | 7.3.3.17.5 (Remote Grid) Updates to grid topology to minimize risk of ignition in HFTDs Remote GridWLDFRContact from objectAggregated | WLDFR | HFTD - Distribution - Tier 3 - 4QU CoRE ¦ 3QU LoRE | Non-Red Flag Warning - Catastrophic Fires | Contact from object | Aggregated | 2053 | 1.8972e-07 | 384.7705 | 7.2997e-05 | 2053 | Mitigation | 0.95 | 45 | 0 | esc | 0.00097009 | 1.8404e-10 | 0.00097009 | 1.8404e-10 | 0.034918 | 5.1558e-09 | 0.010315 | 2.7689e-09
[120 empty] | 7.3.3.17.5 (Remote Grid) Updates to grid topology to minimize risk of ignition in HFTDs Remote GridWLDFRContact from objectAggregated | WLDFR | HFTD - Distribution - Tier 3 - 4QU CoRE ¦ 3QU LoRE | Non-Red Flag Warning - Catastrophic Fires | Contact from object | Aggregated | 2054 | 1.8972e-07 | 384.7705 | 7.2997e-05 | 2054 | Mitigation | 0.95 | 45 | 0 | esc | 0.00097009 | 1.8404e-10 | 0.00097009 | 1.8404e-10 | 0.034918 | 5.1558e-09 | 0.010315 | 2.7689e-09
[120 empty] | 7.3.3.17.5 (Remote Grid) Updates to grid topology to minimize risk of ignition in HFTDs Remote GridWLDFRContact from objectAggregated | WLDFR | HFTD - Distribution - Tier 3 - 4QU CoRE ¦ 3QU LoRE | Non-Red Flag Warning - Catastrophic Fires | Contact from object | Aggregated | 2055 | 1.8972e-07 | 384.7705 | 7.2997e-05 | 2055 | Mitigation | 0.95 | 45 | 0 | esc | 0.00097009 | 1.8404e-10 | 0.00097009 | 1.8404e-10 | 0.034918 | 5.1558e-09 | 0.010315 | 2.7689e-09
[120 empty] | 7.3.3.17.5 (Remote Grid) Updates to grid topology to minimize risk of ignition in HFTDs Remote GridWLDFRContact from objectAggregated | WLDFR | HFTD - Distribution - Tier 3 - 4QU CoRE ¦ 3QU LoRE | Non-Red Flag Warning - Catastrophic Fires | Contact from object | Aggregated | 2056 | 1.8972e-07 | 384.7705 | 7.2997e-05 | 2056 | Mitigation | 0.95 | 45 | 0 | esc | 0.00097009 | 1.8404e-10 | 0.00097009 | 1.8404e-10 | 0.034918 | 5.1558e-09 | 0.010315 | 2.7689e-09
[120 empty] | 7.3.3.17.5 (Remote Grid) Updates to grid topology to minimize risk of ignition in HFTDs Remote GridWLDFRContact from objectAggregated | WLDFR | HFTD - Distribution - Tier 3 - 4QU CoRE ¦ 3QU LoRE | Non-Red Flag Warning - Catastrophic Fires | Contact from object | Aggregated | 2057 | 1.8972e-07 | 384.7705 | 7.2997e-05 | 2057 | Mitigation | 0.95 | 45 | 0 | esc | 0.00097009 | 1.8404e-10 | 0.00097009 | 1.8404e-10 | 0.034918 | 5.1558e-09 | 0.010315 | 2.7689e-09
[120 empty] | 7.3.3.17.5 (Remote Grid) Updates to grid topology to minimize risk of ignition in HFTDs Remote GridWLDFRContact from objectAggregated | WLDFR | HFTD - Distribution - Tier 3 - 4QU CoRE ¦ 3QU LoRE | Non-Red Flag Warning - Catastrophic Fires | Contact from object | Aggregated | 2058 | 1.8972e-07 | 384.7705 | 7.2997e-05 | 2058 | Mitigation | 0.95 | 45 | 0 | esc | 0.00097009 | 1.8404e-10 | 0.00097009 | 1.8404e-10 | 0.034918 | 5.1558e-09 | 0.010315 | 2.7689e-09
[120 empty] | 7.3.3.17.5 (Remote Grid) Updates to grid topology to minimize risk of ignition in HFTDs Remote GridWLDFRContact from objectAggregated | WLDFR | HFTD - Distribution - Tier 3 - 4QU CoRE ¦ 3QU LoRE | Non-Red Flag Warning - Catastrophic Fires | Contact from object | Aggregated | 2059 | 1.8972e-07 | 384.7705 | 7.2997e-05 | 2059 | Mitigation | 0.95 | 45 | 0 | esc | 0.00097009 | 1.8404e-10 | 0.00097009 | 1.8404e-10 | 0.034918 | 5.1558e-09 | 0.010315 | 2.7689e-09
[120 empty] | 7.3.3.17.5 (Remote Grid) Updates to grid topology to minimize risk of ignition in HFTDs Remote GridWLDFRContact from objectAggregated | WLDFR | HFTD - Distribution - Tier 3 - 4QU CoRE ¦ 3QU LoRE | Non-Red Flag Warning - Catastrophic Fires | Contact from object | Aggregated | 2060 | 1.8972e-07 | 384.7705 | 7.2997e-05 | 2060 | Mitigation | 0.95 | 45 | 0 | esc | 0.00097009 | 1.8404e-10 | 0.00097009 | 1.8404e-10 | 0.034918 | 5.1558e-09 | 0.010315 | 2.7689e-09
[120 empty] | 7.3.3.17.5 (Remote Grid) Updates to grid topology to minimize risk of ignition in HFTDs Remote GridWLDFRContact from objectAggregated | WLDFR | HFTD - Distribution - Tier 3 - 4QU CoRE ¦ 3QU LoRE | Non-Red Flag Warning - Catastrophic Fires | Contact from object | Aggregated | 2061 | 1.8972e-07 | 384.7705 | 7.2997e-05 | 2061 | Mitigation | 0.95 | 45 | 0 | esc | 0.00097009 | 1.8404e-10 | 0.00097009 | 1.8404e-10 | 0.034918 | 5.1558e-09 | 0.010315 | 2.7689e-09
[120 empty] | 7.3.3.17.5 (Remote Grid) Updates to grid topology to minimize risk of ignition in HFTDs Remote GridWLDFRContact from objectAggregated | WLDFR | HFTD - Distribution - Tier 3 - 4QU CoRE ¦ 3QU LoRE | Non-Red Flag Warning - Catastrophic Fires | Contact from object | Aggregated | 2062 | 1.8972e-07 | 384.7705 | 7.2997e-05 | 2062 | Mitigation | 0.95 | 45 | 0 | esc | 0.00097009 | 1.8404e-10 | 0.00097009 | 1.8404e-10 | 0.034918 | 5.1558e-09 | 0.010315 | 2.7689e-09
[120 empty] | 7.3.3.17.5 (Remote Grid) Updates to grid topology to minimize risk of ignition in HFTDs Remote GridWLDFRContact from objectAggregated | WLDFR | HFTD - Distribution - Tier 3 - 4QU CoRE ¦ 3QU LoRE | Non-Red Flag Warning - Catastrophic Fires | Contact from object | Aggregated | 2063 | 1.8972e-07 | 384.7705 | 7.2997e-05 | 2063 | Mitigation | 0.95 | 45 | 0 | esc | 0.00097009 | 1.8404e-10 | 0.00097009 | 1.8404e-10 | 0.034918 | 5.1558e-09 | 0.010315 | 2.7689e-09
[120 empty] | 7.3.3.17.5 (Remote Grid) Updates to grid topology to minimize risk of ignition in HFTDs Remote GridWLDFRContact from objectAggregated | WLDFR | HFTD - Distribution - Tier 3 - 4QU CoRE ¦ 3QU LoRE | Non-Red Flag Warning - Catastrophic Fires | Contact from object | Aggregated | 2064 | 1.8972e-07 | 384.7705 | 7.2997e-05 | 2064 | Mitigation | 0.95 | 45 | 0 | esc | 0.00097009 | 1.8404e-10 | 0.00097009 | 1.8404e-10 | 0.034918 | 5.1558e-09 | 0.010315 | 2.7689e-09
[120 empty] | 7.3.3.17.5 (Remote Grid) Updates to grid topology to minimize risk of ignition in HFTDs Remote GridWLDFRContact from objectAggregated | WLDFR | HFTD - Distribution - Tier 3 - 4QU CoRE ¦ 3QU LoRE | Non-Red Flag Warning - Catastrophic Fires | Contact from object | Aggregated | 2065 | 1.8972e-07 | 384.7705 | 7.2997e-05 | 2065 | Mitigation | 0.95 | 45 | 0 | esc | 0.00097009 | 1.8404e-10 | 0.00097009 | 1.8404e-10 | 0.034918 | 5.1558e-09 | 0.010315 | 2.7689e-09
[120 empty] | 7.3.3.17.5 (Remote Grid) Updates to grid topology to minimize risk of ignition in HFTDs Remote GridWLDFRContact from objectAggregated | WLDFR | HFTD - Distribution - Tier 3 - 4QU CoRE ¦ 3QU LoRE | Non-Red Flag Warning - Catastrophic Fires | Contact from object | Aggregated | 2066 | 1.8972e-07 | 384.7705 | 7.2997e-05 | 2066 | Mitigation | 0.95 | 45 | 0 | esc | 0.00097009 | 1.8404e-10 | 0.00097009 | 1.8404e-10 | 0.034918 | 5.1558e-09 | 0 | 0
[120 empty] | 7.3.3.17.5 (Remote Grid) Updates to grid topology to minimize risk of ignition in HFTDs Remote GridWLDFRContact from objectAggregated | WLDFR | HFTD - Distribution - Tier 3 - 4QU CoRE ¦ 3QU LoRE | Non-Red Flag Warning - Catastrophic Fires | Contact from object | Aggregated | 2067 | 1.8972e-07 | 384.7705 | 7.2997e-05 | 2067 | Mitigation | 0.95 | 45 | 0 | esc | 0 | 0 | 0.00097009 | 1.8404e-10 | 0.034918 | 5.1558e-09 | 0 | 0
[120 empty] | 7.3.3.17.5 (Remote Grid) Updates to grid topology to minimize risk of ignition in HFTDs Remote GridWLDFRContaminationAggregated | WLDFR | HFTD - Distribution - Tier 3 - 4QU CoRE ¦ 3QU LoRE | Non-Red Flag Warning - Catastrophic Fires | Contamination | Aggregated | 2022 | 3.5701e-09 | 384.7705 | 1.3737e-06 | 2022 | Mitigation | 0.95 | 45 | 0 | esc | 0.00097009 | 3.4633e-12 | 0 | 0 | 0.034918 | 5.1558e-09 | 0.013666 | 5.843e-09
[120 empty] | 7.3.3.17.5 (Remote Grid) Updates to grid topology to minimize risk of ignition in HFTDs Remote GridWLDFRContaminationAggregated | WLDFR | HFTD - Distribution - Tier 3 - 4QU CoRE ¦ 3QU LoRE | Non-Red Flag Warning - Catastrophic Fires | Contamination | Aggregated | 2023 | 3.5701e-09 | 384.7705 | 1.3737e-06 | 2023 | Mitigation | 0.95 | 45 | 0 | esc | 0.00097009 | 3.4633e-12 | 0.00097009 | 3.4633e-12 | 0.034918 | 5.1558e-09 | 0.013666 | 5.843e-09
[120 empty] | 7.3.3.17.5 (Remote Grid) Updates to grid topology to minimize risk of ignition in HFTDs Remote GridWLDFRContaminationAggregated | WLDFR | HFTD - Distribution - Tier 3 - 4QU CoRE ¦ 3QU LoRE | Non-Red Flag Warning - Catastrophic Fires | Contamination | Aggregated | 2024 | 3.5701e-09 | 384.7705 | 1.3737e-06 | 2024 | Mitigation | 0.95 | 45 | 0 | esc | 0.00097009 | 3.4633e-12 | 0.00097009 | 3.4633e-12 | 0.034918 | 5.1558e-09 | 0.013666 | 5.843e-09
[120 empty] | 7.3.3.17.5 (Remote Grid) Updates to grid topology to minimize risk of ignition in HFTDs Remote GridWLDFRContaminationAggregated | WLDFR | HFTD - Distribution - Tier 3 - 4QU CoRE ¦ 3QU LoRE | Non-Red Flag Warning - Catastrophic Fires | Contamination | Aggregated | 2025 | 3.5701e-09 | 384.7705 | 1.3737e-06 | 2025 | Mitigation | 0.95 | 45 | 0 | esc | 0.00097009 | 3.4633e-12 | 0.00097009 | 3.4633e-12 | 0.034918 | 5.1558e-09 | 0.013666 | 5.843e-09
[120 empty] | 7.3.3.17.5 (Remote Grid) Updates to grid topology to minimize risk of ignition in HFTDs Remote GridWLDFRContaminationAggregated | WLDFR | HFTD - Distribution - Tier 3 - 4QU CoRE ¦ 3QU LoRE | Non-Red Flag Warning - Catastrophic Fires | Contamination | Aggregated | 2026 | 3.5701e-09 | 384.7705 | 1.3737e-06 | 2026 | Mitigation | 0.95 | 45 | 0 | esc | 0.00097009 | 3.4633e-12 | 0.00097009 | 3.4633e-12 | 0.034918 | 5.1558e-09 | 0.013666 | 5.843e-09
[120 empty] | 7.3.3.17.5 (Remote Grid) Updates to grid topology to minimize risk of ignition in HFTDs Remote GridWLDFRContaminationAggregated | WLDFR | HFTD - Distribution - Tier 3 - 4QU CoRE ¦ 3QU LoRE | Non-Red Flag Warning - Catastrophic Fires | Contamination | Aggregated | 2027 | 3.5701e-09 | 384.7705 | 1.3737e-06 | 2027 | Mitigation | 0.95 | 45 | 0 | esc | 0.00097009 | 3.4633e-12 | 0.00097009 | 3.4633e-12 | 0.034918 | 5.1558e-09 | 0.013666 | 5.843e-09
[120 empty] | 7.3.3.17.5 (Remote Grid) Updates to grid topology to minimize risk of ignition in HFTDs Remote GridWLDFRContaminationAggregated | WLDFR | HFTD - Distribution - Tier 3 - 4QU CoRE ¦ 3QU LoRE | Non-Red Flag Warning - Catastrophic Fires | Contamination | Aggregated | 2028 | 3.5701e-09 | 384.7705 | 1.3737e-06 | 2028 | Mitigation | 0.95 | 45 | 0 | esc | 0.00097009 | 3.4633e-12 | 0.00097009 | 3.4633e-12 | 0.034918 | 5.1558e-09 | 0.013666 | 5.843e-09
[120 empty] | 7.3.3.17.5 (Remote Grid) Updates to grid topology to minimize risk of ignition in HFTDs Remote GridWLDFRContaminationAggregated | WLDFR | HFTD - Distribution - Tier 3 - 4QU CoRE ¦ 3QU LoRE | Non-Red Flag Warning - Catastrophic Fires | Contamination | Aggregated | 2029 | 3.5701e-09 | 384.7705 | 1.3737e-06 | 2029 | Mitigation | 0.95 | 45 | 0 | esc | 0.00097009 | 3.4633e-12 | 0.00097009 | 3.4633e-12 | 0.034918 | 5.1558e-09 | 0.013666 | 5.843e-09
[120 empty] | 7.3.3.17.5 (Remote Grid) Updates to grid topology to minimize risk of ignition in HFTDs Remote GridWLDFRContaminationAggregated | WLDFR | HFTD - Distribution - Tier 3 - 4QU CoRE ¦ 3QU LoRE | Non-Red Flag Warning - Catastrophic Fires | Contamination | Aggregated | 2030 | 3.5701e-09 | 384.7705 | 1.3737e-06 | 2030 | Mitigation | 0.95 | 45 | 0 | esc | 0.00097009 | 3.4633e-12 | 0.00097009 | 3.4633e-12 | 0.034918 | 5.1558e-09 | 0.013666 | 5.843e-09
[120 empty] | 7.3.3.17.5 (Remote Grid) Updates to grid topology to minimize risk of ignition in HFTDs Remote GridWLDFRContaminationAggregated | WLDFR | HFTD - Distribution - Tier 3 - 4QU CoRE ¦ 3QU LoRE | Non-Red Flag Warning - Catastrophic Fires | Contamination | Aggregated | 2031 | 3.5701e-09 | 384.7705 | 1.3737e-06 | 2031 | Mitigation | 0.95 | 45 | 0 | esc | 0.00097009 | 3.4633e-12 | 0.00097009 | 3.4633e-12 | 0.034918 | 5.1558e-09 | 0.013666 | 5.843e-09
[120 empty] | 7.3.3.17.5 (Remote Grid) Updates to grid topology to minimize risk of ignition in HFTDs Remote GridWLDFRContaminationAggregated | WLDFR | HFTD - Distribution - Tier 3 - 4QU CoRE ¦ 3QU LoRE | Non-Red Flag Warning - Catastrophic Fires | Contamination | Aggregated | 2032 | 3.5701e-09 | 384.7705 | 1.3737e-06 | 2032 | Mitigation | 0.95 | 45 | 0 | esc | 0.00097009 | 3.4633e-12 | 0.00097009 | 3.4633e-12 | 0.034918 | 5.1558e-09 | 0.013666 | 5.843e-09
[120 empty] | 7.3.3.17.5 (Remote Grid) Updates to grid topology to minimize risk of ignition in HFTDs Remote GridWLDFRContaminationAggregated | WLDFR | HFTD - Distribution - Tier 3 - 4QU CoRE ¦ 3QU LoRE | Non-Red Flag Warning - Catastrophic Fires | Contamination | Aggregated | 2033 | 3.5701e-09 | 384.7705 | 1.3737e-06 | 2033 | Mitigation | 0.95 | 45 | 0 | esc | 0.00097009 | 3.4633e-12 | 0.00097009 | 3.4633e-12 | 0.034918 | 5.1558e-09 | 0.013666 | 5.843e-09
[120 empty] | 7.3.3.17.5 (Remote Grid) Updates to grid topology to minimize risk of ignition in HFTDs Remote GridWLDFRContaminationAggregated | WLDFR | HFTD - Distribution - Tier 3 - 4QU CoRE ¦ 3QU LoRE | Non-Red Flag Warning - Catastrophic Fires | Contamination | Aggregated | 2034 | 3.5701e-09 | 384.7705 | 1.3737e-06 | 2034 | Mitigation | 0.95 | 45 | 0 | esc | 0.00097009 | 3.4633e-12 | 0.00097009 | 3.4633e-12 | 0 | 0 | 0.013666 | 5.843e-09
[120 empty] | 7.3.3.17.5 (Remote Grid) Updates to grid topology to minimize risk of ignition in HFTDs Remote GridWLDFRContaminationAggregated | WLDFR | HFTD - Distribution - Tier 3 - 4QU CoRE ¦ 3QU LoRE | Non-Red Flag Warning - Catastrophic Fires | Contamination | Aggregated | 2035 | 3.5701e-09 | 384.7705 | 1.3737e-06 | 2035 | Mitigation | 0.95 | 45 | 0 | esc | 0.00097009 | 3.4633e-12 | 0.00097009 | 3.4633e-12 | 0.034918 | 4.3102e-08 | 0.013666 | 5.843e-09
[120 empty] | 7.3.3.17.5 (Remote Grid) Updates to grid topology to minimize risk of ignition in HFTDs Remote GridWLDFRContaminationAggregated | WLDFR | HFTD - Distribution - Tier 3 - 4QU CoRE ¦ 3QU LoRE | Non-Red Flag Warning - Catastrophic Fires | Contamination | Aggregated | 2036 | 3.5701e-09 | 384.7705 | 1.3737e-06 | 2036 | Mitigation | 0.95 | 45 | 0 | esc | 0.00097009 | 3.4633e-12 | 0.00097009 | 3.4633e-12 | 0.034918 | 4.3102e-08 | 0.013666 | 5.843e-09
[120 empty] | 7.3.3.17.5 (Remote Grid) Updates to grid topology to minimize risk of ignition in HFTDs Remote GridWLDFRContaminationAggregated | WLDFR | HFTD - Distribution - Tier 3 - 4QU CoRE ¦ 3QU LoRE | Non-Red Flag Warning - Catastrophic Fires | Contamination | Aggregated | 2037 | 3.5701e-09 | 384.7705 | 1.3737e-06 | 2037 | Mitigation | 0.95 | 45 | 0 | esc | 0.00097009 | 3.4633e-12 | 0.00097009 | 3.4633e-12 | 0.034918 | 4.3102e-08 | 0.013666 | 5.843e-09
[120 empty] | 7.3.3.17.5 (Remote Grid) Updates to grid topology to minimize risk of ignition in HFTDs Remote GridWLDFRContaminationAggregated | WLDFR | HFTD - Distribution - Tier 3 - 4QU CoRE ¦ 3QU LoRE | Non-Red Flag Warning - Catastrophic Fires | Contamination | Aggregated | 2038 | 3.5701e-09 | 384.7705 | 1.3737e-06 | 2038 | Mitigation | 0.95 | 45 | 0 | esc | 0.00097009 | 3.4633e-12 | 0.00097009 | 3.4633e-12 | 0.034918 | 4.3102e-08 | 0.013666 | 5.843e-09
[120 empty] | 7.3.3.17.5 (Remote Grid) Updates to grid topology to minimize risk of ignition in HFTDs Remote GridWLDFRContaminationAggregated | WLDFR | HFTD - Distribution - Tier 3 - 4QU CoRE ¦ 3QU LoRE | Non-Red Flag Warning - Catastrophic Fires | Contamination | Aggregated | 2039 | 3.5701e-09 | 384.7705 | 1.3737e-06 | 2039 | Mitigation | 0.95 | 45 | 0 | esc | 0.00097009 | 3.4633e-12 | 0.00097009 | 3.4633e-12 | 0.034918 | 4.3102e-08 | 0.013666 | 5.843e-09
[120 empty] | 7.3.3.17.5 (Remote Grid) Updates to grid topology to minimize risk of ignition in HFTDs Remote GridWLDFRContaminationAggregated | WLDFR | HFTD - Distribution - Tier 3 - 4QU CoRE ¦ 3QU LoRE | Non-Red Flag Warning - Catastrophic Fires | Contamination | Aggregated | 2040 | 3.5701e-09 | 384.7705 | 1.3737e-06 | 2040 | Mitigation | 0.95 | 45 | 0 | esc | 0.00097009 | 3.4633e-12 | 0.00097009 | 3.4633e-12 | 0.034918 | 4.3102e-08 | 0.013666 | 5.843e-09
[120 empty] | 7.3.3.17.5 (Remote Grid) Updates to grid topology to minimize risk of ignition in HFTDs Remote GridWLDFRContaminationAggregated | WLDFR | HFTD - Distribution - Tier 3 - 4QU CoRE ¦ 3QU LoRE | Non-Red Flag Warning - Catastrophic Fires | Contamination | Aggregated | 2041 | 3.5701e-09 | 384.7705 | 1.3737e-06 | 2041 | Mitigation | 0.95 | 45 | 0 | esc | 0.00097009 | 3.4633e-12 | 0.00097009 | 3.4633e-12 | 0.034918 | 4.3102e-08 | 0.013666 | 5.843e-09
[120 empty] | 7.3.3.17.5 (Remote Grid) Updates to grid topology to minimize risk of ignition in HFTDs Remote GridWLDFRContaminationAggregated | WLDFR | HFTD - Distribution - Tier 3 - 4QU CoRE ¦ 3QU LoRE | Non-Red Flag Warning - Catastrophic Fires | Contamination | Aggregated | 2042 | 3.5701e-09 | 384.7705 | 1.3737e-06 | 2042 | Mitigation | 0.95 | 45 | 0 | esc | 0.00097009 | 3.4633e-12 | 0.00097009 | 3.4633e-12 | 0.034918 | 4.3102e-08 | 0.013666 | 5.843e-09
[120 empty] | 7.3.3.17.5 (Remote Grid) Updates to grid topology to minimize risk of ignition in HFTDs Remote GridWLDFRContaminationAggregated | WLDFR | HFTD - Distribution - Tier 3 - 4QU CoRE ¦ 3QU LoRE | Non-Red Flag Warning - Catastrophic Fires | Contamination | Aggregated | 2043 | 3.5701e-09 | 384.7705 | 1.3737e-06 | 2043 | Mitigation | 0.95 | 45 | 0 | esc | 0.00097009 | 3.4633e-12 | 0.00097009 | 3.4633e-12 | 0.034918 | 4.3102e-08 | 0.013666 | 5.843e-09
[120 empty] | 7.3.3.17.5 (Remote Grid) Updates to grid topology to minimize risk of ignition in HFTDs Remote GridWLDFRContaminationAggregated | WLDFR | HFTD - Distribution - Tier 3 - 4QU CoRE ¦ 3QU LoRE | Non-Red Flag Warning - Catastrophic Fires | Contamination | Aggregated | 2044 | 3.5701e-09 | 384.7705 | 1.3737e-06 | 2044 | Mitigation | 0.95 | 45 | 0 | esc | 0.00097009 | 3.4633e-12 | 0.00097009 | 3.4633e-12 | 0.034918 | 4.3102e-08 | 0.013666 | 5.843e-09
[120 empty] | 7.3.3.17.5 (Remote Grid) Updates to grid topology to minimize risk of ignition in HFTDs Remote GridWLDFRContaminationAggregated | WLDFR | HFTD - Distribution - Tier 3 - 4QU CoRE ¦ 3QU LoRE | Non-Red Flag Warning - Catastrophic Fires | Contamination | Aggregated | 2045 | 3.5701e-09 | 384.7705 | 1.3737e-06 | 2045 | Mitigation | 0.95 | 45 | 0 | esc | 0.00097009 | 3.4633e-12 | 0.00097009 | 3.4633e-12 | 0.034918 | 4.3102e-08 | 0.013666 | 5.843e-09
[120 empty] | 7.3.3.17.5 (Remote Grid) Updates to grid topology to minimize risk of ignition in HFTDs Remote GridWLDFRContaminationAggregated | WLDFR | HFTD - Distribution - Tier 3 - 4QU CoRE ¦ 3QU LoRE | Non-Red Flag Warning - Catastrophic Fires | Contamination | Aggregated | 2046 | 3.5701e-09 | 384.7705 | 1.3737e-06 | 2046 | Mitigation | 0.95 | 45 | 0 | esc | 0.00097009 | 3.4633e-12 | 0.00097009 | 3.4633e-12 | 0.034918 | 4.3102e-08 | 0.013666 | 5.843e-09
[120 empty] | 7.3.3.17.5 (Remote Grid) Updates to grid topology to minimize risk of ignition in HFTDs Remote GridWLDFRContaminationAggregated | WLDFR | HFTD - Distribution - Tier 3 - 4QU CoRE ¦ 3QU LoRE | Non-Red Flag Warning - Catastrophic Fires | Contamination | Aggregated | 2047 | 3.5701e-09 | 384.7705 | 1.3737e-06 | 2047 | Mitigation | 0.95 | 45 | 0 | esc | 0.00097009 | 3.4633e-12 | 0.00097009 | 3.4633e-12 | 0.034918 | 4.3102e-08 | 0.013666 | 5.843e-09
[120 empty] | 7.3.3.17.5 (Remote Grid) Updates to grid topology to minimize risk of ignition in HFTDs Remote GridWLDFRContaminationAggregated | WLDFR | HFTD - Distribution - Tier 3 - 4QU CoRE ¦ 3QU LoRE | Non-Red Flag Warning - Catastrophic Fires | Contamination | Aggregated | 2048 | 3.5701e-09 | 384.7705 | 1.3737e-06 | 2048 | Mitigation | 0.95 | 45 | 0 | esc | 0.00097009 | 3.4633e-12 | 0.00097009 | 3.4633e-12 | 0.034918 | 4.3102e-08 | 0.013666 | 5.843e-09
[120 empty] | 7.3.3.17.5 (Remote Grid) Updates to grid topology to minimize risk of ignition in HFTDs Remote GridWLDFRContaminationAggregated | WLDFR | HFTD - Distribution - Tier 3 - 4QU CoRE ¦ 3QU LoRE | Non-Red Flag Warning - Catastrophic Fires | Contamination | Aggregated | 2049 | 3.5701e-09 | 384.7705 | 1.3737e-06 | 2049 | Mitigation | 0.95 | 45 | 0 | esc | 0.00097009 | 3.4633e-12 | 0.00097009 | 3.4633e-12 | 0.034918 | 4.3102e-08 | 0.013666 | 5.843e-09
[120 empty] | 7.3.3.17.5 (Remote Grid) Updates to grid topology to minimize risk of ignition in HFTDs Remote GridWLDFRContaminationAggregated | WLDFR | HFTD - Distribution - Tier 3 - 4QU CoRE ¦ 3QU LoRE | Non-Red Flag Warning - Catastrophic Fires | Contamination | Aggregated | 2050 | 3.5701e-09 | 384.7705 | 1.3737e-06 | 2050 | Mitigation | 0.95 | 45 | 0 | esc | 0.00097009 | 3.4633e-12 | 0.00097009 | 3.4633e-12 | 0.034918 | 4.3102e-08 | 0.013666 | 5.843e-09
[120 empty] | 7.3.3.17.5 (Remote Grid) Updates to grid topology to minimize risk of ignition in HFTDs Remote GridWLDFRContaminationAggregated | WLDFR | HFTD - Distribution - Tier 3 - 4QU CoRE ¦ 3QU LoRE | Non-Red Flag Warning - Catastrophic Fires | Contamination | Aggregated | 2051 | 3.5701e-09 | 384.7705 | 1.3737e-06 | 2051 | Mitigation | 0.95 | 45 | 0 | esc | 0.00097009 | 3.4633e-12 | 0.00097009 | 3.4633e-12 | 0.034918 | 4.3102e-08 | 0.013666 | 5.843e-09
[120 empty] | 7.3.3.17.5 (Remote Grid) Updates to grid topology to minimize risk of ignition in HFTDs Remote GridWLDFRContaminationAggregated | WLDFR | HFTD - Distribution - Tier 3 - 4QU CoRE ¦ 3QU LoRE | Non-Red Flag Warning - Catastrophic Fires | Contamination | Aggregated | 2052 | 3.5701e-09 | 384.7705 | 1.3737e-06 | 2052 | Mitigation | 0.95 | 45 | 0 | esc | 0.00097009 | 3.4633e-12 | 0.00097009 | 3.4633e-12 | 0.034918 | 4.3102e-08 | 0 | 0
[120 empty] | 7.3.3.17.5 (Remote Grid) Updates to grid topology to minimize risk of ignition in HFTDs Remote GridWLDFRContaminationAggregated | WLDFR | HFTD - Distribution - Tier 3 - 4QU CoRE ¦ 3QU LoRE | Non-Red Flag Warning - Catastrophic Fires | Contamination | Aggregated | 2053 | 3.5701e-09 | 384.7705 | 1.3737e-06 | 2053 | Mitigation | 0.95 | 45 | 0 | esc | 0.00097009 | 3.4633e-12 | 0.00097009 | 3.4633e-12 | 0.034918 | 4.3102e-08 | 0 | 0
[120 empty] | 7.3.3.17.5 (Remote Grid) Updates to grid topology to minimize risk of ignition in HFTDs Remote GridWLDFRContaminationAggregated | WLDFR | HFTD - Distribution - Tier 3 - 4QU CoRE ¦ 3QU LoRE | Non-Red Flag Warning - Catastrophic Fires | Contamination | Aggregated | 2054 | 3.5701e-09 | 384.7705 | 1.3737e-06 | 2054 | Mitigation | 0.95 | 45 | 0 | esc | 0.00097009 | 3.4633e-12 | 0.00097009 | 3.4633e-12 | 0.034918 | 4.3102e-08 | 0.0063316 | 6.6755e-10
[120 empty] | 7.3.3.17.5 (Remote Grid) Updates to grid topology to minimize risk of ignition in HFTDs Remote GridWLDFRContaminationAggregated | WLDFR | HFTD - Distribution - Tier 3 - 4QU CoRE ¦ 3QU LoRE | Non-Red Flag Warning - Catastrophic Fires | Contamination | Aggregated | 2055 | 3.5701e-09 | 384.7705 | 1.3737e-06 | 2055 | Mitigation | 0.95 | 45 | 0 | esc | 0.00097009 | 3.4633e-12 | 0.00097009 | 3.4633e-12 | 0.034918 | 4.3102e-08 | 0.0063316 | 6.6755e-10
[120 empty] | 7.3.3.17.5 (Remote Grid) Updates to grid topology to minimize risk of ignition in HFTDs Remote GridWLDFRContaminationAggregated | WLDFR | HFTD - Distribution - Tier 3 - 4QU CoRE ¦ 3QU LoRE | Non-Red Flag Warning - Catastrophic Fires | Contamination | Aggregated | 2056 | 3.5701e-09 | 384.7705 | 1.3737e-06 | 2056 | Mitigation | 0.95 | 45 | 0 | esc | 0.00097009 | 3.4633e-12 | 0.00097009 | 3.4633e-12 | 0.034918 | 4.3102e-08 | 0.0063316 | 6.6755e-10
[120 empty] | 7.3.3.17.5 (Remote Grid) Updates to grid topology to minimize risk of ignition in HFTDs Remote GridWLDFRContaminationAggregated | WLDFR | HFTD - Distribution - Tier 3 - 4QU CoRE ¦ 3QU LoRE | Non-Red Flag Warning - Catastrophic Fires | Contamination | Aggregated | 2057 | 3.5701e-09 | 384.7705 | 1.3737e-06 | 2057 | Mitigation | 0.95 | 45 | 0 | esc | 0.00097009 | 3.4633e-12 | 0.00097009 | 3.4633e-12 | 0.034918 | 4.3102e-08 | 0.0063316 | 6.6755e-10
[120 empty] | 7.3.3.17.5 (Remote Grid) Updates to grid topology to minimize risk of ignition in HFTDs Remote GridWLDFRContaminationAggregated | WLDFR | HFTD - Distribution - Tier 3 - 4QU CoRE ¦ 3QU LoRE | Non-Red Flag Warning - Catastrophic Fires | Contamination | Aggregated | 2058 | 3.5701e-09 | 384.7705 | 1.3737e-06 | 2058 | Mitigation | 0.95 | 45 | 0 | esc | 0.00097009 | 3.4633e-12 | 0.00097009 | 3.4633e-12 | 0.034918 | 4.3102e-08 | 0.0063316 | 6.6755e-10
[120 empty] | 7.3.3.17.5 (Remote Grid) Updates to grid topology to minimize risk of ignition in HFTDs Remote GridWLDFRContaminationAggregated | WLDFR | HFTD - Distribution - Tier 3 - 4QU CoRE ¦ 3QU LoRE | Non-Red Flag Warning - Catastrophic Fires | Contamination | Aggregated | 2059 | 3.5701e-09 | 384.7705 | 1.3737e-06 | 2059 | Mitigation | 0.95 | 45 | 0 | esc | 0.00097009 | 3.4633e-12 | 0.00097009 | 3.4633e-12 | 0.034918 | 4.3102e-08 | 0.0063316 | 6.6755e-10
[120 empty] | 7.3.3.17.5 (Remote Grid) Updates to grid topology to minimize risk of ignition in HFTDs Remote GridWLDFRContaminationAggregated | WLDFR | HFTD - Distribution - Tier 3 - 4QU CoRE ¦ 3QU LoRE | Non-Red Flag Warning - Catastrophic Fires | Contamination | Aggregated | 2060 | 3.5701e-09 | 384.7705 | 1.3737e-06 | 2060 | Mitigation | 0.95 | 45 | 0 | esc | 0.00097009 | 3.4633e-12 | 0.00097009 | 3.4633e-12 | 0.034918 | 4.3102e-08 | 0.0063316 | 6.6755e-10
[120 empty] | 7.3.3.17.5 (Remote Grid) Updates to grid topology to minimize risk of ignition in HFTDs Remote GridWLDFRContaminationAggregated | WLDFR | HFTD - Distribution - Tier 3 - 4QU CoRE ¦ 3QU LoRE | Non-Red Flag Warning - Catastrophic Fires | Contamination | Aggregated | 2061 | 3.5701e-09 | 384.7705 | 1.3737e-06 | 2061 | Mitigation | 0.95 | 45 | 0 | esc | 0.00097009 | 3.4633e-12 | 0.00097009 | 3.4633e-12 | 0.034918 | 4.3102e-08 | 0.0063316 | 6.6755e-10
[120 empty] | 7.3.3.17.5 (Remote Grid) Updates to grid topology to minimize risk of ignition in HFTDs Remote GridWLDFRContaminationAggregated | WLDFR | HFTD - Distribution - Tier 3 - 4QU CoRE ¦ 3QU LoRE | Non-Red Flag Warning - Catastrophic Fires | Contamination | Aggregated | 2062 | 3.5701e-09 | 384.7705 | 1.3737e-06 | 2062 | Mitigation | 0.95 | 45 | 0 | esc | 0.00097009 | 3.4633e-12 | 0.00097009 | 3.4633e-12 | 0.034918 | 4.3102e-08 | 0.0063316 | 6.6755e-10
[120 empty] | 7.3.3.17.5 (Remote Grid) Updates to grid topology to minimize risk of ignition in HFTDs Remote GridWLDFRContaminationAggregated | WLDFR | HFTD - Distribution - Tier 3 - 4QU CoRE ¦ 3QU LoRE | Non-Red Flag Warning - Catastrophic Fires | Contamination | Aggregated | 2063 | 3.5701e-09 | 384.7705 | 1.3737e-06 | 2063 | Mitigation | 0.95 | 45 | 0 | esc | 0.00097009 | 3.4633e-12 | 0.00097009 | 3.4633e-12 | 0.034918 | 4.3102e-08 | 0.0063316 | 6.6755e-10
[120 empty] | 7.3.3.17.5 (Remote Grid) Updates to grid topology to minimize risk of ignition in HFTDs Remote GridWLDFRContaminationAggregated | WLDFR | HFTD - Distribution - Tier 3 - 4QU CoRE ¦ 3QU LoRE | Non-Red Flag Warning - Catastrophic Fires | Contamination | Aggregated | 2064 | 3.5701e-09 | 384.7705 | 1.3737e-06 | 2064 | Mitigation | 0.95 | 45 | 0 | esc | 0.00097009 | 3.4633e-12 | 0.00097009 | 3.4633e-12 | 0.034918 | 4.3102e-08 | 0.0063316 | 6.6755e-10
[120 empty] | 7.3.3.17.5 (Remote Grid) Updates to grid topology to minimize risk of ignition in HFTDs Remote GridWLDFRContaminationAggregated | WLDFR | HFTD - Distribution - Tier 3 - 4QU CoRE ¦ 3QU LoRE | Non-Red Flag Warning - Catastrophic Fires | Contamination | Aggregated | 2065 | 3.5701e-09 | 384.7705 | 1.3737e-06 | 2065 | Mitigation | 0.95 | 45 | 0 | esc | 0.00097009 | 3.4633e-12 | 0.00097009 | 3.4633e-12 | 0.034918 | 4.3102e-08 | 0.0063316 | 6.6755e-10
[120 empty] | 7.3.3.17.5 (Remote Grid) Updates to grid topology to minimize risk of ignition in HFTDs Remote GridWLDFRContaminationAggregated | WLDFR | HFTD - Distribution - Tier 3 - 4QU CoRE ¦ 3QU LoRE | Non-Red Flag Warning - Catastrophic Fires | Contamination | Aggregated | 2066 | 3.5701e-09 | 384.7705 | 1.3737e-06 | 2066 | Mitigation | 0.95 | 45 | 0 | esc | 0.00097009 | 3.4633e-12 | 0.00097009 | 3.4633e-12 | 0.034918 | 4.3102e-08 | 0.0063316 | 6.6755e-10
[120 empty] | 7.3.3.17.5 (Remote Grid) Updates to grid topology to minimize risk of ignition in HFTDs Remote GridWLDFRContaminationAggregated | WLDFR | HFTD - Distribution - Tier 3 - 4QU CoRE ¦ 3QU LoRE | Non-Red Flag Warning - Catastrophic Fires | Contamination | Aggregated | 2067 | 3.5701e-09 | 384.7705 | 1.3737e-06 | 2067 | Mitigation | 0.95 | 45 | 0 | esc | 0 | 0 | 0.00097009 | 3.4633e-12 | 0.034918 | 4.3102e-08 | 0.0063316 | 6.6755e-10
[120 empty] | 7.3.3.17.5 (Remote Grid) Updates to grid topology to minimize risk of ignition in HFTDs Remote GridWLDFREquipment / facility failureAggregated | WLDFR | HFTD - Distribution - Tier 3 - 4QU CoRE ¦ 3QU LoRE | Non-Red Flag Warning - Catastrophic Fires | Equipment / facility failure | Aggregated | 2022 | 7.3484e-09 | 384.7705 | 2.8274e-06 | 2022 | Mitigation | 0.95 | 45 | 0 | esc | 0.00097009 | 7.1286e-12 | 0 | 0 | 0.034918 | 4.3102e-08 | 0.0063316 | 6.6755e-10
[120 empty] | 7.3.3.17.5 (Remote Grid) Updates to grid topology to minimize risk of ignition in HFTDs Remote GridWLDFREquipment / facility failureAggregated | WLDFR | HFTD - Distribution - Tier 3 - 4QU CoRE ¦ 3QU LoRE | Non-Red Flag Warning - Catastrophic Fires | Equipment / facility failure | Aggregated | 2023 | 7.3484e-09 | 384.7705 | 2.8274e-06 | 2023 | Mitigation | 0.95 | 45 | 0 | esc | 0.00097009 | 7.1286e-12 | 0.00097009 | 7.1286e-12 | 0.034918 | 4.3102e-08 | 0.0063316 | 6.6755e-10
[120 empty] | 7.3.3.17.5 (Remote Grid) Updates to grid topology to minimize risk of ignition in HFTDs Remote GridWLDFREquipment / facility failureAggregated | WLDFR | HFTD - Distribution - Tier 3 - 4QU CoRE ¦ 3QU LoRE | Non-Red Flag Warning - Catastrophic Fires | Equipment / facility failure | Aggregated | 2024 | 7.3484e-09 | 384.7705 | 2.8274e-06 | 2024 | Mitigation | 0.95 | 45 | 0 | esc | 0.00097009 | 7.1286e-12 | 0.00097009 | 7.1286e-12 | 0.034918 | 4.3102e-08 | 0.0063316 | 6.6755e-10
[120 empty] | 7.3.3.17.5 (Remote Grid) Updates to grid topology to minimize risk of ignition in HFTDs Remote GridWLDFREquipment / facility failureAggregated | WLDFR | HFTD - Distribution - Tier 3 - 4QU CoRE ¦ 3QU LoRE | Non-Red Flag Warning - Catastrophic Fires | Equipment / facility failure | Aggregated | 2025 | 7.3484e-09 | 384.7705 | 2.8274e-06 | 2025 | Mitigation | 0.95 | 45 | 0 | esc | 0.00097009 | 7.1286e-12 | 0.00097009 | 7.1286e-12 | 0.034918 | 4.3102e-08 | 0.0063316 | 6.6755e-10
[120 empty] | 7.3.3.17.5 (Remote Grid) Updates to grid topology to minimize risk of ignition in HFTDs Remote GridWLDFREquipment / facility failureAggregated | WLDFR | HFTD - Distribution - Tier 3 - 4QU CoRE ¦ 3QU LoRE | Non-Red Flag Warning - Catastrophic Fires | Equipment / facility failure | Aggregated | 2026 | 7.3484e-09 | 384.7705 | 2.8274e-06 | 2026 | Mitigation | 0.95 | 45 | 0 | esc | 0.00097009 | 7.1286e-12 | 0.00097009 | 7.1286e-12 | 0.034918 | 4.3102e-08 | 0.0063316 | 6.6755e-10
[120 empty] | 7.3.3.17.5 (Remote Grid) Updates to grid topology to minimize risk of ignition in HFTDs Remote GridWLDFREquipment / facility failureAggregated | WLDFR | HFTD - Distribution - Tier 3 - 4QU CoRE ¦ 3QU LoRE | Non-Red Flag Warning - Catastrophic Fires | Equipment / facility failure | Aggregated | 2027 | 7.3484e-09 | 384.7705 | 2.8274e-06 | 2027 | Mitigation | 0.95 | 45 | 0 | esc | 0.00097009 | 7.1286e-12 | 0.00097009 | 7.1286e-12 | 0.034918 | 4.3102e-08 | 0.0063316 | 6.6755e-10
[120 empty] | 7.3.3.17.5 (Remote Grid) Updates to grid topology to minimize risk of ignition in HFTDs Remote GridWLDFREquipment / facility failureAggregated | WLDFR | HFTD - Distribution - Tier 3 - 4QU CoRE ¦ 3QU LoRE | Non-Red Flag Warning - Catastrophic Fires | Equipment / facility failure | Aggregated | 2028 | 7.3484e-09 | 384.7705 | 2.8274e-06 | 2028 | Mitigation | 0.95 | 45 | 0 | esc | 0.00097009 | 7.1286e-12 | 0.00097009 | 7.1286e-12 | 0.034918 | 4.3102e-08 | 0.0063316 | 6.6755e-10
[120 empty] | 7.3.3.17.5 (Remote Grid) Updates to grid topology to minimize risk of ignition in HFTDs Remote GridWLDFREquipment / facility failureAggregated | WLDFR | HFTD - Distribution - Tier 3 - 4QU CoRE ¦ 3QU LoRE | Non-Red Flag Warning - Catastrophic Fires | Equipment / facility failure | Aggregated | 2029 | 7.3484e-09 | 384.7705 | 2.8274e-06 | 2029 | Mitigation | 0.95 | 45 | 0 | esc | 0.00097009 | 7.1286e-12 | 0.00097009 | 7.1286e-12 | 0.034918 | 4.3102e-08 | 0.0063316 | 6.6755e-10
[120 empty] | 7.3.3.17.5 (Remote Grid) Updates to grid topology to minimize risk of ignition in HFTDs Remote GridWLDFREquipment / facility failureAggregated | WLDFR | HFTD - Distribution - Tier 3 - 4QU CoRE ¦ 3QU LoRE | Non-Red Flag Warning - Catastrophic Fires | Equipment / facility failure | Aggregated | 2030 | 7.3484e-09 | 384.7705 | 2.8274e-06 | 2030 | Mitigation | 0.95 | 45 | 0 | esc | 0.00097009 | 7.1286e-12 | 0.00097009 | 7.1286e-12 | 0.034918 | 4.3102e-08 | 0.0063316 | 6.6755e-10
[120 empty] | 7.3.3.17.5 (Remote Grid) Updates to grid topology to minimize risk of ignition in HFTDs Remote GridWLDFREquipment / facility failureAggregated | WLDFR | HFTD - Distribution - Tier 3 - 4QU CoRE ¦ 3QU LoRE | Non-Red Flag Warning - Catastrophic Fires | Equipment / facility failure | Aggregated | 2031 | 7.3484e-09 | 384.7705 | 2.8274e-06 | 2031 | Mitigation | 0.95 | 45 | 0 | esc | 0.00097009 | 7.1286e-12 | 0.00097009 | 7.1286e-12 | 0.034918 | 4.3102e-08 | 0.0063316 | 6.6755e-10
[120 empty] | 7.3.3.17.5 (Remote Grid) Updates to grid topology to minimize risk of ignition in HFTDs Remote GridWLDFREquipment / facility failureAggregated | WLDFR | HFTD - Distribution - Tier 3 - 4QU CoRE ¦ 3QU LoRE | Non-Red Flag Warning - Catastrophic Fires | Equipment / facility failure | Aggregated | 2032 | 7.3484e-09 | 384.7705 | 2.8274e-06 | 2032 | Mitigation | 0.95 | 45 | 0 | esc | 0.00097009 | 7.1286e-12 | 0.00097009 | 7.1286e-12 | 0.034918 | 4.3102e-08 | 0.0063316 | 6.6755e-10
[120 empty] | 7.3.3.17.5 (Remote Grid) Updates to grid topology to minimize risk of ignition in HFTDs Remote GridWLDFREquipment / facility failureAggregated | WLDFR | HFTD - Distribution - Tier 3 - 4QU CoRE ¦ 3QU LoRE | Non-Red Flag Warning - Catastrophic Fires | Equipment / facility failure | Aggregated | 2033 | 7.3484e-09 | 384.7705 | 2.8274e-06 | 2033 | Mitigation | 0.95 | 45 | 0 | esc | 0.00097009 | 7.1286e-12 | 0.00097009 | 7.1286e-12 | 0.034918 | 4.3102e-08 | 0.0063316 | 6.6755e-10
[120 empty] | 7.3.3.17.5 (Remote Grid) Updates to grid topology to minimize risk of ignition in HFTDs Remote GridWLDFREquipment / facility failureAggregated | WLDFR | HFTD - Distribution - Tier 3 - 4QU CoRE ¦ 3QU LoRE | Non-Red Flag Warning - Catastrophic Fires | Equipment / facility failure | Aggregated | 2034 | 7.3484e-09 | 384.7705 | 2.8274e-06 | 2034 | Mitigation | 0.95 | 45 | 0 | esc | 0.00097009 | 7.1286e-12 | 0.00097009 | 7.1286e-12 | 0.034918 | 4.3102e-08 | 0.0063316 | 6.6755e-10
[120 empty] | 7.3.3.17.5 (Remote Grid) Updates to grid topology to minimize risk of ignition in HFTDs Remote GridWLDFREquipment / facility failureAggregated | WLDFR | HFTD - Distribution - Tier 3 - 4QU CoRE ¦ 3QU LoRE | Non-Red Flag Warning - Catastrophic Fires | Equipment / facility failure | Aggregated | 2035 | 7.3484e-09 | 384.7705 | 2.8274e-06 | 2035 | Mitigation | 0.95 | 45 | 0 | esc | 0.00097009 | 7.1286e-12 | 0.00097009 | 7.1286e-12 | 0.034918 | 4.3102e-08 | 0.0063316 | 6.6755e-10
[120 empty] | 7.3.3.17.5 (Remote Grid) Updates to grid topology to minimize risk of ignition in HFTDs Remote GridWLDFREquipment / facility failureAggregated | WLDFR | HFTD - Distribution - Tier 3 - 4QU CoRE ¦ 3QU LoRE | Non-Red Flag Warning - Catastrophic Fires | Equipment / facility failure | Aggregated | 2036 | 7.3484e-09 | 384.7705 | 2.8274e-06 | 2036 | Mitigation | 0.95 | 45 | 0 | esc | 0.00097009 | 7.1286e-12 | 0.00097009 | 7.1286e-12 | 0.034918 | 4.3102e-08 | 0.0063316 | 6.6755e-10
[120 empty] | 7.3.3.17.5 (Remote Grid) Updates to grid topology to minimize risk of ignition in HFTDs Remote GridWLDFREquipment / facility failureAggregated | WLDFR | HFTD - Distribution - Tier 3 - 4QU CoRE ¦ 3QU LoRE | Non-Red Flag Warning - Catastrophic Fires | Equipment / facility failure | Aggregated | 2037 | 7.3484e-09 | 384.7705 | 2.8274e-06 | 2037 | Mitigation | 0.95 | 45 | 0 | esc | 0.00097009 | 7.1286e-12 | 0.00097009 | 7.1286e-12 | 0.034918 | 4.3102e-08 | 0.0063316 | 6.6755e-10
[120 empty] | 7.3.3.17.5 (Remote Grid) Updates to grid topology to minimize risk of ignition in HFTDs Remote GridWLDFREquipment / facility failureAggregated | WLDFR | HFTD - Distribution - Tier 3 - 4QU CoRE ¦ 3QU LoRE | Non-Red Flag Warning - Catastrophic Fires | Equipment / facility failure | Aggregated | 2038 | 7.3484e-09 | 384.7705 | 2.8274e-06 | 2038 | Mitigation | 0.95 | 45 | 0 | esc | 0.00097009 | 7.1286e-12 | 0.00097009 | 7.1286e-12 | 0 | 0 | 0 | 0
[120 empty] | 7.3.3.17.5 (Remote Grid) Updates to grid topology to minimize risk of ignition in HFTDs Remote GridWLDFREquipment / facility failureAggregated | WLDFR | HFTD - Distribution - Tier 3 - 4QU CoRE ¦ 3QU LoRE | Non-Red Flag Warning - Catastrophic Fires | Equipment / facility failure | Aggregated | 2039 | 7.3484e-09 | 384.7705 | 2.8274e-06 | 2039 | Mitigation | 0.95 | 45 | 0 | esc | 0.00097009 | 7.1286e-12 | 0.00097009 | 7.1286e-12 | 0.034918 | 1.9717e-08 | 0 | 0
[120 empty] | 7.3.3.17.5 (Remote Grid) Updates to grid topology to minimize risk of ignition in HFTDs Remote GridWLDFREquipment / facility failureAggregated | WLDFR | HFTD - Distribution - Tier 3 - 4QU CoRE ¦ 3QU LoRE | Non-Red Flag Warning - Catastrophic Fires | Equipment / facility failure | Aggregated | 2040 | 7.3484e-09 | 384.7705 | 2.8274e-06 | 2040 | Mitigation | 0.95 | 45 | 0 | esc | 0.00097009 | 7.1286e-12 | 0.00097009 | 7.1286e-12 | 0.034918 | 1.9717e-08 | 0.010957 | 1.0128e-08
[120 empty] | 7.3.3.17.5 (Remote Grid) Updates to grid topology to minimize risk of ignition in HFTDs Remote GridWLDFREquipment / facility failureAggregated | WLDFR | HFTD - Distribution - Tier 3 - 4QU CoRE ¦ 3QU LoRE | Non-Red Flag Warning - Catastrophic Fires | Equipment / facility failure | Aggregated | 2041 | 7.3484e-09 | 384.7705 | 2.8274e-06 | 2041 | Mitigation | 0.95 | 45 | 0 | esc | 0.00097009 | 7.1286e-12 | 0.00097009 | 7.1286e-12 | 0.034918 | 1.9717e-08 | 0.010957 | 1.0128e-08
[120 empty] | 7.3.3.17.5 (Remote Grid) Updates to grid topology to minimize risk of ignition in HFTDs Remote GridWLDFREquipment / facility failureAggregated | WLDFR | HFTD - Distribution - Tier 3 - 4QU CoRE ¦ 3QU LoRE | Non-Red Flag Warning - Catastrophic Fires | Equipment / facility failure | Aggregated | 2042 | 7.3484e-09 | 384.7705 | 2.8274e-06 | 2042 | Mitigation | 0.95 | 45 | 0 | esc | 0.00097009 | 7.1286e-12 | 0.00097009 | 7.1286e-12 | 0.034918 | 1.9717e-08 | 0.010957 | 1.0128e-08
[120 empty] | 7.3.3.17.5 (Remote Grid) Updates to grid topology to minimize risk of ignition in HFTDs Remote GridWLDFREquipment / facility failureAggregated | WLDFR | HFTD - Distribution - Tier 3 - 4QU CoRE ¦ 3QU LoRE | Non-Red Flag Warning - Catastrophic Fires | Equipment / facility failure | Aggregated | 2043 | 7.3484e-09 | 384.7705 | 2.8274e-06 | 2043 | Mitigation | 0.95 | 45 | 0 | esc | 0.00097009 | 7.1286e-12 | 0.00097009 | 7.1286e-12 | 0.034918 | 1.9717e-08 | 0.010957 | 1.0128e-08
[120 empty] | 7.3.3.17.5 (Remote Grid) Updates to grid topology to minimize risk of ignition in HFTDs Remote GridWLDFREquipment / facility failureAggregated | WLDFR | HFTD - Distribution - Tier 3 - 4QU CoRE ¦ 3QU LoRE | Non-Red Flag Warning - Catastrophic Fires | Equipment / facility failure | Aggregated | 2044 | 7.3484e-09 | 384.7705 | 2.8274e-06 | 2044 | Mitigation | 0.95 | 45 | 0 | esc | 0.00097009 | 7.1286e-12 | 0.00097009 | 7.1286e-12 | 0.034918 | 1.9717e-08 | 0.010957 | 1.0128e-08
[120 empty] | 7.3.3.17.5 (Remote Grid) Updates to grid topology to minimize risk of ignition in HFTDs Remote GridWLDFREquipment / facility failureAggregated | WLDFR | HFTD - Distribution - Tier 3 - 4QU CoRE ¦ 3QU LoRE | Non-Red Flag Warning - Catastrophic Fires | Equipment / facility failure | Aggregated | 2045 | 7.3484e-09 | 384.7705 | 2.8274e-06 | 2045 | Mitigation | 0.95 | 45 | 0 | esc | 0.00097009 | 7.1286e-12 | 0.00097009 | 7.1286e-12 | 0.034918 | 1.9717e-08 | 0.010957 | 1.0128e-08
[120 empty] | 7.3.3.17.5 (Remote Grid) Updates to grid topology to minimize risk of ignition in HFTDs Remote GridWLDFREquipment / facility failureAggregated | WLDFR | HFTD - Distribution - Tier 3 - 4QU CoRE ¦ 3QU LoRE | Non-Red Flag Warning - Catastrophic Fires | Equipment / facility failure | Aggregated | 2046 | 7.3484e-09 | 384.7705 | 2.8274e-06 | 2046 | Mitigation | 0.95 | 45 | 0 | esc | 0.00097009 | 7.1286e-12 | 0.00097009 | 7.1286e-12 | 0.034918 | 1.9717e-08 | 0.010957 | 1.0128e-08
[120 empty] | 7.3.3.17.5 (Remote Grid) Updates to grid topology to minimize risk of ignition in HFTDs Remote GridWLDFREquipment / facility failureAggregated | WLDFR | HFTD - Distribution - Tier 3 - 4QU CoRE ¦ 3QU LoRE | Non-Red Flag Warning - Catastrophic Fires | Equipment / facility failure | Aggregated | 2047 | 7.3484e-09 | 384.7705 | 2.8274e-06 | 2047 | Mitigation | 0.95 | 45 | 0 | esc | 0.00097009 | 7.1286e-12 | 0.00097009 | 7.1286e-12 | 0.034918 | 1.9717e-08 | 0.010957 | 1.0128e-08
[120 empty] | 7.3.3.17.5 (Remote Grid) Updates to grid topology to minimize risk of ignition in HFTDs Remote GridWLDFREquipment / facility failureAggregated | WLDFR | HFTD - Distribution - Tier 3 - 4QU CoRE ¦ 3QU LoRE | Non-Red Flag Warning - Catastrophic Fires | Equipment / facility failure | Aggregated | 2048 | 7.3484e-09 | 384.7705 | 2.8274e-06 | 2048 | Mitigation | 0.95 | 45 | 0 | esc | 0.00097009 | 7.1286e-12 | 0.00097009 | 7.1286e-12 | 0.034918 | 1.9717e-08 | 0.010957 | 1.0128e-08
[120 empty] | 7.3.3.17.5 (Remote Grid) Updates to grid topology to minimize risk of ignition in HFTDs Remote GridWLDFREquipment / facility failureAggregated | WLDFR | HFTD - Distribution - Tier 3 - 4QU CoRE ¦ 3QU LoRE | Non-Red Flag Warning - Catastrophic Fires | Equipment / facility failure | Aggregated | 2049 | 7.3484e-09 | 384.7705 | 2.8274e-06 | 2049 | Mitigation | 0.95 | 45 | 0 | esc | 0.00097009 | 7.1286e-12 | 0.00097009 | 7.1286e-12 | 0.034918 | 1.9717e-08 | 0.010957 | 1.0128e-08
[120 empty] | 7.3.3.17.5 (Remote Grid) Updates to grid topology to minimize risk of ignition in HFTDs Remote GridWLDFREquipment / facility failureAggregated | WLDFR | HFTD - Distribution - Tier 3 - 4QU CoRE ¦ 3QU LoRE | Non-Red Flag Warning - Catastrophic Fires | Equipment / facility failure | Aggregated | 2050 | 7.3484e-09 | 384.7705 | 2.8274e-06 | 2050 | Mitigation | 0.95 | 45 | 0 | esc | 0.00097009 | 7.1286e-12 | 0.00097009 | 7.1286e-12 | 0.034918 | 1.9717e-08 | 0.010957 | 1.0128e-08
[120 empty] | 7.3.3.17.5 (Remote Grid) Updates to grid topology to minimize risk of ignition in HFTDs Remote GridWLDFREquipment / facility failureAggregated | WLDFR | HFTD - Distribution - Tier 3 - 4QU CoRE ¦ 3QU LoRE | Non-Red Flag Warning - Catastrophic Fires | Equipment / facility failure | Aggregated | 2051 | 7.3484e-09 | 384.7705 | 2.8274e-06 | 2051 | Mitigation | 0.95 | 45 | 0 | esc | 0.00097009 | 7.1286e-12 | 0.00097009 | 7.1286e-12 | 0.034918 | 1.9717e-08 | 0.010957 | 1.0128e-08
[120 empty] | 7.3.3.17.5 (Remote Grid) Updates to grid topology to minimize risk of ignition in HFTDs Remote GridWLDFREquipment / facility failureAggregated | WLDFR | HFTD - Distribution - Tier 3 - 4QU CoRE ¦ 3QU LoRE | Non-Red Flag Warning - Catastrophic Fires | Equipment / facility failure | Aggregated | 2052 | 7.3484e-09 | 384.7705 | 2.8274e-06 | 2052 | Mitigation | 0.95 | 45 | 0 | esc | 0.00097009 | 7.1286e-12 | 0.00097009 | 7.1286e-12 | 0.034918 | 1.9717e-08 | 0.010957 | 1.0128e-08
[120 empty] | 7.3.3.17.5 (Remote Grid) Updates to grid topology to minimize risk of ignition in HFTDs Remote GridWLDFREquipment / facility failureAggregated | WLDFR | HFTD - Distribution - Tier 3 - 4QU CoRE ¦ 3QU LoRE | Non-Red Flag Warning - Catastrophic Fires | Equipment / facility failure | Aggregated | 2053 | 7.3484e-09 | 384.7705 | 2.8274e-06 | 2053 | Mitigation | 0.95 | 45 | 0 | esc | 0.00097009 | 7.1286e-12 | 0.00097009 | 7.1286e-12 | 0.034918 | 1.9717e-08 | 0.010957 | 1.0128e-08
[120 empty] | 7.3.3.17.5 (Remote Grid) Updates to grid topology to minimize risk of ignition in HFTDs Remote GridWLDFREquipment / facility failureAggregated | WLDFR | HFTD - Distribution - Tier 3 - 4QU CoRE ¦ 3QU LoRE | Non-Red Flag Warning - Catastrophic Fires | Equipment / facility failure | Aggregated | 2054 | 7.3484e-09 | 384.7705 | 2.8274e-06 | 2054 | Mitigation | 0.95 | 45 | 0 | esc | 0.00097009 | 7.1286e-12 | 0.00097009 | 7.1286e-12 | 0.034918 | 1.9717e-08 | 0.010957 | 1.0128e-08
[120 empty] | 7.3.3.17.5 (Remote Grid) Updates to grid topology to minimize risk of ignition in HFTDs Remote GridWLDFREquipment / facility failureAggregated | WLDFR | HFTD - Distribution - Tier 3 - 4QU CoRE ¦ 3QU LoRE | Non-Red Flag Warning - Catastrophic Fires | Equipment / facility failure | Aggregated | 2055 | 7.3484e-09 | 384.7705 | 2.8274e-06 | 2055 | Mitigation | 0.95 | 45 | 0 | esc | 0.00097009 | 7.1286e-12 | 0.00097009 | 7.1286e-12 | 0.034918 | 1.9717e-08 | 0.010957 | 1.0128e-08
[120 empty] | 7.3.3.17.5 (Remote Grid) Updates to grid topology to minimize risk of ignition in HFTDs Remote GridWLDFREquipment / facility failureAggregated | WLDFR | HFTD - Distribution - Tier 3 - 4QU CoRE ¦ 3QU LoRE | Non-Red Flag Warning - Catastrophic Fires | Equipment / facility failure | Aggregated | 2056 | 7.3484e-09 | 384.7705 | 2.8274e-06 | 2056 | Mitigation | 0.95 | 45 | 0 | esc | 0.00097009 | 7.1286e-12 | 0.00097009 | 7.1286e-12 | 0.034918 | 1.9717e-08 | 0.010957 | 1.0128e-08
[120 empty] | 7.3.3.17.5 (Remote Grid) Updates to grid topology to minimize risk of ignition in HFTDs Remote GridWLDFREquipment / facility failureAggregated | WLDFR | HFTD - Distribution - Tier 3 - 4QU CoRE ¦ 3QU LoRE | Non-Red Flag Warning - Catastrophic Fires | Equipment / facility failure | Aggregated | 2057 | 7.3484e-09 | 384.7705 | 2.8274e-06 | 2057 | Mitigation | 0.95 | 45 | 0 | esc | 0.00097009 | 7.1286e-12 | 0.00097009 | 7.1286e-12 | 0.034918 | 1.9717e-08 | 0.010957 | 1.0128e-08
[120 empty] | 7.3.3.17.5 (Remote Grid) Updates to grid topology to minimize risk of ignition in HFTDs Remote GridWLDFREquipment / facility failureAggregated | WLDFR | HFTD - Distribution - Tier 3 - 4QU CoRE ¦ 3QU LoRE | Non-Red Flag Warning - Catastrophic Fires | Equipment / facility failure | Aggregated | 2058 | 7.3484e-09 | 384.7705 | 2.8274e-06 | 2058 | Mitigation | 0.95 | 45 | 0 | esc | 0.00097009 | 7.1286e-12 | 0.00097009 | 7.1286e-12 | 0.034918 | 1.9717e-08 | 0.010957 | 1.0128e-08
[120 empty] | 7.3.3.17.5 (Remote Grid) Updates to grid topology to minimize risk of ignition in HFTDs Remote GridWLDFREquipment / facility failureAggregated | WLDFR | HFTD - Distribution - Tier 3 - 4QU CoRE ¦ 3QU LoRE | Non-Red Flag Warning - Catastrophic Fires | Equipment / facility failure | Aggregated | 2059 | 7.3484e-09 | 384.7705 | 2.8274e-06 | 2059 | Mitigation | 0.95 | 45 | 0 | esc | 0.00097009 | 7.1286e-12 | 0.00097009 | 7.1286e-12 | 0.034918 | 1.9717e-08 | 0.010957 | 1.0128e-08
[120 empty] | 7.3.3.17.5 (Remote Grid) Updates to grid topology to minimize risk of ignition in HFTDs Remote GridWLDFREquipment / facility failureAggregated | WLDFR | HFTD - Distribution - Tier 3 - 4QU CoRE ¦ 3QU LoRE | Non-Red Flag Warning - Catastrophic Fires | Equipment / facility failure | Aggregated | 2060 | 7.3484e-09 | 384.7705 | 2.8274e-06 | 2060 | Mitigation | 0.95 | 45 | 0 | esc | 0.00097009 | 7.1286e-12 | 0.00097009 | 7.1286e-12 | 0.034918 | 1.9717e-08 | 0.010957 | 1.0128e-08
[120 empty] | 7.3.3.17.5 (Remote Grid) Updates to grid topology to minimize risk of ignition in HFTDs Remote GridWLDFREquipment / facility failureAggregated | WLDFR | HFTD - Distribution - Tier 3 - 4QU CoRE ¦ 3QU LoRE | Non-Red Flag Warning - Catastrophic Fires | Equipment / facility failure | Aggregated | 2061 | 7.3484e-09 | 384.7705 | 2.8274e-06 | 2061 | Mitigation | 0.95 | 45 | 0 | esc | 0.00097009 | 7.1286e-12 | 0.00097009 | 7.1286e-12 | 0.034918 | 1.9717e-08 | 0.010957 | 1.0128e-08
[120 empty] | 7.3.3.17.5 (Remote Grid) Updates to grid topology to minimize risk of ignition in HFTDs Remote GridWLDFREquipment / facility failureAggregated | WLDFR | HFTD - Distribution - Tier 3 - 4QU CoRE ¦ 3QU LoRE | Non-Red Flag Warning - Catastrophic Fires | Equipment / facility failure | Aggregated | 2062 | 7.3484e-09 | 384.7705 | 2.8274e-06 | 2062 | Mitigation | 0.95 | 45 | 0 | esc | 0.00097009 | 7.1286e-12 | 0.00097009 | 7.1286e-12 | 0.034918 | 1.9717e-08 | 0.010957 | 1.0128e-08
[120 empty] | 7.3.3.17.5 (Remote Grid) Updates to grid topology to minimize risk of ignition in HFTDs Remote GridWLDFREquipment / facility failureAggregated | WLDFR | HFTD - Distribution - Tier 3 - 4QU CoRE ¦ 3QU LoRE | Non-Red Flag Warning - Catastrophic Fires | Equipment / facility failure | Aggregated | 2063 | 7.3484e-09 | 384.7705 | 2.8274e-06 | 2063 | Mitigation | 0.95 | 45 | 0 | esc | 0.00097009 | 7.1286e-12 | 0.00097009 | 7.1286e-12 | 0.034918 | 1.9717e-08 | 0.010957 | 1.0128e-08
[120 empty] | 7.3.3.17.5 (Remote Grid) Updates to grid topology to minimize risk of ignition in HFTDs Remote GridWLDFREquipment / facility failureAggregated | WLDFR | HFTD - Distribution - Tier 3 - 4QU CoRE ¦ 3QU LoRE | Non-Red Flag Warning - Catastrophic Fires | Equipment / facility failure | Aggregated | 2064 | 7.3484e-09 | 384.7705 | 2.8274e-06 | 2064 | Mitigation | 0.95 | 45 | 0 | esc | 0.00097009 | 7.1286e-12 | 0.00097009 | 7.1286e-12 | 0.034918 | 1.9717e-08 | 0.010957 | 1.0128e-08
[120 empty] | 7.3.3.17.5 (Remote Grid) Updates to grid topology to minimize risk of ignition in HFTDs Remote GridWLDFREquipment / facility failureAggregated | WLDFR | HFTD - Distribution - Tier 3 - 4QU CoRE ¦ 3QU LoRE | Non-Red Flag Warning - Catastrophic Fires | Equipment / facility failure | Aggregated | 2065 | 7.3484e-09 | 384.7705 | 2.8274e-06 | 2065 | Mitigation | 0.95 | 45 | 0 | esc | 0.00097009 | 7.1286e-12 | 0.00097009 | 7.1286e-12 | 0.034918 | 1.9717e-08 | 0.010957 | 1.0128e-08
[120 empty] | 7.3.3.17.5 (Remote Grid) Updates to grid topology to minimize risk of ignition in HFTDs Remote GridWLDFREquipment / facility failureAggregated | WLDFR | HFTD - Distribution - Tier 3 - 4QU CoRE ¦ 3QU LoRE | Non-Red Flag Warning - Catastrophic Fires | Equipment / facility failure | Aggregated | 2066 | 7.3484e-09 | 384.7705 | 2.8274e-06 | 2066 | Mitigation | 0.95 | 45 | 0 | esc | 0.00097009 | 7.1286e-12 | 0.00097009 | 7.1286e-12 | 0.034918 | 1.9717e-08 | 0.010957 | 1.0128e-08
[120 empty] | 7.3.3.17.5 (Remote Grid) Updates to grid topology to minimize risk of ignition in HFTDs Remote GridWLDFREquipment / facility failureAggregated | WLDFR | HFTD - Distribution - Tier 3 - 4QU CoRE ¦ 3QU LoRE | Non-Red Flag Warning - Catastrophic Fires | Equipment / facility failure | Aggregated | 2067 | 7.3484e-09 | 384.7705 | 2.8274e-06 | 2067 | Mitigation | 0.95 | 45 | 0 | esc | 0 | 0 | 0.00097009 | 7.1286e-12 | 0.034918 | 1.9717e-08 | 0.010957 | 1.0128e-08
[120 empty] | 7.3.3.17.5 (Remote Grid) Updates to grid topology to minimize risk of ignition in HFTDs Remote GridWLDFRVegetation ContactAggregated | WLDFR | HFTD - Distribution - Tier 3 - 4QU CoRE ¦ 3QU LoRE | Non-Red Flag Warning - Catastrophic Fires | Vegetation Contact | Aggregated | 2022 | 7.741e-08 | 384.7705 | 2.9785e-05 | 2022 | Mitigation | 0.95 | 45 | 0 | esc | 0.00097009 | 7.5094e-11 | 0 | 0 | 0.034918 | 1.9717e-08 | 0.010957 | 1.0128e-08
[120 empty] | 7.3.3.17.5 (Remote Grid) Updates to grid topology to minimize risk of ignition in HFTDs Remote GridWLDFRVegetation ContactAggregated | WLDFR | HFTD - Distribution - Tier 3 - 4QU CoRE ¦ 3QU LoRE | Non-Red Flag Warning - Catastrophic Fires | Vegetation Contact | Aggregated | 2023 | 7.741e-08 | 384.7705 | 2.9785e-05 | 2023 | Mitigation | 0.95 | 45 | 0 | esc | 0.00097009 | 7.5094e-11 | 0.00097009 | 7.5094e-11 | 0.034918 | 1.9717e-08 | 0.010957 | 1.0128e-08
[120 empty] | 7.3.3.17.5 (Remote Grid) Updates to grid topology to minimize risk of ignition in HFTDs Remote GridWLDFRVegetation ContactAggregated | WLDFR | HFTD - Distribution - Tier 3 - 4QU CoRE ¦ 3QU LoRE | Non-Red Flag Warning - Catastrophic Fires | Vegetation Contact | Aggregated | 2024 | 7.741e-08 | 384.7705 | 2.9785e-05 | 2024 | Mitigation | 0.95 | 45 | 0 | esc | 0.00097009 | 7.5094e-11 | 0.00097009 | 7.5094e-11 | 0.034918 | 1.9717e-08 | 0 | 0
[120 empty] | 7.3.3.17.5 (Remote Grid) Updates to grid topology to minimize risk of ignition in HFTDs Remote GridWLDFRVegetation ContactAggregated | WLDFR | HFTD - Distribution - Tier 3 - 4QU CoRE ¦ 3QU LoRE | Non-Red Flag Warning - Catastrophic Fires | Vegetation Contact | Aggregated | 2025 | 7.741e-08 | 384.7705 | 2.9785e-05 | 2025 | Mitigation | 0.95 | 45 | 0 | esc | 0.00097009 | 7.5094e-11 | 0.00097009 | 7.5094e-11 | 0.034918 | 1.9717e-08 | 0 | 0
[120 empty] | 7.3.3.17.5 (Remote Grid) Updates to grid topology to minimize risk of ignition in HFTDs Remote GridWLDFRVegetation ContactAggregated | WLDFR | HFTD - Distribution - Tier 3 - 4QU CoRE ¦ 3QU LoRE | Non-Red Flag Warning - Catastrophic Fires | Vegetation Contact | Aggregated | 2026 | 7.741e-08 | 384.7705 | 2.9785e-05 | 2026 | Mitigation | 0.95 | 45 | 0 | esc | 0.00097009 | 7.5094e-11 | 0.00097009 | 7.5094e-11 | 0.034918 | 1.9717e-08 | 0.012004 | 4.9642e-10
[120 empty] | 7.3.3.17.5 (Remote Grid) Updates to grid topology to minimize risk of ignition in HFTDs Remote GridWLDFRVegetation ContactAggregated | WLDFR | HFTD - Distribution - Tier 3 - 4QU CoRE ¦ 3QU LoRE | Non-Red Flag Warning - Catastrophic Fires | Vegetation Contact | Aggregated | 2027 | 7.741e-08 | 384.7705 | 2.9785e-05 | 2027 | Mitigation | 0.95 | 45 | 0 | esc | 0.00097009 | 7.5094e-11 | 0.00097009 | 7.5094e-11 | 0.034918 | 1.9717e-08 | 0.012004 | 4.9642e-10
[120 empty] | 7.3.3.17.5 (Remote Grid) Updates to grid topology to minimize risk of ignition in HFTDs Remote GridWLDFRVegetation ContactAggregated | WLDFR | HFTD - Distribution - Tier 3 - 4QU CoRE ¦ 3QU LoRE | Non-Red Flag Warning - Catastrophic Fires | Vegetation Contact | Aggregated | 2028 | 7.741e-08 | 384.7705 | 2.9785e-05 | 2028 | Mitigation | 0.95 | 45 | 0 | esc | 0.00097009 | 7.5094e-11 | 0.00097009 | 7.5094e-11 | 0.034918 | 1.9717e-08 | 0.012004 | 4.9642e-10
[120 empty] | 7.3.3.17.5 (Remote Grid) Updates to grid topology to minimize risk of ignition in HFTDs Remote GridWLDFRVegetation ContactAggregated | WLDFR | HFTD - Distribution - Tier 3 - 4QU CoRE ¦ 3QU LoRE | Non-Red Flag Warning - Catastrophic Fires | Vegetation Contact | Aggregated | 2029 | 7.741e-08 | 384.7705 | 2.9785e-05 | 2029 | Mitigation | 0.95 | 45 | 0 | esc | 0.00097009 | 7.5094e-11 | 0.00097009 | 7.5094e-11 | 0.034918 | 1.9717e-08 | 0.012004 | 4.9642e-10
[120 empty] | 7.3.3.17.5 (Remote Grid) Updates to grid topology to minimize risk of ignition in HFTDs Remote GridWLDFRVegetation ContactAggregated | WLDFR | HFTD - Distribution - Tier 3 - 4QU CoRE ¦ 3QU LoRE | Non-Red Flag Warning - Catastrophic Fires | Vegetation Contact | Aggregated | 2030 | 7.741e-08 | 384.7705 | 2.9785e-05 | 2030 | Mitigation | 0.95 | 45 | 0 | esc | 0.00097009 | 7.5094e-11 | 0.00097009 | 7.5094e-11 | 0.034918 | 1.9717e-08 | 0.012004 | 4.9642e-10
[120 empty] | 7.3.3.17.5 (Remote Grid) Updates to grid topology to minimize risk of ignition in HFTDs Remote GridWLDFRVegetation ContactAggregated | WLDFR | HFTD - Distribution - Tier 3 - 4QU CoRE ¦ 3QU LoRE | Non-Red Flag Warning - Catastrophic Fires | Vegetation Contact | Aggregated | 2031 | 7.741e-08 | 384.7705 | 2.9785e-05 | 2031 | Mitigation | 0.95 | 45 | 0 | esc | 0.00097009 | 7.5094e-11 | 0.00097009 | 7.5094e-11 | 0.034918 | 1.9717e-08 | 0.012004 | 4.9642e-10
[120 empty] | 7.3.3.17.5 (Remote Grid) Updates to grid topology to minimize risk of ignition in HFTDs Remote GridWLDFRVegetation ContactAggregated | WLDFR | HFTD - Distribution - Tier 3 - 4QU CoRE ¦ 3QU LoRE | Non-Red Flag Warning - Catastrophic Fires | Vegetation Contact | Aggregated | 2032 | 7.741e-08 | 384.7705 | 2.9785e-05 | 2032 | Mitigation | 0.95 | 45 | 0 | esc | 0.00097009 | 7.5094e-11 | 0.00097009 | 7.5094e-11 | 0.034918 | 1.9717e-08 | 0.012004 | 4.9642e-10
[120 empty] | 7.3.3.17.5 (Remote Grid) Updates to grid topology to minimize risk of ignition in HFTDs Remote GridWLDFRVegetation ContactAggregated | WLDFR | HFTD - Distribution - Tier 3 - 4QU CoRE ¦ 3QU LoRE | Non-Red Flag Warning - Catastrophic Fires | Vegetation Contact | Aggregated | 2033 | 7.741e-08 | 384.7705 | 2.9785e-05 | 2033 | Mitigation | 0.95 | 45 | 0 | esc | 0.00097009 | 7.5094e-11 | 0.00097009 | 7.5094e-11 | 0.034918 | 1.9717e-08 | 0.012004 | 4.9642e-10
[120 empty] | 7.3.3.17.5 (Remote Grid) Updates to grid topology to minimize risk of ignition in HFTDs Remote GridWLDFRVegetation ContactAggregated | WLDFR | HFTD - Distribution - Tier 3 - 4QU CoRE ¦ 3QU LoRE | Non-Red Flag Warning - Catastrophic Fires | Vegetation Contact | Aggregated | 2034 | 7.741e-08 | 384.7705 | 2.9785e-05 | 2034 | Mitigation | 0.95 | 45 | 0 | esc | 0.00097009 | 7.5094e-11 | 0.00097009 | 7.5094e-11 | 0.034918 | 1.9717e-08 | 0.012004 | 4.9642e-10
[120 empty] | 7.3.3.17.5 (Remote Grid) Updates to grid topology to minimize risk of ignition in HFTDs Remote GridWLDFRVegetation ContactAggregated | WLDFR | HFTD - Distribution - Tier 3 - 4QU CoRE ¦ 3QU LoRE | Non-Red Flag Warning - Catastrophic Fires | Vegetation Contact | Aggregated | 2035 | 7.741e-08 | 384.7705 | 2.9785e-05 | 2035 | Mitigation | 0.95 | 45 | 0 | esc | 0.00097009 | 7.5094e-11 | 0.00097009 | 7.5094e-11 | 0.034918 | 1.9717e-08 | 0.012004 | 4.9642e-10
[120 empty] | 7.3.3.17.5 (Remote Grid) Updates to grid topology to minimize risk of ignition in HFTDs Remote GridWLDFRVegetation ContactAggregated | WLDFR | HFTD - Distribution - Tier 3 - 4QU CoRE ¦ 3QU LoRE | Non-Red Flag Warning - Catastrophic Fires | Vegetation Contact | Aggregated | 2036 | 7.741e-08 | 384.7705 | 2.9785e-05 | 2036 | Mitigation | 0.95 | 45 | 0 | esc | 0.00097009 | 7.5094e-11 | 0.00097009 | 7.5094e-11 | 0.034918 | 1.9717e-08 | 0.012004 | 4.9642e-10
[120 empty] | 7.3.3.17.5 (Remote Grid) Updates to grid topology to minimize risk of ignition in HFTDs Remote GridWLDFRVegetation ContactAggregated | WLDFR | HFTD - Distribution - Tier 3 - 4QU CoRE ¦ 3QU LoRE | Non-Red Flag Warning - Catastrophic Fires | Vegetation Contact | Aggregated | 2037 | 7.741e-08 | 384.7705 | 2.9785e-05 | 2037 | Mitigation | 0.95 | 45 | 0 | esc | 0.00097009 | 7.5094e-11 | 0.00097009 | 7.5094e-11 | 0.034918 | 1.9717e-08 | 0.012004 | 4.9642e-10
[120 empty] | 7.3.3.17.5 (Remote Grid) Updates to grid topology to minimize risk of ignition in HFTDs Remote GridWLDFRVegetation ContactAggregated | WLDFR | HFTD - Distribution - Tier 3 - 4QU CoRE ¦ 3QU LoRE | Non-Red Flag Warning - Catastrophic Fires | Vegetation Contact | Aggregated | 2038 | 7.741e-08 | 384.7705 | 2.9785e-05 | 2038 | Mitigation | 0.95 | 45 | 0 | esc | 0.00097009 | 7.5094e-11 | 0.00097009 | 7.5094e-11 | 0.034918 | 1.9717e-08 | 0.012004 | 4.9642e-10
[120 empty] | 7.3.3.17.5 (Remote Grid) Updates to grid topology to minimize risk of ignition in HFTDs Remote GridWLDFRVegetation ContactAggregated | WLDFR | HFTD - Distribution - Tier 3 - 4QU CoRE ¦ 3QU LoRE | Non-Red Flag Warning - Catastrophic Fires | Vegetation Contact | Aggregated | 2039 | 7.741e-08 | 384.7705 | 2.9785e-05 | 2039 | Mitigation | 0.95 | 45 | 0 | esc | 0.00097009 | 7.5094e-11 | 0.00097009 | 7.5094e-11 | 0.034918 | 1.9717e-08 | 0.012004 | 4.9642e-10
[120 empty] | 7.3.3.17.5 (Remote Grid) Updates to grid topology to minimize risk of ignition in HFTDs Remote GridWLDFRVegetation ContactAggregated | WLDFR | HFTD - Distribution - Tier 3 - 4QU CoRE ¦ 3QU LoRE | Non-Red Flag Warning - Catastrophic Fires | Vegetation Contact | Aggregated | 2040 | 7.741e-08 | 384.7705 | 2.9785e-05 | 2040 | Mitigation | 0.95 | 45 | 0 | esc | 0.00097009 | 7.5094e-11 | 0.00097009 | 7.5094e-11 | 0.034918 | 1.9717e-08 | 0.012004 | 4.9642e-10
[120 empty] | 7.3.3.17.5 (Remote Grid) Updates to grid topology to minimize risk of ignition in HFTDs Remote GridWLDFRVegetation ContactAggregated | WLDFR | HFTD - Distribution - Tier 3 - 4QU CoRE ¦ 3QU LoRE | Non-Red Flag Warning - Catastrophic Fires | Vegetation Contact | Aggregated | 2041 | 7.741e-08 | 384.7705 | 2.9785e-05 | 2041 | Mitigation | 0.95 | 45 | 0 | esc | 0.00097009 | 7.5094e-11 | 0.00097009 | 7.5094e-11 | 0.034918 | 1.9717e-08 | 0.012004 | 4.9642e-10
[120 empty] | 7.3.3.17.5 (Remote Grid) Updates to grid topology to minimize risk of ignition in HFTDs Remote GridWLDFRVegetation ContactAggregated | WLDFR | HFTD - Distribution - Tier 3 - 4QU CoRE ¦ 3QU LoRE | Non-Red Flag Warning - Catastrophic Fires | Vegetation Contact | Aggregated | 2042 | 7.741e-08 | 384.7705 | 2.9785e-05 | 2042 | Mitigation | 0.95 | 45 | 0 | esc | 0.00097009 | 7.5094e-11 | 0.00097009 | 7.5094e-11 | 0 | 0 | 0.012004 | 4.9642e-10
[120 empty] | 7.3.3.17.5 (Remote Grid) Updates to grid topology to minimize risk of ignition in HFTDs Remote GridWLDFRVegetation ContactAggregated | WLDFR | HFTD - Distribution - Tier 3 - 4QU CoRE ¦ 3QU LoRE | Non-Red Flag Warning - Catastrophic Fires | Vegetation Contact | Aggregated | 2043 | 7.741e-08 | 384.7705 | 2.9785e-05 | 2043 | Mitigation | 0.95 | 45 | 0 | esc | 0.00097009 | 7.5094e-11 | 0.00097009 | 7.5094e-11 | 0.034918 | 6.3633e-08 | 0.012004 | 4.9642e-10
[120 empty] | 7.3.3.17.5 (Remote Grid) Updates to grid topology to minimize risk of ignition in HFTDs Remote GridWLDFRVegetation ContactAggregated | WLDFR | HFTD - Distribution - Tier 3 - 4QU CoRE ¦ 3QU LoRE | Non-Red Flag Warning - Catastrophic Fires | Vegetation Contact | Aggregated | 2044 | 7.741e-08 | 384.7705 | 2.9785e-05 | 2044 | Mitigation | 0.95 | 45 | 0 | esc | 0.00097009 | 7.5094e-11 | 0.00097009 | 7.5094e-11 | 0.034918 | 6.3633e-08 | 0.012004 | 4.9642e-10
[120 empty] | 7.3.3.17.5 (Remote Grid) Updates to grid topology to minimize risk of ignition in HFTDs Remote GridWLDFRVegetation ContactAggregated | WLDFR | HFTD - Distribution - Tier 3 - 4QU CoRE ¦ 3QU LoRE | Non-Red Flag Warning - Catastrophic Fires | Vegetation Contact | Aggregated | 2045 | 7.741e-08 | 384.7705 | 2.9785e-05 | 2045 | Mitigation | 0.95 | 45 | 0 | esc | 0.00097009 | 7.5094e-11 | 0.00097009 | 7.5094e-11 | 0.034918 | 6.3633e-08 | 0.012004 | 4.9642e-10
[120 empty] | 7.3.3.17.5 (Remote Grid) Updates to grid topology to minimize risk of ignition in HFTDs Remote GridWLDFRVegetation ContactAggregated | WLDFR | HFTD - Distribution - Tier 3 - 4QU CoRE ¦ 3QU LoRE | Non-Red Flag Warning - Catastrophic Fires | Vegetation Contact | Aggregated | 2046 | 7.741e-08 | 384.7705 | 2.9785e-05 | 2046 | Mitigation | 0.95 | 45 | 0 | esc | 0.00097009 | 7.5094e-11 | 0.00097009 | 7.5094e-11 | 0.034918 | 6.3633e-08 | 0.012004 | 4.9642e-10
[120 empty] | 7.3.3.17.5 (Remote Grid) Updates to grid topology to minimize risk of ignition in HFTDs Remote GridWLDFRVegetation ContactAggregated | WLDFR | HFTD - Distribution - Tier 3 - 4QU CoRE ¦ 3QU LoRE | Non-Red Flag Warning - Catastrophic Fires | Vegetation Contact | Aggregated | 2047 | 7.741e-08 | 384.7705 | 2.9785e-05 | 2047 | Mitigation | 0.95 | 45 | 0 | esc | 0.00097009 | 7.5094e-11 | 0.00097009 | 7.5094e-11 | 0.034918 | 6.3633e-08 | 0.012004 | 4.9642e-10
[120 empty] | 7.3.3.17.5 (Remote Grid) Updates to grid topology to minimize risk of ignition in HFTDs Remote GridWLDFRVegetation ContactAggregated | WLDFR | HFTD - Distribution - Tier 3 - 4QU CoRE ¦ 3QU LoRE | Non-Red Flag Warning - Catastrophic Fires | Vegetation Contact | Aggregated | 2048 | 7.741e-08 | 384.7705 | 2.9785e-05 | 2048 | Mitigation | 0.95 | 45 | 0 | esc | 0.00097009 | 7.5094e-11 | 0.00097009 | 7.5094e-11 | 0.034918 | 6.3633e-08 | 0.012004 | 4.9642e-10
[120 empty] | 7.3.3.17.5 (Remote Grid) Updates to grid topology to minimize risk of ignition in HFTDs Remote GridWLDFRVegetation ContactAggregated | WLDFR | HFTD - Distribution - Tier 3 - 4QU CoRE ¦ 3QU LoRE | Non-Red Flag Warning - Catastrophic Fires | Vegetation Contact | Aggregated | 2049 | 7.741e-08 | 384.7705 | 2.9785e-05 | 2049 | Mitigation | 0.95 | 45 | 0 | esc | 0.00097009 | 7.5094e-11 | 0.00097009 | 7.5094e-11 | 0.034918 | 6.3633e-08 | 0.012004 | 4.9642e-10
[120 empty] | 7.3.3.17.5 (Remote Grid) Updates to grid topology to minimize risk of ignition in HFTDs Remote GridWLDFRVegetation ContactAggregated | WLDFR | HFTD - Distribution - Tier 3 - 4QU CoRE ¦ 3QU LoRE | Non-Red Flag Warning - Catastrophic Fires | Vegetation Contact | Aggregated | 2050 | 7.741e-08 | 384.7705 | 2.9785e-05 | 2050 | Mitigation | 0.95 | 45 | 0 | esc | 0.00097009 | 7.5094e-11 | 0.00097009 | 7.5094e-11 | 0.034918 | 6.3633e-08 | 0.012004 | 4.9642e-10
[120 empty] | 7.3.3.17.5 (Remote Grid) Updates to grid topology to minimize risk of ignition in HFTDs Remote GridWLDFRVegetation ContactAggregated | WLDFR | HFTD - Distribution - Tier 3 - 4QU CoRE ¦ 3QU LoRE | Non-Red Flag Warning - Catastrophic Fires | Vegetation Contact | Aggregated | 2051 | 7.741e-08 | 384.7705 | 2.9785e-05 | 2051 | Mitigation | 0.95 | 45 | 0 | esc | 0.00097009 | 7.5094e-11 | 0.00097009 | 7.5094e-11 | 0.034918 | 6.3633e-08 | 0.012004 | 4.9642e-10
[120 empty] | 7.3.3.17.5 (Remote Grid) Updates to grid topology to minimize risk of ignition in HFTDs Remote GridWLDFRVegetation ContactAggregated | WLDFR | HFTD - Distribution - Tier 3 - 4QU CoRE ¦ 3QU LoRE | Non-Red Flag Warning - Catastrophic Fires | Vegetation Contact | Aggregated | 2052 | 7.741e-08 | 384.7705 | 2.9785e-05 | 2052 | Mitigation | 0.95 | 45 | 0 | esc | 0.00097009 | 7.5094e-11 | 0.00097009 | 7.5094e-11 | 0.034918 | 6.3633e-08 | 0.012004 | 4.9642e-10
[120 empty] | 7.3.3.17.5 (Remote Grid) Updates to grid topology to minimize risk of ignition in HFTDs Remote GridWLDFRVegetation ContactAggregated | WLDFR | HFTD - Distribution - Tier 3 - 4QU CoRE ¦ 3QU LoRE | Non-Red Flag Warning - Catastrophic Fires | Vegetation Contact | Aggregated | 2053 | 7.741e-08 | 384.7705 | 2.9785e-05 | 2053 | Mitigation | 0.95 | 45 | 0 | esc | 0.00097009 | 7.5094e-11 | 0.00097009 | 7.5094e-11 | 0.034918 | 6.3633e-08 | 0.012004 | 4.9642e-10
[120 empty] | 7.3.3.17.5 (Remote Grid) Updates to grid topology to minimize risk of ignition in HFTDs Remote GridWLDFRVegetation ContactAggregated | WLDFR | HFTD - Distribution - Tier 3 - 4QU CoRE ¦ 3QU LoRE | Non-Red Flag Warning - Catastrophic Fires | Vegetation Contact | Aggregated | 2054 | 7.741e-08 | 384.7705 | 2.9785e-05 | 2054 | Mitigation | 0.95 | 45 | 0 | esc | 0.00097009 | 7.5094e-11 | 0.00097009 | 7.5094e-11 | 0.034918 | 6.3633e-08 | 0.012004 | 4.9642e-10
[120 empty] | 7.3.3.17.5 (Remote Grid) Updates to grid topology to minimize risk of ignition in HFTDs Remote GridWLDFRVegetation ContactAggregated | WLDFR | HFTD - Distribution - Tier 3 - 4QU CoRE ¦ 3QU LoRE | Non-Red Flag Warning - Catastrophic Fires | Vegetation Contact | Aggregated | 2055 | 7.741e-08 | 384.7705 | 2.9785e-05 | 2055 | Mitigation | 0.95 | 45 | 0 | esc | 0.00097009 | 7.5094e-11 | 0.00097009 | 7.5094e-11 | 0.034918 | 6.3633e-08 | 0.012004 | 4.9642e-10
[120 empty] | 7.3.3.17.5 (Remote Grid) Updates to grid topology to minimize risk of ignition in HFTDs Remote GridWLDFRVegetation ContactAggregated | WLDFR | HFTD - Distribution - Tier 3 - 4QU CoRE ¦ 3QU LoRE | Non-Red Flag Warning - Catastrophic Fires | Vegetation Contact | Aggregated | 2056 | 7.741e-08 | 384.7705 | 2.9785e-05 | 2056 | Mitigation | 0.95 | 45 | 0 | esc | 0.00097009 | 7.5094e-11 | 0.00097009 | 7.5094e-11 | 0.034918 | 6.3633e-08 | 0 | 0
[120 empty] | 7.3.3.17.5 (Remote Grid) Updates to grid topology to minimize risk of ignition in HFTDs Remote GridWLDFRVegetation ContactAggregated | WLDFR | HFTD - Distribution - Tier 3 - 4QU CoRE ¦ 3QU LoRE | Non-Red Flag Warning - Catastrophic Fires | Vegetation Contact | Aggregated | 2057 | 7.741e-08 | 384.7705 | 2.9785e-05 | 2057 | Mitigation | 0.95 | 45 | 0 | esc | 0.00097009 | 7.5094e-11 | 0.00097009 | 7.5094e-11 | 0.034918 | 6.3633e-08 | 0 | 0
[120 empty] | 7.3.3.17.5 (Remote Grid) Updates to grid topology to minimize risk of ignition in HFTDs Remote GridWLDFRVegetation ContactAggregated | WLDFR | HFTD - Distribution - Tier 3 - 4QU CoRE ¦ 3QU LoRE | Non-Red Flag Warning - Catastrophic Fires | Vegetation Contact | Aggregated | 2058 | 7.741e-08 | 384.7705 | 2.9785e-05 | 2058 | Mitigation | 0.95 | 45 | 0 | esc | 0.00097009 | 7.5094e-11 | 0.00097009 | 7.5094e-11 | 0.034918 | 6.3633e-08 | 0.010025 | 1.0699e-09
[120 empty] | 7.3.3.17.5 (Remote Grid) Updates to grid topology to minimize risk of ignition in HFTDs Remote GridWLDFRVegetation ContactAggregated | WLDFR | HFTD - Distribution - Tier 3 - 4QU CoRE ¦ 3QU LoRE | Non-Red Flag Warning - Catastrophic Fires | Vegetation Contact | Aggregated | 2059 | 7.741e-08 | 384.7705 | 2.9785e-05 | 2059 | Mitigation | 0.95 | 45 | 0 | esc | 0.00097009 | 7.5094e-11 | 0.00097009 | 7.5094e-11 | 0.034918 | 6.3633e-08 | 0.010025 | 1.0699e-09
[120 empty] | 7.3.3.17.5 (Remote Grid) Updates to grid topology to minimize risk of ignition in HFTDs Remote GridWLDFRVegetation ContactAggregated | WLDFR | HFTD - Distribution - Tier 3 - 4QU CoRE ¦ 3QU LoRE | Non-Red Flag Warning - Catastrophic Fires | Vegetation Contact | Aggregated | 2060 | 7.741e-08 | 384.7705 | 2.9785e-05 | 2060 | Mitigation | 0.95 | 45 | 0 | esc | 0.00097009 | 7.5094e-11 | 0.00097009 | 7.5094e-11 | 0.034918 | 6.3633e-08 | 0.010025 | 1.0699e-09
[120 empty] | 7.3.3.17.5 (Remote Grid) Updates to grid topology to minimize risk of ignition in HFTDs Remote GridWLDFRVegetation ContactAggregated | WLDFR | HFTD - Distribution - Tier 3 - 4QU CoRE ¦ 3QU LoRE | Non-Red Flag Warning - Catastrophic Fires | Vegetation Contact | Aggregated | 2061 | 7.741e-08 | 384.7705 | 2.9785e-05 | 2061 | Mitigation | 0.95 | 45 | 0 | esc | 0.00097009 | 7.5094e-11 | 0.00097009 | 7.5094e-11 | 0.034918 | 6.3633e-08 | 0.010025 | 1.0699e-09
[120 empty] | 7.3.3.17.5 (Remote Grid) Updates to grid topology to minimize risk of ignition in HFTDs Remote GridWLDFRVegetation ContactAggregated | WLDFR | HFTD - Distribution - Tier 3 - 4QU CoRE ¦ 3QU LoRE | Non-Red Flag Warning - Catastrophic Fires | Vegetation Contact | Aggregated | 2062 | 7.741e-08 | 384.7705 | 2.9785e-05 | 2062 | Mitigation | 0.95 | 45 | 0 | esc | 0.00097009 | 7.5094e-11 | 0.00097009 | 7.5094e-11 | 0.034918 | 6.3633e-08 | 0.010025 | 1.0699e-09
[120 empty] | 7.3.3.17.5 (Remote Grid) Updates to grid topology to minimize risk of ignition in HFTDs Remote GridWLDFRVegetation ContactAggregated | WLDFR | HFTD - Distribution - Tier 3 - 4QU CoRE ¦ 3QU LoRE | Non-Red Flag Warning - Catastrophic Fires | Vegetation Contact | Aggregated | 2063 | 7.741e-08 | 384.7705 | 2.9785e-05 | 2063 | Mitigation | 0.95 | 45 | 0 | esc | 0.00097009 | 7.5094e-11 | 0.00097009 | 7.5094e-11 | 0.034918 | 6.3633e-08 | 0.010025 | 1.0699e-09
[120 empty] | 7.3.3.17.5 (Remote Grid) Updates to grid topology to minimize risk of ignition in HFTDs Remote GridWLDFRVegetation ContactAggregated | WLDFR | HFTD - Distribution - Tier 3 - 4QU CoRE ¦ 3QU LoRE | Non-Red Flag Warning - Catastrophic Fires | Vegetation Contact | Aggregated | 2064 | 7.741e-08 | 384.7705 | 2.9785e-05 | 2064 | Mitigation | 0.95 | 45 | 0 | esc | 0.00097009 | 7.5094e-11 | 0.00097009 | 7.5094e-11 | 0.034918 | 6.3633e-08 | 0.010025 | 1.0699e-09
[120 empty] | 7.3.3.17.5 (Remote Grid) Updates to grid topology to minimize risk of ignition in HFTDs Remote GridWLDFRVegetation ContactAggregated | WLDFR | HFTD - Distribution - Tier 3 - 4QU CoRE ¦ 3QU LoRE | Non-Red Flag Warning - Catastrophic Fires | Vegetation Contact | Aggregated | 2065 | 7.741e-08 | 384.7705 | 2.9785e-05 | 2065 | Mitigation | 0.95 | 45 | 0 | esc | 0.00097009 | 7.5094e-11 | 0.00097009 | 7.5094e-11 | 0.034918 | 6.3633e-08 | 0.010025 | 1.0699e-09
[120 empty] | 7.3.3.17.5 (Remote Grid) Updates to grid topology to minimize risk of ignition in HFTDs Remote GridWLDFRVegetation ContactAggregated | WLDFR | HFTD - Distribution - Tier 3 - 4QU CoRE ¦ 3QU LoRE | Non-Red Flag Warning - Catastrophic Fires | Vegetation Contact | Aggregated | 2066 | 7.741e-08 | 384.7705 | 2.9785e-05 | 2066 | Mitigation | 0.95 | 45 | 0 | esc | 0.00097009 | 7.5094e-11 | 0.00097009 | 7.5094e-11 | 0.034918 | 6.3633e-08 | 0.010025 | 1.0699e-09
[120 empty] | 7.3.3.17.5 (Remote Grid) Updates to grid topology to minimize risk of ignition in HFTDs Remote GridWLDFRVegetation ContactAggregated | WLDFR | HFTD - Distribution - Tier 3 - 4QU CoRE ¦ 3QU LoRE | Non-Red Flag Warning - Catastrophic Fires | Vegetation Contact | Aggregated | 2067 | 7.741e-08 | 384.7705 | 2.9785e-05 | 2067 | Mitigation | 0.95 | 45 | 0 | esc | 0 | 0 | 0.00097009 | 7.5094e-11 | 0.034918 | 6.3633e-08 | 0.010025 | 1.0699e-09
[120 empty] | 7.3.3.17.5 (Remote Grid) Updates to grid topology to minimize risk of ignition in HFTDs Remote GridWLDFRWire-to-wire contactAggregated | WLDFR | HFTD - Distribution - Tier 3 - 4QU CoRE ¦ 3QU LoRE | Non-Red Flag Warning - Catastrophic Fires | Wire-to-wire contact | Aggregated | 2022 | 4.4077e-08 | 384.7705 | 1.696e-05 | 2022 | Mitigation | 0.95 | 45 | 0 | esc | 0.00097009 | 4.2758e-11 | 0 | 0 | 0.034918 | 6.3633e-08 | 0.010025 | 1.0699e-09
[120 empty] | 7.3.3.17.5 (Remote Grid) Updates to grid topology to minimize risk of ignition in HFTDs Remote GridWLDFRWire-to-wire contactAggregated | WLDFR | HFTD - Distribution - Tier 3 - 4QU CoRE ¦ 3QU LoRE | Non-Red Flag Warning - Catastrophic Fires | Wire-to-wire contact | Aggregated | 2023 | 4.4077e-08 | 384.7705 | 1.696e-05 | 2023 | Mitigation | 0.95 | 45 | 0 | esc | 0.00097009 | 4.2758e-11 | 0.00097009 | 4.2758e-11 | 0.034918 | 6.3633e-08 | 0.010025 | 1.0699e-09
[120 empty] | 7.3.3.17.5 (Remote Grid) Updates to grid topology to minimize risk of ignition in HFTDs Remote GridWLDFRWire-to-wire contactAggregated | WLDFR | HFTD - Distribution - Tier 3 - 4QU CoRE ¦ 3QU LoRE | Non-Red Flag Warning - Catastrophic Fires | Wire-to-wire contact | Aggregated | 2024 | 4.4077e-08 | 384.7705 | 1.696e-05 | 2024 | Mitigation | 0.95 | 45 | 0 | esc | 0.00097009 | 4.2758e-11 | 0.00097009 | 4.2758e-11 | 0.034918 | 6.3633e-08 | 0.010025 | 1.0699e-09
[120 empty] | 7.3.3.17.5 (Remote Grid) Updates to grid topology to minimize risk of ignition in HFTDs Remote GridWLDFRWire-to-wire contactAggregated | WLDFR | HFTD - Distribution - Tier 3 - 4QU CoRE ¦ 3QU LoRE | Non-Red Flag Warning - Catastrophic Fires | Wire-to-wire contact | Aggregated | 2025 | 4.4077e-08 | 384.7705 | 1.696e-05 | 2025 | Mitigation | 0.95 | 45 | 0 | esc | 0.00097009 | 4.2758e-11 | 0.00097009 | 4.2758e-11 | 0.034918 | 6.3633e-08 | 0.010025 | 1.0699e-09
[120 empty] | 7.3.3.17.5 (Remote Grid) Updates to grid topology to minimize risk of ignition in HFTDs Remote GridWLDFRWire-to-wire contactAggregated | WLDFR | HFTD - Distribution - Tier 3 - 4QU CoRE ¦ 3QU LoRE | Non-Red Flag Warning - Catastrophic Fires | Wire-to-wire contact | Aggregated | 2026 | 4.4077e-08 | 384.7705 | 1.696e-05 | 2026 | Mitigation | 0.95 | 45 | 0 | esc | 0.00097009 | 4.2758e-11 | 0.00097009 | 4.2758e-11 | 0.034918 | 6.3633e-08 | 0.010025 | 1.0699e-09
[120 empty] | 7.3.3.17.5 (Remote Grid) Updates to grid topology to minimize risk of ignition in HFTDs Remote GridWLDFRWire-to-wire contactAggregated | WLDFR | HFTD - Distribution - Tier 3 - 4QU CoRE ¦ 3QU LoRE | Non-Red Flag Warning - Catastrophic Fires | Wire-to-wire contact | Aggregated | 2027 | 4.4077e-08 | 384.7705 | 1.696e-05 | 2027 | Mitigation | 0.95 | 45 | 0 | esc | 0.00097009 | 4.2758e-11 | 0.00097009 | 4.2758e-11 | 0.034918 | 6.3633e-08 | 0.010025 | 1.0699e-09
[120 empty] | 7.3.3.17.5 (Remote Grid) Updates to grid topology to minimize risk of ignition in HFTDs Remote GridWLDFRWire-to-wire contactAggregated | WLDFR | HFTD - Distribution - Tier 3 - 4QU CoRE ¦ 3QU LoRE | Non-Red Flag Warning - Catastrophic Fires | Wire-to-wire contact | Aggregated | 2028 | 4.4077e-08 | 384.7705 | 1.696e-05 | 2028 | Mitigation | 0.95 | 45 | 0 | esc | 0.00097009 | 4.2758e-11 | 0.00097009 | 4.2758e-11 | 0.034918 | 6.3633e-08 | 0.010025 | 1.0699e-09
[120 empty] | 7.3.3.17.5 (Remote Grid) Updates to grid topology to minimize risk of ignition in HFTDs Remote GridWLDFRWire-to-wire contactAggregated | WLDFR | HFTD - Distribution - Tier 3 - 4QU CoRE ¦ 3QU LoRE | Non-Red Flag Warning - Catastrophic Fires | Wire-to-wire contact | Aggregated | 2029 | 4.4077e-08 | 384.7705 | 1.696e-05 | 2029 | Mitigation | 0.95 | 45 | 0 | esc | 0.00097009 | 4.2758e-11 | 0.00097009 | 4.2758e-11 | 0.034918 | 6.3633e-08 | 0.010025 | 1.0699e-09
[120 empty] | 7.3.3.17.5 (Remote Grid) Updates to grid topology to minimize risk of ignition in HFTDs Remote GridWLDFRWire-to-wire contactAggregated | WLDFR | HFTD - Distribution - Tier 3 - 4QU CoRE ¦ 3QU LoRE | Non-Red Flag Warning - Catastrophic Fires | Wire-to-wire contact | Aggregated | 2030 | 4.4077e-08 | 384.7705 | 1.696e-05 | 2030 | Mitigation | 0.95 | 45 | 0 | esc | 0.00097009 | 4.2758e-11 | 0.00097009 | 4.2758e-11 | 0.034918 | 6.3633e-08 | 0.010025 | 1.0699e-09
[120 empty] | 7.3.3.17.5 (Remote Grid) Updates to grid topology to minimize risk of ignition in HFTDs Remote GridWLDFRWire-to-wire contactAggregated | WLDFR | HFTD - Distribution - Tier 3 - 4QU CoRE ¦ 3QU LoRE | Non-Red Flag Warning - Catastrophic Fires | Wire-to-wire contact | Aggregated | 2031 | 4.4077e-08 | 384.7705 | 1.696e-05 | 2031 | Mitigation | 0.95 | 45 | 0 | esc | 0.00097009 | 4.2758e-11 | 0.00097009 | 4.2758e-11 | 0.034918 | 6.3633e-08 | 0.010025 | 1.0699e-09
[120 empty] | 7.3.3.17.5 (Remote Grid) Updates to grid topology to minimize risk of ignition in HFTDs Remote GridWLDFRWire-to-wire contactAggregated | WLDFR | HFTD - Distribution - Tier 3 - 4QU CoRE ¦ 3QU LoRE | Non-Red Flag Warning - Catastrophic Fires | Wire-to-wire contact | Aggregated | 2032 | 4.4077e-08 | 384.7705 | 1.696e-05 | 2032 | Mitigation | 0.95 | 45 | 0 | esc | 0.00097009 | 4.2758e-11 | 0.00097009 | 4.2758e-11 | 0.034918 | 6.3633e-08 | 0.010025 | 1.0699e-09
[120 empty] | 7.3.3.17.5 (Remote Grid) Updates to grid topology to minimize risk of ignition in HFTDs Remote GridWLDFRWire-to-wire contactAggregated | WLDFR | HFTD - Distribution - Tier 3 - 4QU CoRE ¦ 3QU LoRE | Non-Red Flag Warning - Catastrophic Fires | Wire-to-wire contact | Aggregated | 2033 | 4.4077e-08 | 384.7705 | 1.696e-05 | 2033 | Mitigation | 0.95 | 45 | 0 | esc | 0.00097009 | 4.2758e-11 | 0.00097009 | 4.2758e-11 | 0.034918 | 6.3633e-08 | 0.010025 | 1.0699e-09
[120 empty] | 7.3.3.17.5 (Remote Grid) Updates to grid topology to minimize risk of ignition in HFTDs Remote GridWLDFRWire-to-wire contactAggregated | WLDFR | HFTD - Distribution - Tier 3 - 4QU CoRE ¦ 3QU LoRE | Non-Red Flag Warning - Catastrophic Fires | Wire-to-wire contact | Aggregated | 2034 | 4.4077e-08 | 384.7705 | 1.696e-05 | 2034 | Mitigation | 0.95 | 45 | 0 | esc | 0.00097009 | 4.2758e-11 | 0.00097009 | 4.2758e-11 | 0.034918 | 6.3633e-08 | 0.010025 | 1.0699e-09
[120 empty] | 7.3.3.17.5 (Remote Grid) Updates to grid topology to minimize risk of ignition in HFTDs Remote GridWLDFRWire-to-wire contactAggregated | WLDFR | HFTD - Distribution - Tier 3 - 4QU CoRE ¦ 3QU LoRE | Non-Red Flag Warning - Catastrophic Fires | Wire-to-wire contact | Aggregated | 2035 | 4.4077e-08 | 384.7705 | 1.696e-05 | 2035 | Mitigation | 0.95 | 45 | 0 | esc | 0.00097009 | 4.2758e-11 | 0.00097009 | 4.2758e-11 | 0.034918 | 6.3633e-08 | 0.010025 | 1.0699e-09
[120 empty] | 7.3.3.17.5 (Remote Grid) Updates to grid topology to minimize risk of ignition in HFTDs Remote GridWLDFRWire-to-wire contactAggregated | WLDFR | HFTD - Distribution - Tier 3 - 4QU CoRE ¦ 3QU LoRE | Non-Red Flag Warning - Catastrophic Fires | Wire-to-wire contact | Aggregated | 2036 | 4.4077e-08 | 384.7705 | 1.696e-05 | 2036 | Mitigation | 0.95 | 45 | 0 | esc | 0.00097009 | 4.2758e-11 | 0.00097009 | 4.2758e-11 | 0.034918 | 6.3633e-08 | 0.010025 | 1.0699e-09
[120 empty] | 7.3.3.17.5 (Remote Grid) Updates to grid topology to minimize risk of ignition in HFTDs Remote GridWLDFRWire-to-wire contactAggregated | WLDFR | HFTD - Distribution - Tier 3 - 4QU CoRE ¦ 3QU LoRE | Non-Red Flag Warning - Catastrophic Fires | Wire-to-wire contact | Aggregated | 2037 | 4.4077e-08 | 384.7705 | 1.696e-05 | 2037 | Mitigation | 0.95 | 45 | 0 | esc | 0.00097009 | 4.2758e-11 | 0.00097009 | 4.2758e-11 | 0.034918 | 6.3633e-08 | 0.010025 | 1.0699e-09
[120 empty] | 7.3.3.17.5 (Remote Grid) Updates to grid topology to minimize risk of ignition in HFTDs Remote GridWLDFRWire-to-wire contactAggregated | WLDFR | HFTD - Distribution - Tier 3 - 4QU CoRE ¦ 3QU LoRE | Non-Red Flag Warning - Catastrophic Fires | Wire-to-wire contact | Aggregated | 2038 | 4.4077e-08 | 384.7705 | 1.696e-05 | 2038 | Mitigation | 0.95 | 45 | 0 | esc | 0.00097009 | 4.2758e-11 | 0.00097009 | 4.2758e-11 | 0.034918 | 6.3633e-08 | 0.010025 | 1.0699e-09
[120 empty] | 7.3.3.17.5 (Remote Grid) Updates to grid topology to minimize risk of ignition in HFTDs Remote GridWLDFRWire-to-wire contactAggregated | WLDFR | HFTD - Distribution - Tier 3 - 4QU CoRE ¦ 3QU LoRE | Non-Red Flag Warning - Catastrophic Fires | Wire-to-wire contact | Aggregated | 2039 | 4.4077e-08 | 384.7705 | 1.696e-05 | 2039 | Mitigation | 0.95 | 45 | 0 | esc | 0.00097009 | 4.2758e-11 | 0.00097009 | 4.2758e-11 | 0.034918 | 6.3633e-08 | 0.010025 | 1.0699e-09
[120 empty] | 7.3.3.17.5 (Remote Grid) Updates to grid topology to minimize risk of ignition in HFTDs Remote GridWLDFRWire-to-wire contactAggregated | WLDFR | HFTD - Distribution - Tier 3 - 4QU CoRE ¦ 3QU LoRE | Non-Red Flag Warning - Catastrophic Fires | Wire-to-wire contact | Aggregated | 2040 | 4.4077e-08 | 384.7705 | 1.696e-05 | 2040 | Mitigation | 0.95 | 45 | 0 | esc | 0.00097009 | 4.2758e-11 | 0.00097009 | 4.2758e-11 | 0.034918 | 6.3633e-08 | 0.010025 | 1.0699e-09
[120 empty] | 7.3.3.17.5 (Remote Grid) Updates to grid topology to minimize risk of ignition in HFTDs Remote GridWLDFRWire-to-wire contactAggregated | WLDFR | HFTD - Distribution - Tier 3 - 4QU CoRE ¦ 3QU LoRE | Non-Red Flag Warning - Catastrophic Fires | Wire-to-wire contact | Aggregated | 2041 | 4.4077e-08 | 384.7705 | 1.696e-05 | 2041 | Mitigation | 0.95 | 45 | 0 | esc | 0.00097009 | 4.2758e-11 | 0.00097009 | 4.2758e-11 | 0.034918 | 6.3633e-08 | 0.010025 | 1.0699e-09
[120 empty] | 7.3.3.17.5 (Remote Grid) Updates to grid topology to minimize risk of ignition in HFTDs Remote GridWLDFRWire-to-wire contactAggregated | WLDFR | HFTD - Distribution - Tier 3 - 4QU CoRE ¦ 3QU LoRE | Non-Red Flag Warning - Catastrophic Fires | Wire-to-wire contact | Aggregated | 2042 | 4.4077e-08 | 384.7705 | 1.696e-05 | 2042 | Mitigation | 0.95 | 45 | 0 | esc | 0.00097009 | 4.2758e-11 | 0.00097009 | 4.2758e-11 | 0.034918 | 6.3633e-08 | 0 | 0
[120 empty] | 7.3.3.17.5 (Remote Grid) Updates to grid topology to minimize risk of ignition in HFTDs Remote GridWLDFRWire-to-wire contactAggregated | WLDFR | HFTD - Distribution - Tier 3 - 4QU CoRE ¦ 3QU LoRE | Non-Red Flag Warning - Catastrophic Fires | Wire-to-wire contact | Aggregated | 2043 | 4.4077e-08 | 384.7705 | 1.696e-05 | 2043 | Mitigation | 0.95 | 45 | 0 | esc | 0.00097009 | 4.2758e-11 | 0.00097009 | 4.2758e-11 | 0.034918 | 6.3633e-08 | 0 | 0
[120 empty] | 7.3.3.17.5 (Remote Grid) Updates to grid topology to minimize risk of ignition in HFTDs Remote GridWLDFRWire-to-wire contactAggregated | WLDFR | HFTD - Distribution - Tier 3 - 4QU CoRE ¦ 3QU LoRE | Non-Red Flag Warning - Catastrophic Fires | Wire-to-wire contact | Aggregated | 2044 | 4.4077e-08 | 384.7705 | 1.696e-05 | 2044 | Mitigation | 0.95 | 45 | 0 | esc | 0.00097009 | 4.2758e-11 | 0.00097009 | 4.2758e-11 | 0.034918 | 6.3633e-08 | 0.0094681 | 3.4494e-09
[120 empty] | 7.3.3.17.5 (Remote Grid) Updates to grid topology to minimize risk of ignition in HFTDs Remote GridWLDFRWire-to-wire contactAggregated | WLDFR | HFTD - Distribution - Tier 3 - 4QU CoRE ¦ 3QU LoRE | Non-Red Flag Warning - Catastrophic Fires | Wire-to-wire contact | Aggregated | 2045 | 4.4077e-08 | 384.7705 | 1.696e-05 | 2045 | Mitigation | 0.95 | 45 | 0 | esc | 0.00097009 | 4.2758e-11 | 0.00097009 | 4.2758e-11 | 0.034918 | 6.3633e-08 | 0.0094681 | 3.4494e-09
[120 empty] | 7.3.3.17.5 (Remote Grid) Updates to grid topology to minimize risk of ignition in HFTDs Remote GridWLDFRWire-to-wire contactAggregated | WLDFR | HFTD - Distribution - Tier 3 - 4QU CoRE ¦ 3QU LoRE | Non-Red Flag Warning - Catastrophic Fires | Wire-to-wire contact | Aggregated | 2046 | 4.4077e-08 | 384.7705 | 1.696e-05 | 2046 | Mitigation | 0.95 | 45 | 0 | esc | 0.00097009 | 4.2758e-11 | 0.00097009 | 4.2758e-11 | 0 | 0 | 0.0094681 | 3.4494e-09
[120 empty] | 7.3.3.17.5 (Remote Grid) Updates to grid topology to minimize risk of ignition in HFTDs Remote GridWLDFRWire-to-wire contactAggregated | WLDFR | HFTD - Distribution - Tier 3 - 4QU CoRE ¦ 3QU LoRE | Non-Red Flag Warning - Catastrophic Fires | Wire-to-wire contact | Aggregated | 2047 | 4.4077e-08 | 384.7705 | 1.696e-05 | 2047 | Mitigation | 0.95 | 45 | 0 | esc | 0.00097009 | 4.2758e-11 | 0.00097009 | 4.2758e-11 | 0.034918 | 1.8909e-08 | 0.0094681 | 3.4494e-09
[120 empty] | 7.3.3.17.5 (Remote Grid) Updates to grid topology to minimize risk of ignition in HFTDs Remote GridWLDFRWire-to-wire contactAggregated | WLDFR | HFTD - Distribution - Tier 3 - 4QU CoRE ¦ 3QU LoRE | Non-Red Flag Warning - Catastrophic Fires | Wire-to-wire contact | Aggregated | 2048 | 4.4077e-08 | 384.7705 | 1.696e-05 | 2048 | Mitigation | 0.95 | 45 | 0 | esc | 0.00097009 | 4.2758e-11 | 0.00097009 | 4.2758e-11 | 0.034918 | 1.8909e-08 | 0.0094681 | 3.4494e-09
[120 empty] | 7.3.3.17.5 (Remote Grid) Updates to grid topology to minimize risk of ignition in HFTDs Remote GridWLDFRWire-to-wire contactAggregated | WLDFR | HFTD - Distribution - Tier 3 - 4QU CoRE ¦ 3QU LoRE | Non-Red Flag Warning - Catastrophic Fires | Wire-to-wire contact | Aggregated | 2049 | 4.4077e-08 | 384.7705 | 1.696e-05 | 2049 | Mitigation | 0.95 | 45 | 0 | esc | 0.00097009 | 4.2758e-11 | 0.00097009 | 4.2758e-11 | 0.034918 | 1.8909e-08 | 0.0094681 | 3.4494e-09
[120 empty] | 7.3.3.17.5 (Remote Grid) Updates to grid topology to minimize risk of ignition in HFTDs Remote GridWLDFRWire-to-wire contactAggregated | WLDFR | HFTD - Distribution - Tier 3 - 4QU CoRE ¦ 3QU LoRE | Non-Red Flag Warning - Catastrophic Fires | Wire-to-wire contact | Aggregated | 2050 | 4.4077e-08 | 384.7705 | 1.696e-05 | 2050 | Mitigation | 0.95 | 45 | 0 | esc | 0.00097009 | 4.2758e-11 | 0.00097009 | 4.2758e-11 | 0.034918 | 1.8909e-08 | 0.0094681 | 3.4494e-09
[120 empty] | 7.3.3.17.5 (Remote Grid) Updates to grid topology to minimize risk of ignition in HFTDs Remote GridWLDFRWire-to-wire contactAggregated | WLDFR | HFTD - Distribution - Tier 3 - 4QU CoRE ¦ 3QU LoRE | Non-Red Flag Warning - Catastrophic Fires | Wire-to-wire contact | Aggregated | 2051 | 4.4077e-08 | 384.7705 | 1.696e-05 | 2051 | Mitigation | 0.95 | 45 | 0 | esc | 0.00097009 | 4.2758e-11 | 0.00097009 | 4.2758e-11 | 0.034918 | 1.8909e-08 | 0.0094681 | 3.4494e-09
[120 empty] | 7.3.3.17.5 (Remote Grid) Updates to grid topology to minimize risk of ignition in HFTDs Remote GridWLDFRWire-to-wire contactAggregated | WLDFR | HFTD - Distribution - Tier 3 - 4QU CoRE ¦ 3QU LoRE | Non-Red Flag Warning - Catastrophic Fires | Wire-to-wire contact | Aggregated | 2052 | 4.4077e-08 | 384.7705 | 1.696e-05 | 2052 | Mitigation | 0.95 | 45 | 0 | esc | 0.00097009 | 4.2758e-11 | 0.00097009 | 4.2758e-11 | 0.034918 | 1.8909e-08 | 0.0094681 | 3.4494e-09
[120 empty] | 7.3.3.17.5 (Remote Grid) Updates to grid topology to minimize risk of ignition in HFTDs Remote GridWLDFRWire-to-wire contactAggregated | WLDFR | HFTD - Distribution - Tier 3 - 4QU CoRE ¦ 3QU LoRE | Non-Red Flag Warning - Catastrophic Fires | Wire-to-wire contact | Aggregated | 2053 | 4.4077e-08 | 384.7705 | 1.696e-05 | 2053 | Mitigation | 0.95 | 45 | 0 | esc | 0.00097009 | 4.2758e-11 | 0.00097009 | 4.2758e-11 | 0.034918 | 1.8909e-08 | 0.0094681 | 3.4494e-09
[120 empty] | 7.3.3.17.5 (Remote Grid) Updates to grid topology to minimize risk of ignition in HFTDs Remote GridWLDFRWire-to-wire contactAggregated | WLDFR | HFTD - Distribution - Tier 3 - 4QU CoRE ¦ 3QU LoRE | Non-Red Flag Warning - Catastrophic Fires | Wire-to-wire contact | Aggregated | 2054 | 4.4077e-08 | 384.7705 | 1.696e-05 | 2054 | Mitigation | 0.95 | 45 | 0 | esc | 0.00097009 | 4.2758e-11 | 0.00097009 | 4.2758e-11 | 0.034918 | 1.8909e-08 | 0.0094681 | 3.4494e-09
[120 empty] | 7.3.3.17.5 (Remote Grid) Updates to grid topology to minimize risk of ignition in HFTDs Remote GridWLDFRWire-to-wire contactAggregated | WLDFR | HFTD - Distribution - Tier 3 - 4QU CoRE ¦ 3QU LoRE | Non-Red Flag Warning - Catastrophic Fires | Wire-to-wire contact | Aggregated | 2055 | 4.4077e-08 | 384.7705 | 1.696e-05 | 2055 | Mitigation | 0.95 | 45 | 0 | esc | 0.00097009 | 4.2758e-11 | 0.00097009 | 4.2758e-11 | 0.034918 | 1.8909e-08 | 0.0094681 | 3.4494e-09
[120 empty] | 7.3.3.17.5 (Remote Grid) Updates to grid topology to minimize risk of ignition in HFTDs Remote GridWLDFRWire-to-wire contactAggregated | WLDFR | HFTD - Distribution - Tier 3 - 4QU CoRE ¦ 3QU LoRE | Non-Red Flag Warning - Catastrophic Fires | Wire-to-wire contact | Aggregated | 2056 | 4.4077e-08 | 384.7705 | 1.696e-05 | 2056 | Mitigation | 0.95 | 45 | 0 | esc | 0.00097009 | 4.2758e-11 | 0.00097009 | 4.2758e-11 | 0.034918 | 1.8909e-08 | 0.0094681 | 3.4494e-09
[120 empty] | 7.3.3.17.5 (Remote Grid) Updates to grid topology to minimize risk of ignition in HFTDs Remote GridWLDFRWire-to-wire contactAggregated | WLDFR | HFTD - Distribution - Tier 3 - 4QU CoRE ¦ 3QU LoRE | Non-Red Flag Warning - Catastrophic Fires | Wire-to-wire contact | Aggregated | 2057 | 4.4077e-08 | 384.7705 | 1.696e-05 | 2057 | Mitigation | 0.95 | 45 | 0 | esc | 0.00097009 | 4.2758e-11 | 0.00097009 | 4.2758e-11 | 0.034918 | 1.8909e-08 | 0.0094681 | 3.4494e-09
[120 empty] | 7.3.3.17.5 (Remote Grid) Updates to grid topology to minimize risk of ignition in HFTDs Remote GridWLDFRWire-to-wire contactAggregated | WLDFR | HFTD - Distribution - Tier 3 - 4QU CoRE ¦ 3QU LoRE | Non-Red Flag Warning - Catastrophic Fires | Wire-to-wire contact | Aggregated | 2058 | 4.4077e-08 | 384.7705 | 1.696e-05 | 2058 | Mitigation | 0.95 | 45 | 0 | esc | 0.00097009 | 4.2758e-11 | 0.00097009 | 4.2758e-11 | 0.034918 | 1.8909e-08 | 0.0094681 | 3.4494e-09
[120 empty] | 7.3.3.17.5 (Remote Grid) Updates to grid topology to minimize risk of ignition in HFTDs Remote GridWLDFRWire-to-wire contactAggregated | WLDFR | HFTD - Distribution - Tier 3 - 4QU CoRE ¦ 3QU LoRE | Non-Red Flag Warning - Catastrophic Fires | Wire-to-wire contact | Aggregated | 2059 | 4.4077e-08 | 384.7705 | 1.696e-05 | 2059 | Mitigation | 0.95 | 45 | 0 | esc | 0.00097009 | 4.2758e-11 | 0.00097009 | 4.2758e-11 | 0.034918 | 1.8909e-08 | 0.0094681 | 3.4494e-09
[120 empty] | 7.3.3.17.5 (Remote Grid) Updates to grid topology to minimize risk of ignition in HFTDs Remote GridWLDFRWire-to-wire contactAggregated | WLDFR | HFTD - Distribution - Tier 3 - 4QU CoRE ¦ 3QU LoRE | Non-Red Flag Warning - Catastrophic Fires | Wire-to-wire contact | Aggregated | 2060 | 4.4077e-08 | 384.7705 | 1.696e-05 | 2060 | Mitigation | 0.95 | 45 | 0 | esc | 0.00097009 | 4.2758e-11 | 0.00097009 | 4.2758e-11 | 0.034918 | 1.8909e-08 | 0.0094681 | 3.4494e-09
[120 empty] | 7.3.3.17.5 (Remote Grid) Updates to grid topology to minimize risk of ignition in HFTDs Remote GridWLDFRWire-to-wire contactAggregated | WLDFR | HFTD - Distribution - Tier 3 - 4QU CoRE ¦ 3QU LoRE | Non-Red Flag Warning - Catastrophic Fires | Wire-to-wire contact | Aggregated | 2061 | 4.4077e-08 | 384.7705 | 1.696e-05 | 2061 | Mitigation | 0.95 | 45 | 0 | esc | 0.00097009 | 4.2758e-11 | 0.00097009 | 4.2758e-11 | 0.034918 | 1.8909e-08 | 0.0094681 | 3.4494e-09
[120 empty] | 7.3.3.17.5 (Remote Grid) Updates to grid topology to minimize risk of ignition in HFTDs Remote GridWLDFRWire-to-wire contactAggregated | WLDFR | HFTD - Distribution - Tier 3 - 4QU CoRE ¦ 3QU LoRE | Non-Red Flag Warning - Catastrophic Fires | Wire-to-wire contact | Aggregated | 2062 | 4.4077e-08 | 384.7705 | 1.696e-05 | 2062 | Mitigation | 0.95 | 45 | 0 | esc | 0.00097009 | 4.2758e-11 | 0.00097009 | 4.2758e-11 | 0.034918 | 1.8909e-08 | 0.0094681 | 3.4494e-09
[120 empty] | 7.3.3.17.5 (Remote Grid) Updates to grid topology to minimize risk of ignition in HFTDs Remote GridWLDFRWire-to-wire contactAggregated | WLDFR | HFTD - Distribution - Tier 3 - 4QU CoRE ¦ 3QU LoRE | Non-Red Flag Warning - Catastrophic Fires | Wire-to-wire contact | Aggregated | 2063 | 4.4077e-08 | 384.7705 | 1.696e-05 | 2063 | Mitigation | 0.95 | 45 | 0 | esc | 0.00097009 | 4.2758e-11 | 0.00097009 | 4.2758e-11 | 0.034918 | 1.8909e-08 | 0.0094681 | 3.4494e-09
[120 empty] | 7.3.3.17.5 (Remote Grid) Updates to grid topology to minimize risk of ignition in HFTDs Remote GridWLDFRWire-to-wire contactAggregated | WLDFR | HFTD - Distribution - Tier 3 - 4QU CoRE ¦ 3QU LoRE | Non-Red Flag Warning - Catastrophic Fires | Wire-to-wire contact | Aggregated | 2064 | 4.4077e-08 | 384.7705 | 1.696e-05 | 2064 | Mitigation | 0.95 | 45 | 0 | esc | 0.00097009 | 4.2758e-11 | 0.00097009 | 4.2758e-11 | 0.034918 | 1.8909e-08 | 0.0094681 | 3.4494e-09
[120 empty] | 7.3.3.17.5 (Remote Grid) Updates to grid topology to minimize risk of ignition in HFTDs Remote GridWLDFRWire-to-wire contactAggregated | WLDFR | HFTD - Distribution - Tier 3 - 4QU CoRE ¦ 3QU LoRE | Non-Red Flag Warning - Catastrophic Fires | Wire-to-wire contact | Aggregated | 2065 | 4.4077e-08 | 384.7705 | 1.696e-05 | 2065 | Mitigation | 0.95 | 45 | 0 | esc | 0.00097009 | 4.2758e-11 | 0.00097009 | 4.2758e-11 | 0.034918 | 1.8909e-08 | 0.0094681 | 3.4494e-09
[120 empty] | 7.3.3.17.5 (Remote Grid) Updates to grid topology to minimize risk of ignition in HFTDs Remote GridWLDFRWire-to-wire contactAggregated | WLDFR | HFTD - Distribution - Tier 3 - 4QU CoRE ¦ 3QU LoRE | Non-Red Flag Warning - Catastrophic Fires | Wire-to-wire contact | Aggregated | 2066 | 4.4077e-08 | 384.7705 | 1.696e-05 | 2066 | Mitigation | 0.95 | 45 | 0 | esc | 0.00097009 | 4.2758e-11 | 0.00097009 | 4.2758e-11 | 0.034918 | 1.8909e-08 | 0.0094681 | 3.4494e-09
[120 empty] | 7.3.3.17.5 (Remote Grid) Updates to grid topology to minimize risk of ignition in HFTDs Remote GridWLDFRWire-to-wire contactAggregated | WLDFR | HFTD - Distribution - Tier 3 - 4QU CoRE ¦ 3QU LoRE | Non-Red Flag Warning - Catastrophic Fires | Wire-to-wire contact | Aggregated | 2067 | 4.4077e-08 | 384.7705 | 1.696e-05 | 2067 | Mitigation | 0.95 | 45 | 0 | esc | 0 | 0 | 0.00097009 | 4.2758e-11 | 0.034918 | 1.8909e-08 | 0.0094681 | 3.4494e-09
[120 empty] | 7.3.3.17.5 (Remote Grid) Updates to grid topology to minimize risk of ignition in HFTDs Remote GridWLDFRContact from objectAggregated | WLDFR | HFTD - Distribution - Tier 3 - 4QU CoRE ¦ 3QU LoRE | Non-Red Flag Warning - Destructive Fires | Contact from object | Aggregated | 2022 | 1.3685e-07 | 384.7705 | 5.2657e-05 | 2022 | Mitigation | 0.95 | 45 | 0 | esc | 0.00097009 | 1.3276e-10 | 0 | 0 | 0.034918 | 1.8909e-08 | 0.0094681 | 3.4494e-09
[120 empty] | 7.3.3.17.5 (Remote Grid) Updates to grid topology to minimize risk of ignition in HFTDs Remote GridWLDFRContact from objectAggregated | WLDFR | HFTD - Distribution - Tier 3 - 4QU CoRE ¦ 3QU LoRE | Non-Red Flag Warning - Destructive Fires | Contact from object | Aggregated | 2023 | 1.3685e-07 | 384.7705 | 5.2657e-05 | 2023 | Mitigation | 0.95 | 45 | 0 | esc | 0.00097009 | 1.3276e-10 | 0.00097009 | 1.3276e-10 | 0.034918 | 1.8909e-08 | 0.0094681 | 3.4494e-09
[120 empty] | 7.3.3.17.5 (Remote Grid) Updates to grid topology to minimize risk of ignition in HFTDs Remote GridWLDFRContact from objectAggregated | WLDFR | HFTD - Distribution - Tier 3 - 4QU CoRE ¦ 3QU LoRE | Non-Red Flag Warning - Destructive Fires | Contact from object | Aggregated | 2024 | 1.3685e-07 | 384.7705 | 5.2657e-05 | 2024 | Mitigation | 0.95 | 45 | 0 | esc | 0.00097009 | 1.3276e-10 | 0.00097009 | 1.3276e-10 | 0.034918 | 1.8909e-08 | 0.0094681 | 3.4494e-09
[120 empty] | 7.3.3.17.5 (Remote Grid) Updates to grid topology to minimize risk of ignition in HFTDs Remote GridWLDFRContact from objectAggregated | WLDFR | HFTD - Distribution - Tier 3 - 4QU CoRE ¦ 3QU LoRE | Non-Red Flag Warning - Destructive Fires | Contact from object | Aggregated | 2025 | 1.3685e-07 | 384.7705 | 5.2657e-05 | 2025 | Mitigation | 0.95 | 45 | 0 | esc | 0.00097009 | 1.3276e-10 | 0.00097009 | 1.3276e-10 | 0.034918 | 1.8909e-08 | 0.0094681 | 3.4494e-09
[120 empty] | 7.3.3.17.5 (Remote Grid) Updates to grid topology to minimize risk of ignition in HFTDs Remote GridWLDFRContact from objectAggregated | WLDFR | HFTD - Distribution - Tier 3 - 4QU CoRE ¦ 3QU LoRE | Non-Red Flag Warning - Destructive Fires | Contact from object | Aggregated | 2026 | 1.3685e-07 | 384.7705 | 5.2657e-05 | 2026 | Mitigation | 0.95 | 45 | 0 | esc | 0.00097009 | 1.3276e-10 | 0.00097009 | 1.3276e-10 | 0.034918 | 1.8909e-08 | 0.0094681 | 3.4494e-09
[120 empty] | 7.3.3.17.5 (Remote Grid) Updates to grid topology to minimize risk of ignition in HFTDs Remote GridWLDFRContact from objectAggregated | WLDFR | HFTD - Distribution - Tier 3 - 4QU CoRE ¦ 3QU LoRE | Non-Red Flag Warning - Destructive Fires | Contact from object | Aggregated | 2027 | 1.3685e-07 | 384.7705 | 5.2657e-05 | 2027 | Mitigation | 0.95 | 45 | 0 | esc | 0.00097009 | 1.3276e-10 | 0.00097009 | 1.3276e-10 | 0.034918 | 1.8909e-08 | 0.0094681 | 3.4494e-09
[120 empty] | 7.3.3.17.5 (Remote Grid) Updates to grid topology to minimize risk of ignition in HFTDs Remote GridWLDFRContact from objectAggregated | WLDFR | HFTD - Distribution - Tier 3 - 4QU CoRE ¦ 3QU LoRE | Non-Red Flag Warning - Destructive Fires | Contact from object | Aggregated | 2028 | 1.3685e-07 | 384.7705 | 5.2657e-05 | 2028 | Mitigation | 0.95 | 45 | 0 | esc | 0.00097009 | 1.3276e-10 | 0.00097009 | 1.3276e-10 | 0.034918 | 1.8909e-08 | 0 | 0
[120 empty] | 7.3.3.17.5 (Remote Grid) Updates to grid topology to minimize risk of ignition in HFTDs Remote GridWLDFRContact from objectAggregated | WLDFR | HFTD - Distribution - Tier 3 - 4QU CoRE ¦ 3QU LoRE | Non-Red Flag Warning - Destructive Fires | Contact from object | Aggregated | 2029 | 1.3685e-07 | 384.7705 | 5.2657e-05 | 2029 | Mitigation | 0.95 | 45 | 0 | esc | 0.00097009 | 1.3276e-10 | 0.00097009 | 1.3276e-10 | 0.034918 | 1.8909e-08 | 0 | 0
[120 empty] | 7.3.3.17.5 (Remote Grid) Updates to grid topology to minimize risk of ignition in HFTDs Remote GridWLDFRContact from objectAggregated | WLDFR | HFTD - Distribution - Tier 3 - 4QU CoRE ¦ 3QU LoRE | Non-Red Flag Warning - Destructive Fires | Contact from object | Aggregated | 2030 | 1.3685e-07 | 384.7705 | 5.2657e-05 | 2030 | Mitigation | 0.95 | 45 | 0 | esc | 0.00097009 | 1.3276e-10 | 0.00097009 | 1.3276e-10 | 0.034918 | 1.8909e-08 | 0.010598 | 1.7258e-10
[120 empty] | 7.3.3.17.5 (Remote Grid) Updates to grid topology to minimize risk of ignition in HFTDs Remote GridWLDFRContact from objectAggregated | WLDFR | HFTD - Distribution - Tier 3 - 4QU CoRE ¦ 3QU LoRE | Non-Red Flag Warning - Destructive Fires | Contact from object | Aggregated | 2031 | 1.3685e-07 | 384.7705 | 5.2657e-05 | 2031 | Mitigation | 0.95 | 45 | 0 | esc | 0.00097009 | 1.3276e-10 | 0.00097009 | 1.3276e-10 | 0.034918 | 1.8909e-08 | 0.010598 | 1.7258e-10
[120 empty] | 7.3.3.17.5 (Remote Grid) Updates to grid topology to minimize risk of ignition in HFTDs Remote GridWLDFRContact from objectAggregated | WLDFR | HFTD - Distribution - Tier 3 - 4QU CoRE ¦ 3QU LoRE | Non-Red Flag Warning - Destructive Fires | Contact from object | Aggregated | 2032 | 1.3685e-07 | 384.7705 | 5.2657e-05 | 2032 | Mitigation | 0.95 | 45 | 0 | esc | 0.00097009 | 1.3276e-10 | 0.00097009 | 1.3276e-10 | 0.034918 | 1.8909e-08 | 0.010598 | 1.7258e-10
[120 empty] | 7.3.3.17.5 (Remote Grid) Updates to grid topology to minimize risk of ignition in HFTDs Remote GridWLDFRContact from objectAggregated | WLDFR | HFTD - Distribution - Tier 3 - 4QU CoRE ¦ 3QU LoRE | Non-Red Flag Warning - Destructive Fires | Contact from object | Aggregated | 2033 | 1.3685e-07 | 384.7705 | 5.2657e-05 | 2033 | Mitigation | 0.95 | 45 | 0 | esc | 0.00097009 | 1.3276e-10 | 0.00097009 | 1.3276e-10 | 0.034918 | 1.8909e-08 | 0.010598 | 1.7258e-10
[120 empty] | 7.3.3.17.5 (Remote Grid) Updates to grid topology to minimize risk of ignition in HFTDs Remote GridWLDFRContact from objectAggregated | WLDFR | HFTD - Distribution - Tier 3 - 4QU CoRE ¦ 3QU LoRE | Non-Red Flag Warning - Destructive Fires | Contact from object | Aggregated | 2034 | 1.3685e-07 | 384.7705 | 5.2657e-05 | 2034 | Mitigation | 0.95 | 45 | 0 | esc | 0.00097009 | 1.3276e-10 | 0.00097009 | 1.3276e-10 | 0.034918 | 1.8909e-08 | 0.010598 | 1.7258e-10
[120 empty] | 7.3.3.17.5 (Remote Grid) Updates to grid topology to minimize risk of ignition in HFTDs Remote GridWLDFRContact from objectAggregated | WLDFR | HFTD - Distribution - Tier 3 - 4QU CoRE ¦ 3QU LoRE | Non-Red Flag Warning - Destructive Fires | Contact from object | Aggregated | 2035 | 1.3685e-07 | 384.7705 | 5.2657e-05 | 2035 | Mitigation | 0.95 | 45 | 0 | esc | 0.00097009 | 1.3276e-10 | 0.00097009 | 1.3276e-10 | 0.034918 | 1.8909e-08 | 0.010598 | 1.7258e-10
[120 empty] | 7.3.3.17.5 (Remote Grid) Updates to grid topology to minimize risk of ignition in HFTDs Remote GridWLDFRContact from objectAggregated | WLDFR | HFTD - Distribution - Tier 3 - 4QU CoRE ¦ 3QU LoRE | Non-Red Flag Warning - Destructive Fires | Contact from object | Aggregated | 2036 | 1.3685e-07 | 384.7705 | 5.2657e-05 | 2036 | Mitigation | 0.95 | 45 | 0 | esc | 0.00097009 | 1.3276e-10 | 0.00097009 | 1.3276e-10 | 0.034918 | 1.8909e-08 | 0.010598 | 1.7258e-10
[120 empty] | 7.3.3.17.5 (Remote Grid) Updates to grid topology to minimize risk of ignition in HFTDs Remote GridWLDFRContact from objectAggregated | WLDFR | HFTD - Distribution - Tier 3 - 4QU CoRE ¦ 3QU LoRE | Non-Red Flag Warning - Destructive Fires | Contact from object | Aggregated | 2037 | 1.3685e-07 | 384.7705 | 5.2657e-05 | 2037 | Mitigation | 0.95 | 45 | 0 | esc | 0.00097009 | 1.3276e-10 | 0.00097009 | 1.3276e-10 | 0.034918 | 1.8909e-08 | 0.010598 | 1.7258e-10
[120 empty] | 7.3.3.17.5 (Remote Grid) Updates to grid topology to minimize risk of ignition in HFTDs Remote GridWLDFRContact from objectAggregated | WLDFR | HFTD - Distribution - Tier 3 - 4QU CoRE ¦ 3QU LoRE | Non-Red Flag Warning - Destructive Fires | Contact from object | Aggregated | 2038 | 1.3685e-07 | 384.7705 | 5.2657e-05 | 2038 | Mitigation | 0.95 | 45 | 0 | esc | 0.00097009 | 1.3276e-10 | 0.00097009 | 1.3276e-10 | 0.034918 | 1.8909e-08 | 0.010598 | 1.7258e-10
[120 empty] | 7.3.3.17.5 (Remote Grid) Updates to grid topology to minimize risk of ignition in HFTDs Remote GridWLDFRContact from objectAggregated | WLDFR | HFTD - Distribution - Tier 3 - 4QU CoRE ¦ 3QU LoRE | Non-Red Flag Warning - Destructive Fires | Contact from object | Aggregated | 2039 | 1.3685e-07 | 384.7705 | 5.2657e-05 | 2039 | Mitigation | 0.95 | 45 | 0 | esc | 0.00097009 | 1.3276e-10 | 0.00097009 | 1.3276e-10 | 0.034918 | 1.8909e-08 | 0.010598 | 1.7258e-10
[120 empty] | 7.3.3.17.5 (Remote Grid) Updates to grid topology to minimize risk of ignition in HFTDs Remote GridWLDFRContact from objectAggregated | WLDFR | HFTD - Distribution - Tier 3 - 4QU CoRE ¦ 3QU LoRE | Non-Red Flag Warning - Destructive Fires | Contact from object | Aggregated | 2040 | 1.3685e-07 | 384.7705 | 5.2657e-05 | 2040 | Mitigation | 0.95 | 45 | 0 | esc | 0.00097009 | 1.3276e-10 | 0.00097009 | 1.3276e-10 | 0.034918 | 1.8909e-08 | 0.010598 | 1.7258e-10
[120 empty] | 7.3.3.17.5 (Remote Grid) Updates to grid topology to minimize risk of ignition in HFTDs Remote GridWLDFRContact from objectAggregated | WLDFR | HFTD - Distribution - Tier 3 - 4QU CoRE ¦ 3QU LoRE | Non-Red Flag Warning - Destructive Fires | Contact from object | Aggregated | 2041 | 1.3685e-07 | 384.7705 | 5.2657e-05 | 2041 | Mitigation | 0.95 | 45 | 0 | esc | 0.00097009 | 1.3276e-10 | 0.00097009 | 1.3276e-10 | 0.034918 | 1.8909e-08 | 0.010598 | 1.7258e-10
[120 empty] | 7.3.3.17.5 (Remote Grid) Updates to grid topology to minimize risk of ignition in HFTDs Remote GridWLDFRContact from objectAggregated | WLDFR | HFTD - Distribution - Tier 3 - 4QU CoRE ¦ 3QU LoRE | Non-Red Flag Warning - Destructive Fires | Contact from object | Aggregated | 2042 | 1.3685e-07 | 384.7705 | 5.2657e-05 | 2042 | Mitigation | 0.95 | 45 | 0 | esc | 0.00097009 | 1.3276e-10 | 0.00097009 | 1.3276e-10 | 0.034918 | 1.8909e-08 | 0.010598 | 1.7258e-10
[120 empty] | 7.3.3.17.5 (Remote Grid) Updates to grid topology to minimize risk of ignition in HFTDs Remote GridWLDFRContact from objectAggregated | WLDFR | HFTD - Distribution - Tier 3 - 4QU CoRE ¦ 3QU LoRE | Non-Red Flag Warning - Destructive Fires | Contact from object | Aggregated | 2043 | 1.3685e-07 | 384.7705 | 5.2657e-05 | 2043 | Mitigation | 0.95 | 45 | 0 | esc | 0.00097009 | 1.3276e-10 | 0.00097009 | 1.3276e-10 | 0.034918 | 1.8909e-08 | 0.010598 | 1.7258e-10
[120 empty] | 7.3.3.17.5 (Remote Grid) Updates to grid topology to minimize risk of ignition in HFTDs Remote GridWLDFRContact from objectAggregated | WLDFR | HFTD - Distribution - Tier 3 - 4QU CoRE ¦ 3QU LoRE | Non-Red Flag Warning - Destructive Fires | Contact from object | Aggregated | 2044 | 1.3685e-07 | 384.7705 | 5.2657e-05 | 2044 | Mitigation | 0.95 | 45 | 0 | esc | 0.00097009 | 1.3276e-10 | 0.00097009 | 1.3276e-10 | 0.034918 | 1.8909e-08 | 0.010598 | 1.7258e-10
[120 empty] | 7.3.3.17.5 (Remote Grid) Updates to grid topology to minimize risk of ignition in HFTDs Remote GridWLDFRContact from objectAggregated | WLDFR | HFTD - Distribution - Tier 3 - 4QU CoRE ¦ 3QU LoRE | Non-Red Flag Warning - Destructive Fires | Contact from object | Aggregated | 2045 | 1.3685e-07 | 384.7705 | 5.2657e-05 | 2045 | Mitigation | 0.95 | 45 | 0 | esc | 0.00097009 | 1.3276e-10 | 0.00097009 | 1.3276e-10 | 0.034918 | 1.8909e-08 | 0.010598 | 1.7258e-10
[120 empty] | 7.3.3.17.5 (Remote Grid) Updates to grid topology to minimize risk of ignition in HFTDs Remote GridWLDFRContact from objectAggregated | WLDFR | HFTD - Distribution - Tier 3 - 4QU CoRE ¦ 3QU LoRE | Non-Red Flag Warning - Destructive Fires | Contact from object | Aggregated | 2046 | 1.3685e-07 | 384.7705 | 5.2657e-05 | 2046 | Mitigation | 0.95 | 45 | 0 | esc | 0.00097009 | 1.3276e-10 | 0.00097009 | 1.3276e-10 | 0.034918 | 1.8909e-08 | 0.010598 | 1.7258e-10
[120 empty] | 7.3.3.17.5 (Remote Grid) Updates to grid topology to minimize risk of ignition in HFTDs Remote GridWLDFRContact from objectAggregated | WLDFR | HFTD - Distribution - Tier 3 - 4QU CoRE ¦ 3QU LoRE | Non-Red Flag Warning - Destructive Fires | Contact from object | Aggregated | 2047 | 1.3685e-07 | 384.7705 | 5.2657e-05 | 2047 | Mitigation | 0.95 | 45 | 0 | esc | 0.00097009 | 1.3276e-10 | 0.00097009 | 1.3276e-10 | 0.034918 | 1.8909e-08 | 0.010598 | 1.7258e-10
[120 empty] | 7.3.3.17.5 (Remote Grid) Updates to grid topology to minimize risk of ignition in HFTDs Remote GridWLDFRContact from objectAggregated | WLDFR | HFTD - Distribution - Tier 3 - 4QU CoRE ¦ 3QU LoRE | Non-Red Flag Warning - Destructive Fires | Contact from object | Aggregated | 2048 | 1.3685e-07 | 384.7705 | 5.2657e-05 | 2048 | Mitigation | 0.95 | 45 | 0 | esc | 0.00097009 | 1.3276e-10 | 0.00097009 | 1.3276e-10 | 0.034918 | 1.8909e-08 | 0.010598 | 1.7258e-10
[120 empty] | 7.3.3.17.5 (Remote Grid) Updates to grid topology to minimize risk of ignition in HFTDs Remote GridWLDFRContact from objectAggregated | WLDFR | HFTD - Distribution - Tier 3 - 4QU CoRE ¦ 3QU LoRE | Non-Red Flag Warning - Destructive Fires | Contact from object | Aggregated | 2049 | 1.3685e-07 | 384.7705 | 5.2657e-05 | 2049 | Mitigation | 0.95 | 45 | 0 | esc | 0.00097009 | 1.3276e-10 | 0.00097009 | 1.3276e-10 | 0.034918 | 1.8909e-08 | 0.010598 | 1.7258e-10
[120 empty] | 7.3.3.17.5 (Remote Grid) Updates to grid topology to minimize risk of ignition in HFTDs Remote GridWLDFRContact from objectAggregated | WLDFR | HFTD - Distribution - Tier 3 - 4QU CoRE ¦ 3QU LoRE | Non-Red Flag Warning - Destructive Fires | Contact from object | Aggregated | 2050 | 1.3685e-07 | 384.7705 | 5.2657e-05 | 2050 | Mitigation | 0.95 | 45 | 0 | esc | 0.00097009 | 1.3276e-10 | 0.00097009 | 1.3276e-10 | 0 | 0 | 0.010598 | 1.7258e-10
[120 empty] | 7.3.3.17.5 (Remote Grid) Updates to grid topology to minimize risk of ignition in HFTDs Remote GridWLDFRContact from objectAggregated | WLDFR | HFTD - Distribution - Tier 3 - 4QU CoRE ¦ 3QU LoRE | Non-Red Flag Warning - Destructive Fires | Contact from object | Aggregated | 2051 | 1.3685e-07 | 384.7705 | 5.2657e-05 | 2051 | Mitigation | 0.95 | 45 | 0 | esc | 0.00097009 | 1.3276e-10 | 0.00097009 | 1.3276e-10 | 0.034918 | 6.2135e-08 | 0.010598 | 1.7258e-10
[120 empty] | 7.3.3.17.5 (Remote Grid) Updates to grid topology to minimize risk of ignition in HFTDs Remote GridWLDFRContact from objectAggregated | WLDFR | HFTD - Distribution - Tier 3 - 4QU CoRE ¦ 3QU LoRE | Non-Red Flag Warning - Destructive Fires | Contact from object | Aggregated | 2052 | 1.3685e-07 | 384.7705 | 5.2657e-05 | 2052 | Mitigation | 0.95 | 45 | 0 | esc | 0.00097009 | 1.3276e-10 | 0.00097009 | 1.3276e-10 | 0.034918 | 6.2135e-08 | 0.010598 | 1.7258e-10
[120 empty] | 7.3.3.17.5 (Remote Grid) Updates to grid topology to minimize risk of ignition in HFTDs Remote GridWLDFRContact from objectAggregated | WLDFR | HFTD - Distribution - Tier 3 - 4QU CoRE ¦ 3QU LoRE | Non-Red Flag Warning - Destructive Fires | Contact from object | Aggregated | 2053 | 1.3685e-07 | 384.7705 | 5.2657e-05 | 2053 | Mitigation | 0.95 | 45 | 0 | esc | 0.00097009 | 1.3276e-10 | 0.00097009 | 1.3276e-10 | 0.034918 | 6.2135e-08 | 0.010598 | 1.7258e-10
[120 empty] | 7.3.3.17.5 (Remote Grid) Updates to grid topology to minimize risk of ignition in HFTDs Remote GridWLDFRContact from objectAggregated | WLDFR | HFTD - Distribution - Tier 3 - 4QU CoRE ¦ 3QU LoRE | Non-Red Flag Warning - Destructive Fires | Contact from object | Aggregated | 2054 | 1.3685e-07 | 384.7705 | 5.2657e-05 | 2054 | Mitigation | 0.95 | 45 | 0 | esc | 0.00097009 | 1.3276e-10 | 0.00097009 | 1.3276e-10 | 0.034918 | 6.2135e-08 | 0.010598 | 1.7258e-10
[120 empty] | 7.3.3.17.5 (Remote Grid) Updates to grid topology to minimize risk of ignition in HFTDs Remote GridWLDFRContact from objectAggregated | WLDFR | HFTD - Distribution - Tier 3 - 4QU CoRE ¦ 3QU LoRE | Non-Red Flag Warning - Destructive Fires | Contact from object | Aggregated | 2055 | 1.3685e-07 | 384.7705 | 5.2657e-05 | 2055 | Mitigation | 0.95 | 45 | 0 | esc | 0.00097009 | 1.3276e-10 | 0.00097009 | 1.3276e-10 | 0.034918 | 6.2135e-08 | 0.010598 | 1.7258e-10
[120 empty] | 7.3.3.17.5 (Remote Grid) Updates to grid topology to minimize risk of ignition in HFTDs Remote GridWLDFRContact from objectAggregated | WLDFR | HFTD - Distribution - Tier 3 - 4QU CoRE ¦ 3QU LoRE | Non-Red Flag Warning - Destructive Fires | Contact from object | Aggregated | 2056 | 1.3685e-07 | 384.7705 | 5.2657e-05 | 2056 | Mitigation | 0.95 | 45 | 0 | esc | 0.00097009 | 1.3276e-10 | 0.00097009 | 1.3276e-10 | 0.034918 | 6.2135e-08 | 0.010598 | 1.7258e-10
[120 empty] | 7.3.3.17.5 (Remote Grid) Updates to grid topology to minimize risk of ignition in HFTDs Remote GridWLDFRContact from objectAggregated | WLDFR | HFTD - Distribution - Tier 3 - 4QU CoRE ¦ 3QU LoRE | Non-Red Flag Warning - Destructive Fires | Contact from object | Aggregated | 2057 | 1.3685e-07 | 384.7705 | 5.2657e-05 | 2057 | Mitigation | 0.95 | 45 | 0 | esc | 0.00097009 | 1.3276e-10 | 0.00097009 | 1.3276e-10 | 0.034918 | 6.2135e-08 | 0.010598 | 1.7258e-10
[120 empty] | 7.3.3.17.5 (Remote Grid) Updates to grid topology to minimize risk of ignition in HFTDs Remote GridWLDFRContact from objectAggregated | WLDFR | HFTD - Distribution - Tier 3 - 4QU CoRE ¦ 3QU LoRE | Non-Red Flag Warning - Destructive Fires | Contact from object | Aggregated | 2058 | 1.3685e-07 | 384.7705 | 5.2657e-05 | 2058 | Mitigation | 0.95 | 45 | 0 | esc | 0.00097009 | 1.3276e-10 | 0.00097009 | 1.3276e-10 | 0.034918 | 6.2135e-08 | 0.010598 | 1.7258e-10
[120 empty] | 7.3.3.17.5 (Remote Grid) Updates to grid topology to minimize risk of ignition in HFTDs Remote GridWLDFRContact from objectAggregated | WLDFR | HFTD - Distribution - Tier 3 - 4QU CoRE ¦ 3QU LoRE | Non-Red Flag Warning - Destructive Fires | Contact from object | Aggregated | 2059 | 1.3685e-07 | 384.7705 | 5.2657e-05 | 2059 | Mitigation | 0.95 | 45 | 0 | esc | 0.00097009 | 1.3276e-10 | 0.00097009 | 1.3276e-10 | 0.034918 | 6.2135e-08 | 0.010598 | 1.7258e-10
[120 empty] | 7.3.3.17.5 (Remote Grid) Updates to grid topology to minimize risk of ignition in HFTDs Remote GridWLDFRContact from objectAggregated | WLDFR | HFTD - Distribution - Tier 3 - 4QU CoRE ¦ 3QU LoRE | Non-Red Flag Warning - Destructive Fires | Contact from object | Aggregated | 2060 | 1.3685e-07 | 384.7705 | 5.2657e-05 | 2060 | Mitigation | 0.95 | 45 | 0 | esc | 0.00097009 | 1.3276e-10 | 0.00097009 | 1.3276e-10 | 0.034918 | 6.2135e-08 | 0 | 0
[120 empty] | 7.3.3.17.5 (Remote Grid) Updates to grid topology to minimize risk of ignition in HFTDs Remote GridWLDFRContact from objectAggregated | WLDFR | HFTD - Distribution - Tier 3 - 4QU CoRE ¦ 3QU LoRE | Non-Red Flag Warning - Destructive Fires | Contact from object | Aggregated | 2061 | 1.3685e-07 | 384.7705 | 5.2657e-05 | 2061 | Mitigation | 0.95 | 45 | 0 | esc | 0.00097009 | 1.3276e-10 | 0.00097009 | 1.3276e-10 | 0.034918 | 6.2135e-08 | 0 | 0
[120 empty] | 7.3.3.17.5 (Remote Grid) Updates to grid topology to minimize risk of ignition in HFTDs Remote GridWLDFRContact from objectAggregated | WLDFR | HFTD - Distribution - Tier 3 - 4QU CoRE ¦ 3QU LoRE | Non-Red Flag Warning - Destructive Fires | Contact from object | Aggregated | 2062 | 1.3685e-07 | 384.7705 | 5.2657e-05 | 2062 | Mitigation | 0.95 | 45 | 0 | esc | 0.00097009 | 1.3276e-10 | 0.00097009 | 1.3276e-10 | 0.034918 | 6.2135e-08 | 0.0087991 | 6.3762e-09
[120 empty] | 7.3.3.17.5 (Remote Grid) Updates to grid topology to minimize risk of ignition in HFTDs Remote GridWLDFRContact from objectAggregated | WLDFR | HFTD - Distribution - Tier 3 - 4QU CoRE ¦ 3QU LoRE | Non-Red Flag Warning - Destructive Fires | Contact from object | Aggregated | 2063 | 1.3685e-07 | 384.7705 | 5.2657e-05 | 2063 | Mitigation | 0.95 | 45 | 0 | esc | 0.00097009 | 1.3276e-10 | 0.00097009 | 1.3276e-10 | 0.034918 | 6.2135e-08 | 0.0087991 | 6.3762e-09
[120 empty] | 7.3.3.17.5 (Remote Grid) Updates to grid topology to minimize risk of ignition in HFTDs Remote GridWLDFRContact from objectAggregated | WLDFR | HFTD - Distribution - Tier 3 - 4QU CoRE ¦ 3QU LoRE | Non-Red Flag Warning - Destructive Fires | Contact from object | Aggregated | 2064 | 1.3685e-07 | 384.7705 | 5.2657e-05 | 2064 | Mitigation | 0.95 | 45 | 0 | esc | 0.00097009 | 1.3276e-10 | 0.00097009 | 1.3276e-10 | 0.034918 | 6.2135e-08 | 0.0087991 | 6.3762e-09
[120 empty] | 7.3.3.17.5 (Remote Grid) Updates to grid topology to minimize risk of ignition in HFTDs Remote GridWLDFRContact from objectAggregated | WLDFR | HFTD - Distribution - Tier 3 - 4QU CoRE ¦ 3QU LoRE | Non-Red Flag Warning - Destructive Fires | Contact from object | Aggregated | 2065 | 1.3685e-07 | 384.7705 | 5.2657e-05 | 2065 | Mitigation | 0.95 | 45 | 0 | esc | 0.00097009 | 1.3276e-10 | 0.00097009 | 1.3276e-10 | 0.034918 | 6.2135e-08 | 0.0087991 | 6.3762e-09
[120 empty] | 7.3.3.17.5 (Remote Grid) Updates to grid topology to minimize risk of ignition in HFTDs Remote GridWLDFRContact from objectAggregated | WLDFR | HFTD - Distribution - Tier 3 - 4QU CoRE ¦ 3QU LoRE | Non-Red Flag Warning - Destructive Fires | Contact from object | Aggregated | 2066 | 1.3685e-07 | 384.7705 | 5.2657e-05 | 2066 | Mitigation | 0.95 | 45 | 0 | esc | 0.00097009 | 1.3276e-10 | 0.00097009 | 1.3276e-10 | 0.034918 | 6.2135e-08 | 0.0087991 | 6.3762e-09
[120 empty] | 7.3.3.17.5 (Remote Grid) Updates to grid topology to minimize risk of ignition in HFTDs Remote GridWLDFRContact from objectAggregated | WLDFR | HFTD - Distribution - Tier 3 - 4QU CoRE ¦ 3QU LoRE | Non-Red Flag Warning - Destructive Fires | Contact from object | Aggregated | 2067 | 1.3685e-07 | 384.7705 | 5.2657e-05 | 2067 | Mitigation | 0.95 | 45 | 0 | esc | 0 | 0 | 0.00097009 | 1.3276e-10 | 0.034918 | 6.2135e-08 | 0.0087991 | 6.3762e-09
[120 empty] | 7.3.3.17.5 (Remote Grid) Updates to grid topology to minimize risk of ignition in HFTDs Remote GridWLDFRContaminationAggregated | WLDFR | HFTD - Distribution - Tier 3 - 4QU CoRE ¦ 3QU LoRE | Non-Red Flag Warning - Destructive Fires | Contamination | Aggregated | 2022 | 2.6265e-09 | 384.7705 | 1.0106e-06 | 2022 | Mitigation | 0.95 | 45 | 0 | esc | 0.00097009 | 2.5479e-12 | 0 | 0 | 0.034918 | 6.2135e-08 | 0.0087991 | 6.3762e-09
[120 empty] | 7.3.3.17.5 (Remote Grid) Updates to grid topology to minimize risk of ignition in HFTDs Remote GridWLDFRContaminationAggregated | WLDFR | HFTD - Distribution - Tier 3 - 4QU CoRE ¦ 3QU LoRE | Non-Red Flag Warning - Destructive Fires | Contamination | Aggregated | 2023 | 2.6265e-09 | 384.7705 | 1.0106e-06 | 2023 | Mitigation | 0.95 | 45 | 0 | esc | 0.00097009 | 2.5479e-12 | 0.00097009 | 2.5479e-12 | 0.034918 | 6.2135e-08 | 0.0087991 | 6.3762e-09
[120 empty] | 7.3.3.17.5 (Remote Grid) Updates to grid topology to minimize risk of ignition in HFTDs Remote GridWLDFRContaminationAggregated | WLDFR | HFTD - Distribution - Tier 3 - 4QU CoRE ¦ 3QU LoRE | Non-Red Flag Warning - Destructive Fires | Contamination | Aggregated | 2024 | 2.6265e-09 | 384.7705 | 1.0106e-06 | 2024 | Mitigation | 0.95 | 45 | 0 | esc | 0.00097009 | 2.5479e-12 | 0.00097009 | 2.5479e-12 | 0.034918 | 6.2135e-08 | 0.0087991 | 6.3762e-09
[120 empty] | 7.3.3.17.5 (Remote Grid) Updates to grid topology to minimize risk of ignition in HFTDs Remote GridWLDFRContaminationAggregated | WLDFR | HFTD - Distribution - Tier 3 - 4QU CoRE ¦ 3QU LoRE | Non-Red Flag Warning - Destructive Fires | Contamination | Aggregated | 2025 | 2.6265e-09 | 384.7705 | 1.0106e-06 | 2025 | Mitigation | 0.95 | 45 | 0 | esc | 0.00097009 | 2.5479e-12 | 0.00097009 | 2.5479e-12 | 0.034918 | 6.2135e-08 | 0.0087991 | 6.3762e-09
[120 empty] | 7.3.3.17.5 (Remote Grid) Updates to grid topology to minimize risk of ignition in HFTDs Remote GridWLDFRContaminationAggregated | WLDFR | HFTD - Distribution - Tier 3 - 4QU CoRE ¦ 3QU LoRE | Non-Red Flag Warning - Destructive Fires | Contamination | Aggregated | 2026 | 2.6265e-09 | 384.7705 | 1.0106e-06 | 2026 | Mitigation | 0.95 | 45 | 0 | esc | 0.00097009 | 2.5479e-12 | 0.00097009 | 2.5479e-12 | 0.034918 | 6.2135e-08 | 0.0087991 | 6.3762e-09
[120 empty] | 7.3.3.17.5 (Remote Grid) Updates to grid topology to minimize risk of ignition in HFTDs Remote GridWLDFRContaminationAggregated | WLDFR | HFTD - Distribution - Tier 3 - 4QU CoRE ¦ 3QU LoRE | Non-Red Flag Warning - Destructive Fires | Contamination | Aggregated | 2027 | 2.6265e-09 | 384.7705 | 1.0106e-06 | 2027 | Mitigation | 0.95 | 45 | 0 | esc | 0.00097009 | 2.5479e-12 | 0.00097009 | 2.5479e-12 | 0.034918 | 6.2135e-08 | 0.0087991 | 6.3762e-09
[120 empty] | 7.3.3.17.5 (Remote Grid) Updates to grid topology to minimize risk of ignition in HFTDs Remote GridWLDFRContaminationAggregated | WLDFR | HFTD - Distribution - Tier 3 - 4QU CoRE ¦ 3QU LoRE | Non-Red Flag Warning - Destructive Fires | Contamination | Aggregated | 2028 | 2.6265e-09 | 384.7705 | 1.0106e-06 | 2028 | Mitigation | 0.95 | 45 | 0 | esc | 0.00097009 | 2.5479e-12 | 0.00097009 | 2.5479e-12 | 0.034918 | 6.2135e-08 | 0.0087991 | 6.3762e-09
[120 empty] | 7.3.3.17.5 (Remote Grid) Updates to grid topology to minimize risk of ignition in HFTDs Remote GridWLDFRContaminationAggregated | WLDFR | HFTD - Distribution - Tier 3 - 4QU CoRE ¦ 3QU LoRE | Non-Red Flag Warning - Destructive Fires | Contamination | Aggregated | 2029 | 2.6265e-09 | 384.7705 | 1.0106e-06 | 2029 | Mitigation | 0.95 | 45 | 0 | esc | 0.00097009 | 2.5479e-12 | 0.00097009 | 2.5479e-12 | 0.034918 | 6.2135e-08 | 0.0087991 | 6.3762e-09
[120 empty] | 7.3.3.17.5 (Remote Grid) Updates to grid topology to minimize risk of ignition in HFTDs Remote GridWLDFRContaminationAggregated | WLDFR | HFTD - Distribution - Tier 3 - 4QU CoRE ¦ 3QU LoRE | Non-Red Flag Warning - Destructive Fires | Contamination | Aggregated | 2030 | 2.6265e-09 | 384.7705 | 1.0106e-06 | 2030 | Mitigation | 0.95 | 45 | 0 | esc | 0.00097009 | 2.5479e-12 | 0.00097009 | 2.5479e-12 | 0.034918 | 6.2135e-08 | 0.0087991 | 6.3762e-09
[120 empty] | 7.3.3.17.5 (Remote Grid) Updates to grid topology to minimize risk of ignition in HFTDs Remote GridWLDFRContaminationAggregated | WLDFR | HFTD - Distribution - Tier 3 - 4QU CoRE ¦ 3QU LoRE | Non-Red Flag Warning - Destructive Fires | Contamination | Aggregated | 2031 | 2.6265e-09 | 384.7705 | 1.0106e-06 | 2031 | Mitigation | 0.95 | 45 | 0 | esc | 0.00097009 | 2.5479e-12 | 0.00097009 | 2.5479e-12 | 0.034918 | 6.2135e-08 | 0.0087991 | 6.3762e-09
[120 empty] | 7.3.3.17.5 (Remote Grid) Updates to grid topology to minimize risk of ignition in HFTDs Remote GridWLDFRContaminationAggregated | WLDFR | HFTD - Distribution - Tier 3 - 4QU CoRE ¦ 3QU LoRE | Non-Red Flag Warning - Destructive Fires | Contamination | Aggregated | 2032 | 2.6265e-09 | 384.7705 | 1.0106e-06 | 2032 | Mitigation | 0.95 | 45 | 0 | esc | 0.00097009 | 2.5479e-12 | 0.00097009 | 2.5479e-12 | 0.034918 | 6.2135e-08 | 0.0087991 | 6.3762e-09
[120 empty] | 7.3.3.17.5 (Remote Grid) Updates to grid topology to minimize risk of ignition in HFTDs Remote GridWLDFRContaminationAggregated | WLDFR | HFTD - Distribution - Tier 3 - 4QU CoRE ¦ 3QU LoRE | Non-Red Flag Warning - Destructive Fires | Contamination | Aggregated | 2033 | 2.6265e-09 | 384.7705 | 1.0106e-06 | 2033 | Mitigation | 0.95 | 45 | 0 | esc | 0.00097009 | 2.5479e-12 | 0.00097009 | 2.5479e-12 | 0.034918 | 6.2135e-08 | 0.0087991 | 6.3762e-09
[120 empty] | 7.3.3.17.5 (Remote Grid) Updates to grid topology to minimize risk of ignition in HFTDs Remote GridWLDFRContaminationAggregated | WLDFR | HFTD - Distribution - Tier 3 - 4QU CoRE ¦ 3QU LoRE | Non-Red Flag Warning - Destructive Fires | Contamination | Aggregated | 2034 | 2.6265e-09 | 384.7705 | 1.0106e-06 | 2034 | Mitigation | 0.95 | 45 | 0 | esc | 0.00097009 | 2.5479e-12 | 0.00097009 | 2.5479e-12 | 0.034918 | 6.2135e-08 | 0.0087991 | 6.3762e-09
[120 empty] | 7.3.3.17.5 (Remote Grid) Updates to grid topology to minimize risk of ignition in HFTDs Remote GridWLDFRContaminationAggregated | WLDFR | HFTD - Distribution - Tier 3 - 4QU CoRE ¦ 3QU LoRE | Non-Red Flag Warning - Destructive Fires | Contamination | Aggregated | 2035 | 2.6265e-09 | 384.7705 | 1.0106e-06 | 2035 | Mitigation | 0.95 | 45 | 0 | esc | 0.00097009 | 2.5479e-12 | 0.00097009 | 2.5479e-12 | 0.034918 | 6.2135e-08 | 0.0087991 | 6.3762e-09
[120 empty] | 7.3.3.17.5 (Remote Grid) Updates to grid topology to minimize risk of ignition in HFTDs Remote GridWLDFRContaminationAggregated | WLDFR | HFTD - Distribution - Tier 3 - 4QU CoRE ¦ 3QU LoRE | Non-Red Flag Warning - Destructive Fires | Contamination | Aggregated | 2036 | 2.6265e-09 | 384.7705 | 1.0106e-06 | 2036 | Mitigation | 0.95 | 45 | 0 | esc | 0.00097009 | 2.5479e-12 | 0.00097009 | 2.5479e-12 | 0.034918 | 6.2135e-08 | 0.0087991 | 6.3762e-09
[120 empty] | 7.3.3.17.5 (Remote Grid) Updates to grid topology to minimize risk of ignition in HFTDs Remote GridWLDFRContaminationAggregated | WLDFR | HFTD - Distribution - Tier 3 - 4QU CoRE ¦ 3QU LoRE | Non-Red Flag Warning - Destructive Fires | Contamination | Aggregated | 2037 | 2.6265e-09 | 384.7705 | 1.0106e-06 | 2037 | Mitigation | 0.95 | 45 | 0 | esc | 0.00097009 | 2.5479e-12 | 0.00097009 | 2.5479e-12 | 0.034918 | 6.2135e-08 | 0.0087991 | 6.3762e-09
[120 empty] | 7.3.3.17.5 (Remote Grid) Updates to grid topology to minimize risk of ignition in HFTDs Remote GridWLDFRContaminationAggregated | WLDFR | HFTD - Distribution - Tier 3 - 4QU CoRE ¦ 3QU LoRE | Non-Red Flag Warning - Destructive Fires | Contamination | Aggregated | 2038 | 2.6265e-09 | 384.7705 | 1.0106e-06 | 2038 | Mitigation | 0.95 | 45 | 0 | esc | 0.00097009 | 2.5479e-12 | 0.00097009 | 2.5479e-12 | 0.034918 | 6.2135e-08 | 0.0087991 | 6.3762e-09
[120 empty] | 7.3.3.17.5 (Remote Grid) Updates to grid topology to minimize risk of ignition in HFTDs Remote GridWLDFRContaminationAggregated | WLDFR | HFTD - Distribution - Tier 3 - 4QU CoRE ¦ 3QU LoRE | Non-Red Flag Warning - Destructive Fires | Contamination | Aggregated | 2039 | 2.6265e-09 | 384.7705 | 1.0106e-06 | 2039 | Mitigation | 0.95 | 45 | 0 | esc | 0.00097009 | 2.5479e-12 | 0.00097009 | 2.5479e-12 | 0.034918 | 6.2135e-08 | 0.0087991 | 6.3762e-09
[120 empty] | 7.3.3.17.5 (Remote Grid) Updates to grid topology to minimize risk of ignition in HFTDs Remote GridWLDFRContaminationAggregated | WLDFR | HFTD - Distribution - Tier 3 - 4QU CoRE ¦ 3QU LoRE | Non-Red Flag Warning - Destructive Fires | Contamination | Aggregated | 2040 | 2.6265e-09 | 384.7705 | 1.0106e-06 | 2040 | Mitigation | 0.95 | 45 | 0 | esc | 0.00097009 | 2.5479e-12 | 0.00097009 | 2.5479e-12 | 0.034918 | 6.2135e-08 | 0.0087991 | 6.3762e-09
[120 empty] | 7.3.3.17.5 (Remote Grid) Updates to grid topology to minimize risk of ignition in HFTDs Remote GridWLDFRContaminationAggregated | WLDFR | HFTD - Distribution - Tier 3 - 4QU CoRE ¦ 3QU LoRE | Non-Red Flag Warning - Destructive Fires | Contamination | Aggregated | 2041 | 2.6265e-09 | 384.7705 | 1.0106e-06 | 2041 | Mitigation | 0.95 | 45 | 0 | esc | 0.00097009 | 2.5479e-12 | 0.00097009 | 2.5479e-12 | 0.034918 | 6.2135e-08 | 0.0087991 | 6.3762e-09
[120 empty] | 7.3.3.17.5 (Remote Grid) Updates to grid topology to minimize risk of ignition in HFTDs Remote GridWLDFRContaminationAggregated | WLDFR | HFTD - Distribution - Tier 3 - 4QU CoRE ¦ 3QU LoRE | Non-Red Flag Warning - Destructive Fires | Contamination | Aggregated | 2042 | 2.6265e-09 | 384.7705 | 1.0106e-06 | 2042 | Mitigation | 0.95 | 45 | 0 | esc | 0.00097009 | 2.5479e-12 | 0.00097009 | 2.5479e-12 | 0.034918 | 6.2135e-08 | 0.0087991 | 6.3762e-09
[120 empty] | 7.3.3.17.5 (Remote Grid) Updates to grid topology to minimize risk of ignition in HFTDs Remote GridWLDFRContaminationAggregated | WLDFR | HFTD - Distribution - Tier 3 - 4QU CoRE ¦ 3QU LoRE | Non-Red Flag Warning - Destructive Fires | Contamination | Aggregated | 2043 | 2.6265e-09 | 384.7705 | 1.0106e-06 | 2043 | Mitigation | 0.95 | 45 | 0 | esc | 0.00097009 | 2.5479e-12 | 0.00097009 | 2.5479e-12 | 0.034918 | 6.2135e-08 | 0.0087991 | 6.3762e-09
[120 empty] | 7.3.3.17.5 (Remote Grid) Updates to grid topology to minimize risk of ignition in HFTDs Remote GridWLDFRContaminationAggregated | WLDFR | HFTD - Distribution - Tier 3 - 4QU CoRE ¦ 3QU LoRE | Non-Red Flag Warning - Destructive Fires | Contamination | Aggregated | 2044 | 2.6265e-09 | 384.7705 | 1.0106e-06 | 2044 | Mitigation | 0.95 | 45 | 0 | esc | 0.00097009 | 2.5479e-12 | 0.00097009 | 2.5479e-12 | 0.034918 | 6.2135e-08 | 0.0087991 | 6.3762e-09
[120 empty] | 7.3.3.17.5 (Remote Grid) Updates to grid topology to minimize risk of ignition in HFTDs Remote GridWLDFRContaminationAggregated | WLDFR | HFTD - Distribution - Tier 3 - 4QU CoRE ¦ 3QU LoRE | Non-Red Flag Warning - Destructive Fires | Contamination | Aggregated | 2045 | 2.6265e-09 | 384.7705 | 1.0106e-06 | 2045 | Mitigation | 0.95 | 45 | 0 | esc | 0.00097009 | 2.5479e-12 | 0.00097009 | 2.5479e-12 | 0.034918 | 6.2135e-08 | 0.0087991 | 6.3762e-09
[120 empty] | 7.3.3.17.5 (Remote Grid) Updates to grid topology to minimize risk of ignition in HFTDs Remote GridWLDFRContaminationAggregated | WLDFR | HFTD - Distribution - Tier 3 - 4QU CoRE ¦ 3QU LoRE | Non-Red Flag Warning - Destructive Fires | Contamination | Aggregated | 2046 | 2.6265e-09 | 384.7705 | 1.0106e-06 | 2046 | Mitigation | 0.95 | 45 | 0 | esc | 0.00097009 | 2.5479e-12 | 0.00097009 | 2.5479e-12 | 0.034918 | 6.2135e-08 | 0 | 0
[120 empty] | 7.3.3.17.5 (Remote Grid) Updates to grid topology to minimize risk of ignition in HFTDs Remote GridWLDFRContaminationAggregated | WLDFR | HFTD - Distribution - Tier 3 - 4QU CoRE ¦ 3QU LoRE | Non-Red Flag Warning - Destructive Fires | Contamination | Aggregated | 2047 | 2.6265e-09 | 384.7705 | 1.0106e-06 | 2047 | Mitigation | 0.95 | 45 | 0 | esc | 0.00097009 | 2.5479e-12 | 0.00097009 | 2.5479e-12 | 0.034918 | 6.2135e-08 | 0 | 0
[120 empty] | 7.3.3.17.5 (Remote Grid) Updates to grid topology to minimize risk of ignition in HFTDs Remote GridWLDFRContaminationAggregated | WLDFR | HFTD - Distribution - Tier 3 - 4QU CoRE ¦ 3QU LoRE | Non-Red Flag Warning - Destructive Fires | Contamination | Aggregated | 2048 | 2.6265e-09 | 384.7705 | 1.0106e-06 | 2048 | Mitigation | 0.95 | 45 | 0 | esc | 0.00097009 | 2.5479e-12 | 0.00097009 | 2.5479e-12 | 0.034918 | 6.2135e-08 | 0.00988 | 3.8295e-09
[120 empty] | 7.3.3.17.5 (Remote Grid) Updates to grid topology to minimize risk of ignition in HFTDs Remote GridWLDFRContaminationAggregated | WLDFR | HFTD - Distribution - Tier 3 - 4QU CoRE ¦ 3QU LoRE | Non-Red Flag Warning - Destructive Fires | Contamination | Aggregated | 2049 | 2.6265e-09 | 384.7705 | 1.0106e-06 | 2049 | Mitigation | 0.95 | 45 | 0 | esc | 0.00097009 | 2.5479e-12 | 0.00097009 | 2.5479e-12 | 0.034918 | 6.2135e-08 | 0.00988 | 3.8295e-09
[120 empty] | 7.3.3.17.5 (Remote Grid) Updates to grid topology to minimize risk of ignition in HFTDs Remote GridWLDFRContaminationAggregated | WLDFR | HFTD - Distribution - Tier 3 - 4QU CoRE ¦ 3QU LoRE | Non-Red Flag Warning - Destructive Fires | Contamination | Aggregated | 2050 | 2.6265e-09 | 384.7705 | 1.0106e-06 | 2050 | Mitigation | 0.95 | 45 | 0 | esc | 0.00097009 | 2.5479e-12 | 0.00097009 | 2.5479e-12 | 0.034918 | 6.2135e-08 | 0.00988 | 3.8295e-09
[120 empty] | 7.3.3.17.5 (Remote Grid) Updates to grid topology to minimize risk of ignition in HFTDs Remote GridWLDFRContaminationAggregated | WLDFR | HFTD - Distribution - Tier 3 - 4QU CoRE ¦ 3QU LoRE | Non-Red Flag Warning - Destructive Fires | Contamination | Aggregated | 2051 | 2.6265e-09 | 384.7705 | 1.0106e-06 | 2051 | Mitigation | 0.95 | 45 | 0 | esc | 0.00097009 | 2.5479e-12 | 0.00097009 | 2.5479e-12 | 0.034918 | 6.2135e-08 | 0.00988 | 3.8295e-09
[120 empty] | 7.3.3.17.5 (Remote Grid) Updates to grid topology to minimize risk of ignition in HFTDs Remote GridWLDFRContaminationAggregated | WLDFR | HFTD - Distribution - Tier 3 - 4QU CoRE ¦ 3QU LoRE | Non-Red Flag Warning - Destructive Fires | Contamination | Aggregated | 2052 | 2.6265e-09 | 384.7705 | 1.0106e-06 | 2052 | Mitigation | 0.95 | 45 | 0 | esc | 0.00097009 | 2.5479e-12 | 0.00097009 | 2.5479e-12 | 0.034918 | 6.2135e-08 | 0.00988 | 3.8295e-09
[120 empty] | 7.3.3.17.5 (Remote Grid) Updates to grid topology to minimize risk of ignition in HFTDs Remote GridWLDFRContaminationAggregated | WLDFR | HFTD - Distribution - Tier 3 - 4QU CoRE ¦ 3QU LoRE | Non-Red Flag Warning - Destructive Fires | Contamination | Aggregated | 2053 | 2.6265e-09 | 384.7705 | 1.0106e-06 | 2053 | Mitigation | 0.95 | 45 | 0 | esc | 0.00097009 | 2.5479e-12 | 0.00097009 | 2.5479e-12 | 0.034918 | 6.2135e-08 | 0.00988 | 3.8295e-09
[120 empty] | 7.3.3.17.5 (Remote Grid) Updates to grid topology to minimize risk of ignition in HFTDs Remote GridWLDFRContaminationAggregated | WLDFR | HFTD - Distribution - Tier 3 - 4QU CoRE ¦ 3QU LoRE | Non-Red Flag Warning - Destructive Fires | Contamination | Aggregated | 2054 | 2.6265e-09 | 384.7705 | 1.0106e-06 | 2054 | Mitigation | 0.95 | 45 | 0 | esc | 0.00097009 | 2.5479e-12 | 0.00097009 | 2.5479e-12 | 0 | 0 | 0.00988 | 3.8295e-09
[120 empty] | 7.3.3.17.5 (Remote Grid) Updates to grid topology to minimize risk of ignition in HFTDs Remote GridWLDFRContaminationAggregated | WLDFR | HFTD - Distribution - Tier 3 - 4QU CoRE ¦ 3QU LoRE | Non-Red Flag Warning - Destructive Fires | Contamination | Aggregated | 2055 | 2.6265e-09 | 384.7705 | 1.0106e-06 | 2055 | Mitigation | 0.95 | 45 | 0 | esc | 0.00097009 | 2.5479e-12 | 0.00097009 | 2.5479e-12 | 0.034918 | 2.3866e-09 | 0.00988 | 3.8295e-09
[120 empty] | 7.3.3.17.5 (Remote Grid) Updates to grid topology to minimize risk of ignition in HFTDs Remote GridWLDFRContaminationAggregated | WLDFR | HFTD - Distribution - Tier 3 - 4QU CoRE ¦ 3QU LoRE | Non-Red Flag Warning - Destructive Fires | Contamination | Aggregated | 2056 | 2.6265e-09 | 384.7705 | 1.0106e-06 | 2056 | Mitigation | 0.95 | 45 | 0 | esc | 0.00097009 | 2.5479e-12 | 0.00097009 | 2.5479e-12 | 0.034918 | 2.3866e-09 | 0.00988 | 3.8295e-09
[120 empty] | 7.3.3.17.5 (Remote Grid) Updates to grid topology to minimize risk of ignition in HFTDs Remote GridWLDFRContaminationAggregated | WLDFR | HFTD - Distribution - Tier 3 - 4QU CoRE ¦ 3QU LoRE | Non-Red Flag Warning - Destructive Fires | Contamination | Aggregated | 2057 | 2.6265e-09 | 384.7705 | 1.0106e-06 | 2057 | Mitigation | 0.95 | 45 | 0 | esc | 0.00097009 | 2.5479e-12 | 0.00097009 | 2.5479e-12 | 0.034918 | 2.3866e-09 | 0.00988 | 3.8295e-09
[120 empty] | 7.3.3.17.5 (Remote Grid) Updates to grid topology to minimize risk of ignition in HFTDs Remote GridWLDFRContaminationAggregated | WLDFR | HFTD - Distribution - Tier 3 - 4QU CoRE ¦ 3QU LoRE | Non-Red Flag Warning - Destructive Fires | Contamination | Aggregated | 2058 | 2.6265e-09 | 384.7705 | 1.0106e-06 | 2058 | Mitigation | 0.95 | 45 | 0 | esc | 0.00097009 | 2.5479e-12 | 0.00097009 | 2.5479e-12 | 0.034918 | 2.3866e-09 | 0.00988 | 3.8295e-09
[120 empty] | 7.3.3.17.5 (Remote Grid) Updates to grid topology to minimize risk of ignition in HFTDs Remote GridWLDFRContaminationAggregated | WLDFR | HFTD - Distribution - Tier 3 - 4QU CoRE ¦ 3QU LoRE | Non-Red Flag Warning - Destructive Fires | Contamination | Aggregated | 2059 | 2.6265e-09 | 384.7705 | 1.0106e-06 | 2059 | Mitigation | 0.95 | 45 | 0 | esc | 0.00097009 | 2.5479e-12 | 0.00097009 | 2.5479e-12 | 0.034918 | 2.3866e-09 | 0.00988 | 3.8295e-09
[120 empty] | 7.3.3.17.5 (Remote Grid) Updates to grid topology to minimize risk of ignition in HFTDs Remote GridWLDFRContaminationAggregated | WLDFR | HFTD - Distribution - Tier 3 - 4QU CoRE ¦ 3QU LoRE | Non-Red Flag Warning - Destructive Fires | Contamination | Aggregated | 2060 | 2.6265e-09 | 384.7705 | 1.0106e-06 | 2060 | Mitigation | 0.95 | 45 | 0 | esc | 0.00097009 | 2.5479e-12 | 0.00097009 | 2.5479e-12 | 0.034918 | 2.3866e-09 | 0.00988 | 3.8295e-09
[120 empty] | 7.3.3.17.5 (Remote Grid) Updates to grid topology to minimize risk of ignition in HFTDs Remote GridWLDFRContaminationAggregated | WLDFR | HFTD - Distribution - Tier 3 - 4QU CoRE ¦ 3QU LoRE | Non-Red Flag Warning - Destructive Fires | Contamination | Aggregated | 2061 | 2.6265e-09 | 384.7705 | 1.0106e-06 | 2061 | Mitigation | 0.95 | 45 | 0 | esc | 0.00097009 | 2.5479e-12 | 0.00097009 | 2.5479e-12 | 0.034918 | 2.3866e-09 | 0.00988 | 3.8295e-09
[120 empty] | 7.3.3.17.5 (Remote Grid) Updates to grid topology to minimize risk of ignition in HFTDs Remote GridWLDFRContaminationAggregated | WLDFR | HFTD - Distribution - Tier 3 - 4QU CoRE ¦ 3QU LoRE | Non-Red Flag Warning - Destructive Fires | Contamination | Aggregated | 2062 | 2.6265e-09 | 384.7705 | 1.0106e-06 | 2062 | Mitigation | 0.95 | 45 | 0 | esc | 0.00097009 | 2.5479e-12 | 0.00097009 | 2.5479e-12 | 0.034918 | 2.3866e-09 | 0.00988 | 3.8295e-09
[120 empty] | 7.3.3.17.5 (Remote Grid) Updates to grid topology to minimize risk of ignition in HFTDs Remote GridWLDFRContaminationAggregated | WLDFR | HFTD - Distribution - Tier 3 - 4QU CoRE ¦ 3QU LoRE | Non-Red Flag Warning - Destructive Fires | Contamination | Aggregated | 2063 | 2.6265e-09 | 384.7705 | 1.0106e-06 | 2063 | Mitigation | 0.95 | 45 | 0 | esc | 0.00097009 | 2.5479e-12 | 0.00097009 | 2.5479e-12 | 0.034918 | 2.3866e-09 | 0.00988 | 3.8295e-09
[120 empty] | 7.3.3.17.5 (Remote Grid) Updates to grid topology to minimize risk of ignition in HFTDs Remote GridWLDFRContaminationAggregated | WLDFR | HFTD - Distribution - Tier 3 - 4QU CoRE ¦ 3QU LoRE | Non-Red Flag Warning - Destructive Fires | Contamination | Aggregated | 2064 | 2.6265e-09 | 384.7705 | 1.0106e-06 | 2064 | Mitigation | 0.95 | 45 | 0 | esc | 0.00097009 | 2.5479e-12 | 0.00097009 | 2.5479e-12 | 0.034918 | 2.3866e-09 | 0.00988 | 3.8295e-09
[120 empty] | 7.3.3.17.5 (Remote Grid) Updates to grid topology to minimize risk of ignition in HFTDs Remote GridWLDFRContaminationAggregated | WLDFR | HFTD - Distribution - Tier 3 - 4QU CoRE ¦ 3QU LoRE | Non-Red Flag Warning - Destructive Fires | Contamination | Aggregated | 2065 | 2.6265e-09 | 384.7705 | 1.0106e-06 | 2065 | Mitigation | 0.95 | 45 | 0 | esc | 0.00097009 | 2.5479e-12 | 0.00097009 | 2.5479e-12 | 0.034918 | 2.3866e-09 | 0.00988 | 3.8295e-09
[120 empty] | 7.3.3.17.5 (Remote Grid) Updates to grid topology to minimize risk of ignition in HFTDs Remote GridWLDFRContaminationAggregated | WLDFR | HFTD - Distribution - Tier 3 - 4QU CoRE ¦ 3QU LoRE | Non-Red Flag Warning - Destructive Fires | Contamination | Aggregated | 2066 | 2.6265e-09 | 384.7705 | 1.0106e-06 | 2066 | Mitigation | 0.95 | 45 | 0 | esc | 0.00097009 | 2.5479e-12 | 0.00097009 | 2.5479e-12 | 0.034918 | 2.3866e-09 | 0.00988 | 3.8295e-09
[120 empty] | 7.3.3.17.5 (Remote Grid) Updates to grid topology to minimize risk of ignition in HFTDs Remote GridWLDFRContaminationAggregated | WLDFR | HFTD - Distribution - Tier 3 - 4QU CoRE ¦ 3QU LoRE | Non-Red Flag Warning - Destructive Fires | Contamination | Aggregated | 2067 | 2.6265e-09 | 384.7705 | 1.0106e-06 | 2067 | Mitigation | 0.95 | 45 | 0 | esc | 0 | 0 | 0.00097009 | 2.5479e-12 | 0.034918 | 2.3866e-09 | 0.00988 | 3.8295e-09
[120 empty] | 7.3.3.17.5 (Remote Grid) Updates to grid topology to minimize risk of ignition in HFTDs Remote GridWLDFREquipment / facility failureAggregated | WLDFR | HFTD - Distribution - Tier 3 - 4QU CoRE ¦ 3QU LoRE | Non-Red Flag Warning - Destructive Fires | Equipment / facility failure | Aggregated | 2022 | 2.9676e-08 | 384.7705 | 1.1418e-05 | 2022 | Mitigation | 0.95 | 45 | 0 | esc | 0.00097009 | 2.8788e-11 | 0 | 0 | 0.034918 | 2.3866e-09 | 0.00988 | 3.8295e-09
[120 empty] | 7.3.3.17.5 (Remote Grid) Updates to grid topology to minimize risk of ignition in HFTDs Remote GridWLDFREquipment / facility failureAggregated | WLDFR | HFTD - Distribution - Tier 3 - 4QU CoRE ¦ 3QU LoRE | Non-Red Flag Warning - Destructive Fires | Equipment / facility failure | Aggregated | 2023 | 2.9676e-08 | 384.7705 | 1.1418e-05 | 2023 | Mitigation | 0.95 | 45 | 0 | esc | 0.00097009 | 2.8788e-11 | 0.00097009 | 2.8788e-11 | 0.034918 | 2.3866e-09 | 0.00988 | 3.8295e-09
[120 empty] | 7.3.3.17.5 (Remote Grid) Updates to grid topology to minimize risk of ignition in HFTDs Remote GridWLDFREquipment / facility failureAggregated | WLDFR | HFTD - Distribution - Tier 3 - 4QU CoRE ¦ 3QU LoRE | Non-Red Flag Warning - Destructive Fires | Equipment / facility failure | Aggregated | 2024 | 2.9676e-08 | 384.7705 | 1.1418e-05 | 2024 | Mitigation | 0.95 | 45 | 0 | esc | 0.00097009 | 2.8788e-11 | 0.00097009 | 2.8788e-11 | 0.034918 | 2.3866e-09 | 0.00988 | 3.8295e-09
[120 empty] | 7.3.3.17.5 (Remote Grid) Updates to grid topology to minimize risk of ignition in HFTDs Remote GridWLDFREquipment / facility failureAggregated | WLDFR | HFTD - Distribution - Tier 3 - 4QU CoRE ¦ 3QU LoRE | Non-Red Flag Warning - Destructive Fires | Equipment / facility failure | Aggregated | 2025 | 2.9676e-08 | 384.7705 | 1.1418e-05 | 2025 | Mitigation | 0.95 | 45 | 0 | esc | 0.00097009 | 2.8788e-11 | 0.00097009 | 2.8788e-11 | 0.034918 | 2.3866e-09 | 0.00988 | 3.8295e-09
[120 empty] | 7.3.3.17.5 (Remote Grid) Updates to grid topology to minimize risk of ignition in HFTDs Remote GridWLDFREquipment / facility failureAggregated | WLDFR | HFTD - Distribution - Tier 3 - 4QU CoRE ¦ 3QU LoRE | Non-Red Flag Warning - Destructive Fires | Equipment / facility failure | Aggregated | 2026 | 2.9676e-08 | 384.7705 | 1.1418e-05 | 2026 | Mitigation | 0.95 | 45 | 0 | esc | 0.00097009 | 2.8788e-11 | 0.00097009 | 2.8788e-11 | 0.034918 | 2.3866e-09 | 0.00988 | 3.8295e-09
[120 empty] | 7.3.3.17.5 (Remote Grid) Updates to grid topology to minimize risk of ignition in HFTDs Remote GridWLDFREquipment / facility failureAggregated | WLDFR | HFTD - Distribution - Tier 3 - 4QU CoRE ¦ 3QU LoRE | Non-Red Flag Warning - Destructive Fires | Equipment / facility failure | Aggregated | 2027 | 2.9676e-08 | 384.7705 | 1.1418e-05 | 2027 | Mitigation | 0.95 | 45 | 0 | esc | 0.00097009 | 2.8788e-11 | 0.00097009 | 2.8788e-11 | 0.034918 | 2.3866e-09 | 0.00988 | 3.8295e-09
[120 empty] | 7.3.3.17.5 (Remote Grid) Updates to grid topology to minimize risk of ignition in HFTDs Remote GridWLDFREquipment / facility failureAggregated | WLDFR | HFTD - Distribution - Tier 3 - 4QU CoRE ¦ 3QU LoRE | Non-Red Flag Warning - Destructive Fires | Equipment / facility failure | Aggregated | 2028 | 2.9676e-08 | 384.7705 | 1.1418e-05 | 2028 | Mitigation | 0.95 | 45 | 0 | esc | 0.00097009 | 2.8788e-11 | 0.00097009 | 2.8788e-11 | 0.034918 | 2.3866e-09 | 0.00988 | 3.8295e-09
[120 empty] | 7.3.3.17.5 (Remote Grid) Updates to grid topology to minimize risk of ignition in HFTDs Remote GridWLDFREquipment / facility failureAggregated | WLDFR | HFTD - Distribution - Tier 3 - 4QU CoRE ¦ 3QU LoRE | Non-Red Flag Warning - Destructive Fires | Equipment / facility failure | Aggregated | 2029 | 2.9676e-08 | 384.7705 | 1.1418e-05 | 2029 | Mitigation | 0.95 | 45 | 0 | esc | 0.00097009 | 2.8788e-11 | 0.00097009 | 2.8788e-11 | 0.034918 | 2.3866e-09 | 0.00988 | 3.8295e-09
[120 empty] | 7.3.3.17.5 (Remote Grid) Updates to grid topology to minimize risk of ignition in HFTDs Remote GridWLDFREquipment / facility failureAggregated | WLDFR | HFTD - Distribution - Tier 3 - 4QU CoRE ¦ 3QU LoRE | Non-Red Flag Warning - Destructive Fires | Equipment / facility failure | Aggregated | 2030 | 2.9676e-08 | 384.7705 | 1.1418e-05 | 2030 | Mitigation | 0.95 | 45 | 0 | esc | 0.00097009 | 2.8788e-11 | 0.00097009 | 2.8788e-11 | 0.034918 | 2.3866e-09 | 0.00988 | 3.8295e-09
[120 empty] | 7.3.3.17.5 (Remote Grid) Updates to grid topology to minimize risk of ignition in HFTDs Remote GridWLDFREquipment / facility failureAggregated | WLDFR | HFTD - Distribution - Tier 3 - 4QU CoRE ¦ 3QU LoRE | Non-Red Flag Warning - Destructive Fires | Equipment / facility failure | Aggregated | 2031 | 2.9676e-08 | 384.7705 | 1.1418e-05 | 2031 | Mitigation | 0.95 | 45 | 0 | esc | 0.00097009 | 2.8788e-11 | 0.00097009 | 2.8788e-11 | 0.034918 | 2.3866e-09 | 0.00988 | 3.8295e-09
[120 empty] | 7.3.3.17.5 (Remote Grid) Updates to grid topology to minimize risk of ignition in HFTDs Remote GridWLDFREquipment / facility failureAggregated | WLDFR | HFTD - Distribution - Tier 3 - 4QU CoRE ¦ 3QU LoRE | Non-Red Flag Warning - Destructive Fires | Equipment / facility failure | Aggregated | 2032 | 2.9676e-08 | 384.7705 | 1.1418e-05 | 2032 | Mitigation | 0.95 | 45 | 0 | esc | 0.00097009 | 2.8788e-11 | 0.00097009 | 2.8788e-11 | 0.034918 | 2.3866e-09 | 0 | 0
[120 empty] | 7.3.3.17.5 (Remote Grid) Updates to grid topology to minimize risk of ignition in HFTDs Remote GridWLDFREquipment / facility failureAggregated | WLDFR | HFTD - Distribution - Tier 3 - 4QU CoRE ¦ 3QU LoRE | Non-Red Flag Warning - Destructive Fires | Equipment / facility failure | Aggregated | 2033 | 2.9676e-08 | 384.7705 | 1.1418e-05 | 2033 | Mitigation | 0.95 | 45 | 0 | esc | 0.00097009 | 2.8788e-11 | 0.00097009 | 2.8788e-11 | 0.034918 | 2.3866e-09 | 0 | 0
[120 empty] | 7.3.3.17.5 (Remote Grid) Updates to grid topology to minimize risk of ignition in HFTDs Remote GridWLDFREquipment / facility failureAggregated | WLDFR | HFTD - Distribution - Tier 3 - 4QU CoRE ¦ 3QU LoRE | Non-Red Flag Warning - Destructive Fires | Equipment / facility failure | Aggregated | 2034 | 2.9676e-08 | 384.7705 | 1.1418e-05 | 2034 | Mitigation | 0.95 | 45 | 0 | esc | 0.00097009 | 2.8788e-11 | 0.00097009 | 2.8788e-11 | 0.034918 | 2.3866e-09 | 0.0085129 | 3.774e-09
[120 empty] | 7.3.3.17.5 (Remote Grid) Updates to grid topology to minimize risk of ignition in HFTDs Remote GridWLDFREquipment / facility failureAggregated | WLDFR | HFTD - Distribution - Tier 3 - 4QU CoRE ¦ 3QU LoRE | Non-Red Flag Warning - Destructive Fires | Equipment / facility failure | Aggregated | 2035 | 2.9676e-08 | 384.7705 | 1.1418e-05 | 2035 | Mitigation | 0.95 | 45 | 0 | esc | 0.00097009 | 2.8788e-11 | 0.00097009 | 2.8788e-11 | 0.034918 | 2.3866e-09 | 0.0085129 | 3.774e-09
[120 empty] | 7.3.3.17.5 (Remote Grid) Updates to grid topology to minimize risk of ignition in HFTDs Remote GridWLDFREquipment / facility failureAggregated | WLDFR | HFTD - Distribution - Tier 3 - 4QU CoRE ¦ 3QU LoRE | Non-Red Flag Warning - Destructive Fires | Equipment / facility failure | Aggregated | 2036 | 2.9676e-08 | 384.7705 | 1.1418e-05 | 2036 | Mitigation | 0.95 | 45 | 0 | esc | 0.00097009 | 2.8788e-11 | 0.00097009 | 2.8788e-11 | 0.034918 | 2.3866e-09 | 0.0085129 | 3.774e-09
[120 empty] | 7.3.3.17.5 (Remote Grid) Updates to grid topology to minimize risk of ignition in HFTDs Remote GridWLDFREquipment / facility failureAggregated | WLDFR | HFTD - Distribution - Tier 3 - 4QU CoRE ¦ 3QU LoRE | Non-Red Flag Warning - Destructive Fires | Equipment / facility failure | Aggregated | 2037 | 2.9676e-08 | 384.7705 | 1.1418e-05 | 2037 | Mitigation | 0.95 | 45 | 0 | esc | 0.00097009 | 2.8788e-11 | 0.00097009 | 2.8788e-11 | 0.034918 | 2.3866e-09 | 0.0085129 | 3.774e-09
[120 empty] | 7.3.3.17.5 (Remote Grid) Updates to grid topology to minimize risk of ignition in HFTDs Remote GridWLDFREquipment / facility failureAggregated | WLDFR | HFTD - Distribution - Tier 3 - 4QU CoRE ¦ 3QU LoRE | Non-Red Flag Warning - Destructive Fires | Equipment / facility failure | Aggregated | 2038 | 2.9676e-08 | 384.7705 | 1.1418e-05 | 2038 | Mitigation | 0.95 | 45 | 0 | esc | 0.00097009 | 2.8788e-11 | 0.00097009 | 2.8788e-11 | 0.034918 | 2.3866e-09 | 0.0085129 | 3.774e-09
[120 empty] | 7.3.3.17.5 (Remote Grid) Updates to grid topology to minimize risk of ignition in HFTDs Remote GridWLDFREquipment / facility failureAggregated | WLDFR | HFTD - Distribution - Tier 3 - 4QU CoRE ¦ 3QU LoRE | Non-Red Flag Warning - Destructive Fires | Equipment / facility failure | Aggregated | 2039 | 2.9676e-08 | 384.7705 | 1.1418e-05 | 2039 | Mitigation | 0.95 | 45 | 0 | esc | 0.00097009 | 2.8788e-11 | 0.00097009 | 2.8788e-11 | 0.034918 | 2.3866e-09 | 0.0085129 | 3.774e-09
[120 empty] | 7.3.3.17.5 (Remote Grid) Updates to grid topology to minimize risk of ignition in HFTDs Remote GridWLDFREquipment / facility failureAggregated | WLDFR | HFTD - Distribution - Tier 3 - 4QU CoRE ¦ 3QU LoRE | Non-Red Flag Warning - Destructive Fires | Equipment / facility failure | Aggregated | 2040 | 2.9676e-08 | 384.7705 | 1.1418e-05 | 2040 | Mitigation | 0.95 | 45 | 0 | esc | 0.00097009 | 2.8788e-11 | 0.00097009 | 2.8788e-11 | 0.034918 | 2.3866e-09 | 0.0085129 | 3.774e-09
[120 empty] | 7.3.3.17.5 (Remote Grid) Updates to grid topology to minimize risk of ignition in HFTDs Remote GridWLDFREquipment / facility failureAggregated | WLDFR | HFTD - Distribution - Tier 3 - 4QU CoRE ¦ 3QU LoRE | Non-Red Flag Warning - Destructive Fires | Equipment / facility failure | Aggregated | 2041 | 2.9676e-08 | 384.7705 | 1.1418e-05 | 2041 | Mitigation | 0.95 | 45 | 0 | esc | 0.00097009 | 2.8788e-11 | 0.00097009 | 2.8788e-11 | 0.034918 | 2.3866e-09 | 0.0085129 | 3.774e-09
[120 empty] | 7.3.3.17.5 (Remote Grid) Updates to grid topology to minimize risk of ignition in HFTDs Remote GridWLDFREquipment / facility failureAggregated | WLDFR | HFTD - Distribution - Tier 3 - 4QU CoRE ¦ 3QU LoRE | Non-Red Flag Warning - Destructive Fires | Equipment / facility failure | Aggregated | 2042 | 2.9676e-08 | 384.7705 | 1.1418e-05 | 2042 | Mitigation | 0.95 | 45 | 0 | esc | 0.00097009 | 2.8788e-11 | 0.00097009 | 2.8788e-11 | 0.034918 | 2.3866e-09 | 0.0085129 | 3.774e-09
[120 empty] | 7.3.3.17.5 (Remote Grid) Updates to grid topology to minimize risk of ignition in HFTDs Remote GridWLDFREquipment / facility failureAggregated | WLDFR | HFTD - Distribution - Tier 3 - 4QU CoRE ¦ 3QU LoRE | Non-Red Flag Warning - Destructive Fires | Equipment / facility failure | Aggregated | 2043 | 2.9676e-08 | 384.7705 | 1.1418e-05 | 2043 | Mitigation | 0.95 | 45 | 0 | esc | 0.00097009 | 2.8788e-11 | 0.00097009 | 2.8788e-11 | 0.034918 | 2.3866e-09 | 0.0085129 | 3.774e-09
[120 empty] | 7.3.3.17.5 (Remote Grid) Updates to grid topology to minimize risk of ignition in HFTDs Remote GridWLDFREquipment / facility failureAggregated | WLDFR | HFTD - Distribution - Tier 3 - 4QU CoRE ¦ 3QU LoRE | Non-Red Flag Warning - Destructive Fires | Equipment / facility failure | Aggregated | 2044 | 2.9676e-08 | 384.7705 | 1.1418e-05 | 2044 | Mitigation | 0.95 | 45 | 0 | esc | 0.00097009 | 2.8788e-11 | 0.00097009 | 2.8788e-11 | 0.034918 | 2.3866e-09 | 0.0085129 | 3.774e-09
[120 empty] | 7.3.3.17.5 (Remote Grid) Updates to grid topology to minimize risk of ignition in HFTDs Remote GridWLDFREquipment / facility failureAggregated | WLDFR | HFTD - Distribution - Tier 3 - 4QU CoRE ¦ 3QU LoRE | Non-Red Flag Warning - Destructive Fires | Equipment / facility failure | Aggregated | 2045 | 2.9676e-08 | 384.7705 | 1.1418e-05 | 2045 | Mitigation | 0.95 | 45 | 0 | esc | 0.00097009 | 2.8788e-11 | 0.00097009 | 2.8788e-11 | 0.034918 | 2.3866e-09 | 0.0085129 | 3.774e-09
[120 empty] | 7.3.3.17.5 (Remote Grid) Updates to grid topology to minimize risk of ignition in HFTDs Remote GridWLDFREquipment / facility failureAggregated | WLDFR | HFTD - Distribution - Tier 3 - 4QU CoRE ¦ 3QU LoRE | Non-Red Flag Warning - Destructive Fires | Equipment / facility failure | Aggregated | 2046 | 2.9676e-08 | 384.7705 | 1.1418e-05 | 2046 | Mitigation | 0.95 | 45 | 0 | esc | 0.00097009 | 2.8788e-11 | 0.00097009 | 2.8788e-11 | 0.034918 | 2.3866e-09 | 0.0085129 | 3.774e-09
[120 empty] | 7.3.3.17.5 (Remote Grid) Updates to grid topology to minimize risk of ignition in HFTDs Remote GridWLDFREquipment / facility failureAggregated | WLDFR | HFTD - Distribution - Tier 3 - 4QU CoRE ¦ 3QU LoRE | Non-Red Flag Warning - Destructive Fires | Equipment / facility failure | Aggregated | 2047 | 2.9676e-08 | 384.7705 | 1.1418e-05 | 2047 | Mitigation | 0.95 | 45 | 0 | esc | 0.00097009 | 2.8788e-11 | 0.00097009 | 2.8788e-11 | 0.034918 | 2.3866e-09 | 0.0085129 | 3.774e-09
[120 empty] | 7.3.3.17.5 (Remote Grid) Updates to grid topology to minimize risk of ignition in HFTDs Remote GridWLDFREquipment / facility failureAggregated | WLDFR | HFTD - Distribution - Tier 3 - 4QU CoRE ¦ 3QU LoRE | Non-Red Flag Warning - Destructive Fires | Equipment / facility failure | Aggregated | 2048 | 2.9676e-08 | 384.7705 | 1.1418e-05 | 2048 | Mitigation | 0.95 | 45 | 0 | esc | 0.00097009 | 2.8788e-11 | 0.00097009 | 2.8788e-11 | 0.034918 | 2.3866e-09 | 0.0085129 | 3.774e-09
[120 empty] | 7.3.3.17.5 (Remote Grid) Updates to grid topology to minimize risk of ignition in HFTDs Remote GridWLDFREquipment / facility failureAggregated | WLDFR | HFTD - Distribution - Tier 3 - 4QU CoRE ¦ 3QU LoRE | Non-Red Flag Warning - Destructive Fires | Equipment / facility failure | Aggregated | 2049 | 2.9676e-08 | 384.7705 | 1.1418e-05 | 2049 | Mitigation | 0.95 | 45 | 0 | esc | 0.00097009 | 2.8788e-11 | 0.00097009 | 2.8788e-11 | 0.034918 | 2.3866e-09 | 0.0085129 | 3.774e-09
[120 empty] | 7.3.3.17.5 (Remote Grid) Updates to grid topology to minimize risk of ignition in HFTDs Remote GridWLDFREquipment / facility failureAggregated | WLDFR | HFTD - Distribution - Tier 3 - 4QU CoRE ¦ 3QU LoRE | Non-Red Flag Warning - Destructive Fires | Equipment / facility failure | Aggregated | 2050 | 2.9676e-08 | 384.7705 | 1.1418e-05 | 2050 | Mitigation | 0.95 | 45 | 0 | esc | 0.00097009 | 2.8788e-11 | 0.00097009 | 2.8788e-11 | 0.034918 | 2.3866e-09 | 0.0085129 | 3.774e-09
[120 empty] | 7.3.3.17.5 (Remote Grid) Updates to grid topology to minimize risk of ignition in HFTDs Remote GridWLDFREquipment / facility failureAggregated | WLDFR | HFTD - Distribution - Tier 3 - 4QU CoRE ¦ 3QU LoRE | Non-Red Flag Warning - Destructive Fires | Equipment / facility failure | Aggregated | 2051 | 2.9676e-08 | 384.7705 | 1.1418e-05 | 2051 | Mitigation | 0.95 | 45 | 0 | esc | 0.00097009 | 2.8788e-11 | 0.00097009 | 2.8788e-11 | 0.034918 | 2.3866e-09 | 0.0085129 | 3.774e-09
[120 empty] | 7.3.3.17.5 (Remote Grid) Updates to grid topology to minimize risk of ignition in HFTDs Remote GridWLDFREquipment / facility failureAggregated | WLDFR | HFTD - Distribution - Tier 3 - 4QU CoRE ¦ 3QU LoRE | Non-Red Flag Warning - Destructive Fires | Equipment / facility failure | Aggregated | 2052 | 2.9676e-08 | 384.7705 | 1.1418e-05 | 2052 | Mitigation | 0.95 | 45 | 0 | esc | 0.00097009 | 2.8788e-11 | 0.00097009 | 2.8788e-11 | 0.034918 | 2.3866e-09 | 0.0085129 | 3.774e-09
[120 empty] | 7.3.3.17.5 (Remote Grid) Updates to grid topology to minimize risk of ignition in HFTDs Remote GridWLDFREquipment / facility failureAggregated | WLDFR | HFTD - Distribution - Tier 3 - 4QU CoRE ¦ 3QU LoRE | Non-Red Flag Warning - Destructive Fires | Equipment / facility failure | Aggregated | 2053 | 2.9676e-08 | 384.7705 | 1.1418e-05 | 2053 | Mitigation | 0.95 | 45 | 0 | esc | 0.00097009 | 2.8788e-11 | 0.00097009 | 2.8788e-11 | 0.034918 | 2.3866e-09 | 0.0085129 | 3.774e-09
[120 empty] | 7.3.3.17.5 (Remote Grid) Updates to grid topology to minimize risk of ignition in HFTDs Remote GridWLDFREquipment / facility failureAggregated | WLDFR | HFTD - Distribution - Tier 3 - 4QU CoRE ¦ 3QU LoRE | Non-Red Flag Warning - Destructive Fires | Equipment / facility failure | Aggregated | 2054 | 2.9676e-08 | 384.7705 | 1.1418e-05 | 2054 | Mitigation | 0.95 | 45 | 0 | esc | 0.00097009 | 2.8788e-11 | 0.00097009 | 2.8788e-11 | 0.034918 | 2.3866e-09 | 0.0085129 | 3.774e-09
[120 empty] | 7.3.3.17.5 (Remote Grid) Updates to grid topology to minimize risk of ignition in HFTDs Remote GridWLDFREquipment / facility failureAggregated | WLDFR | HFTD - Distribution - Tier 3 - 4QU CoRE ¦ 3QU LoRE | Non-Red Flag Warning - Destructive Fires | Equipment / facility failure | Aggregated | 2055 | 2.9676e-08 | 384.7705 | 1.1418e-05 | 2055 | Mitigation | 0.95 | 45 | 0 | esc | 0.00097009 | 2.8788e-11 | 0.00097009 | 2.8788e-11 | 0.034918 | 2.3866e-09 | 0.0085129 | 3.774e-09
[120 empty] | 7.3.3.17.5 (Remote Grid) Updates to grid topology to minimize risk of ignition in HFTDs Remote GridWLDFREquipment / facility failureAggregated | WLDFR | HFTD - Distribution - Tier 3 - 4QU CoRE ¦ 3QU LoRE | Non-Red Flag Warning - Destructive Fires | Equipment / facility failure | Aggregated | 2056 | 2.9676e-08 | 384.7705 | 1.1418e-05 | 2056 | Mitigation | 0.95 | 45 | 0 | esc | 0.00097009 | 2.8788e-11 | 0.00097009 | 2.8788e-11 | 0.034918 | 2.3866e-09 | 0.0085129 | 3.774e-09
[120 empty] | 7.3.3.17.5 (Remote Grid) Updates to grid topology to minimize risk of ignition in HFTDs Remote GridWLDFREquipment / facility failureAggregated | WLDFR | HFTD - Distribution - Tier 3 - 4QU CoRE ¦ 3QU LoRE | Non-Red Flag Warning - Destructive Fires | Equipment / facility failure | Aggregated | 2057 | 2.9676e-08 | 384.7705 | 1.1418e-05 | 2057 | Mitigation | 0.95 | 45 | 0 | esc | 0.00097009 | 2.8788e-11 | 0.00097009 | 2.8788e-11 | 0.034918 | 2.3866e-09 | 0.0085129 | 3.774e-09
[120 empty] | 7.3.3.17.5 (Remote Grid) Updates to grid topology to minimize risk of ignition in HFTDs Remote GridWLDFREquipment / facility failureAggregated | WLDFR | HFTD - Distribution - Tier 3 - 4QU CoRE ¦ 3QU LoRE | Non-Red Flag Warning - Destructive Fires | Equipment / facility failure | Aggregated | 2058 | 2.9676e-08 | 384.7705 | 1.1418e-05 | 2058 | Mitigation | 0.95 | 45 | 0 | esc | 0.00097009 | 2.8788e-11 | 0.00097009 | 2.8788e-11 | 0 | 0 | 0.0085129 | 3.774e-09
[120 empty] | 7.3.3.17.5 (Remote Grid) Updates to grid topology to minimize risk of ignition in HFTDs Remote GridWLDFREquipment / facility failureAggregated | WLDFR | HFTD - Distribution - Tier 3 - 4QU CoRE ¦ 3QU LoRE | Non-Red Flag Warning - Destructive Fires | Equipment / facility failure | Aggregated | 2059 | 2.9676e-08 | 384.7705 | 1.1418e-05 | 2059 | Mitigation | 0.95 | 45 | 0 | esc | 0.00097009 | 2.8788e-11 | 0.00097009 | 2.8788e-11 | 0.034918 | 1.6842e-08 | 0.0085129 | 3.774e-09
[120 empty] | 7.3.3.17.5 (Remote Grid) Updates to grid topology to minimize risk of ignition in HFTDs Remote GridWLDFREquipment / facility failureAggregated | WLDFR | HFTD - Distribution - Tier 3 - 4QU CoRE ¦ 3QU LoRE | Non-Red Flag Warning - Destructive Fires | Equipment / facility failure | Aggregated | 2060 | 2.9676e-08 | 384.7705 | 1.1418e-05 | 2060 | Mitigation | 0.95 | 45 | 0 | esc | 0.00097009 | 2.8788e-11 | 0.00097009 | 2.8788e-11 | 0.034918 | 1.6842e-08 | 0.0085129 | 3.774e-09
[120 empty] | 7.3.3.17.5 (Remote Grid) Updates to grid topology to minimize risk of ignition in HFTDs Remote GridWLDFREquipment / facility failureAggregated | WLDFR | HFTD - Distribution - Tier 3 - 4QU CoRE ¦ 3QU LoRE | Non-Red Flag Warning - Destructive Fires | Equipment / facility failure | Aggregated | 2061 | 2.9676e-08 | 384.7705 | 1.1418e-05 | 2061 | Mitigation | 0.95 | 45 | 0 | esc | 0.00097009 | 2.8788e-11 | 0.00097009 | 2.8788e-11 | 0.034918 | 1.6842e-08 | 0.0085129 | 3.774e-09
[120 empty] | 7.3.3.17.5 (Remote Grid) Updates to grid topology to minimize risk of ignition in HFTDs Remote GridWLDFREquipment / facility failureAggregated | WLDFR | HFTD - Distribution - Tier 3 - 4QU CoRE ¦ 3QU LoRE | Non-Red Flag Warning - Destructive Fires | Equipment / facility failure | Aggregated | 2062 | 2.9676e-08 | 384.7705 | 1.1418e-05 | 2062 | Mitigation | 0.95 | 45 | 0 | esc | 0.00097009 | 2.8788e-11 | 0.00097009 | 2.8788e-11 | 0.034918 | 1.6842e-08 | 0.0085129 | 3.774e-09
[120 empty] | 7.3.3.17.5 (Remote Grid) Updates to grid topology to minimize risk of ignition in HFTDs Remote GridWLDFREquipment / facility failureAggregated | WLDFR | HFTD - Distribution - Tier 3 - 4QU CoRE ¦ 3QU LoRE | Non-Red Flag Warning - Destructive Fires | Equipment / facility failure | Aggregated | 2063 | 2.9676e-08 | 384.7705 | 1.1418e-05 | 2063 | Mitigation | 0.95 | 45 | 0 | esc | 0.00097009 | 2.8788e-11 | 0.00097009 | 2.8788e-11 | 0.034918 | 1.6842e-08 | 0.0085129 | 3.774e-09
[120 empty] | 7.3.3.17.5 (Remote Grid) Updates to grid topology to minimize risk of ignition in HFTDs Remote GridWLDFREquipment / facility failureAggregated | WLDFR | HFTD - Distribution - Tier 3 - 4QU CoRE ¦ 3QU LoRE | Non-Red Flag Warning - Destructive Fires | Equipment / facility failure | Aggregated | 2064 | 2.9676e-08 | 384.7705 | 1.1418e-05 | 2064 | Mitigation | 0.95 | 45 | 0 | esc | 0.00097009 | 2.8788e-11 | 0.00097009 | 2.8788e-11 | 0.034918 | 1.6842e-08 | 0 | 0
[120 empty] | 7.3.3.17.5 (Remote Grid) Updates to grid topology to minimize risk of ignition in HFTDs Remote GridWLDFREquipment / facility failureAggregated | WLDFR | HFTD - Distribution - Tier 3 - 4QU CoRE ¦ 3QU LoRE | Non-Red Flag Warning - Destructive Fires | Equipment / facility failure | Aggregated | 2065 | 2.9676e-08 | 384.7705 | 1.1418e-05 | 2065 | Mitigation | 0.95 | 45 | 0 | esc | 0.00097009 | 2.8788e-11 | 0.00097009 | 2.8788e-11 | 0.034918 | 1.6842e-08 | 0 | 0
[120 empty] | 7.3.3.17.5 (Remote Grid) Updates to grid topology to minimize risk of ignition in HFTDs Remote GridWLDFREquipment / facility failureAggregated | WLDFR | HFTD - Distribution - Tier 3 - 4QU CoRE ¦ 3QU LoRE | Non-Red Flag Warning - Destructive Fires | Equipment / facility failure | Aggregated | 2066 | 2.9676e-08 | 384.7705 | 1.1418e-05 | 2066 | Mitigation | 0.95 | 45 | 0 | esc | 0.00097009 | 2.8788e-11 | 0.00097009 | 2.8788e-11 | 0.034918 | 1.6842e-08 | 0.0093087 | 2.4308e-08
[120 empty] | 7.3.3.17.5 (Remote Grid) Updates to grid topology to minimize risk of ignition in HFTDs Remote GridWLDFREquipment / facility failureAggregated | WLDFR | HFTD - Distribution - Tier 3 - 4QU CoRE ¦ 3QU LoRE | Non-Red Flag Warning - Destructive Fires | Equipment / facility failure | Aggregated | 2067 | 2.9676e-08 | 384.7705 | 1.1418e-05 | 2067 | Mitigation | 0.95 | 45 | 0 | esc | 0 | 0 | 0.00097009 | 2.8788e-11 | 0.034918 | 1.6842e-08 | 0.0093087 | 2.4308e-08
[120 empty] | 7.3.3.17.5 (Remote Grid) Updates to grid topology to minimize risk of ignition in HFTDs Remote GridWLDFRVegetation ContactAggregated | WLDFR | HFTD - Distribution - Tier 3 - 4QU CoRE ¦ 3QU LoRE | Non-Red Flag Warning - Destructive Fires | Vegetation Contact | Aggregated | 2022 | 2.2395e-07 | 384.7705 | 8.6171e-05 | 2022 | Mitigation | 0.95 | 45 | 0 | esc | 0.00097009 | 2.1725e-10 | 0 | 0 | 0.034918 | 1.6842e-08 | 0.0093087 | 2.4308e-08
[120 empty] | 7.3.3.17.5 (Remote Grid) Updates to grid topology to minimize risk of ignition in HFTDs Remote GridWLDFRVegetation ContactAggregated | WLDFR | HFTD - Distribution - Tier 3 - 4QU CoRE ¦ 3QU LoRE | Non-Red Flag Warning - Destructive Fires | Vegetation Contact | Aggregated | 2023 | 2.2395e-07 | 384.7705 | 8.6171e-05 | 2023 | Mitigation | 0.95 | 45 | 0 | esc | 0.00097009 | 2.1725e-10 | 0.00097009 | 2.1725e-10 | 0.034918 | 1.6842e-08 | 0.0093087 | 2.4308e-08
[120 empty] | 7.3.3.17.5 (Remote Grid) Updates to grid topology to minimize risk of ignition in HFTDs Remote GridWLDFRVegetation ContactAggregated | WLDFR | HFTD - Distribution - Tier 3 - 4QU CoRE ¦ 3QU LoRE | Non-Red Flag Warning - Destructive Fires | Vegetation Contact | Aggregated | 2024 | 2.2395e-07 | 384.7705 | 8.6171e-05 | 2024 | Mitigation | 0.95 | 45 | 0 | esc | 0.00097009 | 2.1725e-10 | 0.00097009 | 2.1725e-10 | 0.034918 | 1.6842e-08 | 0.0093087 | 2.4308e-08
[120 empty] | 7.3.3.17.5 (Remote Grid) Updates to grid topology to minimize risk of ignition in HFTDs Remote GridWLDFRVegetation ContactAggregated | WLDFR | HFTD - Distribution - Tier 3 - 4QU CoRE ¦ 3QU LoRE | Non-Red Flag Warning - Destructive Fires | Vegetation Contact | Aggregated | 2025 | 2.2395e-07 | 384.7705 | 8.6171e-05 | 2025 | Mitigation | 0.95 | 45 | 0 | esc | 0.00097009 | 2.1725e-10 | 0.00097009 | 2.1725e-10 | 0.034918 | 1.6842e-08 | 0.0093087 | 2.4308e-08
[120 empty] | 7.3.3.17.5 (Remote Grid) Updates to grid topology to minimize risk of ignition in HFTDs Remote GridWLDFRVegetation ContactAggregated | WLDFR | HFTD - Distribution - Tier 3 - 4QU CoRE ¦ 3QU LoRE | Non-Red Flag Warning - Destructive Fires | Vegetation Contact | Aggregated | 2026 | 2.2395e-07 | 384.7705 | 8.6171e-05 | 2026 | Mitigation | 0.95 | 45 | 0 | esc | 0.00097009 | 2.1725e-10 | 0.00097009 | 2.1725e-10 | 0.034918 | 1.6842e-08 | 0.0093087 | 2.4308e-08
[120 empty] | 7.3.3.17.5 (Remote Grid) Updates to grid topology to minimize risk of ignition in HFTDs Remote GridWLDFRVegetation ContactAggregated | WLDFR | HFTD - Distribution - Tier 3 - 4QU CoRE ¦ 3QU LoRE | Non-Red Flag Warning - Destructive Fires | Vegetation Contact | Aggregated | 2027 | 2.2395e-07 | 384.7705 | 8.6171e-05 | 2027 | Mitigation | 0.95 | 45 | 0 | esc | 0.00097009 | 2.1725e-10 | 0.00097009 | 2.1725e-10 | 0.034918 | 1.6842e-08 | 0.0093087 | 2.4308e-08
[120 empty] | 7.3.3.17.5 (Remote Grid) Updates to grid topology to minimize risk of ignition in HFTDs Remote GridWLDFRVegetation ContactAggregated | WLDFR | HFTD - Distribution - Tier 3 - 4QU CoRE ¦ 3QU LoRE | Non-Red Flag Warning - Destructive Fires | Vegetation Contact | Aggregated | 2028 | 2.2395e-07 | 384.7705 | 8.6171e-05 | 2028 | Mitigation | 0.95 | 45 | 0 | esc | 0.00097009 | 2.1725e-10 | 0.00097009 | 2.1725e-10 | 0.034918 | 1.6842e-08 | 0.0093087 | 2.4308e-08
[120 empty] | 7.3.3.17.5 (Remote Grid) Updates to grid topology to minimize risk of ignition in HFTDs Remote GridWLDFRVegetation ContactAggregated | WLDFR | HFTD - Distribution - Tier 3 - 4QU CoRE ¦ 3QU LoRE | Non-Red Flag Warning - Destructive Fires | Vegetation Contact | Aggregated | 2029 | 2.2395e-07 | 384.7705 | 8.6171e-05 | 2029 | Mitigation | 0.95 | 45 | 0 | esc | 0.00097009 | 2.1725e-10 | 0.00097009 | 2.1725e-10 | 0.034918 | 1.6842e-08 | 0.0093087 | 2.4308e-08
[120 empty] | 7.3.3.17.5 (Remote Grid) Updates to grid topology to minimize risk of ignition in HFTDs Remote GridWLDFRVegetation ContactAggregated | WLDFR | HFTD - Distribution - Tier 3 - 4QU CoRE ¦ 3QU LoRE | Non-Red Flag Warning - Destructive Fires | Vegetation Contact | Aggregated | 2030 | 2.2395e-07 | 384.7705 | 8.6171e-05 | 2030 | Mitigation | 0.95 | 45 | 0 | esc | 0.00097009 | 2.1725e-10 | 0.00097009 | 2.1725e-10 | 0.034918 | 1.6842e-08 | 0.0093087 | 2.4308e-08
[120 empty] | 7.3.3.17.5 (Remote Grid) Updates to grid topology to minimize risk of ignition in HFTDs Remote GridWLDFRVegetation ContactAggregated | WLDFR | HFTD - Distribution - Tier 3 - 4QU CoRE ¦ 3QU LoRE | Non-Red Flag Warning - Destructive Fires | Vegetation Contact | Aggregated | 2031 | 2.2395e-07 | 384.7705 | 8.6171e-05 | 2031 | Mitigation | 0.95 | 45 | 0 | esc | 0.00097009 | 2.1725e-10 | 0.00097009 | 2.1725e-10 | 0.034918 | 1.6842e-08 | 0.0093087 | 2.4308e-08
[120 empty] | 7.3.3.17.5 (Remote Grid) Updates to grid topology to minimize risk of ignition in HFTDs Remote GridWLDFRVegetation ContactAggregated | WLDFR | HFTD - Distribution - Tier 3 - 4QU CoRE ¦ 3QU LoRE | Non-Red Flag Warning - Destructive Fires | Vegetation Contact | Aggregated | 2032 | 2.2395e-07 | 384.7705 | 8.6171e-05 | 2032 | Mitigation | 0.95 | 45 | 0 | esc | 0.00097009 | 2.1725e-10 | 0.00097009 | 2.1725e-10 | 0.034918 | 1.6842e-08 | 0.0093087 | 2.4308e-08
[120 empty] | 7.3.3.17.5 (Remote Grid) Updates to grid topology to minimize risk of ignition in HFTDs Remote GridWLDFRVegetation ContactAggregated | WLDFR | HFTD - Distribution - Tier 3 - 4QU CoRE ¦ 3QU LoRE | Non-Red Flag Warning - Destructive Fires | Vegetation Contact | Aggregated | 2033 | 2.2395e-07 | 384.7705 | 8.6171e-05 | 2033 | Mitigation | 0.95 | 45 | 0 | esc | 0.00097009 | 2.1725e-10 | 0.00097009 | 2.1725e-10 | 0.034918 | 1.6842e-08 | 0.0093087 | 2.4308e-08
[120 empty] | 7.3.3.17.5 (Remote Grid) Updates to grid topology to minimize risk of ignition in HFTDs Remote GridWLDFRVegetation ContactAggregated | WLDFR | HFTD - Distribution - Tier 3 - 4QU CoRE ¦ 3QU LoRE | Non-Red Flag Warning - Destructive Fires | Vegetation Contact | Aggregated | 2034 | 2.2395e-07 | 384.7705 | 8.6171e-05 | 2034 | Mitigation | 0.95 | 45 | 0 | esc | 0.00097009 | 2.1725e-10 | 0.00097009 | 2.1725e-10 | 0.034918 | 1.6842e-08 | 0.0093087 | 2.4308e-08
[120 empty] | 7.3.3.17.5 (Remote Grid) Updates to grid topology to minimize risk of ignition in HFTDs Remote GridWLDFRVegetation ContactAggregated | WLDFR | HFTD - Distribution - Tier 3 - 4QU CoRE ¦ 3QU LoRE | Non-Red Flag Warning - Destructive Fires | Vegetation Contact | Aggregated | 2035 | 2.2395e-07 | 384.7705 | 8.6171e-05 | 2035 | Mitigation | 0.95 | 45 | 0 | esc | 0.00097009 | 2.1725e-10 | 0.00097009 | 2.1725e-10 | 0.034918 | 1.6842e-08 | 0.0093087 | 2.4308e-08
[120 empty] | 7.3.3.17.5 (Remote Grid) Updates to grid topology to minimize risk of ignition in HFTDs Remote GridWLDFRVegetation ContactAggregated | WLDFR | HFTD - Distribution - Tier 3 - 4QU CoRE ¦ 3QU LoRE | Non-Red Flag Warning - Destructive Fires | Vegetation Contact | Aggregated | 2036 | 2.2395e-07 | 384.7705 | 8.6171e-05 | 2036 | Mitigation | 0.95 | 45 | 0 | esc | 0.00097009 | 2.1725e-10 | 0.00097009 | 2.1725e-10 | 0.034918 | 1.6842e-08 | 0.0093087 | 2.4308e-08
[120 empty] | 7.3.3.17.5 (Remote Grid) Updates to grid topology to minimize risk of ignition in HFTDs Remote GridWLDFRVegetation ContactAggregated | WLDFR | HFTD - Distribution - Tier 3 - 4QU CoRE ¦ 3QU LoRE | Non-Red Flag Warning - Destructive Fires | Vegetation Contact | Aggregated | 2037 | 2.2395e-07 | 384.7705 | 8.6171e-05 | 2037 | Mitigation | 0.95 | 45 | 0 | esc | 0.00097009 | 2.1725e-10 | 0.00097009 | 2.1725e-10 | 0.034918 | 1.6842e-08 | 0.0093087 | 2.4308e-08
[120 empty] | 7.3.3.17.5 (Remote Grid) Updates to grid topology to minimize risk of ignition in HFTDs Remote GridWLDFRVegetation ContactAggregated | WLDFR | HFTD - Distribution - Tier 3 - 4QU CoRE ¦ 3QU LoRE | Non-Red Flag Warning - Destructive Fires | Vegetation Contact | Aggregated | 2038 | 2.2395e-07 | 384.7705 | 8.6171e-05 | 2038 | Mitigation | 0.95 | 45 | 0 | esc | 0.00097009 | 2.1725e-10 | 0.00097009 | 2.1725e-10 | 0.034918 | 1.6842e-08 | 0.0093087 | 2.4308e-08
[120 empty] | 7.3.3.17.5 (Remote Grid) Updates to grid topology to minimize risk of ignition in HFTDs Remote GridWLDFRVegetation ContactAggregated | WLDFR | HFTD - Distribution - Tier 3 - 4QU CoRE ¦ 3QU LoRE | Non-Red Flag Warning - Destructive Fires | Vegetation Contact | Aggregated | 2039 | 2.2395e-07 | 384.7705 | 8.6171e-05 | 2039 | Mitigation | 0.95 | 45 | 0 | esc | 0.00097009 | 2.1725e-10 | 0.00097009 | 2.1725e-10 | 0.034918 | 1.6842e-08 | 0.0093087 | 2.4308e-08
[120 empty] | 7.3.3.17.5 (Remote Grid) Updates to grid topology to minimize risk of ignition in HFTDs Remote GridWLDFRVegetation ContactAggregated | WLDFR | HFTD - Distribution - Tier 3 - 4QU CoRE ¦ 3QU LoRE | Non-Red Flag Warning - Destructive Fires | Vegetation Contact | Aggregated | 2040 | 2.2395e-07 | 384.7705 | 8.6171e-05 | 2040 | Mitigation | 0.95 | 45 | 0 | esc | 0.00097009 | 2.1725e-10 | 0.00097009 | 2.1725e-10 | 0.034918 | 1.6842e-08 | 0.0093087 | 2.4308e-08
[120 empty] | 7.3.3.17.5 (Remote Grid) Updates to grid topology to minimize risk of ignition in HFTDs Remote GridWLDFRVegetation ContactAggregated | WLDFR | HFTD - Distribution - Tier 3 - 4QU CoRE ¦ 3QU LoRE | Non-Red Flag Warning - Destructive Fires | Vegetation Contact | Aggregated | 2041 | 2.2395e-07 | 384.7705 | 8.6171e-05 | 2041 | Mitigation | 0.95 | 45 | 0 | esc | 0.00097009 | 2.1725e-10 | 0.00097009 | 2.1725e-10 | 0.034918 | 1.6842e-08 | 0.0093087 | 2.4308e-08
[120 empty] | 7.3.3.17.5 (Remote Grid) Updates to grid topology to minimize risk of ignition in HFTDs Remote GridWLDFRVegetation ContactAggregated | WLDFR | HFTD - Distribution - Tier 3 - 4QU CoRE ¦ 3QU LoRE | Non-Red Flag Warning - Destructive Fires | Vegetation Contact | Aggregated | 2042 | 2.2395e-07 | 384.7705 | 8.6171e-05 | 2042 | Mitigation | 0.95 | 45 | 0 | esc | 0.00097009 | 2.1725e-10 | 0.00097009 | 2.1725e-10 | 0.034918 | 1.6842e-08 | 0.0093087 | 2.4308e-08
[120 empty] | 7.3.3.17.5 (Remote Grid) Updates to grid topology to minimize risk of ignition in HFTDs Remote GridWLDFRVegetation ContactAggregated | WLDFR | HFTD - Distribution - Tier 3 - 4QU CoRE ¦ 3QU LoRE | Non-Red Flag Warning - Destructive Fires | Vegetation Contact | Aggregated | 2043 | 2.2395e-07 | 384.7705 | 8.6171e-05 | 2043 | Mitigation | 0.95 | 45 | 0 | esc | 0.00097009 | 2.1725e-10 | 0.00097009 | 2.1725e-10 | 0.034918 | 1.6842e-08 | 0.0093087 | 2.4308e-08
[120 empty] | 7.3.3.17.5 (Remote Grid) Updates to grid topology to minimize risk of ignition in HFTDs Remote GridWLDFRVegetation ContactAggregated | WLDFR | HFTD - Distribution - Tier 3 - 4QU CoRE ¦ 3QU LoRE | Non-Red Flag Warning - Destructive Fires | Vegetation Contact | Aggregated | 2044 | 2.2395e-07 | 384.7705 | 8.6171e-05 | 2044 | Mitigation | 0.95 | 45 | 0 | esc | 0.00097009 | 2.1725e-10 | 0.00097009 | 2.1725e-10 | 0.034918 | 1.6842e-08 | 0.0093087 | 2.4308e-08
[120 empty] | 7.3.3.17.5 (Remote Grid) Updates to grid topology to minimize risk of ignition in HFTDs Remote GridWLDFRVegetation ContactAggregated | WLDFR | HFTD - Distribution - Tier 3 - 4QU CoRE ¦ 3QU LoRE | Non-Red Flag Warning - Destructive Fires | Vegetation Contact | Aggregated | 2045 | 2.2395e-07 | 384.7705 | 8.6171e-05 | 2045 | Mitigation | 0.95 | 45 | 0 | esc | 0.00097009 | 2.1725e-10 | 0.00097009 | 2.1725e-10 | 0.034918 | 1.6842e-08 | 0.0093087 | 2.4308e-08
[120 empty] | 7.3.3.17.5 (Remote Grid) Updates to grid topology to minimize risk of ignition in HFTDs Remote GridWLDFRVegetation ContactAggregated | WLDFR | HFTD - Distribution - Tier 3 - 4QU CoRE ¦ 3QU LoRE | Non-Red Flag Warning - Destructive Fires | Vegetation Contact | Aggregated | 2046 | 2.2395e-07 | 384.7705 | 8.6171e-05 | 2046 | Mitigation | 0.95 | 45 | 0 | esc | 0.00097009 | 2.1725e-10 | 0.00097009 | 2.1725e-10 | 0.034918 | 1.6842e-08 | 0.0093087 | 2.4308e-08
[120 empty] | 7.3.3.17.5 (Remote Grid) Updates to grid topology to minimize risk of ignition in HFTDs Remote GridWLDFRVegetation ContactAggregated | WLDFR | HFTD - Distribution - Tier 3 - 4QU CoRE ¦ 3QU LoRE | Non-Red Flag Warning - Destructive Fires | Vegetation Contact | Aggregated | 2047 | 2.2395e-07 | 384.7705 | 8.6171e-05 | 2047 | Mitigation | 0.95 | 45 | 0 | esc | 0.00097009 | 2.1725e-10 | 0.00097009 | 2.1725e-10 | 0.034918 | 1.6842e-08 | 0.0093087 | 2.4308e-08
[120 empty] | 7.3.3.17.5 (Remote Grid) Updates to grid topology to minimize risk of ignition in HFTDs Remote GridWLDFRVegetation ContactAggregated | WLDFR | HFTD - Distribution - Tier 3 - 4QU CoRE ¦ 3QU LoRE | Non-Red Flag Warning - Destructive Fires | Vegetation Contact | Aggregated | 2048 | 2.2395e-07 | 384.7705 | 8.6171e-05 | 2048 | Mitigation | 0.95 | 45 | 0 | esc | 0.00097009 | 2.1725e-10 | 0.00097009 | 2.1725e-10 | 0.034918 | 1.6842e-08 | 0.0093087 | 2.4308e-08
[120 empty] | 7.3.3.17.5 (Remote Grid) Updates to grid topology to minimize risk of ignition in HFTDs Remote GridWLDFRVegetation ContactAggregated | WLDFR | HFTD - Distribution - Tier 3 - 4QU CoRE ¦ 3QU LoRE | Non-Red Flag Warning - Destructive Fires | Vegetation Contact | Aggregated | 2049 | 2.2395e-07 | 384.7705 | 8.6171e-05 | 2049 | Mitigation | 0.95 | 45 | 0 | esc | 0.00097009 | 2.1725e-10 | 0.00097009 | 2.1725e-10 | 0.034918 | 1.6842e-08 | 0.0093087 | 2.4308e-08
[120 empty] | 7.3.3.17.5 (Remote Grid) Updates to grid topology to minimize risk of ignition in HFTDs Remote GridWLDFRVegetation ContactAggregated | WLDFR | HFTD - Distribution - Tier 3 - 4QU CoRE ¦ 3QU LoRE | Non-Red Flag Warning - Destructive Fires | Vegetation Contact | Aggregated | 2050 | 2.2395e-07 | 384.7705 | 8.6171e-05 | 2050 | Mitigation | 0.95 | 45 | 0 | esc | 0.00097009 | 2.1725e-10 | 0.00097009 | 2.1725e-10 | 0.034918 | 1.6842e-08 | 0 | 0
[120 empty] | 7.3.3.17.5 (Remote Grid) Updates to grid topology to minimize risk of ignition in HFTDs Remote GridWLDFRVegetation ContactAggregated | WLDFR | HFTD - Distribution - Tier 3 - 4QU CoRE ¦ 3QU LoRE | Non-Red Flag Warning - Destructive Fires | Vegetation Contact | Aggregated | 2051 | 2.2395e-07 | 384.7705 | 8.6171e-05 | 2051 | Mitigation | 0.95 | 45 | 0 | esc | 0.00097009 | 2.1725e-10 | 0.00097009 | 2.1725e-10 | 0.034918 | 1.6842e-08 | 0 | 0
[120 empty] | 7.3.3.17.5 (Remote Grid) Updates to grid topology to minimize risk of ignition in HFTDs Remote GridWLDFRVegetation ContactAggregated | WLDFR | HFTD - Distribution - Tier 3 - 4QU CoRE ¦ 3QU LoRE | Non-Red Flag Warning - Destructive Fires | Vegetation Contact | Aggregated | 2052 | 2.2395e-07 | 384.7705 | 8.6171e-05 | 2052 | Mitigation | 0.95 | 45 | 0 | esc | 0.00097009 | 2.1725e-10 | 0.00097009 | 2.1725e-10 | 0.034918 | 1.6842e-08 | 0.0083522 | 4.5775e-09
[120 empty] | 7.3.3.17.5 (Remote Grid) Updates to grid topology to minimize risk of ignition in HFTDs Remote GridWLDFRVegetation ContactAggregated | WLDFR | HFTD - Distribution - Tier 3 - 4QU CoRE ¦ 3QU LoRE | Non-Red Flag Warning - Destructive Fires | Vegetation Contact | Aggregated | 2053 | 2.2395e-07 | 384.7705 | 8.6171e-05 | 2053 | Mitigation | 0.95 | 45 | 0 | esc | 0.00097009 | 2.1725e-10 | 0.00097009 | 2.1725e-10 | 0.034918 | 1.6842e-08 | 0.0083522 | 4.5775e-09
[120 empty] | 7.3.3.17.5 (Remote Grid) Updates to grid topology to minimize risk of ignition in HFTDs Remote GridWLDFRVegetation ContactAggregated | WLDFR | HFTD - Distribution - Tier 3 - 4QU CoRE ¦ 3QU LoRE | Non-Red Flag Warning - Destructive Fires | Vegetation Contact | Aggregated | 2054 | 2.2395e-07 | 384.7705 | 8.6171e-05 | 2054 | Mitigation | 0.95 | 45 | 0 | esc | 0.00097009 | 2.1725e-10 | 0.00097009 | 2.1725e-10 | 0.034918 | 1.6842e-08 | 0.0083522 | 4.5775e-09
[120 empty] | 7.3.3.17.5 (Remote Grid) Updates to grid topology to minimize risk of ignition in HFTDs Remote GridWLDFRVegetation ContactAggregated | WLDFR | HFTD - Distribution - Tier 3 - 4QU CoRE ¦ 3QU LoRE | Non-Red Flag Warning - Destructive Fires | Vegetation Contact | Aggregated | 2055 | 2.2395e-07 | 384.7705 | 8.6171e-05 | 2055 | Mitigation | 0.95 | 45 | 0 | esc | 0.00097009 | 2.1725e-10 | 0.00097009 | 2.1725e-10 | 0.034918 | 1.6842e-08 | 0.0083522 | 4.5775e-09
[120 empty] | 7.3.3.17.5 (Remote Grid) Updates to grid topology to minimize risk of ignition in HFTDs Remote GridWLDFRVegetation ContactAggregated | WLDFR | HFTD - Distribution - Tier 3 - 4QU CoRE ¦ 3QU LoRE | Non-Red Flag Warning - Destructive Fires | Vegetation Contact | Aggregated | 2056 | 2.2395e-07 | 384.7705 | 8.6171e-05 | 2056 | Mitigation | 0.95 | 45 | 0 | esc | 0.00097009 | 2.1725e-10 | 0.00097009 | 2.1725e-10 | 0.034918 | 1.6842e-08 | 0.0083522 | 4.5775e-09
[120 empty] | 7.3.3.17.5 (Remote Grid) Updates to grid topology to minimize risk of ignition in HFTDs Remote GridWLDFRVegetation ContactAggregated | WLDFR | HFTD - Distribution - Tier 3 - 4QU CoRE ¦ 3QU LoRE | Non-Red Flag Warning - Destructive Fires | Vegetation Contact | Aggregated | 2057 | 2.2395e-07 | 384.7705 | 8.6171e-05 | 2057 | Mitigation | 0.95 | 45 | 0 | esc | 0.00097009 | 2.1725e-10 | 0.00097009 | 2.1725e-10 | 0.034918 | 1.6842e-08 | 0.0083522 | 4.5775e-09
[120 empty] | 7.3.3.17.5 (Remote Grid) Updates to grid topology to minimize risk of ignition in HFTDs Remote GridWLDFRVegetation ContactAggregated | WLDFR | HFTD - Distribution - Tier 3 - 4QU CoRE ¦ 3QU LoRE | Non-Red Flag Warning - Destructive Fires | Vegetation Contact | Aggregated | 2058 | 2.2395e-07 | 384.7705 | 8.6171e-05 | 2058 | Mitigation | 0.95 | 45 | 0 | esc | 0.00097009 | 2.1725e-10 | 0.00097009 | 2.1725e-10 | 0.034918 | 1.6842e-08 | 0.0083522 | 4.5775e-09
[120 empty] | 7.3.3.17.5 (Remote Grid) Updates to grid topology to minimize risk of ignition in HFTDs Remote GridWLDFRVegetation ContactAggregated | WLDFR | HFTD - Distribution - Tier 3 - 4QU CoRE ¦ 3QU LoRE | Non-Red Flag Warning - Destructive Fires | Vegetation Contact | Aggregated | 2059 | 2.2395e-07 | 384.7705 | 8.6171e-05 | 2059 | Mitigation | 0.95 | 45 | 0 | esc | 0.00097009 | 2.1725e-10 | 0.00097009 | 2.1725e-10 | 0.034918 | 1.6842e-08 | 0.0083522 | 4.5775e-09
[120 empty] | 7.3.3.17.5 (Remote Grid) Updates to grid topology to minimize risk of ignition in HFTDs Remote GridWLDFRVegetation ContactAggregated | WLDFR | HFTD - Distribution - Tier 3 - 4QU CoRE ¦ 3QU LoRE | Non-Red Flag Warning - Destructive Fires | Vegetation Contact | Aggregated | 2060 | 2.2395e-07 | 384.7705 | 8.6171e-05 | 2060 | Mitigation | 0.95 | 45 | 0 | esc | 0.00097009 | 2.1725e-10 | 0.00097009 | 2.1725e-10 | 0.034918 | 1.6842e-08 | 0.0083522 | 4.5775e-09
[120 empty] | 7.3.3.17.5 (Remote Grid) Updates to grid topology to minimize risk of ignition in HFTDs Remote GridWLDFRVegetation ContactAggregated | WLDFR | HFTD - Distribution - Tier 3 - 4QU CoRE ¦ 3QU LoRE | Non-Red Flag Warning - Destructive Fires | Vegetation Contact | Aggregated | 2061 | 2.2395e-07 | 384.7705 | 8.6171e-05 | 2061 | Mitigation | 0.95 | 45 | 0 | esc | 0.00097009 | 2.1725e-10 | 0.00097009 | 2.1725e-10 | 0.034918 | 1.6842e-08 | 0.0083522 | 4.5775e-09
[120 empty] | 7.3.3.17.5 (Remote Grid) Updates to grid topology to minimize risk of ignition in HFTDs Remote GridWLDFRVegetation ContactAggregated | WLDFR | HFTD - Distribution - Tier 3 - 4QU CoRE ¦ 3QU LoRE | Non-Red Flag Warning - Destructive Fires | Vegetation Contact | Aggregated | 2062 | 2.2395e-07 | 384.7705 | 8.6171e-05 | 2062 | Mitigation | 0.95 | 45 | 0 | esc | 0.00097009 | 2.1725e-10 | 0.00097009 | 2.1725e-10 | 0 | 0 | 0.0083522 | 4.5775e-09
[120 empty] | 7.3.3.17.5 (Remote Grid) Updates to grid topology to minimize risk of ignition in HFTDs Remote GridWLDFRVegetation ContactAggregated | WLDFR | HFTD - Distribution - Tier 3 - 4QU CoRE ¦ 3QU LoRE | Non-Red Flag Warning - Destructive Fires | Vegetation Contact | Aggregated | 2063 | 2.2395e-07 | 384.7705 | 8.6171e-05 | 2063 | Mitigation | 0.95 | 45 | 0 | esc | 0.00097009 | 2.1725e-10 | 0.00097009 | 2.1725e-10 | 0.034918 | 3.3458e-08 | 0.0083522 | 4.5775e-09
[120 empty] | 7.3.3.17.5 (Remote Grid) Updates to grid topology to minimize risk of ignition in HFTDs Remote GridWLDFRVegetation ContactAggregated | WLDFR | HFTD - Distribution - Tier 3 - 4QU CoRE ¦ 3QU LoRE | Non-Red Flag Warning - Destructive Fires | Vegetation Contact | Aggregated | 2064 | 2.2395e-07 | 384.7705 | 8.6171e-05 | 2064 | Mitigation | 0.95 | 45 | 0 | esc | 0.00097009 | 2.1725e-10 | 0.00097009 | 2.1725e-10 | 0.034918 | 3.3458e-08 | 0.0083522 | 4.5775e-09
[120 empty] | 7.3.3.17.5 (Remote Grid) Updates to grid topology to minimize risk of ignition in HFTDs Remote GridWLDFRVegetation ContactAggregated | WLDFR | HFTD - Distribution - Tier 3 - 4QU CoRE ¦ 3QU LoRE | Non-Red Flag Warning - Destructive Fires | Vegetation Contact | Aggregated | 2065 | 2.2395e-07 | 384.7705 | 8.6171e-05 | 2065 | Mitigation | 0.95 | 45 | 0 | esc | 0.00097009 | 2.1725e-10 | 0.00097009 | 2.1725e-10 | 0.034918 | 3.3458e-08 | 0.0083522 | 4.5775e-09
[120 empty] | 7.3.3.17.5 (Remote Grid) Updates to grid topology to minimize risk of ignition in HFTDs Remote GridWLDFRVegetation ContactAggregated | WLDFR | HFTD - Distribution - Tier 3 - 4QU CoRE ¦ 3QU LoRE | Non-Red Flag Warning - Destructive Fires | Vegetation Contact | Aggregated | 2066 | 2.2395e-07 | 384.7705 | 8.6171e-05 | 2066 | Mitigation | 0.95 | 45 | 0 | esc | 0.00097009 | 2.1725e-10 | 0.00097009 | 2.1725e-10 | 0.034918 | 3.3458e-08 | 0.0083522 | 4.5775e-09
[120 empty] | 7.3.3.17.5 (Remote Grid) Updates to grid topology to minimize risk of ignition in HFTDs Remote GridWLDFRVegetation ContactAggregated | WLDFR | HFTD - Distribution - Tier 3 - 4QU CoRE ¦ 3QU LoRE | Non-Red Flag Warning - Destructive Fires | Vegetation Contact | Aggregated | 2067 | 2.2395e-07 | 384.7705 | 8.6171e-05 | 2067 | Mitigation | 0.95 | 45 | 0 | esc | 0 | 0 | 0.00097009 | 2.1725e-10 | 0.034918 | 3.3458e-08 | 0.0083522 | 4.5775e-09
[120 empty] | 7.3.3.17.5 (Remote Grid) Updates to grid topology to minimize risk of ignition in HFTDs Remote GridWLDFRWire-to-wire contactAggregated | WLDFR | HFTD - Distribution - Tier 3 - 4QU CoRE ¦ 3QU LoRE | Non-Red Flag Warning - Destructive Fires | Wire-to-wire contact | Aggregated | 2022 | 2.9969e-08 | 384.7705 | 1.1531e-05 | 2022 | Mitigation | 0.95 | 45 | 0 | esc | 0.00097009 | 2.9073e-11 | 0 | 0 | 0.034918 | 3.3458e-08 | 0.0083522 | 4.5775e-09
[120 empty] | 7.3.3.17.5 (Remote Grid) Updates to grid topology to minimize risk of ignition in HFTDs Remote GridWLDFRWire-to-wire contactAggregated | WLDFR | HFTD - Distribution - Tier 3 - 4QU CoRE ¦ 3QU LoRE | Non-Red Flag Warning - Destructive Fires | Wire-to-wire contact | Aggregated | 2023 | 2.9969e-08 | 384.7705 | 1.1531e-05 | 2023 | Mitigation | 0.95 | 45 | 0 | esc | 0.00097009 | 2.9073e-11 | 0.00097009 | 2.9073e-11 | 0.034918 | 3.3458e-08 | 0.0083522 | 4.5775e-09
[120 empty] | 7.3.3.17.5 (Remote Grid) Updates to grid topology to minimize risk of ignition in HFTDs Remote GridWLDFRWire-to-wire contactAggregated | WLDFR | HFTD - Distribution - Tier 3 - 4QU CoRE ¦ 3QU LoRE | Non-Red Flag Warning - Destructive Fires | Wire-to-wire contact | Aggregated | 2024 | 2.9969e-08 | 384.7705 | 1.1531e-05 | 2024 | Mitigation | 0.95 | 45 | 0 | esc | 0.00097009 | 2.9073e-11 | 0.00097009 | 2.9073e-11 | 0.034918 | 3.3458e-08 | 0.0083522 | 4.5775e-09
[120 empty] | 7.3.3.17.5 (Remote Grid) Updates to grid topology to minimize risk of ignition in HFTDs Remote GridWLDFRWire-to-wire contactAggregated | WLDFR | HFTD - Distribution - Tier 3 - 4QU CoRE ¦ 3QU LoRE | Non-Red Flag Warning - Destructive Fires | Wire-to-wire contact | Aggregated | 2025 | 2.9969e-08 | 384.7705 | 1.1531e-05 | 2025 | Mitigation | 0.95 | 45 | 0 | esc | 0.00097009 | 2.9073e-11 | 0.00097009 | 2.9073e-11 | 0.034918 | 3.3458e-08 | 0.0083522 | 4.5775e-09
[120 empty] | 7.3.3.17.5 (Remote Grid) Updates to grid topology to minimize risk of ignition in HFTDs Remote GridWLDFRWire-to-wire contactAggregated | WLDFR | HFTD - Distribution - Tier 3 - 4QU CoRE ¦ 3QU LoRE | Non-Red Flag Warning - Destructive Fires | Wire-to-wire contact | Aggregated | 2026 | 2.9969e-08 | 384.7705 | 1.1531e-05 | 2026 | Mitigation | 0.95 | 45 | 0 | esc | 0.00097009 | 2.9073e-11 | 0.00097009 | 2.9073e-11 | 0.034918 | 3.3458e-08 | 0.0083522 | 4.5775e-09
[120 empty] | 7.3.3.17.5 (Remote Grid) Updates to grid topology to minimize risk of ignition in HFTDs Remote GridWLDFRWire-to-wire contactAggregated | WLDFR | HFTD - Distribution - Tier 3 - 4QU CoRE ¦ 3QU LoRE | Non-Red Flag Warning - Destructive Fires | Wire-to-wire contact | Aggregated | 2027 | 2.9969e-08 | 384.7705 | 1.1531e-05 | 2027 | Mitigation | 0.95 | 45 | 0 | esc | 0.00097009 | 2.9073e-11 | 0.00097009 | 2.9073e-11 | 0.034918 | 3.3458e-08 | 0.0083522 | 4.5775e-09
[120 empty] | 7.3.3.17.5 (Remote Grid) Updates to grid topology to minimize risk of ignition in HFTDs Remote GridWLDFRWire-to-wire contactAggregated | WLDFR | HFTD - Distribution - Tier 3 - 4QU CoRE ¦ 3QU LoRE | Non-Red Flag Warning - Destructive Fires | Wire-to-wire contact | Aggregated | 2028 | 2.9969e-08 | 384.7705 | 1.1531e-05 | 2028 | Mitigation | 0.95 | 45 | 0 | esc | 0.00097009 | 2.9073e-11 | 0.00097009 | 2.9073e-11 | 0.034918 | 3.3458e-08 | 0.0083522 | 4.5775e-09
[120 empty] | 7.3.3.17.5 (Remote Grid) Updates to grid topology to minimize risk of ignition in HFTDs Remote GridWLDFRWire-to-wire contactAggregated | WLDFR | HFTD - Distribution - Tier 3 - 4QU CoRE ¦ 3QU LoRE | Non-Red Flag Warning - Destructive Fires | Wire-to-wire contact | Aggregated | 2029 | 2.9969e-08 | 384.7705 | 1.1531e-05 | 2029 | Mitigation | 0.95 | 45 | 0 | esc | 0.00097009 | 2.9073e-11 | 0.00097009 | 2.9073e-11 | 0.034918 | 3.3458e-08 | 0.0083522 | 4.5775e-09
[120 empty] | 7.3.3.17.5 (Remote Grid) Updates to grid topology to minimize risk of ignition in HFTDs Remote GridWLDFRWire-to-wire contactAggregated | WLDFR | HFTD - Distribution - Tier 3 - 4QU CoRE ¦ 3QU LoRE | Non-Red Flag Warning - Destructive Fires | Wire-to-wire contact | Aggregated | 2030 | 2.9969e-08 | 384.7705 | 1.1531e-05 | 2030 | Mitigation | 0.95 | 45 | 0 | esc | 0.00097009 | 2.9073e-11 | 0.00097009 | 2.9073e-11 | 0.034918 | 3.3458e-08 | 0.0083522 | 4.5775e-09
[120 empty] | 7.3.3.17.5 (Remote Grid) Updates to grid topology to minimize risk of ignition in HFTDs Remote GridWLDFRWire-to-wire contactAggregated | WLDFR | HFTD - Distribution - Tier 3 - 4QU CoRE ¦ 3QU LoRE | Non-Red Flag Warning - Destructive Fires | Wire-to-wire contact | Aggregated | 2031 | 2.9969e-08 | 384.7705 | 1.1531e-05 | 2031 | Mitigation | 0.95 | 45 | 0 | esc | 0.00097009 | 2.9073e-11 | 0.00097009 | 2.9073e-11 | 0.034918 | 3.3458e-08 | 0.0083522 | 4.5775e-09
[120 empty] | 7.3.3.17.5 (Remote Grid) Updates to grid topology to minimize risk of ignition in HFTDs Remote GridWLDFRWire-to-wire contactAggregated | WLDFR | HFTD - Distribution - Tier 3 - 4QU CoRE ¦ 3QU LoRE | Non-Red Flag Warning - Destructive Fires | Wire-to-wire contact | Aggregated | 2032 | 2.9969e-08 | 384.7705 | 1.1531e-05 | 2032 | Mitigation | 0.95 | 45 | 0 | esc | 0.00097009 | 2.9073e-11 | 0.00097009 | 2.9073e-11 | 0.034918 | 3.3458e-08 | 0.0083522 | 4.5775e-09
[120 empty] | 7.3.3.17.5 (Remote Grid) Updates to grid topology to minimize risk of ignition in HFTDs Remote GridWLDFRWire-to-wire contactAggregated | WLDFR | HFTD - Distribution - Tier 3 - 4QU CoRE ¦ 3QU LoRE | Non-Red Flag Warning - Destructive Fires | Wire-to-wire contact | Aggregated | 2033 | 2.9969e-08 | 384.7705 | 1.1531e-05 | 2033 | Mitigation | 0.95 | 45 | 0 | esc | 0.00097009 | 2.9073e-11 | 0.00097009 | 2.9073e-11 | 0.034918 | 3.3458e-08 | 0.0083522 | 4.5775e-09
[120 empty] | 7.3.3.17.5 (Remote Grid) Updates to grid topology to minimize risk of ignition in HFTDs Remote GridWLDFRWire-to-wire contactAggregated | WLDFR | HFTD - Distribution - Tier 3 - 4QU CoRE ¦ 3QU LoRE | Non-Red Flag Warning - Destructive Fires | Wire-to-wire contact | Aggregated | 2034 | 2.9969e-08 | 384.7705 | 1.1531e-05 | 2034 | Mitigation | 0.95 | 45 | 0 | esc | 0.00097009 | 2.9073e-11 | 0.00097009 | 2.9073e-11 | 0.034918 | 3.3458e-08 | 0.0083522 | 4.5775e-09
[120 empty] | 7.3.3.17.5 (Remote Grid) Updates to grid topology to minimize risk of ignition in HFTDs Remote GridWLDFRWire-to-wire contactAggregated | WLDFR | HFTD - Distribution - Tier 3 - 4QU CoRE ¦ 3QU LoRE | Non-Red Flag Warning - Destructive Fires | Wire-to-wire contact | Aggregated | 2035 | 2.9969e-08 | 384.7705 | 1.1531e-05 | 2035 | Mitigation | 0.95 | 45 | 0 | esc | 0.00097009 | 2.9073e-11 | 0.00097009 | 2.9073e-11 | 0.034918 | 3.3458e-08 | 0.0083522 | 4.5775e-09
[120 empty] | 7.3.3.17.5 (Remote Grid) Updates to grid topology to minimize risk of ignition in HFTDs Remote GridWLDFRWire-to-wire contactAggregated | WLDFR | HFTD - Distribution - Tier 3 - 4QU CoRE ¦ 3QU LoRE | Non-Red Flag Warning - Destructive Fires | Wire-to-wire contact | Aggregated | 2036 | 2.9969e-08 | 384.7705 | 1.1531e-05 | 2036 | Mitigation | 0.95 | 45 | 0 | esc | 0.00097009 | 2.9073e-11 | 0.00097009 | 2.9073e-11 | 0.034918 | 3.3458e-08 | 0 | 0
[120 empty] | 7.3.3.17.5 (Remote Grid) Updates to grid topology to minimize risk of ignition in HFTDs Remote GridWLDFRWire-to-wire contactAggregated | WLDFR | HFTD - Distribution - Tier 3 - 4QU CoRE ¦ 3QU LoRE | Non-Red Flag Warning - Destructive Fires | Wire-to-wire contact | Aggregated | 2037 | 2.9969e-08 | 384.7705 | 1.1531e-05 | 2037 | Mitigation | 0.95 | 45 | 0 | esc | 0.00097009 | 2.9073e-11 | 0.00097009 | 2.9073e-11 | 0.034918 | 3.3458e-08 | 0 | 0
[120 empty] | 7.3.3.17.5 (Remote Grid) Updates to grid topology to minimize risk of ignition in HFTDs Remote GridWLDFRWire-to-wire contactAggregated | WLDFR | HFTD - Distribution - Tier 3 - 4QU CoRE ¦ 3QU LoRE | Non-Red Flag Warning - Destructive Fires | Wire-to-wire contact | Aggregated | 2038 | 2.9969e-08 | 384.7705 | 1.1531e-05 | 2038 | Mitigation | 0.95 | 45 | 0 | esc | 0.00097009 | 2.9073e-11 | 0.00097009 | 2.9073e-11 | 0.034918 | 3.3458e-08 | 0.0092336 | 4.3802e-10
[120 empty] | 7.3.3.17.5 (Remote Grid) Updates to grid topology to minimize risk of ignition in HFTDs Remote GridWLDFRWire-to-wire contactAggregated | WLDFR | HFTD - Distribution - Tier 3 - 4QU CoRE ¦ 3QU LoRE | Non-Red Flag Warning - Destructive Fires | Wire-to-wire contact | Aggregated | 2039 | 2.9969e-08 | 384.7705 | 1.1531e-05 | 2039 | Mitigation | 0.95 | 45 | 0 | esc | 0.00097009 | 2.9073e-11 | 0.00097009 | 2.9073e-11 | 0.034918 | 3.3458e-08 | 0.0092336 | 4.3802e-10
[120 empty] | 7.3.3.17.5 (Remote Grid) Updates to grid topology to minimize risk of ignition in HFTDs Remote GridWLDFRWire-to-wire contactAggregated | WLDFR | HFTD - Distribution - Tier 3 - 4QU CoRE ¦ 3QU LoRE | Non-Red Flag Warning - Destructive Fires | Wire-to-wire contact | Aggregated | 2040 | 2.9969e-08 | 384.7705 | 1.1531e-05 | 2040 | Mitigation | 0.95 | 45 | 0 | esc | 0.00097009 | 2.9073e-11 | 0.00097009 | 2.9073e-11 | 0.034918 | 3.3458e-08 | 0.0092336 | 4.3802e-10
[120 empty] | 7.3.3.17.5 (Remote Grid) Updates to grid topology to minimize risk of ignition in HFTDs Remote GridWLDFRWire-to-wire contactAggregated | WLDFR | HFTD - Distribution - Tier 3 - 4QU CoRE ¦ 3QU LoRE | Non-Red Flag Warning - Destructive Fires | Wire-to-wire contact | Aggregated | 2041 | 2.9969e-08 | 384.7705 | 1.1531e-05 | 2041 | Mitigation | 0.95 | 45 | 0 | esc | 0.00097009 | 2.9073e-11 | 0.00097009 | 2.9073e-11 | 0.034918 | 3.3458e-08 | 0.0092336 | 4.3802e-10
[120 empty] | 7.3.3.17.5 (Remote Grid) Updates to grid topology to minimize risk of ignition in HFTDs Remote GridWLDFRWire-to-wire contactAggregated | WLDFR | HFTD - Distribution - Tier 3 - 4QU CoRE ¦ 3QU LoRE | Non-Red Flag Warning - Destructive Fires | Wire-to-wire contact | Aggregated | 2042 | 2.9969e-08 | 384.7705 | 1.1531e-05 | 2042 | Mitigation | 0.95 | 45 | 0 | esc | 0.00097009 | 2.9073e-11 | 0.00097009 | 2.9073e-11 | 0.034918 | 3.3458e-08 | 0.0092336 | 4.3802e-10
[120 empty] | 7.3.3.17.5 (Remote Grid) Updates to grid topology to minimize risk of ignition in HFTDs Remote GridWLDFRWire-to-wire contactAggregated | WLDFR | HFTD - Distribution - Tier 3 - 4QU CoRE ¦ 3QU LoRE | Non-Red Flag Warning - Destructive Fires | Wire-to-wire contact | Aggregated | 2043 | 2.9969e-08 | 384.7705 | 1.1531e-05 | 2043 | Mitigation | 0.95 | 45 | 0 | esc | 0.00097009 | 2.9073e-11 | 0.00097009 | 2.9073e-11 | 0.034918 | 3.3458e-08 | 0.0092336 | 4.3802e-10
[120 empty] | 7.3.3.17.5 (Remote Grid) Updates to grid topology to minimize risk of ignition in HFTDs Remote GridWLDFRWire-to-wire contactAggregated | WLDFR | HFTD - Distribution - Tier 3 - 4QU CoRE ¦ 3QU LoRE | Non-Red Flag Warning - Destructive Fires | Wire-to-wire contact | Aggregated | 2044 | 2.9969e-08 | 384.7705 | 1.1531e-05 | 2044 | Mitigation | 0.95 | 45 | 0 | esc | 0.00097009 | 2.9073e-11 | 0.00097009 | 2.9073e-11 | 0.034918 | 3.3458e-08 | 0.0092336 | 4.3802e-10
[120 empty] | 7.3.3.17.5 (Remote Grid) Updates to grid topology to minimize risk of ignition in HFTDs Remote GridWLDFRWire-to-wire contactAggregated | WLDFR | HFTD - Distribution - Tier 3 - 4QU CoRE ¦ 3QU LoRE | Non-Red Flag Warning - Destructive Fires | Wire-to-wire contact | Aggregated | 2045 | 2.9969e-08 | 384.7705 | 1.1531e-05 | 2045 | Mitigation | 0.95 | 45 | 0 | esc | 0.00097009 | 2.9073e-11 | 0.00097009 | 2.9073e-11 | 0.034918 | 3.3458e-08 | 0.0092336 | 4.3802e-10
[120 empty] | 7.3.3.17.5 (Remote Grid) Updates to grid topology to minimize risk of ignition in HFTDs Remote GridWLDFRWire-to-wire contactAggregated | WLDFR | HFTD - Distribution - Tier 3 - 4QU CoRE ¦ 3QU LoRE | Non-Red Flag Warning - Destructive Fires | Wire-to-wire contact | Aggregated | 2046 | 2.9969e-08 | 384.7705 | 1.1531e-05 | 2046 | Mitigation | 0.95 | 45 | 0 | esc | 0.00097009 | 2.9073e-11 | 0.00097009 | 2.9073e-11 | 0.034918 | 3.3458e-08 | 0.0092336 | 4.3802e-10
[120 empty] | 7.3.3.17.5 (Remote Grid) Updates to grid topology to minimize risk of ignition in HFTDs Remote GridWLDFRWire-to-wire contactAggregated | WLDFR | HFTD - Distribution - Tier 3 - 4QU CoRE ¦ 3QU LoRE | Non-Red Flag Warning - Destructive Fires | Wire-to-wire contact | Aggregated | 2047 | 2.9969e-08 | 384.7705 | 1.1531e-05 | 2047 | Mitigation | 0.95 | 45 | 0 | esc | 0.00097009 | 2.9073e-11 | 0.00097009 | 2.9073e-11 | 0.034918 | 3.3458e-08 | 0.0092336 | 4.3802e-10
[120 empty] | 7.3.3.17.5 (Remote Grid) Updates to grid topology to minimize risk of ignition in HFTDs Remote GridWLDFRWire-to-wire contactAggregated | WLDFR | HFTD - Distribution - Tier 3 - 4QU CoRE ¦ 3QU LoRE | Non-Red Flag Warning - Destructive Fires | Wire-to-wire contact | Aggregated | 2048 | 2.9969e-08 | 384.7705 | 1.1531e-05 | 2048 | Mitigation | 0.95 | 45 | 0 | esc | 0.00097009 | 2.9073e-11 | 0.00097009 | 2.9073e-11 | 0.034918 | 3.3458e-08 | 0.0092336 | 4.3802e-10
[120 empty] | 7.3.3.17.5 (Remote Grid) Updates to grid topology to minimize risk of ignition in HFTDs Remote GridWLDFRWire-to-wire contactAggregated | WLDFR | HFTD - Distribution - Tier 3 - 4QU CoRE ¦ 3QU LoRE | Non-Red Flag Warning - Destructive Fires | Wire-to-wire contact | Aggregated | 2049 | 2.9969e-08 | 384.7705 | 1.1531e-05 | 2049 | Mitigation | 0.95 | 45 | 0 | esc | 0.00097009 | 2.9073e-11 | 0.00097009 | 2.9073e-11 | 0.034918 | 3.3458e-08 | 0.0092336 | 4.3802e-10
[120 empty] | 7.3.3.17.5 (Remote Grid) Updates to grid topology to minimize risk of ignition in HFTDs Remote GridWLDFRWire-to-wire contactAggregated | WLDFR | HFTD - Distribution - Tier 3 - 4QU CoRE ¦ 3QU LoRE | Non-Red Flag Warning - Destructive Fires | Wire-to-wire contact | Aggregated | 2050 | 2.9969e-08 | 384.7705 | 1.1531e-05 | 2050 | Mitigation | 0.95 | 45 | 0 | esc | 0.00097009 | 2.9073e-11 | 0.00097009 | 2.9073e-11 | 0.034918 | 3.3458e-08 | 0.0092336 | 4.3802e-10
[120 empty] | 7.3.3.17.5 (Remote Grid) Updates to grid topology to minimize risk of ignition in HFTDs Remote GridWLDFRWire-to-wire contactAggregated | WLDFR | HFTD - Distribution - Tier 3 - 4QU CoRE ¦ 3QU LoRE | Non-Red Flag Warning - Destructive Fires | Wire-to-wire contact | Aggregated | 2051 | 2.9969e-08 | 384.7705 | 1.1531e-05 | 2051 | Mitigation | 0.95 | 45 | 0 | esc | 0.00097009 | 2.9073e-11 | 0.00097009 | 2.9073e-11 | 0.034918 | 3.3458e-08 | 0.0092336 | 4.3802e-10
[120 empty] | 7.3.3.17.5 (Remote Grid) Updates to grid topology to minimize risk of ignition in HFTDs Remote GridWLDFRWire-to-wire contactAggregated | WLDFR | HFTD - Distribution - Tier 3 - 4QU CoRE ¦ 3QU LoRE | Non-Red Flag Warning - Destructive Fires | Wire-to-wire contact | Aggregated | 2052 | 2.9969e-08 | 384.7705 | 1.1531e-05 | 2052 | Mitigation | 0.95 | 45 | 0 | esc | 0.00097009 | 2.9073e-11 | 0.00097009 | 2.9073e-11 | 0.034918 | 3.3458e-08 | 0.0092336 | 4.3802e-10
[120 empty] | 7.3.3.17.5 (Remote Grid) Updates to grid topology to minimize risk of ignition in HFTDs Remote GridWLDFRWire-to-wire contactAggregated | WLDFR | HFTD - Distribution - Tier 3 - 4QU CoRE ¦ 3QU LoRE | Non-Red Flag Warning - Destructive Fires | Wire-to-wire contact | Aggregated | 2053 | 2.9969e-08 | 384.7705 | 1.1531e-05 | 2053 | Mitigation | 0.95 | 45 | 0 | esc | 0.00097009 | 2.9073e-11 | 0.00097009 | 2.9073e-11 | 0.034918 | 3.3458e-08 | 0.0092336 | 4.3802e-10
[120 empty] | 7.3.3.17.5 (Remote Grid) Updates to grid topology to minimize risk of ignition in HFTDs Remote GridWLDFRWire-to-wire contactAggregated | WLDFR | HFTD - Distribution - Tier 3 - 4QU CoRE ¦ 3QU LoRE | Non-Red Flag Warning - Destructive Fires | Wire-to-wire contact | Aggregated | 2054 | 2.9969e-08 | 384.7705 | 1.1531e-05 | 2054 | Mitigation | 0.95 | 45 | 0 | esc | 0.00097009 | 2.9073e-11 | 0.00097009 | 2.9073e-11 | 0.034918 | 3.3458e-08 | 0.0092336 | 4.3802e-10
[120 empty] | 7.3.3.17.5 (Remote Grid) Updates to grid topology to minimize risk of ignition in HFTDs Remote GridWLDFRWire-to-wire contactAggregated | WLDFR | HFTD - Distribution - Tier 3 - 4QU CoRE ¦ 3QU LoRE | Non-Red Flag Warning - Destructive Fires | Wire-to-wire contact | Aggregated | 2055 | 2.9969e-08 | 384.7705 | 1.1531e-05 | 2055 | Mitigation | 0.95 | 45 | 0 | esc | 0.00097009 | 2.9073e-11 | 0.00097009 | 2.9073e-11 | 0.034918 | 3.3458e-08 | 0.0092336 | 4.3802e-10
[120 empty] | 7.3.3.17.5 (Remote Grid) Updates to grid topology to minimize risk of ignition in HFTDs Remote GridWLDFRWire-to-wire contactAggregated | WLDFR | HFTD - Distribution - Tier 3 - 4QU CoRE ¦ 3QU LoRE | Non-Red Flag Warning - Destructive Fires | Wire-to-wire contact | Aggregated | 2056 | 2.9969e-08 | 384.7705 | 1.1531e-05 | 2056 | Mitigation | 0.95 | 45 | 0 | esc | 0.00097009 | 2.9073e-11 | 0.00097009 | 2.9073e-11 | 0.034918 | 3.3458e-08 | 0.0092336 | 4.3802e-10
[120 empty] | 7.3.3.17.5 (Remote Grid) Updates to grid topology to minimize risk of ignition in HFTDs Remote GridWLDFRWire-to-wire contactAggregated | WLDFR | HFTD - Distribution - Tier 3 - 4QU CoRE ¦ 3QU LoRE | Non-Red Flag Warning - Destructive Fires | Wire-to-wire contact | Aggregated | 2057 | 2.9969e-08 | 384.7705 | 1.1531e-05 | 2057 | Mitigation | 0.95 | 45 | 0 | esc | 0.00097009 | 2.9073e-11 | 0.00097009 | 2.9073e-11 | 0.034918 | 3.3458e-08 | 0.0092336 | 4.3802e-10
[120 empty] | 7.3.3.17.5 (Remote Grid) Updates to grid topology to minimize risk of ignition in HFTDs Remote GridWLDFRWire-to-wire contactAggregated | WLDFR | HFTD - Distribution - Tier 3 - 4QU CoRE ¦ 3QU LoRE | Non-Red Flag Warning - Destructive Fires | Wire-to-wire contact | Aggregated | 2058 | 2.9969e-08 | 384.7705 | 1.1531e-05 | 2058 | Mitigation | 0.95 | 45 | 0 | esc | 0.00097009 | 2.9073e-11 | 0.00097009 | 2.9073e-11 | 0.034918 | 3.3458e-08 | 0.0092336 | 4.3802e-10
[120 empty] | 7.3.3.17.5 (Remote Grid) Updates to grid topology to minimize risk of ignition in HFTDs Remote GridWLDFRWire-to-wire contactAggregated | WLDFR | HFTD - Distribution - Tier 3 - 4QU CoRE ¦ 3QU LoRE | Non-Red Flag Warning - Destructive Fires | Wire-to-wire contact | Aggregated | 2059 | 2.9969e-08 | 384.7705 | 1.1531e-05 | 2059 | Mitigation | 0.95 | 45 | 0 | esc | 0.00097009 | 2.9073e-11 | 0.00097009 | 2.9073e-11 | 0.034918 | 3.3458e-08 | 0.0092336 | 4.3802e-10
[120 empty] | 7.3.3.17.5 (Remote Grid) Updates to grid topology to minimize risk of ignition in HFTDs Remote GridWLDFRWire-to-wire contactAggregated | WLDFR | HFTD - Distribution - Tier 3 - 4QU CoRE ¦ 3QU LoRE | Non-Red Flag Warning - Destructive Fires | Wire-to-wire contact | Aggregated | 2060 | 2.9969e-08 | 384.7705 | 1.1531e-05 | 2060 | Mitigation | 0.95 | 45 | 0 | esc | 0.00097009 | 2.9073e-11 | 0.00097009 | 2.9073e-11 | 0.034918 | 3.3458e-08 | 0.0092336 | 4.3802e-10
[120 empty] | 7.3.3.17.5 (Remote Grid) Updates to grid topology to minimize risk of ignition in HFTDs Remote GridWLDFRWire-to-wire contactAggregated | WLDFR | HFTD - Distribution - Tier 3 - 4QU CoRE ¦ 3QU LoRE | Non-Red Flag Warning - Destructive Fires | Wire-to-wire contact | Aggregated | 2061 | 2.9969e-08 | 384.7705 | 1.1531e-05 | 2061 | Mitigation | 0.95 | 45 | 0 | esc | 0.00097009 | 2.9073e-11 | 0.00097009 | 2.9073e-11 | 0.034918 | 3.3458e-08 | 0.0092336 | 4.3802e-10
[120 empty] | 7.3.3.17.5 (Remote Grid) Updates to grid topology to minimize risk of ignition in HFTDs Remote GridWLDFRWire-to-wire contactAggregated | WLDFR | HFTD - Distribution - Tier 3 - 4QU CoRE ¦ 3QU LoRE | Non-Red Flag Warning - Destructive Fires | Wire-to-wire contact | Aggregated | 2062 | 2.9969e-08 | 384.7705 | 1.1531e-05 | 2062 | Mitigation | 0.95 | 45 | 0 | esc | 0.00097009 | 2.9073e-11 | 0.00097009 | 2.9073e-11 | 0.034918 | 3.3458e-08 | 0.0092336 | 4.3802e-10
[120 empty] | 7.3.3.17.5 (Remote Grid) Updates to grid topology to minimize risk of ignition in HFTDs Remote GridWLDFRWire-to-wire contactAggregated | WLDFR | HFTD - Distribution - Tier 3 - 4QU CoRE ¦ 3QU LoRE | Non-Red Flag Warning - Destructive Fires | Wire-to-wire contact | Aggregated | 2063 | 2.9969e-08 | 384.7705 | 1.1531e-05 | 2063 | Mitigation | 0.95 | 45 | 0 | esc | 0.00097009 | 2.9073e-11 | 0.00097009 | 2.9073e-11 | 0.034918 | 3.3458e-08 | 0.0092336 | 4.3802e-10
[120 empty] | 7.3.3.17.5 (Remote Grid) Updates to grid topology to minimize risk of ignition in HFTDs Remote GridWLDFRWire-to-wire contactAggregated | WLDFR | HFTD - Distribution - Tier 3 - 4QU CoRE ¦ 3QU LoRE | Non-Red Flag Warning - Destructive Fires | Wire-to-wire contact | Aggregated | 2064 | 2.9969e-08 | 384.7705 | 1.1531e-05 | 2064 | Mitigation | 0.95 | 45 | 0 | esc | 0.00097009 | 2.9073e-11 | 0.00097009 | 2.9073e-11 | 0.034918 | 3.3458e-08 | 0.0092336 | 4.3802e-10
[120 empty] | 7.3.3.17.5 (Remote Grid) Updates to grid topology to minimize risk of ignition in HFTDs Remote GridWLDFRWire-to-wire contactAggregated | WLDFR | HFTD - Distribution - Tier 3 - 4QU CoRE ¦ 3QU LoRE | Non-Red Flag Warning - Destructive Fires | Wire-to-wire contact | Aggregated | 2065 | 2.9969e-08 | 384.7705 | 1.1531e-05 | 2065 | Mitigation | 0.95 | 45 | 0 | esc | 0.00097009 | 2.9073e-11 | 0.00097009 | 2.9073e-11 | 0.034918 | 3.3458e-08 | 0.0092336 | 4.3802e-10
[120 empty] | 7.3.3.17.5 (Remote Grid) Updates to grid topology to minimize risk of ignition in HFTDs Remote GridWLDFRWire-to-wire contactAggregated | WLDFR | HFTD - Distribution - Tier 3 - 4QU CoRE ¦ 3QU LoRE | Non-Red Flag Warning - Destructive Fires | Wire-to-wire contact | Aggregated | 2066 | 2.9969e-08 | 384.7705 | 1.1531e-05 | 2066 | Mitigation | 0.95 | 45 | 0 | esc | 0.00097009 | 2.9073e-11 | 0.00097009 | 2.9073e-11 | 0 | 0 | 0.0092336 | 4.3802e-10
[120 empty] | 7.3.3.17.5 (Remote Grid) Updates to grid topology to minimize risk of ignition in HFTDs Remote GridWLDFRWire-to-wire contactAggregated | WLDFR | HFTD - Distribution - Tier 3 - 4QU CoRE ¦ 3QU LoRE | Non-Red Flag Warning - Destructive Fires | Wire-to-wire contact | Aggregated | 2067 | 2.9969e-08 | 384.7705 | 1.1531e-05 | 2067 | Mitigation | 0.95 | 45 | 0 | esc | 0 | 0 | 0.00097009 | 2.9073e-11 | 0.034918 | 1.193e-08 | 0.0092336 | 4.3802e-10
[120 empty] | 7.3.3.17.5 (Remote Grid) Updates to grid topology to minimize risk of ignition in HFTDs Remote GridWLDFRContact from objectAggregated | WLDFR | HFTD - Distribution - Tier 3 - 4QU CoRE ¦ 3QU LoRE | Non-Red Flag Warning - Large Fires | Contact from object | Aggregated | 2022 | 3.0431e-06 | 384.7705 | 0.0011709 | 2022 | Mitigation | 0.95 | 45 | 0 | esc | 0.00097009 | 2.9521e-09 | 0 | 0 | 0.034918 | 1.193e-08 | 0 | 0
[120 empty] | 7.3.3.17.5 (Remote Grid) Updates to grid topology to minimize risk of ignition in HFTDs Remote GridWLDFRContact from objectAggregated | WLDFR | HFTD - Distribution - Tier 3 - 4QU CoRE ¦ 3QU LoRE | Non-Red Flag Warning - Large Fires | Contact from object | Aggregated | 2023 | 3.0431e-06 | 384.7705 | 0.0011709 | 2023 | Mitigation | 0.95 | 45 | 0 | esc | 0.00097009 | 2.9521e-09 | 0.00097009 | 2.9521e-09 | 0.034918 | 1.193e-08 | 0 | 0
[120 empty] | 7.3.3.17.5 (Remote Grid) Updates to grid topology to minimize risk of ignition in HFTDs Remote GridWLDFRContact from objectAggregated | WLDFR | HFTD - Distribution - Tier 3 - 4QU CoRE ¦ 3QU LoRE | Non-Red Flag Warning - Large Fires | Contact from object | Aggregated | 2024 | 3.0431e-06 | 384.7705 | 0.0011709 | 2024 | Mitigation | 0.95 | 45 | 0 | esc | 0.00097009 | 2.9521e-09 | 0.00097009 | 2.9521e-09 | 0.034918 | 1.193e-08 | 0.0033164 | 7.46e-09
[120 empty] | 7.3.3.17.5 (Remote Grid) Updates to grid topology to minimize risk of ignition in HFTDs Remote GridWLDFRContact from objectAggregated | WLDFR | HFTD - Distribution - Tier 3 - 4QU CoRE ¦ 3QU LoRE | Non-Red Flag Warning - Large Fires | Contact from object | Aggregated | 2025 | 3.0431e-06 | 384.7705 | 0.0011709 | 2025 | Mitigation | 0.95 | 45 | 0 | esc | 0.00097009 | 2.9521e-09 | 0.00097009 | 2.9521e-09 | 0.034918 | 1.193e-08 | 0.0033164 | 7.46e-09
[120 empty] | 7.3.3.17.5 (Remote Grid) Updates to grid topology to minimize risk of ignition in HFTDs Remote GridWLDFRContact from objectAggregated | WLDFR | HFTD - Distribution - Tier 3 - 4QU CoRE ¦ 3QU LoRE | Non-Red Flag Warning - Large Fires | Contact from object | Aggregated | 2026 | 3.0431e-06 | 384.7705 | 0.0011709 | 2026 | Mitigation | 0.95 | 45 | 0 | esc | 0.00097009 | 2.9521e-09 | 0.00097009 | 2.9521e-09 | 0.034918 | 1.193e-08 | 0.0033164 | 7.46e-09
[120 empty] | 7.3.3.17.5 (Remote Grid) Updates to grid topology to minimize risk of ignition in HFTDs Remote GridWLDFRContact from objectAggregated | WLDFR | HFTD - Distribution - Tier 3 - 4QU CoRE ¦ 3QU LoRE | Non-Red Flag Warning - Large Fires | Contact from object | Aggregated | 2027 | 3.0431e-06 | 384.7705 | 0.0011709 | 2027 | Mitigation | 0.95 | 45 | 0 | esc | 0.00097009 | 2.9521e-09 | 0.00097009 | 2.9521e-09 | 0.034918 | 1.193e-08 | 0.0033164 | 7.46e-09
[120 empty] | 7.3.3.17.5 (Remote Grid) Updates to grid topology to minimize risk of ignition in HFTDs Remote GridWLDFRContact from objectAggregated | WLDFR | HFTD - Distribution - Tier 3 - 4QU CoRE ¦ 3QU LoRE | Non-Red Flag Warning - Large Fires | Contact from object | Aggregated | 2028 | 3.0431e-06 | 384.7705 | 0.0011709 | 2028 | Mitigation | 0.95 | 45 | 0 | esc | 0.00097009 | 2.9521e-09 | 0.00097009 | 2.9521e-09 | 0.034918 | 1.193e-08 | 0.0033164 | 7.46e-09
[120 empty] | 7.3.3.17.5 (Remote Grid) Updates to grid topology to minimize risk of ignition in HFTDs Remote GridWLDFRContact from objectAggregated | WLDFR | HFTD - Distribution - Tier 3 - 4QU CoRE ¦ 3QU LoRE | Non-Red Flag Warning - Large Fires | Contact from object | Aggregated | 2029 | 3.0431e-06 | 384.7705 | 0.0011709 | 2029 | Mitigation | 0.95 | 45 | 0 | esc | 0.00097009 | 2.9521e-09 | 0.00097009 | 2.9521e-09 | 0.034918 | 1.193e-08 | 0.0033164 | 7.46e-09
[120 empty] | 7.3.3.17.5 (Remote Grid) Updates to grid topology to minimize risk of ignition in HFTDs Remote GridWLDFRContact from objectAggregated | WLDFR | HFTD - Distribution - Tier 3 - 4QU CoRE ¦ 3QU LoRE | Non-Red Flag Warning - Large Fires | Contact from object | Aggregated | 2030 | 3.0431e-06 | 384.7705 | 0.0011709 | 2030 | Mitigation | 0.95 | 45 | 0 | esc | 0.00097009 | 2.9521e-09 | 0.00097009 | 2.9521e-09 | 0.034918 | 1.193e-08 | 0.0033164 | 7.46e-09
[120 empty] | 7.3.3.17.5 (Remote Grid) Updates to grid topology to minimize risk of ignition in HFTDs Remote GridWLDFRContact from objectAggregated | WLDFR | HFTD - Distribution - Tier 3 - 4QU CoRE ¦ 3QU LoRE | Non-Red Flag Warning - Large Fires | Contact from object | Aggregated | 2031 | 3.0431e-06 | 384.7705 | 0.0011709 | 2031 | Mitigation | 0.95 | 45 | 0 | esc | 0.00097009 | 2.9521e-09 | 0.00097009 | 2.9521e-09 | 0.034918 | 1.193e-08 | 0.0033164 | 7.46e-09
[120 empty] | 7.3.3.17.5 (Remote Grid) Updates to grid topology to minimize risk of ignition in HFTDs Remote GridWLDFRContact from objectAggregated | WLDFR | HFTD - Distribution - Tier 3 - 4QU CoRE ¦ 3QU LoRE | Non-Red Flag Warning - Large Fires | Contact from object | Aggregated | 2032 | 3.0431e-06 | 384.7705 | 0.0011709 | 2032 | Mitigation | 0.95 | 45 | 0 | esc | 0.00097009 | 2.9521e-09 | 0.00097009 | 2.9521e-09 | 0.034918 | 1.193e-08 | 0.0033164 | 7.46e-09
[120 empty] | 7.3.3.17.5 (Remote Grid) Updates to grid topology to minimize risk of ignition in HFTDs Remote GridWLDFRContact from objectAggregated | WLDFR | HFTD - Distribution - Tier 3 - 4QU CoRE ¦ 3QU LoRE | Non-Red Flag Warning - Large Fires | Contact from object | Aggregated | 2033 | 3.0431e-06 | 384.7705 | 0.0011709 | 2033 | Mitigation | 0.95 | 45 | 0 | esc | 0.00097009 | 2.9521e-09 | 0.00097009 | 2.9521e-09 | 0.034918 | 1.193e-08 | 0.0033164 | 7.46e-09
[120 empty] | 7.3.3.17.5 (Remote Grid) Updates to grid topology to minimize risk of ignition in HFTDs Remote GridWLDFRContact from objectAggregated | WLDFR | HFTD - Distribution - Tier 3 - 4QU CoRE ¦ 3QU LoRE | Non-Red Flag Warning - Large Fires | Contact from object | Aggregated | 2034 | 3.0431e-06 | 384.7705 | 0.0011709 | 2034 | Mitigation | 0.95 | 45 | 0 | esc | 0.00097009 | 2.9521e-09 | 0.00097009 | 2.9521e-09 | 0.034918 | 1.193e-08 | 0.0033164 | 7.46e-09
[120 empty] | 7.3.3.17.5 (Remote Grid) Updates to grid topology to minimize risk of ignition in HFTDs Remote GridWLDFRContact from objectAggregated | WLDFR | HFTD - Distribution - Tier 3 - 4QU CoRE ¦ 3QU LoRE | Non-Red Flag Warning - Large Fires | Contact from object | Aggregated | 2035 | 3.0431e-06 | 384.7705 | 0.0011709 | 2035 | Mitigation | 0.95 | 45 | 0 | esc | 0.00097009 | 2.9521e-09 | 0.00097009 | 2.9521e-09 | 0.034918 | 1.193e-08 | 0.0033164 | 7.46e-09
[120 empty] | 7.3.3.17.5 (Remote Grid) Updates to grid topology to minimize risk of ignition in HFTDs Remote GridWLDFRContact from objectAggregated | WLDFR | HFTD - Distribution - Tier 3 - 4QU CoRE ¦ 3QU LoRE | Non-Red Flag Warning - Large Fires | Contact from object | Aggregated | 2036 | 3.0431e-06 | 384.7705 | 0.0011709 | 2036 | Mitigation | 0.95 | 45 | 0 | esc | 0.00097009 | 2.9521e-09 | 0.00097009 | 2.9521e-09 | 0.034918 | 1.193e-08 | 0.0033164 | 7.46e-09
[120 empty] | 7.3.3.17.5 (Remote Grid) Updates to grid topology to minimize risk of ignition in HFTDs Remote GridWLDFRContact from objectAggregated | WLDFR | HFTD - Distribution - Tier 3 - 4QU CoRE ¦ 3QU LoRE | Non-Red Flag Warning - Large Fires | Contact from object | Aggregated | 2037 | 3.0431e-06 | 384.7705 | 0.0011709 | 2037 | Mitigation | 0.95 | 45 | 0 | esc | 0.00097009 | 2.9521e-09 | 0.00097009 | 2.9521e-09 | 0.034918 | 1.193e-08 | 0.0033164 | 7.46e-09
[120 empty] | 7.3.3.17.5 (Remote Grid) Updates to grid topology to minimize risk of ignition in HFTDs Remote GridWLDFRContact from objectAggregated | WLDFR | HFTD - Distribution - Tier 3 - 4QU CoRE ¦ 3QU LoRE | Non-Red Flag Warning - Large Fires | Contact from object | Aggregated | 2038 | 3.0431e-06 | 384.7705 | 0.0011709 | 2038 | Mitigation | 0.95 | 45 | 0 | esc | 0.00097009 | 2.9521e-09 | 0.00097009 | 2.9521e-09 | 0.034918 | 1.193e-08 | 0.0033164 | 7.46e-09
[120 empty] | 7.3.3.17.5 (Remote Grid) Updates to grid topology to minimize risk of ignition in HFTDs Remote GridWLDFRContact from objectAggregated | WLDFR | HFTD - Distribution - Tier 3 - 4QU CoRE ¦ 3QU LoRE | Non-Red Flag Warning - Large Fires | Contact from object | Aggregated | 2039 | 3.0431e-06 | 384.7705 | 0.0011709 | 2039 | Mitigation | 0.95 | 45 | 0 | esc | 0.00097009 | 2.9521e-09 | 0.00097009 | 2.9521e-09 | 0.034918 | 1.193e-08 | 0.0033164 | 7.46e-09
[120 empty] | 7.3.3.17.5 (Remote Grid) Updates to grid topology to minimize risk of ignition in HFTDs Remote GridWLDFRContact from objectAggregated | WLDFR | HFTD - Distribution - Tier 3 - 4QU CoRE ¦ 3QU LoRE | Non-Red Flag Warning - Large Fires | Contact from object | Aggregated | 2040 | 3.0431e-06 | 384.7705 | 0.0011709 | 2040 | Mitigation | 0.95 | 45 | 0 | esc | 0.00097009 | 2.9521e-09 | 0.00097009 | 2.9521e-09 | 0.034918 | 1.193e-08 | 0.0033164 | 7.46e-09
[120 empty] | 7.3.3.17.5 (Remote Grid) Updates to grid topology to minimize risk of ignition in HFTDs Remote GridWLDFRContact from objectAggregated | WLDFR | HFTD - Distribution - Tier 3 - 4QU CoRE ¦ 3QU LoRE | Non-Red Flag Warning - Large Fires | Contact from object | Aggregated | 2041 | 3.0431e-06 | 384.7705 | 0.0011709 | 2041 | Mitigation | 0.95 | 45 | 0 | esc | 0.00097009 | 2.9521e-09 | 0.00097009 | 2.9521e-09 | 0.034918 | 1.193e-08 | 0.0033164 | 7.46e-09
[120 empty] | 7.3.3.17.5 (Remote Grid) Updates to grid topology to minimize risk of ignition in HFTDs Remote GridWLDFRContact from objectAggregated | WLDFR | HFTD - Distribution - Tier 3 - 4QU CoRE ¦ 3QU LoRE | Non-Red Flag Warning - Large Fires | Contact from object | Aggregated | 2042 | 3.0431e-06 | 384.7705 | 0.0011709 | 2042 | Mitigation | 0.95 | 45 | 0 | esc | 0.00097009 | 2.9521e-09 | 0.00097009 | 2.9521e-09 | 0.034918 | 1.193e-08 | 0.0033164 | 7.46e-09
[120 empty] | 7.3.3.17.5 (Remote Grid) Updates to grid topology to minimize risk of ignition in HFTDs Remote GridWLDFRContact from objectAggregated | WLDFR | HFTD - Distribution - Tier 3 - 4QU CoRE ¦ 3QU LoRE | Non-Red Flag Warning - Large Fires | Contact from object | Aggregated | 2043 | 3.0431e-06 | 384.7705 | 0.0011709 | 2043 | Mitigation | 0.95 | 45 | 0 | esc | 0.00097009 | 2.9521e-09 | 0.00097009 | 2.9521e-09 | 0.034918 | 1.193e-08 | 0.0033164 | 7.46e-09
[120 empty] | 7.3.3.17.5 (Remote Grid) Updates to grid topology to minimize risk of ignition in HFTDs Remote GridWLDFRContact from objectAggregated | WLDFR | HFTD - Distribution - Tier 3 - 4QU CoRE ¦ 3QU LoRE | Non-Red Flag Warning - Large Fires | Contact from object | Aggregated | 2044 | 3.0431e-06 | 384.7705 | 0.0011709 | 2044 | Mitigation | 0.95 | 45 | 0 | esc | 0.00097009 | 2.9521e-09 | 0.00097009 | 2.9521e-09 | 0.034918 | 1.193e-08 | 0.0033164 | 7.46e-09
[120 empty] | 7.3.3.17.5 (Remote Grid) Updates to grid topology to minimize risk of ignition in HFTDs Remote GridWLDFRContact from objectAggregated | WLDFR | HFTD - Distribution - Tier 3 - 4QU CoRE ¦ 3QU LoRE | Non-Red Flag Warning - Large Fires | Contact from object | Aggregated | 2045 | 3.0431e-06 | 384.7705 | 0.0011709 | 2045 | Mitigation | 0.95 | 45 | 0 | esc | 0.00097009 | 2.9521e-09 | 0.00097009 | 2.9521e-09 | 0.034918 | 1.193e-08 | 0.0033164 | 7.46e-09
[120 empty] | 7.3.3.17.5 (Remote Grid) Updates to grid topology to minimize risk of ignition in HFTDs Remote GridWLDFRContact from objectAggregated | WLDFR | HFTD - Distribution - Tier 3 - 4QU CoRE ¦ 3QU LoRE | Non-Red Flag Warning - Large Fires | Contact from object | Aggregated | 2046 | 3.0431e-06 | 384.7705 | 0.0011709 | 2046 | Mitigation | 0.95 | 45 | 0 | esc | 0.00097009 | 2.9521e-09 | 0.00097009 | 2.9521e-09 | 0.034918 | 1.193e-08 | 0.0033164 | 7.46e-09
[120 empty] | 7.3.3.17.5 (Remote Grid) Updates to grid topology to minimize risk of ignition in HFTDs Remote GridWLDFRContact from objectAggregated | WLDFR | HFTD - Distribution - Tier 3 - 4QU CoRE ¦ 3QU LoRE | Non-Red Flag Warning - Large Fires | Contact from object | Aggregated | 2047 | 3.0431e-06 | 384.7705 | 0.0011709 | 2047 | Mitigation | 0.95 | 45 | 0 | esc | 0.00097009 | 2.9521e-09 | 0.00097009 | 2.9521e-09 | 0.034918 | 1.193e-08 | 0.0033164 | 7.46e-09
[120 empty] | 7.3.3.17.5 (Remote Grid) Updates to grid topology to minimize risk of ignition in HFTDs Remote GridWLDFRContact from objectAggregated | WLDFR | HFTD - Distribution - Tier 3 - 4QU CoRE ¦ 3QU LoRE | Non-Red Flag Warning - Large Fires | Contact from object | Aggregated | 2048 | 3.0431e-06 | 384.7705 | 0.0011709 | 2048 | Mitigation | 0.95 | 45 | 0 | esc | 0.00097009 | 2.9521e-09 | 0.00097009 | 2.9521e-09 | 0.034918 | 1.193e-08 | 0.0033164 | 7.46e-09
[120 empty] | 7.3.3.17.5 (Remote Grid) Updates to grid topology to minimize risk of ignition in HFTDs Remote GridWLDFRContact from objectAggregated | WLDFR | HFTD - Distribution - Tier 3 - 4QU CoRE ¦ 3QU LoRE | Non-Red Flag Warning - Large Fires | Contact from object | Aggregated | 2049 | 3.0431e-06 | 384.7705 | 0.0011709 | 2049 | Mitigation | 0.95 | 45 | 0 | esc | 0.00097009 | 2.9521e-09 | 0.00097009 | 2.9521e-09 | 0.034918 | 1.193e-08 | 0.0033164 | 7.46e-09
[120 empty] | 7.3.3.17.5 (Remote Grid) Updates to grid topology to minimize risk of ignition in HFTDs Remote GridWLDFRContact from objectAggregated | WLDFR | HFTD - Distribution - Tier 3 - 4QU CoRE ¦ 3QU LoRE | Non-Red Flag Warning - Large Fires | Contact from object | Aggregated | 2050 | 3.0431e-06 | 384.7705 | 0.0011709 | 2050 | Mitigation | 0.95 | 45 | 0 | esc | 0.00097009 | 2.9521e-09 | 0.00097009 | 2.9521e-09 | 0.034918 | 1.193e-08 | 0.0033164 | 7.46e-09
[120 empty] | 7.3.3.17.5 (Remote Grid) Updates to grid topology to minimize risk of ignition in HFTDs Remote GridWLDFRContact from objectAggregated | WLDFR | HFTD - Distribution - Tier 3 - 4QU CoRE ¦ 3QU LoRE | Non-Red Flag Warning - Large Fires | Contact from object | Aggregated | 2051 | 3.0431e-06 | 384.7705 | 0.0011709 | 2051 | Mitigation | 0.95 | 45 | 0 | esc | 0.00097009 | 2.9521e-09 | 0.00097009 | 2.9521e-09 | 0.034918 | 1.193e-08 | 0.0033164 | 7.46e-09
[120 empty] | 7.3.3.17.5 (Remote Grid) Updates to grid topology to minimize risk of ignition in HFTDs Remote GridWLDFRContact from objectAggregated | WLDFR | HFTD - Distribution - Tier 3 - 4QU CoRE ¦ 3QU LoRE | Non-Red Flag Warning - Large Fires | Contact from object | Aggregated | 2052 | 3.0431e-06 | 384.7705 | 0.0011709 | 2052 | Mitigation | 0.95 | 45 | 0 | esc | 0.00097009 | 2.9521e-09 | 0.00097009 | 2.9521e-09 | 0.034918 | 1.193e-08 | 0.0033164 | 7.46e-09
[120 empty] | 7.3.3.17.5 (Remote Grid) Updates to grid topology to minimize risk of ignition in HFTDs Remote GridWLDFRContact from objectAggregated | WLDFR | HFTD - Distribution - Tier 3 - 4QU CoRE ¦ 3QU LoRE | Non-Red Flag Warning - Large Fires | Contact from object | Aggregated | 2053 | 3.0431e-06 | 384.7705 | 0.0011709 | 2053 | Mitigation | 0.95 | 45 | 0 | esc | 0.00097009 | 2.9521e-09 | 0.00097009 | 2.9521e-09 | 0.034918 | 1.193e-08 | 0.0033164 | 7.46e-09
[120 empty] | 7.3.3.17.5 (Remote Grid) Updates to grid topology to minimize risk of ignition in HFTDs Remote GridWLDFRContact from objectAggregated | WLDFR | HFTD - Distribution - Tier 3 - 4QU CoRE ¦ 3QU LoRE | Non-Red Flag Warning - Large Fires | Contact from object | Aggregated | 2054 | 3.0431e-06 | 384.7705 | 0.0011709 | 2054 | Mitigation | 0.95 | 45 | 0 | esc | 0.00097009 | 2.9521e-09 | 0.00097009 | 2.9521e-09 | 0.034918 | 1.193e-08 | 0 | 0
[120 empty] | 7.3.3.17.5 (Remote Grid) Updates to grid topology to minimize risk of ignition in HFTDs Remote GridWLDFRContact from objectAggregated | WLDFR | HFTD - Distribution - Tier 3 - 4QU CoRE ¦ 3QU LoRE | Non-Red Flag Warning - Large Fires | Contact from object | Aggregated | 2055 | 3.0431e-06 | 384.7705 | 0.0011709 | 2055 | Mitigation | 0.95 | 45 | 0 | esc | 0.00097009 | 2.9521e-09 | 0.00097009 | 2.9521e-09 | 0.034918 | 1.193e-08 | 0 | 0
[120 empty] | 7.3.3.17.5 (Remote Grid) Updates to grid topology to minimize risk of ignition in HFTDs Remote GridWLDFRContact from objectAggregated | WLDFR | HFTD - Distribution - Tier 3 - 4QU CoRE ¦ 3QU LoRE | Non-Red Flag Warning - Large Fires | Contact from object | Aggregated | 2056 | 3.0431e-06 | 384.7705 | 0.0011709 | 2056 | Mitigation | 0.95 | 45 | 0 | esc | 0.00097009 | 2.9521e-09 | 0.00097009 | 2.9521e-09 | 0.034918 | 1.193e-08 | 0.012804 | 2.1015e-06
[120 empty] | 7.3.3.17.5 (Remote Grid) Updates to grid topology to minimize risk of ignition in HFTDs Remote GridWLDFRContact from objectAggregated | WLDFR | HFTD - Distribution - Tier 3 - 4QU CoRE ¦ 3QU LoRE | Non-Red Flag Warning - Large Fires | Contact from object | Aggregated | 2057 | 3.0431e-06 | 384.7705 | 0.0011709 | 2057 | Mitigation | 0.95 | 45 | 0 | esc | 0.00097009 | 2.9521e-09 | 0.00097009 | 2.9521e-09 | 0.034918 | 1.193e-08 | 0.012804 | 2.1015e-06
[120 empty] | 7.3.3.17.5 (Remote Grid) Updates to grid topology to minimize risk of ignition in HFTDs Remote GridWLDFRContact from objectAggregated | WLDFR | HFTD - Distribution - Tier 3 - 4QU CoRE ¦ 3QU LoRE | Non-Red Flag Warning - Large Fires | Contact from object | Aggregated | 2058 | 3.0431e-06 | 384.7705 | 0.0011709 | 2058 | Mitigation | 0.95 | 45 | 0 | esc | 0.00097009 | 2.9521e-09 | 0.00097009 | 2.9521e-09 | 0.034918 | 1.193e-08 | 0.012804 | 2.1015e-06
[120 empty] | 7.3.3.17.5 (Remote Grid) Updates to grid topology to minimize risk of ignition in HFTDs Remote GridWLDFRContact from objectAggregated | WLDFR | HFTD - Distribution - Tier 3 - 4QU CoRE ¦ 3QU LoRE | Non-Red Flag Warning - Large Fires | Contact from object | Aggregated | 2059 | 3.0431e-06 | 384.7705 | 0.0011709 | 2059 | Mitigation | 0.95 | 45 | 0 | esc | 0.00097009 | 2.9521e-09 | 0.00097009 | 2.9521e-09 | 0.034918 | 1.193e-08 | 0.012804 | 2.1015e-06
[120 empty] | 7.3.3.17.5 (Remote Grid) Updates to grid topology to minimize risk of ignition in HFTDs Remote GridWLDFRContact from objectAggregated | WLDFR | HFTD - Distribution - Tier 3 - 4QU CoRE ¦ 3QU LoRE | Non-Red Flag Warning - Large Fires | Contact from object | Aggregated | 2060 | 3.0431e-06 | 384.7705 | 0.0011709 | 2060 | Mitigation | 0.95 | 45 | 0 | esc | 0.00097009 | 2.9521e-09 | 0.00097009 | 2.9521e-09 | 0.034918 | 1.193e-08 | 0.012804 | 2.1015e-06
[120 empty] | 7.3.3.17.5 (Remote Grid) Updates to grid topology to minimize risk of ignition in HFTDs Remote GridWLDFRContact from objectAggregated | WLDFR | HFTD - Distribution - Tier 3 - 4QU CoRE ¦ 3QU LoRE | Non-Red Flag Warning - Large Fires | Contact from object | Aggregated | 2061 | 3.0431e-06 | 384.7705 | 0.0011709 | 2061 | Mitigation | 0.95 | 45 | 0 | esc | 0.00097009 | 2.9521e-09 | 0.00097009 | 2.9521e-09 | 0.034918 | 1.193e-08 | 0.012804 | 2.1015e-06
[120 empty] | 7.3.3.17.5 (Remote Grid) Updates to grid topology to minimize risk of ignition in HFTDs Remote GridWLDFRContact from objectAggregated | WLDFR | HFTD - Distribution - Tier 3 - 4QU CoRE ¦ 3QU LoRE | Non-Red Flag Warning - Large Fires | Contact from object | Aggregated | 2062 | 3.0431e-06 | 384.7705 | 0.0011709 | 2062 | Mitigation | 0.95 | 45 | 0 | esc | 0.00097009 | 2.9521e-09 | 0.00097009 | 2.9521e-09 | 0.034918 | 1.193e-08 | 0.012804 | 2.1015e-06
[120 empty] | 7.3.3.17.5 (Remote Grid) Updates to grid topology to minimize risk of ignition in HFTDs Remote GridWLDFRContact from objectAggregated | WLDFR | HFTD - Distribution - Tier 3 - 4QU CoRE ¦ 3QU LoRE | Non-Red Flag Warning - Large Fires | Contact from object | Aggregated | 2063 | 3.0431e-06 | 384.7705 | 0.0011709 | 2063 | Mitigation | 0.95 | 45 | 0 | esc | 0.00097009 | 2.9521e-09 | 0.00097009 | 2.9521e-09 | 0.034918 | 1.193e-08 | 0.012804 | 2.1015e-06
[120 empty] | 7.3.3.17.5 (Remote Grid) Updates to grid topology to minimize risk of ignition in HFTDs Remote GridWLDFRContact from objectAggregated | WLDFR | HFTD - Distribution - Tier 3 - 4QU CoRE ¦ 3QU LoRE | Non-Red Flag Warning - Large Fires | Contact from object | Aggregated | 2064 | 3.0431e-06 | 384.7705 | 0.0011709 | 2064 | Mitigation | 0.95 | 45 | 0 | esc | 0.00097009 | 2.9521e-09 | 0.00097009 | 2.9521e-09 | 0.034918 | 1.193e-08 | 0.012804 | 2.1015e-06
[120 empty] | 7.3.3.17.5 (Remote Grid) Updates to grid topology to minimize risk of ignition in HFTDs Remote GridWLDFRContact from objectAggregated | WLDFR | HFTD - Distribution - Tier 3 - 4QU CoRE ¦ 3QU LoRE | Non-Red Flag Warning - Large Fires | Contact from object | Aggregated | 2065 | 3.0431e-06 | 384.7705 | 0.0011709 | 2065 | Mitigation | 0.95 | 45 | 0 | esc | 0.00097009 | 2.9521e-09 | 0.00097009 | 2.9521e-09 | 0.034918 | 1.193e-08 | 0.012804 | 2.1015e-06
[120 empty] | 7.3.3.17.5 (Remote Grid) Updates to grid topology to minimize risk of ignition in HFTDs Remote GridWLDFRContact from objectAggregated | WLDFR | HFTD - Distribution - Tier 3 - 4QU CoRE ¦ 3QU LoRE | Non-Red Flag Warning - Large Fires | Contact from object | Aggregated | 2066 | 3.0431e-06 | 384.7705 | 0.0011709 | 2066 | Mitigation | 0.95 | 45 | 0 | esc | 0.00097009 | 2.9521e-09 | 0.00097009 | 2.9521e-09 | 0.034918 | 1.193e-08 | 0.012804 | 2.1015e-06
[120 empty] | 7.3.3.17.5 (Remote Grid) Updates to grid topology to minimize risk of ignition in HFTDs Remote GridWLDFRContact from objectAggregated | WLDFR | HFTD - Distribution - Tier 3 - 4QU CoRE ¦ 3QU LoRE | Non-Red Flag Warning - Large Fires | Contact from object | Aggregated | 2067 | 3.0431e-06 | 384.7705 | 0.0011709 | 2067 | Mitigation | 0.95 | 45 | 0 | esc | 0 | 0 | 0.00097009 | 2.9521e-09 | 0.034918 | 1.193e-08 | 0.012804 | 2.1015e-06
[120 empty] | 7.3.3.17.5 (Remote Grid) Updates to grid topology to minimize risk of ignition in HFTDs Remote GridWLDFRContaminationAggregated | WLDFR | HFTD - Distribution - Tier 3 - 4QU CoRE ¦ 3QU LoRE | Non-Red Flag Warning - Large Fires | Contamination | Aggregated | 2022 | 6.4029e-08 | 384.7705 | 2.4636e-05 | 2022 | Mitigation | 0.95 | 45 | 0 | esc | 0.00097009 | 6.2113e-11 | 0 | 0 | 0.034918 | 1.193e-08 | 0.012804 | 2.1015e-06
[120 empty] | 7.3.3.17.5 (Remote Grid) Updates to grid topology to minimize risk of ignition in HFTDs Remote GridWLDFRContaminationAggregated | WLDFR | HFTD - Distribution - Tier 3 - 4QU CoRE ¦ 3QU LoRE | Non-Red Flag Warning - Large Fires | Contamination | Aggregated | 2023 | 6.4029e-08 | 384.7705 | 2.4636e-05 | 2023 | Mitigation | 0.95 | 45 | 0 | esc | 0.00097009 | 6.2113e-11 | 0.00097009 | 6.2113e-11 | 0.034918 | 1.193e-08 | 0.012804 | 2.1015e-06
[120 empty] | 7.3.3.17.5 (Remote Grid) Updates to grid topology to minimize risk of ignition in HFTDs Remote GridWLDFRContaminationAggregated | WLDFR | HFTD - Distribution - Tier 3 - 4QU CoRE ¦ 3QU LoRE | Non-Red Flag Warning - Large Fires | Contamination | Aggregated | 2024 | 6.4029e-08 | 384.7705 | 2.4636e-05 | 2024 | Mitigation | 0.95 | 45 | 0 | esc | 0.00097009 | 6.2113e-11 | 0.00097009 | 6.2113e-11 | 0 | 0 | 0.012804 | 2.1015e-06
[120 empty] | 7.3.3.17.5 (Remote Grid) Updates to grid topology to minimize risk of ignition in HFTDs Remote GridWLDFRContaminationAggregated | WLDFR | HFTD - Distribution - Tier 3 - 4QU CoRE ¦ 3QU LoRE | Non-Red Flag Warning - Large Fires | Contamination | Aggregated | 2025 | 6.4029e-08 | 384.7705 | 2.4636e-05 | 2025 | Mitigation | 0.95 | 45 | 0 | esc | 0.00097009 | 6.2113e-11 | 0.00097009 | 6.2113e-11 | 0.034918 | 1.465e-07 | 0.012804 | 2.1015e-06
[120 empty] | 7.3.3.17.5 (Remote Grid) Updates to grid topology to minimize risk of ignition in HFTDs Remote GridWLDFRContaminationAggregated | WLDFR | HFTD - Distribution - Tier 3 - 4QU CoRE ¦ 3QU LoRE | Non-Red Flag Warning - Large Fires | Contamination | Aggregated | 2026 | 6.4029e-08 | 384.7705 | 2.4636e-05 | 2026 | Mitigation | 0.95 | 45 | 0 | esc | 0.00097009 | 6.2113e-11 | 0.00097009 | 6.2113e-11 | 0.034918 | 1.465e-07 | 0.012804 | 2.1015e-06
[120 empty] | 7.3.3.17.5 (Remote Grid) Updates to grid topology to minimize risk of ignition in HFTDs Remote GridWLDFRContaminationAggregated | WLDFR | HFTD - Distribution - Tier 3 - 4QU CoRE ¦ 3QU LoRE | Non-Red Flag Warning - Large Fires | Contamination | Aggregated | 2027 | 6.4029e-08 | 384.7705 | 2.4636e-05 | 2027 | Mitigation | 0.95 | 45 | 0 | esc | 0.00097009 | 6.2113e-11 | 0.00097009 | 6.2113e-11 | 0.034918 | 1.465e-07 | 0.012804 | 2.1015e-06
[120 empty] | 7.3.3.17.5 (Remote Grid) Updates to grid topology to minimize risk of ignition in HFTDs Remote GridWLDFRContaminationAggregated | WLDFR | HFTD - Distribution - Tier 3 - 4QU CoRE ¦ 3QU LoRE | Non-Red Flag Warning - Large Fires | Contamination | Aggregated | 2028 | 6.4029e-08 | 384.7705 | 2.4636e-05 | 2028 | Mitigation | 0.95 | 45 | 0 | esc | 0.00097009 | 6.2113e-11 | 0.00097009 | 6.2113e-11 | 0.034918 | 1.465e-07 | 0.012804 | 2.1015e-06
[120 empty] | 7.3.3.17.5 (Remote Grid) Updates to grid topology to minimize risk of ignition in HFTDs Remote GridWLDFRContaminationAggregated | WLDFR | HFTD - Distribution - Tier 3 - 4QU CoRE ¦ 3QU LoRE | Non-Red Flag Warning - Large Fires | Contamination | Aggregated | 2029 | 6.4029e-08 | 384.7705 | 2.4636e-05 | 2029 | Mitigation | 0.95 | 45 | 0 | esc | 0.00097009 | 6.2113e-11 | 0.00097009 | 6.2113e-11 | 0.034918 | 1.465e-07 | 0.012804 | 2.1015e-06
[120 empty] | 7.3.3.17.5 (Remote Grid) Updates to grid topology to minimize risk of ignition in HFTDs Remote GridWLDFRContaminationAggregated | WLDFR | HFTD - Distribution - Tier 3 - 4QU CoRE ¦ 3QU LoRE | Non-Red Flag Warning - Large Fires | Contamination | Aggregated | 2030 | 6.4029e-08 | 384.7705 | 2.4636e-05 | 2030 | Mitigation | 0.95 | 45 | 0 | esc | 0.00097009 | 6.2113e-11 | 0.00097009 | 6.2113e-11 | 0.034918 | 1.465e-07 | 0.012804 | 2.1015e-06
[120 empty] | 7.3.3.17.5 (Remote Grid) Updates to grid topology to minimize risk of ignition in HFTDs Remote GridWLDFRContaminationAggregated | WLDFR | HFTD - Distribution - Tier 3 - 4QU CoRE ¦ 3QU LoRE | Non-Red Flag Warning - Large Fires | Contamination | Aggregated | 2031 | 6.4029e-08 | 384.7705 | 2.4636e-05 | 2031 | Mitigation | 0.95 | 45 | 0 | esc | 0.00097009 | 6.2113e-11 | 0.00097009 | 6.2113e-11 | 0.034918 | 1.465e-07 | 0.012804 | 2.1015e-06
[120 empty] | 7.3.3.17.5 (Remote Grid) Updates to grid topology to minimize risk of ignition in HFTDs Remote GridWLDFRContaminationAggregated | WLDFR | HFTD - Distribution - Tier 3 - 4QU CoRE ¦ 3QU LoRE | Non-Red Flag Warning - Large Fires | Contamination | Aggregated | 2032 | 6.4029e-08 | 384.7705 | 2.4636e-05 | 2032 | Mitigation | 0.95 | 45 | 0 | esc | 0.00097009 | 6.2113e-11 | 0.00097009 | 6.2113e-11 | 0.034918 | 1.465e-07 | 0.012804 | 2.1015e-06
[120 empty] | 7.3.3.17.5 (Remote Grid) Updates to grid topology to minimize risk of ignition in HFTDs Remote GridWLDFRContaminationAggregated | WLDFR | HFTD - Distribution - Tier 3 - 4QU CoRE ¦ 3QU LoRE | Non-Red Flag Warning - Large Fires | Contamination | Aggregated | 2033 | 6.4029e-08 | 384.7705 | 2.4636e-05 | 2033 | Mitigation | 0.95 | 45 | 0 | esc | 0.00097009 | 6.2113e-11 | 0.00097009 | 6.2113e-11 | 0.034918 | 1.465e-07 | 0.012804 | 2.1015e-06
[120 empty] | 7.3.3.17.5 (Remote Grid) Updates to grid topology to minimize risk of ignition in HFTDs Remote GridWLDFRContaminationAggregated | WLDFR | HFTD - Distribution - Tier 3 - 4QU CoRE ¦ 3QU LoRE | Non-Red Flag Warning - Large Fires | Contamination | Aggregated | 2034 | 6.4029e-08 | 384.7705 | 2.4636e-05 | 2034 | Mitigation | 0.95 | 45 | 0 | esc | 0.00097009 | 6.2113e-11 | 0.00097009 | 6.2113e-11 | 0.034918 | 1.465e-07 | 0.012804 | 2.1015e-06
[120 empty] | 7.3.3.17.5 (Remote Grid) Updates to grid topology to minimize risk of ignition in HFTDs Remote GridWLDFRContaminationAggregated | WLDFR | HFTD - Distribution - Tier 3 - 4QU CoRE ¦ 3QU LoRE | Non-Red Flag Warning - Large Fires | Contamination | Aggregated | 2035 | 6.4029e-08 | 384.7705 | 2.4636e-05 | 2035 | Mitigation | 0.95 | 45 | 0 | esc | 0.00097009 | 6.2113e-11 | 0.00097009 | 6.2113e-11 | 0.034918 | 1.465e-07 | 0.012804 | 2.1015e-06
[120 empty] | 7.3.3.17.5 (Remote Grid) Updates to grid topology to minimize risk of ignition in HFTDs Remote GridWLDFRContaminationAggregated | WLDFR | HFTD - Distribution - Tier 3 - 4QU CoRE ¦ 3QU LoRE | Non-Red Flag Warning - Large Fires | Contamination | Aggregated | 2036 | 6.4029e-08 | 384.7705 | 2.4636e-05 | 2036 | Mitigation | 0.95 | 45 | 0 | esc | 0.00097009 | 6.2113e-11 | 0.00097009 | 6.2113e-11 | 0.034918 | 1.465e-07 | 0.012804 | 2.1015e-06
[120 empty] | 7.3.3.17.5 (Remote Grid) Updates to grid topology to minimize risk of ignition in HFTDs Remote GridWLDFRContaminationAggregated | WLDFR | HFTD - Distribution - Tier 3 - 4QU CoRE ¦ 3QU LoRE | Non-Red Flag Warning - Large Fires | Contamination | Aggregated | 2037 | 6.4029e-08 | 384.7705 | 2.4636e-05 | 2037 | Mitigation | 0.95 | 45 | 0 | esc | 0.00097009 | 6.2113e-11 | 0.00097009 | 6.2113e-11 | 0.034918 | 1.465e-07 | 0.012804 | 2.1015e-06
[120 empty] | 7.3.3.17.5 (Remote Grid) Updates to grid topology to minimize risk of ignition in HFTDs Remote GridWLDFRContaminationAggregated | WLDFR | HFTD - Distribution - Tier 3 - 4QU CoRE ¦ 3QU LoRE | Non-Red Flag Warning - Large Fires | Contamination | Aggregated | 2038 | 6.4029e-08 | 384.7705 | 2.4636e-05 | 2038 | Mitigation | 0.95 | 45 | 0 | esc | 0.00097009 | 6.2113e-11 | 0.00097009 | 6.2113e-11 | 0.034918 | 1.465e-07 | 0.012804 | 2.1015e-06
[120 empty] | 7.3.3.17.5 (Remote Grid) Updates to grid topology to minimize risk of ignition in HFTDs Remote GridWLDFRContaminationAggregated | WLDFR | HFTD - Distribution - Tier 3 - 4QU CoRE ¦ 3QU LoRE | Non-Red Flag Warning - Large Fires | Contamination | Aggregated | 2039 | 6.4029e-08 | 384.7705 | 2.4636e-05 | 2039 | Mitigation | 0.95 | 45 | 0 | esc | 0.00097009 | 6.2113e-11 | 0.00097009 | 6.2113e-11 | 0.034918 | 1.465e-07 | 0.012804 | 2.1015e-06
[120 empty] | 7.3.3.17.5 (Remote Grid) Updates to grid topology to minimize risk of ignition in HFTDs Remote GridWLDFRContaminationAggregated | WLDFR | HFTD - Distribution - Tier 3 - 4QU CoRE ¦ 3QU LoRE | Non-Red Flag Warning - Large Fires | Contamination | Aggregated | 2040 | 6.4029e-08 | 384.7705 | 2.4636e-05 | 2040 | Mitigation | 0.95 | 45 | 0 | esc | 0.00097009 | 6.2113e-11 | 0.00097009 | 6.2113e-11 | 0.034918 | 1.465e-07 | 0 | 0
[120 empty] | 7.3.3.17.5 (Remote Grid) Updates to grid topology to minimize risk of ignition in HFTDs Remote GridWLDFRContaminationAggregated | WLDFR | HFTD - Distribution - Tier 3 - 4QU CoRE ¦ 3QU LoRE | Non-Red Flag Warning - Large Fires | Contamination | Aggregated | 2041 | 6.4029e-08 | 384.7705 | 2.4636e-05 | 2041 | Mitigation | 0.95 | 45 | 0 | esc | 0.00097009 | 6.2113e-11 | 0.00097009 | 6.2113e-11 | 0.034918 | 1.465e-07 | 0 | 0
[120 empty] | 7.3.3.17.5 (Remote Grid) Updates to grid topology to minimize risk of ignition in HFTDs Remote GridWLDFRContaminationAggregated | WLDFR | HFTD - Distribution - Tier 3 - 4QU CoRE ¦ 3QU LoRE | Non-Red Flag Warning - Large Fires | Contamination | Aggregated | 2042 | 6.4029e-08 | 384.7705 | 2.4636e-05 | 2042 | Mitigation | 0.95 | 45 | 0 | esc | 0.00097009 | 6.2113e-11 | 0.00097009 | 6.2113e-11 | 0.034918 | 1.465e-07 | 0.014899 | 2.0094e-07
[120 empty] | 7.3.3.17.5 (Remote Grid) Updates to grid topology to minimize risk of ignition in HFTDs Remote GridWLDFRContaminationAggregated | WLDFR | HFTD - Distribution - Tier 3 - 4QU CoRE ¦ 3QU LoRE | Non-Red Flag Warning - Large Fires | Contamination | Aggregated | 2043 | 6.4029e-08 | 384.7705 | 2.4636e-05 | 2043 | Mitigation | 0.95 | 45 | 0 | esc | 0.00097009 | 6.2113e-11 | 0.00097009 | 6.2113e-11 | 0.034918 | 1.465e-07 | 0.014899 | 2.0094e-07
[120 empty] | 7.3.3.17.5 (Remote Grid) Updates to grid topology to minimize risk of ignition in HFTDs Remote GridWLDFRContaminationAggregated | WLDFR | HFTD - Distribution - Tier 3 - 4QU CoRE ¦ 3QU LoRE | Non-Red Flag Warning - Large Fires | Contamination | Aggregated | 2044 | 6.4029e-08 | 384.7705 | 2.4636e-05 | 2044 | Mitigation | 0.95 | 45 | 0 | esc | 0.00097009 | 6.2113e-11 | 0.00097009 | 6.2113e-11 | 0.034918 | 1.465e-07 | 0.014899 | 2.0094e-07
[120 empty] | 7.3.3.17.5 (Remote Grid) Updates to grid topology to minimize risk of ignition in HFTDs Remote GridWLDFRContaminationAggregated | WLDFR | HFTD - Distribution - Tier 3 - 4QU CoRE ¦ 3QU LoRE | Non-Red Flag Warning - Large Fires | Contamination | Aggregated | 2045 | 6.4029e-08 | 384.7705 | 2.4636e-05 | 2045 | Mitigation | 0.95 | 45 | 0 | esc | 0.00097009 | 6.2113e-11 | 0.00097009 | 6.2113e-11 | 0.034918 | 1.465e-07 | 0.014899 | 2.0094e-07
[120 empty] | 7.3.3.17.5 (Remote Grid) Updates to grid topology to minimize risk of ignition in HFTDs Remote GridWLDFRContaminationAggregated | WLDFR | HFTD - Distribution - Tier 3 - 4QU CoRE ¦ 3QU LoRE | Non-Red Flag Warning - Large Fires | Contamination | Aggregated | 2046 | 6.4029e-08 | 384.7705 | 2.4636e-05 | 2046 | Mitigation | 0.95 | 45 | 0 | esc | 0.00097009 | 6.2113e-11 | 0.00097009 | 6.2113e-11 | 0.034918 | 1.465e-07 | 0.014899 | 2.0094e-07
[120 empty] | 7.3.3.17.5 (Remote Grid) Updates to grid topology to minimize risk of ignition in HFTDs Remote GridWLDFRContaminationAggregated | WLDFR | HFTD - Distribution - Tier 3 - 4QU CoRE ¦ 3QU LoRE | Non-Red Flag Warning - Large Fires | Contamination | Aggregated | 2047 | 6.4029e-08 | 384.7705 | 2.4636e-05 | 2047 | Mitigation | 0.95 | 45 | 0 | esc | 0.00097009 | 6.2113e-11 | 0.00097009 | 6.2113e-11 | 0.034918 | 1.465e-07 | 0.014899 | 2.0094e-07
[120 empty] | 7.3.3.17.5 (Remote Grid) Updates to grid topology to minimize risk of ignition in HFTDs Remote GridWLDFRContaminationAggregated | WLDFR | HFTD - Distribution - Tier 3 - 4QU CoRE ¦ 3QU LoRE | Non-Red Flag Warning - Large Fires | Contamination | Aggregated | 2048 | 6.4029e-08 | 384.7705 | 2.4636e-05 | 2048 | Mitigation | 0.95 | 45 | 0 | esc | 0.00097009 | 6.2113e-11 | 0.00097009 | 6.2113e-11 | 0.034918 | 1.465e-07 | 0.014899 | 2.0094e-07
[120 empty] | 7.3.3.17.5 (Remote Grid) Updates to grid topology to minimize risk of ignition in HFTDs Remote GridWLDFRContaminationAggregated | WLDFR | HFTD - Distribution - Tier 3 - 4QU CoRE ¦ 3QU LoRE | Non-Red Flag Warning - Large Fires | Contamination | Aggregated | 2049 | 6.4029e-08 | 384.7705 | 2.4636e-05 | 2049 | Mitigation | 0.95 | 45 | 0 | esc | 0.00097009 | 6.2113e-11 | 0.00097009 | 6.2113e-11 | 0.034918 | 1.465e-07 | 0.014899 | 2.0094e-07
[120 empty] | 7.3.3.17.5 (Remote Grid) Updates to grid topology to minimize risk of ignition in HFTDs Remote GridWLDFRContaminationAggregated | WLDFR | HFTD - Distribution - Tier 3 - 4QU CoRE ¦ 3QU LoRE | Non-Red Flag Warning - Large Fires | Contamination | Aggregated | 2050 | 6.4029e-08 | 384.7705 | 2.4636e-05 | 2050 | Mitigation | 0.95 | 45 | 0 | esc | 0.00097009 | 6.2113e-11 | 0.00097009 | 6.2113e-11 | 0.034918 | 1.465e-07 | 0.014899 | 2.0094e-07
[120 empty] | 7.3.3.17.5 (Remote Grid) Updates to grid topology to minimize risk of ignition in HFTDs Remote GridWLDFRContaminationAggregated | WLDFR | HFTD - Distribution - Tier 3 - 4QU CoRE ¦ 3QU LoRE | Non-Red Flag Warning - Large Fires | Contamination | Aggregated | 2051 | 6.4029e-08 | 384.7705 | 2.4636e-05 | 2051 | Mitigation | 0.95 | 45 | 0 | esc | 0.00097009 | 6.2113e-11 | 0.00097009 | 6.2113e-11 | 0.034918 | 1.465e-07 | 0.014899 | 2.0094e-07
[120 empty] | 7.3.3.17.5 (Remote Grid) Updates to grid topology to minimize risk of ignition in HFTDs Remote GridWLDFRContaminationAggregated | WLDFR | HFTD - Distribution - Tier 3 - 4QU CoRE ¦ 3QU LoRE | Non-Red Flag Warning - Large Fires | Contamination | Aggregated | 2052 | 6.4029e-08 | 384.7705 | 2.4636e-05 | 2052 | Mitigation | 0.95 | 45 | 0 | esc | 0.00097009 | 6.2113e-11 | 0.00097009 | 6.2113e-11 | 0.034918 | 1.465e-07 | 0.014899 | 2.0094e-07
[120 empty] | 7.3.3.17.5 (Remote Grid) Updates to grid topology to minimize risk of ignition in HFTDs Remote GridWLDFRContaminationAggregated | WLDFR | HFTD - Distribution - Tier 3 - 4QU CoRE ¦ 3QU LoRE | Non-Red Flag Warning - Large Fires | Contamination | Aggregated | 2053 | 6.4029e-08 | 384.7705 | 2.4636e-05 | 2053 | Mitigation | 0.95 | 45 | 0 | esc | 0.00097009 | 6.2113e-11 | 0.00097009 | 6.2113e-11 | 0.034918 | 1.465e-07 | 0.014899 | 2.0094e-07
[120 empty] | 7.3.3.17.5 (Remote Grid) Updates to grid topology to minimize risk of ignition in HFTDs Remote GridWLDFRContaminationAggregated | WLDFR | HFTD - Distribution - Tier 3 - 4QU CoRE ¦ 3QU LoRE | Non-Red Flag Warning - Large Fires | Contamination | Aggregated | 2054 | 6.4029e-08 | 384.7705 | 2.4636e-05 | 2054 | Mitigation | 0.95 | 45 | 0 | esc | 0.00097009 | 6.2113e-11 | 0.00097009 | 6.2113e-11 | 0.034918 | 1.465e-07 | 0.014899 | 2.0094e-07
[120 empty] | 7.3.3.17.5 (Remote Grid) Updates to grid topology to minimize risk of ignition in HFTDs Remote GridWLDFRContaminationAggregated | WLDFR | HFTD - Distribution - Tier 3 - 4QU CoRE ¦ 3QU LoRE | Non-Red Flag Warning - Large Fires | Contamination | Aggregated | 2055 | 6.4029e-08 | 384.7705 | 2.4636e-05 | 2055 | Mitigation | 0.95 | 45 | 0 | esc | 0.00097009 | 6.2113e-11 | 0.00097009 | 6.2113e-11 | 0.034918 | 1.465e-07 | 0.014899 | 2.0094e-07
[120 empty] | 7.3.3.17.5 (Remote Grid) Updates to grid topology to minimize risk of ignition in HFTDs Remote GridWLDFRContaminationAggregated | WLDFR | HFTD - Distribution - Tier 3 - 4QU CoRE ¦ 3QU LoRE | Non-Red Flag Warning - Large Fires | Contamination | Aggregated | 2056 | 6.4029e-08 | 384.7705 | 2.4636e-05 | 2056 | Mitigation | 0.95 | 45 | 0 | esc | 0.00097009 | 6.2113e-11 | 0.00097009 | 6.2113e-11 | 0.034918 | 1.465e-07 | 0.014899 | 2.0094e-07
[120 empty] | 7.3.3.17.5 (Remote Grid) Updates to grid topology to minimize risk of ignition in HFTDs Remote GridWLDFRContaminationAggregated | WLDFR | HFTD - Distribution - Tier 3 - 4QU CoRE ¦ 3QU LoRE | Non-Red Flag Warning - Large Fires | Contamination | Aggregated | 2057 | 6.4029e-08 | 384.7705 | 2.4636e-05 | 2057 | Mitigation | 0.95 | 45 | 0 | esc | 0.00097009 | 6.2113e-11 | 0.00097009 | 6.2113e-11 | 0.034918 | 1.465e-07 | 0.014899 | 2.0094e-07
[120 empty] | 7.3.3.17.5 (Remote Grid) Updates to grid topology to minimize risk of ignition in HFTDs Remote GridWLDFRContaminationAggregated | WLDFR | HFTD - Distribution - Tier 3 - 4QU CoRE ¦ 3QU LoRE | Non-Red Flag Warning - Large Fires | Contamination | Aggregated | 2058 | 6.4029e-08 | 384.7705 | 2.4636e-05 | 2058 | Mitigation | 0.95 | 45 | 0 | esc | 0.00097009 | 6.2113e-11 | 0.00097009 | 6.2113e-11 | 0.034918 | 1.465e-07 | 0.014899 | 2.0094e-07
[120 empty] | 7.3.3.17.5 (Remote Grid) Updates to grid topology to minimize risk of ignition in HFTDs Remote GridWLDFRContaminationAggregated | WLDFR | HFTD - Distribution - Tier 3 - 4QU CoRE ¦ 3QU LoRE | Non-Red Flag Warning - Large Fires | Contamination | Aggregated | 2059 | 6.4029e-08 | 384.7705 | 2.4636e-05 | 2059 | Mitigation | 0.95 | 45 | 0 | esc | 0.00097009 | 6.2113e-11 | 0.00097009 | 6.2113e-11 | 0.034918 | 1.465e-07 | 0.014899 | 2.0094e-07
[120 empty] | 7.3.3.17.5 (Remote Grid) Updates to grid topology to minimize risk of ignition in HFTDs Remote GridWLDFRContaminationAggregated | WLDFR | HFTD - Distribution - Tier 3 - 4QU CoRE ¦ 3QU LoRE | Non-Red Flag Warning - Large Fires | Contamination | Aggregated | 2060 | 6.4029e-08 | 384.7705 | 2.4636e-05 | 2060 | Mitigation | 0.95 | 45 | 0 | esc | 0.00097009 | 6.2113e-11 | 0.00097009 | 6.2113e-11 | 0.034918 | 1.465e-07 | 0.014899 | 2.0094e-07
[120 empty] | 7.3.3.17.5 (Remote Grid) Updates to grid topology to minimize risk of ignition in HFTDs Remote GridWLDFRContaminationAggregated | WLDFR | HFTD - Distribution - Tier 3 - 4QU CoRE ¦ 3QU LoRE | Non-Red Flag Warning - Large Fires | Contamination | Aggregated | 2061 | 6.4029e-08 | 384.7705 | 2.4636e-05 | 2061 | Mitigation | 0.95 | 45 | 0 | esc | 0.00097009 | 6.2113e-11 | 0.00097009 | 6.2113e-11 | 0.034918 | 1.465e-07 | 0.014899 | 2.0094e-07
[120 empty] | 7.3.3.17.5 (Remote Grid) Updates to grid topology to minimize risk of ignition in HFTDs Remote GridWLDFRContaminationAggregated | WLDFR | HFTD - Distribution - Tier 3 - 4QU CoRE ¦ 3QU LoRE | Non-Red Flag Warning - Large Fires | Contamination | Aggregated | 2062 | 6.4029e-08 | 384.7705 | 2.4636e-05 | 2062 | Mitigation | 0.95 | 45 | 0 | esc | 0.00097009 | 6.2113e-11 | 0.00097009 | 6.2113e-11 | 0.034918 | 1.465e-07 | 0.014899 | 2.0094e-07
[120 empty] | 7.3.3.17.5 (Remote Grid) Updates to grid topology to minimize risk of ignition in HFTDs Remote GridWLDFRContaminationAggregated | WLDFR | HFTD - Distribution - Tier 3 - 4QU CoRE ¦ 3QU LoRE | Non-Red Flag Warning - Large Fires | Contamination | Aggregated | 2063 | 6.4029e-08 | 384.7705 | 2.4636e-05 | 2063 | Mitigation | 0.95 | 45 | 0 | esc | 0.00097009 | 6.2113e-11 | 0.00097009 | 6.2113e-11 | 0.034918 | 1.465e-07 | 0.014899 | 2.0094e-07
[120 empty] | 7.3.3.17.5 (Remote Grid) Updates to grid topology to minimize risk of ignition in HFTDs Remote GridWLDFRContaminationAggregated | WLDFR | HFTD - Distribution - Tier 3 - 4QU CoRE ¦ 3QU LoRE | Non-Red Flag Warning - Large Fires | Contamination | Aggregated | 2064 | 6.4029e-08 | 384.7705 | 2.4636e-05 | 2064 | Mitigation | 0.95 | 45 | 0 | esc | 0.00097009 | 6.2113e-11 | 0.00097009 | 6.2113e-11 | 0.034918 | 1.465e-07 | 0.014899 | 2.0094e-07
[120 empty] | 7.3.3.17.5 (Remote Grid) Updates to grid topology to minimize risk of ignition in HFTDs Remote GridWLDFRContaminationAggregated | WLDFR | HFTD - Distribution - Tier 3 - 4QU CoRE ¦ 3QU LoRE | Non-Red Flag Warning - Large Fires | Contamination | Aggregated | 2065 | 6.4029e-08 | 384.7705 | 2.4636e-05 | 2065 | Mitigation | 0.95 | 45 | 0 | esc | 0.00097009 | 6.2113e-11 | 0.00097009 | 6.2113e-11 | 0.034918 | 1.465e-07 | 0.014899 | 2.0094e-07
[120 empty] | 7.3.3.17.5 (Remote Grid) Updates to grid topology to minimize risk of ignition in HFTDs Remote GridWLDFRContaminationAggregated | WLDFR | HFTD - Distribution - Tier 3 - 4QU CoRE ¦ 3QU LoRE | Non-Red Flag Warning - Large Fires | Contamination | Aggregated | 2066 | 6.4029e-08 | 384.7705 | 2.4636e-05 | 2066 | Mitigation | 0.95 | 45 | 0 | esc | 0.00097009 | 6.2113e-11 | 0.00097009 | 6.2113e-11 | 0.034918 | 1.465e-07 | 0.014899 | 2.0094e-07
[120 empty] | 7.3.3.17.5 (Remote Grid) Updates to grid topology to minimize risk of ignition in HFTDs Remote GridWLDFRContaminationAggregated | WLDFR | HFTD - Distribution - Tier 3 - 4QU CoRE ¦ 3QU LoRE | Non-Red Flag Warning - Large Fires | Contamination | Aggregated | 2067 | 6.4029e-08 | 384.7705 | 2.4636e-05 | 2067 | Mitigation | 0.95 | 45 | 0 | esc | 0 | 0 | 0.00097009 | 6.2113e-11 | 0.034918 | 1.465e-07 | 0.014899 | 2.0094e-07
[120 empty] | 7.3.3.17.5 (Remote Grid) Updates to grid topology to minimize risk of ignition in HFTDs Remote GridWLDFREquipment / facility failureAggregated | WLDFR | HFTD - Distribution - Tier 3 - 4QU CoRE ¦ 3QU LoRE | Non-Red Flag Warning - Large Fires | Equipment / facility failure | Aggregated | 2022 | 9.2989e-07 | 384.7705 | 0.00035779 | 2022 | Mitigation | 0.95 | 45 | 0 | esc | 0.00097009 | 9.0207e-10 | 0 | 0 | 0.034918 | 1.465e-07 | 0.014899 | 2.0094e-07
[120 empty] | 7.3.3.17.5 (Remote Grid) Updates to grid topology to minimize risk of ignition in HFTDs Remote GridWLDFREquipment / facility failureAggregated | WLDFR | HFTD - Distribution - Tier 3 - 4QU CoRE ¦ 3QU LoRE | Non-Red Flag Warning - Large Fires | Equipment / facility failure | Aggregated | 2023 | 9.2989e-07 | 384.7705 | 0.00035779 | 2023 | Mitigation | 0.95 | 45 | 0 | esc | 0.00097009 | 9.0207e-10 | 0.00097009 | 9.0207e-10 | 0.034918 | 1.465e-07 | 0.014899 | 2.0094e-07
[120 empty] | 7.3.3.17.5 (Remote Grid) Updates to grid topology to minimize risk of ignition in HFTDs Remote GridWLDFREquipment / facility failureAggregated | WLDFR | HFTD - Distribution - Tier 3 - 4QU CoRE ¦ 3QU LoRE | Non-Red Flag Warning - Large Fires | Equipment / facility failure | Aggregated | 2024 | 9.2989e-07 | 384.7705 | 0.00035779 | 2024 | Mitigation | 0.95 | 45 | 0 | esc | 0.00097009 | 9.0207e-10 | 0.00097009 | 9.0207e-10 | 0.034918 | 1.465e-07 | 0.014899 | 2.0094e-07
[120 empty] | 7.3.3.17.5 (Remote Grid) Updates to grid topology to minimize risk of ignition in HFTDs Remote GridWLDFREquipment / facility failureAggregated | WLDFR | HFTD - Distribution - Tier 3 - 4QU CoRE ¦ 3QU LoRE | Non-Red Flag Warning - Large Fires | Equipment / facility failure | Aggregated | 2025 | 9.2989e-07 | 384.7705 | 0.00035779 | 2025 | Mitigation | 0.95 | 45 | 0 | esc | 0.00097009 | 9.0207e-10 | 0.00097009 | 9.0207e-10 | 0.034918 | 1.465e-07 | 0.014899 | 2.0094e-07
[120 empty] | 7.3.3.17.5 (Remote Grid) Updates to grid topology to minimize risk of ignition in HFTDs Remote GridWLDFREquipment / facility failureAggregated | WLDFR | HFTD - Distribution - Tier 3 - 4QU CoRE ¦ 3QU LoRE | Non-Red Flag Warning - Large Fires | Equipment / facility failure | Aggregated | 2026 | 9.2989e-07 | 384.7705 | 0.00035779 | 2026 | Mitigation | 0.95 | 45 | 0 | esc | 0.00097009 | 9.0207e-10 | 0.00097009 | 9.0207e-10 | 0.034918 | 1.465e-07 | 0 | 0
[120 empty] | 7.3.3.17.5 (Remote Grid) Updates to grid topology to minimize risk of ignition in HFTDs Remote GridWLDFREquipment / facility failureAggregated | WLDFR | HFTD - Distribution - Tier 3 - 4QU CoRE ¦ 3QU LoRE | Non-Red Flag Warning - Large Fires | Equipment / facility failure | Aggregated | 2027 | 9.2989e-07 | 384.7705 | 0.00035779 | 2027 | Mitigation | 0.95 | 45 | 0 | esc | 0.00097009 | 9.0207e-10 | 0.00097009 | 9.0207e-10 | 0.034918 | 1.465e-07 | 0 | 0
[120 empty] | 7.3.3.17.5 (Remote Grid) Updates to grid topology to minimize risk of ignition in HFTDs Remote GridWLDFREquipment / facility failureAggregated | WLDFR | HFTD - Distribution - Tier 3 - 4QU CoRE ¦ 3QU LoRE | Non-Red Flag Warning - Large Fires | Equipment / facility failure | Aggregated | 2028 | 9.2989e-07 | 384.7705 | 0.00035779 | 2028 | Mitigation | 0.95 | 45 | 0 | esc | 0.00097009 | 9.0207e-10 | 0.00097009 | 9.0207e-10 | 0 | 0 | 0.008942 | 4.7734e-07
[120 empty] | 7.3.3.17.5 (Remote Grid) Updates to grid topology to minimize risk of ignition in HFTDs Remote GridWLDFREquipment / facility failureAggregated | WLDFR | HFTD - Distribution - Tier 3 - 4QU CoRE ¦ 3QU LoRE | Non-Red Flag Warning - Large Fires | Equipment / facility failure | Aggregated | 2029 | 9.2989e-07 | 384.7705 | 0.00035779 | 2029 | Mitigation | 0.95 | 45 | 0 | esc | 0.00097009 | 9.0207e-10 | 0.00097009 | 9.0207e-10 | 0.034918 | 1.2967e-08 | 0.008942 | 4.7734e-07
[120 empty] | 7.3.3.17.5 (Remote Grid) Updates to grid topology to minimize risk of ignition in HFTDs Remote GridWLDFREquipment / facility failureAggregated | WLDFR | HFTD - Distribution - Tier 3 - 4QU CoRE ¦ 3QU LoRE | Non-Red Flag Warning - Large Fires | Equipment / facility failure | Aggregated | 2030 | 9.2989e-07 | 384.7705 | 0.00035779 | 2030 | Mitigation | 0.95 | 45 | 0 | esc | 0.00097009 | 9.0207e-10 | 0.00097009 | 9.0207e-10 | 0.034918 | 1.2967e-08 | 0.008942 | 4.7734e-07
[120 empty] | 7.3.3.17.5 (Remote Grid) Updates to grid topology to minimize risk of ignition in HFTDs Remote GridWLDFREquipment / facility failureAggregated | WLDFR | HFTD - Distribution - Tier 3 - 4QU CoRE ¦ 3QU LoRE | Non-Red Flag Warning - Large Fires | Equipment / facility failure | Aggregated | 2031 | 9.2989e-07 | 384.7705 | 0.00035779 | 2031 | Mitigation | 0.95 | 45 | 0 | esc | 0.00097009 | 9.0207e-10 | 0.00097009 | 9.0207e-10 | 0.034918 | 1.2967e-08 | 0.008942 | 4.7734e-07
[120 empty] | 7.3.3.17.5 (Remote Grid) Updates to grid topology to minimize risk of ignition in HFTDs Remote GridWLDFREquipment / facility failureAggregated | WLDFR | HFTD - Distribution - Tier 3 - 4QU CoRE ¦ 3QU LoRE | Non-Red Flag Warning - Large Fires | Equipment / facility failure | Aggregated | 2032 | 9.2989e-07 | 384.7705 | 0.00035779 | 2032 | Mitigation | 0.95 | 45 | 0 | esc | 0.00097009 | 9.0207e-10 | 0.00097009 | 9.0207e-10 | 0.034918 | 1.2967e-08 | 0.008942 | 4.7734e-07
[120 empty] | 7.3.3.17.5 (Remote Grid) Updates to grid topology to minimize risk of ignition in HFTDs Remote GridWLDFREquipment / facility failureAggregated | WLDFR | HFTD - Distribution - Tier 3 - 4QU CoRE ¦ 3QU LoRE | Non-Red Flag Warning - Large Fires | Equipment / facility failure | Aggregated | 2033 | 9.2989e-07 | 384.7705 | 0.00035779 | 2033 | Mitigation | 0.95 | 45 | 0 | esc | 0.00097009 | 9.0207e-10 | 0.00097009 | 9.0207e-10 | 0.034918 | 1.2967e-08 | 0.008942 | 4.7734e-07
[120 empty] | 7.3.3.17.5 (Remote Grid) Updates to grid topology to minimize risk of ignition in HFTDs Remote GridWLDFREquipment / facility failureAggregated | WLDFR | HFTD - Distribution - Tier 3 - 4QU CoRE ¦ 3QU LoRE | Non-Red Flag Warning - Large Fires | Equipment / facility failure | Aggregated | 2034 | 9.2989e-07 | 384.7705 | 0.00035779 | 2034 | Mitigation | 0.95 | 45 | 0 | esc | 0.00097009 | 9.0207e-10 | 0.00097009 | 9.0207e-10 | 0.034918 | 1.2967e-08 | 0.008942 | 4.7734e-07
[120 empty] | 7.3.3.17.5 (Remote Grid) Updates to grid topology to minimize risk of ignition in HFTDs Remote GridWLDFREquipment / facility failureAggregated | WLDFR | HFTD - Distribution - Tier 3 - 4QU CoRE ¦ 3QU LoRE | Non-Red Flag Warning - Large Fires | Equipment / facility failure | Aggregated | 2035 | 9.2989e-07 | 384.7705 | 0.00035779 | 2035 | Mitigation | 0.95 | 45 | 0 | esc | 0.00097009 | 9.0207e-10 | 0.00097009 | 9.0207e-10 | 0.034918 | 1.2967e-08 | 0.008942 | 4.7734e-07
[120 empty] | 7.3.3.17.5 (Remote Grid) Updates to grid topology to minimize risk of ignition in HFTDs Remote GridWLDFREquipment / facility failureAggregated | WLDFR | HFTD - Distribution - Tier 3 - 4QU CoRE ¦ 3QU LoRE | Non-Red Flag Warning - Large Fires | Equipment / facility failure | Aggregated | 2036 | 9.2989e-07 | 384.7705 | 0.00035779 | 2036 | Mitigation | 0.95 | 45 | 0 | esc | 0.00097009 | 9.0207e-10 | 0.00097009 | 9.0207e-10 | 0.034918 | 1.2967e-08 | 0.008942 | 4.7734e-07
[120 empty] | 7.3.3.17.5 (Remote Grid) Updates to grid topology to minimize risk of ignition in HFTDs Remote GridWLDFREquipment / facility failureAggregated | WLDFR | HFTD - Distribution - Tier 3 - 4QU CoRE ¦ 3QU LoRE | Non-Red Flag Warning - Large Fires | Equipment / facility failure | Aggregated | 2037 | 9.2989e-07 | 384.7705 | 0.00035779 | 2037 | Mitigation | 0.95 | 45 | 0 | esc | 0.00097009 | 9.0207e-10 | 0.00097009 | 9.0207e-10 | 0.034918 | 1.2967e-08 | 0.008942 | 4.7734e-07
[120 empty] | 7.3.3.17.5 (Remote Grid) Updates to grid topology to minimize risk of ignition in HFTDs Remote GridWLDFREquipment / facility failureAggregated | WLDFR | HFTD - Distribution - Tier 3 - 4QU CoRE ¦ 3QU LoRE | Non-Red Flag Warning - Large Fires | Equipment / facility failure | Aggregated | 2038 | 9.2989e-07 | 384.7705 | 0.00035779 | 2038 | Mitigation | 0.95 | 45 | 0 | esc | 0.00097009 | 9.0207e-10 | 0.00097009 | 9.0207e-10 | 0.034918 | 1.2967e-08 | 0.008942 | 4.7734e-07
[120 empty] | 7.3.3.17.5 (Remote Grid) Updates to grid topology to minimize risk of ignition in HFTDs Remote GridWLDFREquipment / facility failureAggregated | WLDFR | HFTD - Distribution - Tier 3 - 4QU CoRE ¦ 3QU LoRE | Non-Red Flag Warning - Large Fires | Equipment / facility failure | Aggregated | 2039 | 9.2989e-07 | 384.7705 | 0.00035779 | 2039 | Mitigation | 0.95 | 45 | 0 | esc | 0.00097009 | 9.0207e-10 | 0.00097009 | 9.0207e-10 | 0.034918 | 1.2967e-08 | 0.008942 | 4.7734e-07
[120 empty] | 7.3.3.17.5 (Remote Grid) Updates to grid topology to minimize risk of ignition in HFTDs Remote GridWLDFREquipment / facility failureAggregated | WLDFR | HFTD - Distribution - Tier 3 - 4QU CoRE ¦ 3QU LoRE | Non-Red Flag Warning - Large Fires | Equipment / facility failure | Aggregated | 2040 | 9.2989e-07 | 384.7705 | 0.00035779 | 2040 | Mitigation | 0.95 | 45 | 0 | esc | 0.00097009 | 9.0207e-10 | 0.00097009 | 9.0207e-10 | 0.034918 | 1.2967e-08 | 0.008942 | 4.7734e-07
[120 empty] | 7.3.3.17.5 (Remote Grid) Updates to grid topology to minimize risk of ignition in HFTDs Remote GridWLDFREquipment / facility failureAggregated | WLDFR | HFTD - Distribution - Tier 3 - 4QU CoRE ¦ 3QU LoRE | Non-Red Flag Warning - Large Fires | Equipment / facility failure | Aggregated | 2041 | 9.2989e-07 | 384.7705 | 0.00035779 | 2041 | Mitigation | 0.95 | 45 | 0 | esc | 0.00097009 | 9.0207e-10 | 0.00097009 | 9.0207e-10 | 0.034918 | 1.2967e-08 | 0.008942 | 4.7734e-07
[120 empty] | 7.3.3.17.5 (Remote Grid) Updates to grid topology to minimize risk of ignition in HFTDs Remote GridWLDFREquipment / facility failureAggregated | WLDFR | HFTD - Distribution - Tier 3 - 4QU CoRE ¦ 3QU LoRE | Non-Red Flag Warning - Large Fires | Equipment / facility failure | Aggregated | 2042 | 9.2989e-07 | 384.7705 | 0.00035779 | 2042 | Mitigation | 0.95 | 45 | 0 | esc | 0.00097009 | 9.0207e-10 | 0.00097009 | 9.0207e-10 | 0.034918 | 1.2967e-08 | 0.008942 | 4.7734e-07
[120 empty] | 7.3.3.17.5 (Remote Grid) Updates to grid topology to minimize risk of ignition in HFTDs Remote GridWLDFREquipment / facility failureAggregated | WLDFR | HFTD - Distribution - Tier 3 - 4QU CoRE ¦ 3QU LoRE | Non-Red Flag Warning - Large Fires | Equipment / facility failure | Aggregated | 2043 | 9.2989e-07 | 384.7705 | 0.00035779 | 2043 | Mitigation | 0.95 | 45 | 0 | esc | 0.00097009 | 9.0207e-10 | 0.00097009 | 9.0207e-10 | 0.034918 | 1.2967e-08 | 0.008942 | 4.7734e-07
[120 empty] | 7.3.3.17.5 (Remote Grid) Updates to grid topology to minimize risk of ignition in HFTDs Remote GridWLDFREquipment / facility failureAggregated | WLDFR | HFTD - Distribution - Tier 3 - 4QU CoRE ¦ 3QU LoRE | Non-Red Flag Warning - Large Fires | Equipment / facility failure | Aggregated | 2044 | 9.2989e-07 | 384.7705 | 0.00035779 | 2044 | Mitigation | 0.95 | 45 | 0 | esc | 0.00097009 | 9.0207e-10 | 0.00097009 | 9.0207e-10 | 0.034918 | 1.2967e-08 | 0.008942 | 4.7734e-07
[120 empty] | 7.3.3.17.5 (Remote Grid) Updates to grid topology to minimize risk of ignition in HFTDs Remote GridWLDFREquipment / facility failureAggregated | WLDFR | HFTD - Distribution - Tier 3 - 4QU CoRE ¦ 3QU LoRE | Non-Red Flag Warning - Large Fires | Equipment / facility failure | Aggregated | 2045 | 9.2989e-07 | 384.7705 | 0.00035779 | 2045 | Mitigation | 0.95 | 45 | 0 | esc | 0.00097009 | 9.0207e-10 | 0.00097009 | 9.0207e-10 | 0.034918 | 1.2967e-08 | 0.008942 | 4.7734e-07
[120 empty] | 7.3.3.17.5 (Remote Grid) Updates to grid topology to minimize risk of ignition in HFTDs Remote GridWLDFREquipment / facility failureAggregated | WLDFR | HFTD - Distribution - Tier 3 - 4QU CoRE ¦ 3QU LoRE | Non-Red Flag Warning - Large Fires | Equipment / facility failure | Aggregated | 2046 | 9.2989e-07 | 384.7705 | 0.00035779 | 2046 | Mitigation | 0.95 | 45 | 0 | esc | 0.00097009 | 9.0207e-10 | 0.00097009 | 9.0207e-10 | 0.034918 | 1.2967e-08 | 0.008942 | 4.7734e-07
[120 empty] | 7.3.3.17.5 (Remote Grid) Updates to grid topology to minimize risk of ignition in HFTDs Remote GridWLDFREquipment / facility failureAggregated | WLDFR | HFTD - Distribution - Tier 3 - 4QU CoRE ¦ 3QU LoRE | Non-Red Flag Warning - Large Fires | Equipment / facility failure | Aggregated | 2047 | 9.2989e-07 | 384.7705 | 0.00035779 | 2047 | Mitigation | 0.95 | 45 | 0 | esc | 0.00097009 | 9.0207e-10 | 0.00097009 | 9.0207e-10 | 0.034918 | 1.2967e-08 | 0.008942 | 4.7734e-07
[120 empty] | 7.3.3.17.5 (Remote Grid) Updates to grid topology to minimize risk of ignition in HFTDs Remote GridWLDFREquipment / facility failureAggregated | WLDFR | HFTD - Distribution - Tier 3 - 4QU CoRE ¦ 3QU LoRE | Non-Red Flag Warning - Large Fires | Equipment / facility failure | Aggregated | 2048 | 9.2989e-07 | 384.7705 | 0.00035779 | 2048 | Mitigation | 0.95 | 45 | 0 | esc | 0.00097009 | 9.0207e-10 | 0.00097009 | 9.0207e-10 | 0.034918 | 1.2967e-08 | 0.008942 | 4.7734e-07
[120 empty] | 7.3.3.17.5 (Remote Grid) Updates to grid topology to minimize risk of ignition in HFTDs Remote GridWLDFREquipment / facility failureAggregated | WLDFR | HFTD - Distribution - Tier 3 - 4QU CoRE ¦ 3QU LoRE | Non-Red Flag Warning - Large Fires | Equipment / facility failure | Aggregated | 2049 | 9.2989e-07 | 384.7705 | 0.00035779 | 2049 | Mitigation | 0.95 | 45 | 0 | esc | 0.00097009 | 9.0207e-10 | 0.00097009 | 9.0207e-10 | 0.034918 | 1.2967e-08 | 0.008942 | 4.7734e-07
[120 empty] | 7.3.3.17.5 (Remote Grid) Updates to grid topology to minimize risk of ignition in HFTDs Remote GridWLDFREquipment / facility failureAggregated | WLDFR | HFTD - Distribution - Tier 3 - 4QU CoRE ¦ 3QU LoRE | Non-Red Flag Warning - Large Fires | Equipment / facility failure | Aggregated | 2050 | 9.2989e-07 | 384.7705 | 0.00035779 | 2050 | Mitigation | 0.95 | 45 | 0 | esc | 0.00097009 | 9.0207e-10 | 0.00097009 | 9.0207e-10 | 0.034918 | 1.2967e-08 | 0.008942 | 4.7734e-07
[120 empty] | 7.3.3.17.5 (Remote Grid) Updates to grid topology to minimize risk of ignition in HFTDs Remote GridWLDFREquipment / facility failureAggregated | WLDFR | HFTD - Distribution - Tier 3 - 4QU CoRE ¦ 3QU LoRE | Non-Red Flag Warning - Large Fires | Equipment / facility failure | Aggregated | 2051 | 9.2989e-07 | 384.7705 | 0.00035779 | 2051 | Mitigation | 0.95 | 45 | 0 | esc | 0.00097009 | 9.0207e-10 | 0.00097009 | 9.0207e-10 | 0.034918 | 1.2967e-08 | 0.008942 | 4.7734e-07
[120 empty] | 7.3.3.17.5 (Remote Grid) Updates to grid topology to minimize risk of ignition in HFTDs Remote GridWLDFREquipment / facility failureAggregated | WLDFR | HFTD - Distribution - Tier 3 - 4QU CoRE ¦ 3QU LoRE | Non-Red Flag Warning - Large Fires | Equipment / facility failure | Aggregated | 2052 | 9.2989e-07 | 384.7705 | 0.00035779 | 2052 | Mitigation | 0.95 | 45 | 0 | esc | 0.00097009 | 9.0207e-10 | 0.00097009 | 9.0207e-10 | 0.034918 | 1.2967e-08 | 0.008942 | 4.7734e-07
[120 empty] | 7.3.3.17.5 (Remote Grid) Updates to grid topology to minimize risk of ignition in HFTDs Remote GridWLDFREquipment / facility failureAggregated | WLDFR | HFTD - Distribution - Tier 3 - 4QU CoRE ¦ 3QU LoRE | Non-Red Flag Warning - Large Fires | Equipment / facility failure | Aggregated | 2053 | 9.2989e-07 | 384.7705 | 0.00035779 | 2053 | Mitigation | 0.95 | 45 | 0 | esc | 0.00097009 | 9.0207e-10 | 0.00097009 | 9.0207e-10 | 0.034918 | 1.2967e-08 | 0.008942 | 4.7734e-07
[120 empty] | 7.3.3.17.5 (Remote Grid) Updates to grid topology to minimize risk of ignition in HFTDs Remote GridWLDFREquipment / facility failureAggregated | WLDFR | HFTD - Distribution - Tier 3 - 4QU CoRE ¦ 3QU LoRE | Non-Red Flag Warning - Large Fires | Equipment / facility failure | Aggregated | 2054 | 9.2989e-07 | 384.7705 | 0.00035779 | 2054 | Mitigation | 0.95 | 45 | 0 | esc | 0.00097009 | 9.0207e-10 | 0.00097009 | 9.0207e-10 | 0.034918 | 1.2967e-08 | 0.008942 | 4.7734e-07
[120 empty] | 7.3.3.17.5 (Remote Grid) Updates to grid topology to minimize risk of ignition in HFTDs Remote GridWLDFREquipment / facility failureAggregated | WLDFR | HFTD - Distribution - Tier 3 - 4QU CoRE ¦ 3QU LoRE | Non-Red Flag Warning - Large Fires | Equipment / facility failure | Aggregated | 2055 | 9.2989e-07 | 384.7705 | 0.00035779 | 2055 | Mitigation | 0.95 | 45 | 0 | esc | 0.00097009 | 9.0207e-10 | 0.00097009 | 9.0207e-10 | 0.034918 | 1.2967e-08 | 0.008942 | 4.7734e-07
[120 empty] | 7.3.3.17.5 (Remote Grid) Updates to grid topology to minimize risk of ignition in HFTDs Remote GridWLDFREquipment / facility failureAggregated | WLDFR | HFTD - Distribution - Tier 3 - 4QU CoRE ¦ 3QU LoRE | Non-Red Flag Warning - Large Fires | Equipment / facility failure | Aggregated | 2056 | 9.2989e-07 | 384.7705 | 0.00035779 | 2056 | Mitigation | 0.95 | 45 | 0 | esc | 0.00097009 | 9.0207e-10 | 0.00097009 | 9.0207e-10 | 0.034918 | 1.2967e-08 | 0.008942 | 4.7734e-07
[120 empty] | 7.3.3.17.5 (Remote Grid) Updates to grid topology to minimize risk of ignition in HFTDs Remote GridWLDFREquipment / facility failureAggregated | WLDFR | HFTD - Distribution - Tier 3 - 4QU CoRE ¦ 3QU LoRE | Non-Red Flag Warning - Large Fires | Equipment / facility failure | Aggregated | 2057 | 9.2989e-07 | 384.7705 | 0.00035779 | 2057 | Mitigation | 0.95 | 45 | 0 | esc | 0.00097009 | 9.0207e-10 | 0.00097009 | 9.0207e-10 | 0.034918 | 1.2967e-08 | 0.008942 | 4.7734e-07
[120 empty] | 7.3.3.17.5 (Remote Grid) Updates to grid topology to minimize risk of ignition in HFTDs Remote GridWLDFREquipment / facility failureAggregated | WLDFR | HFTD - Distribution - Tier 3 - 4QU CoRE ¦ 3QU LoRE | Non-Red Flag Warning - Large Fires | Equipment / facility failure | Aggregated | 2058 | 9.2989e-07 | 384.7705 | 0.00035779 | 2058 | Mitigation | 0.95 | 45 | 0 | esc | 0.00097009 | 9.0207e-10 | 0.00097009 | 9.0207e-10 | 0.034918 | 1.2967e-08 | 0 | 0
[120 empty] | 7.3.3.17.5 (Remote Grid) Updates to grid topology to minimize risk of ignition in HFTDs Remote GridWLDFREquipment / facility failureAggregated | WLDFR | HFTD - Distribution - Tier 3 - 4QU CoRE ¦ 3QU LoRE | Non-Red Flag Warning - Large Fires | Equipment / facility failure | Aggregated | 2059 | 9.2989e-07 | 384.7705 | 0.00035779 | 2059 | Mitigation | 0.95 | 45 | 0 | esc | 0.00097009 | 9.0207e-10 | 0.00097009 | 9.0207e-10 | 0.034918 | 1.2967e-08 | 0 | 0
[120 empty] | 7.3.3.17.5 (Remote Grid) Updates to grid topology to minimize risk of ignition in HFTDs Remote GridWLDFREquipment / facility failureAggregated | WLDFR | HFTD - Distribution - Tier 3 - 4QU CoRE ¦ 3QU LoRE | Non-Red Flag Warning - Large Fires | Equipment / facility failure | Aggregated | 2060 | 9.2989e-07 | 384.7705 | 0.00035779 | 2060 | Mitigation | 0.95 | 45 | 0 | esc | 0.00097009 | 9.0207e-10 | 0.00097009 | 9.0207e-10 | 0.034918 | 1.2967e-08 | 0.0088147 | 1.5705e-06
[120 empty] | 7.3.3.17.5 (Remote Grid) Updates to grid topology to minimize risk of ignition in HFTDs Remote GridWLDFREquipment / facility failureAggregated | WLDFR | HFTD - Distribution - Tier 3 - 4QU CoRE ¦ 3QU LoRE | Non-Red Flag Warning - Large Fires | Equipment / facility failure | Aggregated | 2061 | 9.2989e-07 | 384.7705 | 0.00035779 | 2061 | Mitigation | 0.95 | 45 | 0 | esc | 0.00097009 | 9.0207e-10 | 0.00097009 | 9.0207e-10 | 0.034918 | 1.2967e-08 | 0.0088147 | 1.5705e-06
[120 empty] | 7.3.3.17.5 (Remote Grid) Updates to grid topology to minimize risk of ignition in HFTDs Remote GridWLDFREquipment / facility failureAggregated | WLDFR | HFTD - Distribution - Tier 3 - 4QU CoRE ¦ 3QU LoRE | Non-Red Flag Warning - Large Fires | Equipment / facility failure | Aggregated | 2062 | 9.2989e-07 | 384.7705 | 0.00035779 | 2062 | Mitigation | 0.95 | 45 | 0 | esc | 0.00097009 | 9.0207e-10 | 0.00097009 | 9.0207e-10 | 0.034918 | 1.2967e-08 | 0.0088147 | 1.5705e-06
[120 empty] | 7.3.3.17.5 (Remote Grid) Updates to grid topology to minimize risk of ignition in HFTDs Remote GridWLDFREquipment / facility failureAggregated | WLDFR | HFTD - Distribution - Tier 3 - 4QU CoRE ¦ 3QU LoRE | Non-Red Flag Warning - Large Fires | Equipment / facility failure | Aggregated | 2063 | 9.2989e-07 | 384.7705 | 0.00035779 | 2063 | Mitigation | 0.95 | 45 | 0 | esc | 0.00097009 | 9.0207e-10 | 0.00097009 | 9.0207e-10 | 0.034918 | 1.2967e-08 | 0.0088147 | 1.5705e-06
[120 empty] | 7.3.3.17.5 (Remote Grid) Updates to grid topology to minimize risk of ignition in HFTDs Remote GridWLDFREquipment / facility failureAggregated | WLDFR | HFTD - Distribution - Tier 3 - 4QU CoRE ¦ 3QU LoRE | Non-Red Flag Warning - Large Fires | Equipment / facility failure | Aggregated | 2064 | 9.2989e-07 | 384.7705 | 0.00035779 | 2064 | Mitigation | 0.95 | 45 | 0 | esc | 0.00097009 | 9.0207e-10 | 0.00097009 | 9.0207e-10 | 0.034918 | 1.2967e-08 | 0.0088147 | 1.5705e-06
[120 empty] | 7.3.3.17.5 (Remote Grid) Updates to grid topology to minimize risk of ignition in HFTDs Remote GridWLDFREquipment / facility failureAggregated | WLDFR | HFTD - Distribution - Tier 3 - 4QU CoRE ¦ 3QU LoRE | Non-Red Flag Warning - Large Fires | Equipment / facility failure | Aggregated | 2065 | 9.2989e-07 | 384.7705 | 0.00035779 | 2065 | Mitigation | 0.95 | 45 | 0 | esc | 0.00097009 | 9.0207e-10 | 0.00097009 | 9.0207e-10 | 0.034918 | 1.2967e-08 | 0.0088147 | 1.5705e-06
[120 empty] | 7.3.3.17.5 (Remote Grid) Updates to grid topology to minimize risk of ignition in HFTDs Remote GridWLDFREquipment / facility failureAggregated | WLDFR | HFTD - Distribution - Tier 3 - 4QU CoRE ¦ 3QU LoRE | Non-Red Flag Warning - Large Fires | Equipment / facility failure | Aggregated | 2066 | 9.2989e-07 | 384.7705 | 0.00035779 | 2066 | Mitigation | 0.95 | 45 | 0 | esc | 0.00097009 | 9.0207e-10 | 0.00097009 | 9.0207e-10 | 0.034918 | 1.2967e-08 | 0.0088147 | 1.5705e-06
[120 empty] | 7.3.3.17.5 (Remote Grid) Updates to grid topology to minimize risk of ignition in HFTDs Remote GridWLDFREquipment / facility failureAggregated | WLDFR | HFTD - Distribution - Tier 3 - 4QU CoRE ¦ 3QU LoRE | Non-Red Flag Warning - Large Fires | Equipment / facility failure | Aggregated | 2067 | 9.2989e-07 | 384.7705 | 0.00035779 | 2067 | Mitigation | 0.95 | 45 | 0 | esc | 0 | 0 | 0.00097009 | 9.0207e-10 | 0.034918 | 1.2967e-08 | 0.0088147 | 1.5705e-06
[120 empty] | 7.3.3.17.5 (Remote Grid) Updates to grid topology to minimize risk of ignition in HFTDs Remote GridWLDFRVegetation ContactAggregated | WLDFR | HFTD - Distribution - Tier 3 - 4QU CoRE ¦ 3QU LoRE | Non-Red Flag Warning - Large Fires | Vegetation Contact | Aggregated | 2022 | 6.0585e-06 | 384.7705 | 0.0023311 | 2022 | Mitigation | 0.95 | 45 | 0 | esc | 0.00097009 | 5.8772e-09 | 0 | 0 | 0.034918 | 1.2967e-08 | 0.0088147 | 1.5705e-06
[120 empty] | 7.3.3.17.5 (Remote Grid) Updates to grid topology to minimize risk of ignition in HFTDs Remote GridWLDFRVegetation ContactAggregated | WLDFR | HFTD - Distribution - Tier 3 - 4QU CoRE ¦ 3QU LoRE | Non-Red Flag Warning - Large Fires | Vegetation Contact | Aggregated | 2023 | 6.0585e-06 | 384.7705 | 0.0023311 | 2023 | Mitigation | 0.95 | 45 | 0 | esc | 0.00097009 | 5.8772e-09 | 0.00097009 | 5.8772e-09 | 0.034918 | 1.2967e-08 | 0.0088147 | 1.5705e-06
[120 empty] | 7.3.3.17.5 (Remote Grid) Updates to grid topology to minimize risk of ignition in HFTDs Remote GridWLDFRVegetation ContactAggregated | WLDFR | HFTD - Distribution - Tier 3 - 4QU CoRE ¦ 3QU LoRE | Non-Red Flag Warning - Large Fires | Vegetation Contact | Aggregated | 2024 | 6.0585e-06 | 384.7705 | 0.0023311 | 2024 | Mitigation | 0.95 | 45 | 0 | esc | 0.00097009 | 5.8772e-09 | 0.00097009 | 5.8772e-09 | 0.034918 | 1.2967e-08 | 0.0088147 | 1.5705e-06
[120 empty] | 7.3.3.17.5 (Remote Grid) Updates to grid topology to minimize risk of ignition in HFTDs Remote GridWLDFRVegetation ContactAggregated | WLDFR | HFTD - Distribution - Tier 3 - 4QU CoRE ¦ 3QU LoRE | Non-Red Flag Warning - Large Fires | Vegetation Contact | Aggregated | 2025 | 6.0585e-06 | 384.7705 | 0.0023311 | 2025 | Mitigation | 0.95 | 45 | 0 | esc | 0.00097009 | 5.8772e-09 | 0.00097009 | 5.8772e-09 | 0.034918 | 1.2967e-08 | 0.0088147 | 1.5705e-06
[120 empty] | 7.3.3.17.5 (Remote Grid) Updates to grid topology to minimize risk of ignition in HFTDs Remote GridWLDFRVegetation ContactAggregated | WLDFR | HFTD - Distribution - Tier 3 - 4QU CoRE ¦ 3QU LoRE | Non-Red Flag Warning - Large Fires | Vegetation Contact | Aggregated | 2026 | 6.0585e-06 | 384.7705 | 0.0023311 | 2026 | Mitigation | 0.95 | 45 | 0 | esc | 0.00097009 | 5.8772e-09 | 0.00097009 | 5.8772e-09 | 0.034918 | 1.2967e-08 | 0.0088147 | 1.5705e-06
[120 empty] | 7.3.3.17.5 (Remote Grid) Updates to grid topology to minimize risk of ignition in HFTDs Remote GridWLDFRVegetation ContactAggregated | WLDFR | HFTD - Distribution - Tier 3 - 4QU CoRE ¦ 3QU LoRE | Non-Red Flag Warning - Large Fires | Vegetation Contact | Aggregated | 2027 | 6.0585e-06 | 384.7705 | 0.0023311 | 2027 | Mitigation | 0.95 | 45 | 0 | esc | 0.00097009 | 5.8772e-09 | 0.00097009 | 5.8772e-09 | 0.034918 | 1.2967e-08 | 0.0088147 | 1.5705e-06
[120 empty] | 7.3.3.17.5 (Remote Grid) Updates to grid topology to minimize risk of ignition in HFTDs Remote GridWLDFRVegetation ContactAggregated | WLDFR | HFTD - Distribution - Tier 3 - 4QU CoRE ¦ 3QU LoRE | Non-Red Flag Warning - Large Fires | Vegetation Contact | Aggregated | 2028 | 6.0585e-06 | 384.7705 | 0.0023311 | 2028 | Mitigation | 0.95 | 45 | 0 | esc | 0.00097009 | 5.8772e-09 | 0.00097009 | 5.8772e-09 | 0.034918 | 1.2967e-08 | 0.0088147 | 1.5705e-06
[120 empty] | 7.3.3.17.5 (Remote Grid) Updates to grid topology to minimize risk of ignition in HFTDs Remote GridWLDFRVegetation ContactAggregated | WLDFR | HFTD - Distribution - Tier 3 - 4QU CoRE ¦ 3QU LoRE | Non-Red Flag Warning - Large Fires | Vegetation Contact | Aggregated | 2029 | 6.0585e-06 | 384.7705 | 0.0023311 | 2029 | Mitigation | 0.95 | 45 | 0 | esc | 0.00097009 | 5.8772e-09 | 0.00097009 | 5.8772e-09 | 0.034918 | 1.2967e-08 | 0.0088147 | 1.5705e-06
[120 empty] | 7.3.3.17.5 (Remote Grid) Updates to grid topology to minimize risk of ignition in HFTDs Remote GridWLDFRVegetation ContactAggregated | WLDFR | HFTD - Distribution - Tier 3 - 4QU CoRE ¦ 3QU LoRE | Non-Red Flag Warning - Large Fires | Vegetation Contact | Aggregated | 2030 | 6.0585e-06 | 384.7705 | 0.0023311 | 2030 | Mitigation | 0.95 | 45 | 0 | esc | 0.00097009 | 5.8772e-09 | 0.00097009 | 5.8772e-09 | 0.034918 | 1.2967e-08 | 0.0088147 | 1.5705e-06
[120 empty] | 7.3.3.17.5 (Remote Grid) Updates to grid topology to minimize risk of ignition in HFTDs Remote GridWLDFRVegetation ContactAggregated | WLDFR | HFTD - Distribution - Tier 3 - 4QU CoRE ¦ 3QU LoRE | Non-Red Flag Warning - Large Fires | Vegetation Contact | Aggregated | 2031 | 6.0585e-06 | 384.7705 | 0.0023311 | 2031 | Mitigation | 0.95 | 45 | 0 | esc | 0.00097009 | 5.8772e-09 | 0.00097009 | 5.8772e-09 | 0.034918 | 1.2967e-08 | 0.0088147 | 1.5705e-06
[120 empty] | 7.3.3.17.5 (Remote Grid) Updates to grid topology to minimize risk of ignition in HFTDs Remote GridWLDFRVegetation ContactAggregated | WLDFR | HFTD - Distribution - Tier 3 - 4QU CoRE ¦ 3QU LoRE | Non-Red Flag Warning - Large Fires | Vegetation Contact | Aggregated | 2032 | 6.0585e-06 | 384.7705 | 0.0023311 | 2032 | Mitigation | 0.95 | 45 | 0 | esc | 0.00097009 | 5.8772e-09 | 0.00097009 | 5.8772e-09 | 0 | 0 | 0.0088147 | 1.5705e-06
[120 empty] | 7.3.3.17.5 (Remote Grid) Updates to grid topology to minimize risk of ignition in HFTDs Remote GridWLDFRVegetation ContactAggregated | WLDFR | HFTD - Distribution - Tier 3 - 4QU CoRE ¦ 3QU LoRE | Non-Red Flag Warning - Large Fires | Vegetation Contact | Aggregated | 2033 | 6.0585e-06 | 384.7705 | 0.0023311 | 2033 | Mitigation | 0.95 | 45 | 0 | esc | 0.00097009 | 5.8772e-09 | 0.00097009 | 5.8772e-09 | 0.034918 | 4.2094e-07 | 0.0088147 | 1.5705e-06
[120 empty] | 7.3.3.17.5 (Remote Grid) Updates to grid topology to minimize risk of ignition in HFTDs Remote GridWLDFRVegetation ContactAggregated | WLDFR | HFTD - Distribution - Tier 3 - 4QU CoRE ¦ 3QU LoRE | Non-Red Flag Warning - Large Fires | Vegetation Contact | Aggregated | 2034 | 6.0585e-06 | 384.7705 | 0.0023311 | 2034 | Mitigation | 0.95 | 45 | 0 | esc | 0.00097009 | 5.8772e-09 | 0.00097009 | 5.8772e-09 | 0.034918 | 4.2094e-07 | 0.0088147 | 1.5705e-06
[120 empty] | 7.3.3.17.5 (Remote Grid) Updates to grid topology to minimize risk of ignition in HFTDs Remote GridWLDFRVegetation ContactAggregated | WLDFR | HFTD - Distribution - Tier 3 - 4QU CoRE ¦ 3QU LoRE | Non-Red Flag Warning - Large Fires | Vegetation Contact | Aggregated | 2035 | 6.0585e-06 | 384.7705 | 0.0023311 | 2035 | Mitigation | 0.95 | 45 | 0 | esc | 0.00097009 | 5.8772e-09 | 0.00097009 | 5.8772e-09 | 0.034918 | 4.2094e-07 | 0.0088147 | 1.5705e-06
[120 empty] | 7.3.3.17.5 (Remote Grid) Updates to grid topology to minimize risk of ignition in HFTDs Remote GridWLDFRVegetation ContactAggregated | WLDFR | HFTD - Distribution - Tier 3 - 4QU CoRE ¦ 3QU LoRE | Non-Red Flag Warning - Large Fires | Vegetation Contact | Aggregated | 2036 | 6.0585e-06 | 384.7705 | 0.0023311 | 2036 | Mitigation | 0.95 | 45 | 0 | esc | 0.00097009 | 5.8772e-09 | 0.00097009 | 5.8772e-09 | 0.034918 | 4.2094e-07 | 0.0088147 | 1.5705e-06
[120 empty] | 7.3.3.17.5 (Remote Grid) Updates to grid topology to minimize risk of ignition in HFTDs Remote GridWLDFRVegetation ContactAggregated | WLDFR | HFTD - Distribution - Tier 3 - 4QU CoRE ¦ 3QU LoRE | Non-Red Flag Warning - Large Fires | Vegetation Contact | Aggregated | 2037 | 6.0585e-06 | 384.7705 | 0.0023311 | 2037 | Mitigation | 0.95 | 45 | 0 | esc | 0.00097009 | 5.8772e-09 | 0.00097009 | 5.8772e-09 | 0.034918 | 4.2094e-07 | 0.0088147 | 1.5705e-06
[120 empty] | 7.3.3.17.5 (Remote Grid) Updates to grid topology to minimize risk of ignition in HFTDs Remote GridWLDFRVegetation ContactAggregated | WLDFR | HFTD - Distribution - Tier 3 - 4QU CoRE ¦ 3QU LoRE | Non-Red Flag Warning - Large Fires | Vegetation Contact | Aggregated | 2038 | 6.0585e-06 | 384.7705 | 0.0023311 | 2038 | Mitigation | 0.95 | 45 | 0 | esc | 0.00097009 | 5.8772e-09 | 0.00097009 | 5.8772e-09 | 0.034918 | 4.2094e-07 | 0.0088147 | 1.5705e-06
[120 empty] | 7.3.3.17.5 (Remote Grid) Updates to grid topology to minimize risk of ignition in HFTDs Remote GridWLDFRVegetation ContactAggregated | WLDFR | HFTD - Distribution - Tier 3 - 4QU CoRE ¦ 3QU LoRE | Non-Red Flag Warning - Large Fires | Vegetation Contact | Aggregated | 2039 | 6.0585e-06 | 384.7705 | 0.0023311 | 2039 | Mitigation | 0.95 | 45 | 0 | esc | 0.00097009 | 5.8772e-09 | 0.00097009 | 5.8772e-09 | 0.034918 | 4.2094e-07 | 0.0088147 | 1.5705e-06
[120 empty] | 7.3.3.17.5 (Remote Grid) Updates to grid topology to minimize risk of ignition in HFTDs Remote GridWLDFRVegetation ContactAggregated | WLDFR | HFTD - Distribution - Tier 3 - 4QU CoRE ¦ 3QU LoRE | Non-Red Flag Warning - Large Fires | Vegetation Contact | Aggregated | 2040 | 6.0585e-06 | 384.7705 | 0.0023311 | 2040 | Mitigation | 0.95 | 45 | 0 | esc | 0.00097009 | 5.8772e-09 | 0.00097009 | 5.8772e-09 | 0.034918 | 4.2094e-07 | 0.0088147 | 1.5705e-06
[120 empty] | 7.3.3.17.5 (Remote Grid) Updates to grid topology to minimize risk of ignition in HFTDs Remote GridWLDFRVegetation ContactAggregated | WLDFR | HFTD - Distribution - Tier 3 - 4QU CoRE ¦ 3QU LoRE | Non-Red Flag Warning - Large Fires | Vegetation Contact | Aggregated | 2041 | 6.0585e-06 | 384.7705 | 0.0023311 | 2041 | Mitigation | 0.95 | 45 | 0 | esc | 0.00097009 | 5.8772e-09 | 0.00097009 | 5.8772e-09 | 0.034918 | 4.2094e-07 | 0.0088147 | 1.5705e-06
[120 empty] | 7.3.3.17.5 (Remote Grid) Updates to grid topology to minimize risk of ignition in HFTDs Remote GridWLDFRVegetation ContactAggregated | WLDFR | HFTD - Distribution - Tier 3 - 4QU CoRE ¦ 3QU LoRE | Non-Red Flag Warning - Large Fires | Vegetation Contact | Aggregated | 2042 | 6.0585e-06 | 384.7705 | 0.0023311 | 2042 | Mitigation | 0.95 | 45 | 0 | esc | 0.00097009 | 5.8772e-09 | 0.00097009 | 5.8772e-09 | 0.034918 | 4.2094e-07 | 0.0088147 | 1.5705e-06
[120 empty] | 7.3.3.17.5 (Remote Grid) Updates to grid topology to minimize risk of ignition in HFTDs Remote GridWLDFRVegetation ContactAggregated | WLDFR | HFTD - Distribution - Tier 3 - 4QU CoRE ¦ 3QU LoRE | Non-Red Flag Warning - Large Fires | Vegetation Contact | Aggregated | 2043 | 6.0585e-06 | 384.7705 | 0.0023311 | 2043 | Mitigation | 0.95 | 45 | 0 | esc | 0.00097009 | 5.8772e-09 | 0.00097009 | 5.8772e-09 | 0.034918 | 4.2094e-07 | 0.0088147 | 1.5705e-06
[120 empty] | 7.3.3.17.5 (Remote Grid) Updates to grid topology to minimize risk of ignition in HFTDs Remote GridWLDFRVegetation ContactAggregated | WLDFR | HFTD - Distribution - Tier 3 - 4QU CoRE ¦ 3QU LoRE | Non-Red Flag Warning - Large Fires | Vegetation Contact | Aggregated | 2044 | 6.0585e-06 | 384.7705 | 0.0023311 | 2044 | Mitigation | 0.95 | 45 | 0 | esc | 0.00097009 | 5.8772e-09 | 0.00097009 | 5.8772e-09 | 0.034918 | 4.2094e-07 | 0 | 0
[120 empty] | 7.3.3.17.5 (Remote Grid) Updates to grid topology to minimize risk of ignition in HFTDs Remote GridWLDFRVegetation ContactAggregated | WLDFR | HFTD - Distribution - Tier 3 - 4QU CoRE ¦ 3QU LoRE | Non-Red Flag Warning - Large Fires | Vegetation Contact | Aggregated | 2045 | 6.0585e-06 | 384.7705 | 0.0023311 | 2045 | Mitigation | 0.95 | 45 | 0 | esc | 0.00097009 | 5.8772e-09 | 0.00097009 | 5.8772e-09 | 0.034918 | 4.2094e-07 | 0 | 0
[120 empty] | 7.3.3.17.5 (Remote Grid) Updates to grid topology to minimize risk of ignition in HFTDs Remote GridWLDFRVegetation ContactAggregated | WLDFR | HFTD - Distribution - Tier 3 - 4QU CoRE ¦ 3QU LoRE | Non-Red Flag Warning - Large Fires | Vegetation Contact | Aggregated | 2046 | 6.0585e-06 | 384.7705 | 0.0023311 | 2046 | Mitigation | 0.95 | 45 | 0 | esc | 0.00097009 | 5.8772e-09 | 0.00097009 | 5.8772e-09 | 0.034918 | 4.2094e-07 | 0.013543 | 4.9139e-08
[120 empty] | 7.3.3.17.5 (Remote Grid) Updates to grid topology to minimize risk of ignition in HFTDs Remote GridWLDFRVegetation ContactAggregated | WLDFR | HFTD - Distribution - Tier 3 - 4QU CoRE ¦ 3QU LoRE | Non-Red Flag Warning - Large Fires | Vegetation Contact | Aggregated | 2047 | 6.0585e-06 | 384.7705 | 0.0023311 | 2047 | Mitigation | 0.95 | 45 | 0 | esc | 0.00097009 | 5.8772e-09 | 0.00097009 | 5.8772e-09 | 0.034918 | 4.2094e-07 | 0.013543 | 4.9139e-08
[120 empty] | 7.3.3.17.5 (Remote Grid) Updates to grid topology to minimize risk of ignition in HFTDs Remote GridWLDFRVegetation ContactAggregated | WLDFR | HFTD - Distribution - Tier 3 - 4QU CoRE ¦ 3QU LoRE | Non-Red Flag Warning - Large Fires | Vegetation Contact | Aggregated | 2048 | 6.0585e-06 | 384.7705 | 0.0023311 | 2048 | Mitigation | 0.95 | 45 | 0 | esc | 0.00097009 | 5.8772e-09 | 0.00097009 | 5.8772e-09 | 0.034918 | 4.2094e-07 | 0.013543 | 4.9139e-08
[120 empty] | 7.3.3.17.5 (Remote Grid) Updates to grid topology to minimize risk of ignition in HFTDs Remote GridWLDFRVegetation ContactAggregated | WLDFR | HFTD - Distribution - Tier 3 - 4QU CoRE ¦ 3QU LoRE | Non-Red Flag Warning - Large Fires | Vegetation Contact | Aggregated | 2049 | 6.0585e-06 | 384.7705 | 0.0023311 | 2049 | Mitigation | 0.95 | 45 | 0 | esc | 0.00097009 | 5.8772e-09 | 0.00097009 | 5.8772e-09 | 0.034918 | 4.2094e-07 | 0.013543 | 4.9139e-08
[120 empty] | 7.3.3.17.5 (Remote Grid) Updates to grid topology to minimize risk of ignition in HFTDs Remote GridWLDFRVegetation ContactAggregated | WLDFR | HFTD - Distribution - Tier 3 - 4QU CoRE ¦ 3QU LoRE | Non-Red Flag Warning - Large Fires | Vegetation Contact | Aggregated | 2050 | 6.0585e-06 | 384.7705 | 0.0023311 | 2050 | Mitigation | 0.95 | 45 | 0 | esc | 0.00097009 | 5.8772e-09 | 0.00097009 | 5.8772e-09 | 0.034918 | 4.2094e-07 | 0.013543 | 4.9139e-08
[120 empty] | 7.3.3.17.5 (Remote Grid) Updates to grid topology to minimize risk of ignition in HFTDs Remote GridWLDFRVegetation ContactAggregated | WLDFR | HFTD - Distribution - Tier 3 - 4QU CoRE ¦ 3QU LoRE | Non-Red Flag Warning - Large Fires | Vegetation Contact | Aggregated | 2051 | 6.0585e-06 | 384.7705 | 0.0023311 | 2051 | Mitigation | 0.95 | 45 | 0 | esc | 0.00097009 | 5.8772e-09 | 0.00097009 | 5.8772e-09 | 0.034918 | 4.2094e-07 | 0.013543 | 4.9139e-08
[120 empty] | 7.3.3.17.5 (Remote Grid) Updates to grid topology to minimize risk of ignition in HFTDs Remote GridWLDFRVegetation ContactAggregated | WLDFR | HFTD - Distribution - Tier 3 - 4QU CoRE ¦ 3QU LoRE | Non-Red Flag Warning - Large Fires | Vegetation Contact | Aggregated | 2052 | 6.0585e-06 | 384.7705 | 0.0023311 | 2052 | Mitigation | 0.95 | 45 | 0 | esc | 0.00097009 | 5.8772e-09 | 0.00097009 | 5.8772e-09 | 0.034918 | 4.2094e-07 | 0.013543 | 4.9139e-08
[120 empty] | 7.3.3.17.5 (Remote Grid) Updates to grid topology to minimize risk of ignition in HFTDs Remote GridWLDFRVegetation ContactAggregated | WLDFR | HFTD - Distribution - Tier 3 - 4QU CoRE ¦ 3QU LoRE | Non-Red Flag Warning - Large Fires | Vegetation Contact | Aggregated | 2053 | 6.0585e-06 | 384.7705 | 0.0023311 | 2053 | Mitigation | 0.95 | 45 | 0 | esc | 0.00097009 | 5.8772e-09 | 0.00097009 | 5.8772e-09 | 0.034918 | 4.2094e-07 | 0.013543 | 4.9139e-08
[120 empty] | 7.3.3.17.5 (Remote Grid) Updates to grid topology to minimize risk of ignition in HFTDs Remote GridWLDFRVegetation ContactAggregated | WLDFR | HFTD - Distribution - Tier 3 - 4QU CoRE ¦ 3QU LoRE | Non-Red Flag Warning - Large Fires | Vegetation Contact | Aggregated | 2054 | 6.0585e-06 | 384.7705 | 0.0023311 | 2054 | Mitigation | 0.95 | 45 | 0 | esc | 0.00097009 | 5.8772e-09 | 0.00097009 | 5.8772e-09 | 0.034918 | 4.2094e-07 | 0.013543 | 4.9139e-08
[120 empty] | 7.3.3.17.5 (Remote Grid) Updates to grid topology to minimize risk of ignition in HFTDs Remote GridWLDFRVegetation ContactAggregated | WLDFR | HFTD - Distribution - Tier 3 - 4QU CoRE ¦ 3QU LoRE | Non-Red Flag Warning - Large Fires | Vegetation Contact | Aggregated | 2055 | 6.0585e-06 | 384.7705 | 0.0023311 | 2055 | Mitigation | 0.95 | 45 | 0 | esc | 0.00097009 | 5.8772e-09 | 0.00097009 | 5.8772e-09 | 0.034918 | 4.2094e-07 | 0.013543 | 4.9139e-08
[120 empty] | 7.3.3.17.5 (Remote Grid) Updates to grid topology to minimize risk of ignition in HFTDs Remote GridWLDFRVegetation ContactAggregated | WLDFR | HFTD - Distribution - Tier 3 - 4QU CoRE ¦ 3QU LoRE | Non-Red Flag Warning - Large Fires | Vegetation Contact | Aggregated | 2056 | 6.0585e-06 | 384.7705 | 0.0023311 | 2056 | Mitigation | 0.95 | 45 | 0 | esc | 0.00097009 | 5.8772e-09 | 0.00097009 | 5.8772e-09 | 0.034918 | 4.2094e-07 | 0.013543 | 4.9139e-08
[120 empty] | 7.3.3.17.5 (Remote Grid) Updates to grid topology to minimize risk of ignition in HFTDs Remote GridWLDFRVegetation ContactAggregated | WLDFR | HFTD - Distribution - Tier 3 - 4QU CoRE ¦ 3QU LoRE | Non-Red Flag Warning - Large Fires | Vegetation Contact | Aggregated | 2057 | 6.0585e-06 | 384.7705 | 0.0023311 | 2057 | Mitigation | 0.95 | 45 | 0 | esc | 0.00097009 | 5.8772e-09 | 0.00097009 | 5.8772e-09 | 0.034918 | 4.2094e-07 | 0.013543 | 4.9139e-08
[120 empty] | 7.3.3.17.5 (Remote Grid) Updates to grid topology to minimize risk of ignition in HFTDs Remote GridWLDFRVegetation ContactAggregated | WLDFR | HFTD - Distribution - Tier 3 - 4QU CoRE ¦ 3QU LoRE | Non-Red Flag Warning - Large Fires | Vegetation Contact | Aggregated | 2058 | 6.0585e-06 | 384.7705 | 0.0023311 | 2058 | Mitigation | 0.95 | 45 | 0 | esc | 0.00097009 | 5.8772e-09 | 0.00097009 | 5.8772e-09 | 0.034918 | 4.2094e-07 | 0.013543 | 4.9139e-08
[120 empty] | 7.3.3.17.5 (Remote Grid) Updates to grid topology to minimize risk of ignition in HFTDs Remote GridWLDFRVegetation ContactAggregated | WLDFR | HFTD - Distribution - Tier 3 - 4QU CoRE ¦ 3QU LoRE | Non-Red Flag Warning - Large Fires | Vegetation Contact | Aggregated | 2059 | 6.0585e-06 | 384.7705 | 0.0023311 | 2059 | Mitigation | 0.95 | 45 | 0 | esc | 0.00097009 | 5.8772e-09 | 0.00097009 | 5.8772e-09 | 0.034918 | 4.2094e-07 | 0.013543 | 4.9139e-08
[120 empty] | 7.3.3.17.5 (Remote Grid) Updates to grid topology to minimize risk of ignition in HFTDs Remote GridWLDFRVegetation ContactAggregated | WLDFR | HFTD - Distribution - Tier 3 - 4QU CoRE ¦ 3QU LoRE | Non-Red Flag Warning - Large Fires | Vegetation Contact | Aggregated | 2060 | 6.0585e-06 | 384.7705 | 0.0023311 | 2060 | Mitigation | 0.95 | 45 | 0 | esc | 0.00097009 | 5.8772e-09 | 0.00097009 | 5.8772e-09 | 0.034918 | 4.2094e-07 | 0.013543 | 4.9139e-08
[120 empty] | 7.3.3.17.5 (Remote Grid) Updates to grid topology to minimize risk of ignition in HFTDs Remote GridWLDFRVegetation ContactAggregated | WLDFR | HFTD - Distribution - Tier 3 - 4QU CoRE ¦ 3QU LoRE | Non-Red Flag Warning - Large Fires | Vegetation Contact | Aggregated | 2061 | 6.0585e-06 | 384.7705 | 0.0023311 | 2061 | Mitigation | 0.95 | 45 | 0 | esc | 0.00097009 | 5.8772e-09 | 0.00097009 | 5.8772e-09 | 0.034918 | 4.2094e-07 | 0.013543 | 4.9139e-08
[120 empty] | 7.3.3.17.5 (Remote Grid) Updates to grid topology to minimize risk of ignition in HFTDs Remote GridWLDFRVegetation ContactAggregated | WLDFR | HFTD - Distribution - Tier 3 - 4QU CoRE ¦ 3QU LoRE | Non-Red Flag Warning - Large Fires | Vegetation Contact | Aggregated | 2062 | 6.0585e-06 | 384.7705 | 0.0023311 | 2062 | Mitigation | 0.95 | 45 | 0 | esc | 0.00097009 | 5.8772e-09 | 0.00097009 | 5.8772e-09 | 0.034918 | 4.2094e-07 | 0.013543 | 4.9139e-08
[120 empty] | 7.3.3.17.5 (Remote Grid) Updates to grid topology to minimize risk of ignition in HFTDs Remote GridWLDFRVegetation ContactAggregated | WLDFR | HFTD - Distribution - Tier 3 - 4QU CoRE ¦ 3QU LoRE | Non-Red Flag Warning - Large Fires | Vegetation Contact | Aggregated | 2063 | 6.0585e-06 | 384.7705 | 0.0023311 | 2063 | Mitigation | 0.95 | 45 | 0 | esc | 0.00097009 | 5.8772e-09 | 0.00097009 | 5.8772e-09 | 0.034918 | 4.2094e-07 | 0.013543 | 4.9139e-08
[120 empty] | 7.3.3.17.5 (Remote Grid) Updates to grid topology to minimize risk of ignition in HFTDs Remote GridWLDFRVegetation ContactAggregated | WLDFR | HFTD - Distribution - Tier 3 - 4QU CoRE ¦ 3QU LoRE | Non-Red Flag Warning - Large Fires | Vegetation Contact | Aggregated | 2064 | 6.0585e-06 | 384.7705 | 0.0023311 | 2064 | Mitigation | 0.95 | 45 | 0 | esc | 0.00097009 | 5.8772e-09 | 0.00097009 | 5.8772e-09 | 0.034918 | 4.2094e-07 | 0.013543 | 4.9139e-08
[120 empty] | 7.3.3.17.5 (Remote Grid) Updates to grid topology to minimize risk of ignition in HFTDs Remote GridWLDFRVegetation ContactAggregated | WLDFR | HFTD - Distribution - Tier 3 - 4QU CoRE ¦ 3QU LoRE | Non-Red Flag Warning - Large Fires | Vegetation Contact | Aggregated | 2065 | 6.0585e-06 | 384.7705 | 0.0023311 | 2065 | Mitigation | 0.95 | 45 | 0 | esc | 0.00097009 | 5.8772e-09 | 0.00097009 | 5.8772e-09 | 0.034918 | 4.2094e-07 | 0.013543 | 4.9139e-08
[120 empty] | 7.3.3.17.5 (Remote Grid) Updates to grid topology to minimize risk of ignition in HFTDs Remote GridWLDFRVegetation ContactAggregated | WLDFR | HFTD - Distribution - Tier 3 - 4QU CoRE ¦ 3QU LoRE | Non-Red Flag Warning - Large Fires | Vegetation Contact | Aggregated | 2066 | 6.0585e-06 | 384.7705 | 0.0023311 | 2066 | Mitigation | 0.95 | 45 | 0 | esc | 0.00097009 | 5.8772e-09 | 0.00097009 | 5.8772e-09 | 0.034918 | 4.2094e-07 | 0.013543 | 4.9139e-08
[120 empty] | 7.3.3.17.5 (Remote Grid) Updates to grid topology to minimize risk of ignition in HFTDs Remote GridWLDFRVegetation ContactAggregated | WLDFR | HFTD - Distribution - Tier 3 - 4QU CoRE ¦ 3QU LoRE | Non-Red Flag Warning - Large Fires | Vegetation Contact | Aggregated | 2067 | 6.0585e-06 | 384.7705 | 0.0023311 | 2067 | Mitigation | 0.95 | 45 | 0 | esc | 0 | 0 | 0.00097009 | 5.8772e-09 | 0.034918 | 4.2094e-07 | 0.013543 | 4.9139e-08
[120 empty] | 7.3.3.17.5 (Remote Grid) Updates to grid topology to minimize risk of ignition in HFTDs Remote GridWLDFRWire-to-wire contactAggregated | WLDFR | HFTD - Distribution - Tier 3 - 4QU CoRE ¦ 3QU LoRE | Non-Red Flag Warning - Large Fires | Wire-to-wire contact | Aggregated | 2022 | 4.2916e-07 | 384.7705 | 0.00016513 | 2022 | Mitigation | 0.95 | 45 | 0 | esc | 0.00097009 | 4.1632e-10 | 0 | 0 | 0.034918 | 4.2094e-07 | 0.013543 | 4.9139e-08
[120 empty] | 7.3.3.17.5 (Remote Grid) Updates to grid topology to minimize risk of ignition in HFTDs Remote GridWLDFRWire-to-wire contactAggregated | WLDFR | HFTD - Distribution - Tier 3 - 4QU CoRE ¦ 3QU LoRE | Non-Red Flag Warning - Large Fires | Wire-to-wire contact | Aggregated | 2023 | 4.2916e-07 | 384.7705 | 0.00016513 | 2023 | Mitigation | 0.95 | 45 | 0 | esc | 0.00097009 | 4.1632e-10 | 0.00097009 | 4.1632e-10 | 0.034918 | 4.2094e-07 | 0.013543 | 4.9139e-08
[120 empty] | 7.3.3.17.5 (Remote Grid) Updates to grid topology to minimize risk of ignition in HFTDs Remote GridWLDFRWire-to-wire contactAggregated | WLDFR | HFTD - Distribution - Tier 3 - 4QU CoRE ¦ 3QU LoRE | Non-Red Flag Warning - Large Fires | Wire-to-wire contact | Aggregated | 2024 | 4.2916e-07 | 384.7705 | 0.00016513 | 2024 | Mitigation | 0.95 | 45 | 0 | esc | 0.00097009 | 4.1632e-10 | 0.00097009 | 4.1632e-10 | 0.034918 | 4.2094e-07 | 0.013543 | 4.9139e-08
[120 empty] | 7.3.3.17.5 (Remote Grid) Updates to grid topology to minimize risk of ignition in HFTDs Remote GridWLDFRWire-to-wire contactAggregated | WLDFR | HFTD - Distribution - Tier 3 - 4QU CoRE ¦ 3QU LoRE | Non-Red Flag Warning - Large Fires | Wire-to-wire contact | Aggregated | 2025 | 4.2916e-07 | 384.7705 | 0.00016513 | 2025 | Mitigation | 0.95 | 45 | 0 | esc | 0.00097009 | 4.1632e-10 | 0.00097009 | 4.1632e-10 | 0.034918 | 4.2094e-07 | 0.013543 | 4.9139e-08
[120 empty] | 7.3.3.17.5 (Remote Grid) Updates to grid topology to minimize risk of ignition in HFTDs Remote GridWLDFRWire-to-wire contactAggregated | WLDFR | HFTD - Distribution - Tier 3 - 4QU CoRE ¦ 3QU LoRE | Non-Red Flag Warning - Large Fires | Wire-to-wire contact | Aggregated | 2026 | 4.2916e-07 | 384.7705 | 0.00016513 | 2026 | Mitigation | 0.95 | 45 | 0 | esc | 0.00097009 | 4.1632e-10 | 0.00097009 | 4.1632e-10 | 0.034918 | 4.2094e-07 | 0.013543 | 4.9139e-08
[120 empty] | 7.3.3.17.5 (Remote Grid) Updates to grid topology to minimize risk of ignition in HFTDs Remote GridWLDFRWire-to-wire contactAggregated | WLDFR | HFTD - Distribution - Tier 3 - 4QU CoRE ¦ 3QU LoRE | Non-Red Flag Warning - Large Fires | Wire-to-wire contact | Aggregated | 2027 | 4.2916e-07 | 384.7705 | 0.00016513 | 2027 | Mitigation | 0.95 | 45 | 0 | esc | 0.00097009 | 4.1632e-10 | 0.00097009 | 4.1632e-10 | 0.034918 | 4.2094e-07 | 0.013543 | 4.9139e-08
[120 empty] | 7.3.3.17.5 (Remote Grid) Updates to grid topology to minimize risk of ignition in HFTDs Remote GridWLDFRWire-to-wire contactAggregated | WLDFR | HFTD - Distribution - Tier 3 - 4QU CoRE ¦ 3QU LoRE | Non-Red Flag Warning - Large Fires | Wire-to-wire contact | Aggregated | 2028 | 4.2916e-07 | 384.7705 | 0.00016513 | 2028 | Mitigation | 0.95 | 45 | 0 | esc | 0.00097009 | 4.1632e-10 | 0.00097009 | 4.1632e-10 | 0.034918 | 4.2094e-07 | 0.013543 | 4.9139e-08
[120 empty] | 7.3.3.17.5 (Remote Grid) Updates to grid topology to minimize risk of ignition in HFTDs Remote GridWLDFRWire-to-wire contactAggregated | WLDFR | HFTD - Distribution - Tier 3 - 4QU CoRE ¦ 3QU LoRE | Non-Red Flag Warning - Large Fires | Wire-to-wire contact | Aggregated | 2029 | 4.2916e-07 | 384.7705 | 0.00016513 | 2029 | Mitigation | 0.95 | 45 | 0 | esc | 0.00097009 | 4.1632e-10 | 0.00097009 | 4.1632e-10 | 0.034918 | 4.2094e-07 | 0.013543 | 4.9139e-08
[120 empty] | 7.3.3.17.5 (Remote Grid) Updates to grid topology to minimize risk of ignition in HFTDs Remote GridWLDFRWire-to-wire contactAggregated | WLDFR | HFTD - Distribution - Tier 3 - 4QU CoRE ¦ 3QU LoRE | Non-Red Flag Warning - Large Fires | Wire-to-wire contact | Aggregated | 2030 | 4.2916e-07 | 384.7705 | 0.00016513 | 2030 | Mitigation | 0.95 | 45 | 0 | esc | 0.00097009 | 4.1632e-10 | 0.00097009 | 4.1632e-10 | 0.034918 | 4.2094e-07 | 0 | 0
[120 empty] | 7.3.3.17.5 (Remote Grid) Updates to grid topology to minimize risk of ignition in HFTDs Remote GridWLDFRWire-to-wire contactAggregated | WLDFR | HFTD - Distribution - Tier 3 - 4QU CoRE ¦ 3QU LoRE | Non-Red Flag Warning - Large Fires | Wire-to-wire contact | Aggregated | 2031 | 4.2916e-07 | 384.7705 | 0.00016513 | 2031 | Mitigation | 0.95 | 45 | 0 | esc | 0.00097009 | 4.1632e-10 | 0.00097009 | 4.1632e-10 | 0.034918 | 4.2094e-07 | 0 | 0
[120 empty] | 7.3.3.17.5 (Remote Grid) Updates to grid topology to minimize risk of ignition in HFTDs Remote GridWLDFRWire-to-wire contactAggregated | WLDFR | HFTD - Distribution - Tier 3 - 4QU CoRE ¦ 3QU LoRE | Non-Red Flag Warning - Large Fires | Wire-to-wire contact | Aggregated | 2032 | 4.2916e-07 | 384.7705 | 0.00016513 | 2032 | Mitigation | 0.95 | 45 | 0 | esc | 0.00097009 | 4.1632e-10 | 0.00097009 | 4.1632e-10 | 0.034918 | 4.2094e-07 | 0.0093813 | 8.2809e-07
[120 empty] | 7.3.3.17.5 (Remote Grid) Updates to grid topology to minimize risk of ignition in HFTDs Remote GridWLDFRWire-to-wire contactAggregated | WLDFR | HFTD - Distribution - Tier 3 - 4QU CoRE ¦ 3QU LoRE | Non-Red Flag Warning - Large Fires | Wire-to-wire contact | Aggregated | 2033 | 4.2916e-07 | 384.7705 | 0.00016513 | 2033 | Mitigation | 0.95 | 45 | 0 | esc | 0.00097009 | 4.1632e-10 | 0.00097009 | 4.1632e-10 | 0.034918 | 4.2094e-07 | 0.0093813 | 8.2809e-07
[120 empty] | 7.3.3.17.5 (Remote Grid) Updates to grid topology to minimize risk of ignition in HFTDs Remote GridWLDFRWire-to-wire contactAggregated | WLDFR | HFTD - Distribution - Tier 3 - 4QU CoRE ¦ 3QU LoRE | Non-Red Flag Warning - Large Fires | Wire-to-wire contact | Aggregated | 2034 | 4.2916e-07 | 384.7705 | 0.00016513 | 2034 | Mitigation | 0.95 | 45 | 0 | esc | 0.00097009 | 4.1632e-10 | 0.00097009 | 4.1632e-10 | 0.034918 | 4.2094e-07 | 0.0093813 | 8.2809e-07
[120 empty] | 7.3.3.17.5 (Remote Grid) Updates to grid topology to minimize risk of ignition in HFTDs Remote GridWLDFRWire-to-wire contactAggregated | WLDFR | HFTD - Distribution - Tier 3 - 4QU CoRE ¦ 3QU LoRE | Non-Red Flag Warning - Large Fires | Wire-to-wire contact | Aggregated | 2035 | 4.2916e-07 | 384.7705 | 0.00016513 | 2035 | Mitigation | 0.95 | 45 | 0 | esc | 0.00097009 | 4.1632e-10 | 0.00097009 | 4.1632e-10 | 0.034918 | 4.2094e-07 | 0.0093813 | 8.2809e-07
[120 empty] | 7.3.3.17.5 (Remote Grid) Updates to grid topology to minimize risk of ignition in HFTDs Remote GridWLDFRWire-to-wire contactAggregated | WLDFR | HFTD - Distribution - Tier 3 - 4QU CoRE ¦ 3QU LoRE | Non-Red Flag Warning - Large Fires | Wire-to-wire contact | Aggregated | 2036 | 4.2916e-07 | 384.7705 | 0.00016513 | 2036 | Mitigation | 0.95 | 45 | 0 | esc | 0.00097009 | 4.1632e-10 | 0.00097009 | 4.1632e-10 | 0 | 0 | 0.0093813 | 8.2809e-07
[120 empty] | 7.3.3.17.5 (Remote Grid) Updates to grid topology to minimize risk of ignition in HFTDs Remote GridWLDFRWire-to-wire contactAggregated | WLDFR | HFTD - Distribution - Tier 3 - 4QU CoRE ¦ 3QU LoRE | Non-Red Flag Warning - Large Fires | Wire-to-wire contact | Aggregated | 2037 | 4.2916e-07 | 384.7705 | 0.00016513 | 2037 | Mitigation | 0.95 | 45 | 0 | esc | 0.00097009 | 4.1632e-10 | 0.00097009 | 4.1632e-10 | 0.034918 | 1.5748e-08 | 0.0093813 | 8.2809e-07
[120 empty] | 7.3.3.17.5 (Remote Grid) Updates to grid topology to minimize risk of ignition in HFTDs Remote GridWLDFRWire-to-wire contactAggregated | WLDFR | HFTD - Distribution - Tier 3 - 4QU CoRE ¦ 3QU LoRE | Non-Red Flag Warning - Large Fires | Wire-to-wire contact | Aggregated | 2038 | 4.2916e-07 | 384.7705 | 0.00016513 | 2038 | Mitigation | 0.95 | 45 | 0 | esc | 0.00097009 | 4.1632e-10 | 0.00097009 | 4.1632e-10 | 0.034918 | 1.5748e-08 | 0.0093813 | 8.2809e-07
[120 empty] | 7.3.3.17.5 (Remote Grid) Updates to grid topology to minimize risk of ignition in HFTDs Remote GridWLDFRWire-to-wire contactAggregated | WLDFR | HFTD - Distribution - Tier 3 - 4QU CoRE ¦ 3QU LoRE | Non-Red Flag Warning - Large Fires | Wire-to-wire contact | Aggregated | 2039 | 4.2916e-07 | 384.7705 | 0.00016513 | 2039 | Mitigation | 0.95 | 45 | 0 | esc | 0.00097009 | 4.1632e-10 | 0.00097009 | 4.1632e-10 | 0.034918 | 1.5748e-08 | 0.0093813 | 8.2809e-07
[120 empty] | 7.3.3.17.5 (Remote Grid) Updates to grid topology to minimize risk of ignition in HFTDs Remote GridWLDFRWire-to-wire contactAggregated | WLDFR | HFTD - Distribution - Tier 3 - 4QU CoRE ¦ 3QU LoRE | Non-Red Flag Warning - Large Fires | Wire-to-wire contact | Aggregated | 2040 | 4.2916e-07 | 384.7705 | 0.00016513 | 2040 | Mitigation | 0.95 | 45 | 0 | esc | 0.00097009 | 4.1632e-10 | 0.00097009 | 4.1632e-10 | 0.034918 | 1.5748e-08 | 0.0093813 | 8.2809e-07
[120 empty] | 7.3.3.17.5 (Remote Grid) Updates to grid topology to minimize risk of ignition in HFTDs Remote GridWLDFRWire-to-wire contactAggregated | WLDFR | HFTD - Distribution - Tier 3 - 4QU CoRE ¦ 3QU LoRE | Non-Red Flag Warning - Large Fires | Wire-to-wire contact | Aggregated | 2041 | 4.2916e-07 | 384.7705 | 0.00016513 | 2041 | Mitigation | 0.95 | 45 | 0 | esc | 0.00097009 | 4.1632e-10 | 0.00097009 | 4.1632e-10 | 0.034918 | 1.5748e-08 | 0.0093813 | 8.2809e-07
[120 empty] | 7.3.3.17.5 (Remote Grid) Updates to grid topology to minimize risk of ignition in HFTDs Remote GridWLDFRWire-to-wire contactAggregated | WLDFR | HFTD - Distribution - Tier 3 - 4QU CoRE ¦ 3QU LoRE | Non-Red Flag Warning - Large Fires | Wire-to-wire contact | Aggregated | 2042 | 4.2916e-07 | 384.7705 | 0.00016513 | 2042 | Mitigation | 0.95 | 45 | 0 | esc | 0.00097009 | 4.1632e-10 | 0.00097009 | 4.1632e-10 | 0.034918 | 1.5748e-08 | 0.0093813 | 8.2809e-07
[120 empty] | 7.3.3.17.5 (Remote Grid) Updates to grid topology to minimize risk of ignition in HFTDs Remote GridWLDFRWire-to-wire contactAggregated | WLDFR | HFTD - Distribution - Tier 3 - 4QU CoRE ¦ 3QU LoRE | Non-Red Flag Warning - Large Fires | Wire-to-wire contact | Aggregated | 2043 | 4.2916e-07 | 384.7705 | 0.00016513 | 2043 | Mitigation | 0.95 | 45 | 0 | esc | 0.00097009 | 4.1632e-10 | 0.00097009 | 4.1632e-10 | 0.034918 | 1.5748e-08 | 0.0093813 | 8.2809e-07
[120 empty] | 7.3.3.17.5 (Remote Grid) Updates to grid topology to minimize risk of ignition in HFTDs Remote GridWLDFRWire-to-wire contactAggregated | WLDFR | HFTD - Distribution - Tier 3 - 4QU CoRE ¦ 3QU LoRE | Non-Red Flag Warning - Large Fires | Wire-to-wire contact | Aggregated | 2044 | 4.2916e-07 | 384.7705 | 0.00016513 | 2044 | Mitigation | 0.95 | 45 | 0 | esc | 0.00097009 | 4.1632e-10 | 0.00097009 | 4.1632e-10 | 0.034918 | 1.5748e-08 | 0.0093813 | 8.2809e-07
[120 empty] | 7.3.3.17.5 (Remote Grid) Updates to grid topology to minimize risk of ignition in HFTDs Remote GridWLDFRWire-to-wire contactAggregated | WLDFR | HFTD - Distribution - Tier 3 - 4QU CoRE ¦ 3QU LoRE | Non-Red Flag Warning - Large Fires | Wire-to-wire contact | Aggregated | 2045 | 4.2916e-07 | 384.7705 | 0.00016513 | 2045 | Mitigation | 0.95 | 45 | 0 | esc | 0.00097009 | 4.1632e-10 | 0.00097009 | 4.1632e-10 | 0.034918 | 1.5748e-08 | 0.0093813 | 8.2809e-07
[120 empty] | 7.3.3.17.5 (Remote Grid) Updates to grid topology to minimize risk of ignition in HFTDs Remote GridWLDFRWire-to-wire contactAggregated | WLDFR | HFTD - Distribution - Tier 3 - 4QU CoRE ¦ 3QU LoRE | Non-Red Flag Warning - Large Fires | Wire-to-wire contact | Aggregated | 2046 | 4.2916e-07 | 384.7705 | 0.00016513 | 2046 | Mitigation | 0.95 | 45 | 0 | esc | 0.00097009 | 4.1632e-10 | 0.00097009 | 4.1632e-10 | 0.034918 | 1.5748e-08 | 0.0093813 | 8.2809e-07
[120 empty] | 7.3.3.17.5 (Remote Grid) Updates to grid topology to minimize risk of ignition in HFTDs Remote GridWLDFRWire-to-wire contactAggregated | WLDFR | HFTD - Distribution - Tier 3 - 4QU CoRE ¦ 3QU LoRE | Non-Red Flag Warning - Large Fires | Wire-to-wire contact | Aggregated | 2047 | 4.2916e-07 | 384.7705 | 0.00016513 | 2047 | Mitigation | 0.95 | 45 | 0 | esc | 0.00097009 | 4.1632e-10 | 0.00097009 | 4.1632e-10 | 0.034918 | 1.5748e-08 | 0.0093813 | 8.2809e-07
[120 empty] | 7.3.3.17.5 (Remote Grid) Updates to grid topology to minimize risk of ignition in HFTDs Remote GridWLDFRWire-to-wire contactAggregated | WLDFR | HFTD - Distribution - Tier 3 - 4QU CoRE ¦ 3QU LoRE | Non-Red Flag Warning - Large Fires | Wire-to-wire contact | Aggregated | 2048 | 4.2916e-07 | 384.7705 | 0.00016513 | 2048 | Mitigation | 0.95 | 45 | 0 | esc | 0.00097009 | 4.1632e-10 | 0.00097009 | 4.1632e-10 | 0.034918 | 1.5748e-08 | 0.0093813 | 8.2809e-07
[120 empty] | 7.3.3.17.5 (Remote Grid) Updates to grid topology to minimize risk of ignition in HFTDs Remote GridWLDFRWire-to-wire contactAggregated | WLDFR | HFTD - Distribution - Tier 3 - 4QU CoRE ¦ 3QU LoRE | Non-Red Flag Warning - Large Fires | Wire-to-wire contact | Aggregated | 2049 | 4.2916e-07 | 384.7705 | 0.00016513 | 2049 | Mitigation | 0.95 | 45 | 0 | esc | 0.00097009 | 4.1632e-10 | 0.00097009 | 4.1632e-10 | 0.034918 | 1.5748e-08 | 0.0093813 | 8.2809e-07
[120 empty] | 7.3.3.17.5 (Remote Grid) Updates to grid topology to minimize risk of ignition in HFTDs Remote GridWLDFRWire-to-wire contactAggregated | WLDFR | HFTD - Distribution - Tier 3 - 4QU CoRE ¦ 3QU LoRE | Non-Red Flag Warning - Large Fires | Wire-to-wire contact | Aggregated | 2050 | 4.2916e-07 | 384.7705 | 0.00016513 | 2050 | Mitigation | 0.95 | 45 | 0 | esc | 0.00097009 | 4.1632e-10 | 0.00097009 | 4.1632e-10 | 0.034918 | 1.5748e-08 | 0.0093813 | 8.2809e-07
[120 empty] | 7.3.3.17.5 (Remote Grid) Updates to grid topology to minimize risk of ignition in HFTDs Remote GridWLDFRWire-to-wire contactAggregated | WLDFR | HFTD - Distribution - Tier 3 - 4QU CoRE ¦ 3QU LoRE | Non-Red Flag Warning - Large Fires | Wire-to-wire contact | Aggregated | 2051 | 4.2916e-07 | 384.7705 | 0.00016513 | 2051 | Mitigation | 0.95 | 45 | 0 | esc | 0.00097009 | 4.1632e-10 | 0.00097009 | 4.1632e-10 | 0.034918 | 1.5748e-08 | 0.0093813 | 8.2809e-07
[120 empty] | 7.3.3.17.5 (Remote Grid) Updates to grid topology to minimize risk of ignition in HFTDs Remote GridWLDFRWire-to-wire contactAggregated | WLDFR | HFTD - Distribution - Tier 3 - 4QU CoRE ¦ 3QU LoRE | Non-Red Flag Warning - Large Fires | Wire-to-wire contact | Aggregated | 2052 | 4.2916e-07 | 384.7705 | 0.00016513 | 2052 | Mitigation | 0.95 | 45 | 0 | esc | 0.00097009 | 4.1632e-10 | 0.00097009 | 4.1632e-10 | 0.034918 | 1.5748e-08 | 0.0093813 | 8.2809e-07
[120 empty] | 7.3.3.17.5 (Remote Grid) Updates to grid topology to minimize risk of ignition in HFTDs Remote GridWLDFRWire-to-wire contactAggregated | WLDFR | HFTD - Distribution - Tier 3 - 4QU CoRE ¦ 3QU LoRE | Non-Red Flag Warning - Large Fires | Wire-to-wire contact | Aggregated | 2053 | 4.2916e-07 | 384.7705 | 0.00016513 | 2053 | Mitigation | 0.95 | 45 | 0 | esc | 0.00097009 | 4.1632e-10 | 0.00097009 | 4.1632e-10 | 0.034918 | 1.5748e-08 | 0.0093813 | 8.2809e-07
[120 empty] | 7.3.3.17.5 (Remote Grid) Updates to grid topology to minimize risk of ignition in HFTDs Remote GridWLDFRWire-to-wire contactAggregated | WLDFR | HFTD - Distribution - Tier 3 - 4QU CoRE ¦ 3QU LoRE | Non-Red Flag Warning - Large Fires | Wire-to-wire contact | Aggregated | 2054 | 4.2916e-07 | 384.7705 | 0.00016513 | 2054 | Mitigation | 0.95 | 45 | 0 | esc | 0.00097009 | 4.1632e-10 | 0.00097009 | 4.1632e-10 | 0.034918 | 1.5748e-08 | 0.0093813 | 8.2809e-07
[120 empty] | 7.3.3.17.5 (Remote Grid) Updates to grid topology to minimize risk of ignition in HFTDs Remote GridWLDFRWire-to-wire contactAggregated | WLDFR | HFTD - Distribution - Tier 3 - 4QU CoRE ¦ 3QU LoRE | Non-Red Flag Warning - Large Fires | Wire-to-wire contact | Aggregated | 2055 | 4.2916e-07 | 384.7705 | 0.00016513 | 2055 | Mitigation | 0.95 | 45 | 0 | esc | 0.00097009 | 4.1632e-10 | 0.00097009 | 4.1632e-10 | 0.034918 | 1.5748e-08 | 0.0093813 | 8.2809e-07
[120 empty] | 7.3.3.17.5 (Remote Grid) Updates to grid topology to minimize risk of ignition in HFTDs Remote GridWLDFRWire-to-wire contactAggregated | WLDFR | HFTD - Distribution - Tier 3 - 4QU CoRE ¦ 3QU LoRE | Non-Red Flag Warning - Large Fires | Wire-to-wire contact | Aggregated | 2056 | 4.2916e-07 | 384.7705 | 0.00016513 | 2056 | Mitigation | 0.95 | 45 | 0 | esc | 0.00097009 | 4.1632e-10 | 0.00097009 | 4.1632e-10 | 0.034918 | 1.5748e-08 | 0.0093813 | 8.2809e-07
[120 empty] | 7.3.3.17.5 (Remote Grid) Updates to grid topology to minimize risk of ignition in HFTDs Remote GridWLDFRWire-to-wire contactAggregated | WLDFR | HFTD - Distribution - Tier 3 - 4QU CoRE ¦ 3QU LoRE | Non-Red Flag Warning - Large Fires | Wire-to-wire contact | Aggregated | 2057 | 4.2916e-07 | 384.7705 | 0.00016513 | 2057 | Mitigation | 0.95 | 45 | 0 | esc | 0.00097009 | 4.1632e-10 | 0.00097009 | 4.1632e-10 | 0.034918 | 1.5748e-08 | 0.0093813 | 8.2809e-07
[120 empty] | 7.3.3.17.5 (Remote Grid) Updates to grid topology to minimize risk of ignition in HFTDs Remote GridWLDFRWire-to-wire contactAggregated | WLDFR | HFTD - Distribution - Tier 3 - 4QU CoRE ¦ 3QU LoRE | Non-Red Flag Warning - Large Fires | Wire-to-wire contact | Aggregated | 2058 | 4.2916e-07 | 384.7705 | 0.00016513 | 2058 | Mitigation | 0.95 | 45 | 0 | esc | 0.00097009 | 4.1632e-10 | 0.00097009 | 4.1632e-10 | 0.034918 | 1.5748e-08 | 0.0093813 | 8.2809e-07
[120 empty] | 7.3.3.17.5 (Remote Grid) Updates to grid topology to minimize risk of ignition in HFTDs Remote GridWLDFRWire-to-wire contactAggregated | WLDFR | HFTD - Distribution - Tier 3 - 4QU CoRE ¦ 3QU LoRE | Non-Red Flag Warning - Large Fires | Wire-to-wire contact | Aggregated | 2059 | 4.2916e-07 | 384.7705 | 0.00016513 | 2059 | Mitigation | 0.95 | 45 | 0 | esc | 0.00097009 | 4.1632e-10 | 0.00097009 | 4.1632e-10 | 0.034918 | 1.5748e-08 | 0.0093813 | 8.2809e-07
[120 empty] | 7.3.3.17.5 (Remote Grid) Updates to grid topology to minimize risk of ignition in HFTDs Remote GridWLDFRWire-to-wire contactAggregated | WLDFR | HFTD - Distribution - Tier 3 - 4QU CoRE ¦ 3QU LoRE | Non-Red Flag Warning - Large Fires | Wire-to-wire contact | Aggregated | 2060 | 4.2916e-07 | 384.7705 | 0.00016513 | 2060 | Mitigation | 0.95 | 45 | 0 | esc | 0.00097009 | 4.1632e-10 | 0.00097009 | 4.1632e-10 | 0.034918 | 1.5748e-08 | 0.0093813 | 8.2809e-07
[120 empty] | 7.3.3.17.5 (Remote Grid) Updates to grid topology to minimize risk of ignition in HFTDs Remote GridWLDFRWire-to-wire contactAggregated | WLDFR | HFTD - Distribution - Tier 3 - 4QU CoRE ¦ 3QU LoRE | Non-Red Flag Warning - Large Fires | Wire-to-wire contact | Aggregated | 2061 | 4.2916e-07 | 384.7705 | 0.00016513 | 2061 | Mitigation | 0.95 | 45 | 0 | esc | 0.00097009 | 4.1632e-10 | 0.00097009 | 4.1632e-10 | 0.034918 | 1.5748e-08 | 0.0093813 | 8.2809e-07
[120 empty] | 7.3.3.17.5 (Remote Grid) Updates to grid topology to minimize risk of ignition in HFTDs Remote GridWLDFRWire-to-wire contactAggregated | WLDFR | HFTD - Distribution - Tier 3 - 4QU CoRE ¦ 3QU LoRE | Non-Red Flag Warning - Large Fires | Wire-to-wire contact | Aggregated | 2062 | 4.2916e-07 | 384.7705 | 0.00016513 | 2062 | Mitigation | 0.95 | 45 | 0 | esc | 0.00097009 | 4.1632e-10 | 0.00097009 | 4.1632e-10 | 0.034918 | 1.5748e-08 | 0 | 0
[120 empty] | 7.3.3.17.5 (Remote Grid) Updates to grid topology to minimize risk of ignition in HFTDs Remote GridWLDFRWire-to-wire contactAggregated | WLDFR | HFTD - Distribution - Tier 3 - 4QU CoRE ¦ 3QU LoRE | Non-Red Flag Warning - Large Fires | Wire-to-wire contact | Aggregated | 2063 | 4.2916e-07 | 384.7705 | 0.00016513 | 2063 | Mitigation | 0.95 | 45 | 0 | esc | 0.00097009 | 4.1632e-10 | 0.00097009 | 4.1632e-10 | 0.034918 | 1.5748e-08 | 0 | 0
[120 empty] | 7.3.3.17.5 (Remote Grid) Updates to grid topology to minimize risk of ignition in HFTDs Remote GridWLDFRWire-to-wire contactAggregated | WLDFR | HFTD - Distribution - Tier 3 - 4QU CoRE ¦ 3QU LoRE | Non-Red Flag Warning - Large Fires | Wire-to-wire contact | Aggregated | 2064 | 4.2916e-07 | 384.7705 | 0.00016513 | 2064 | Mitigation | 0.95 | 45 | 0 | esc | 0.00097009 | 4.1632e-10 | 0.00097009 | 4.1632e-10 | 0.034918 | 1.5748e-08 | 0.014004 | 5.6413e-07
[120 empty] | 7.3.3.17.5 (Remote Grid) Updates to grid topology to minimize risk of ignition in HFTDs Remote GridWLDFRWire-to-wire contactAggregated | WLDFR | HFTD - Distribution - Tier 3 - 4QU CoRE ¦ 3QU LoRE | Non-Red Flag Warning - Large Fires | Wire-to-wire contact | Aggregated | 2065 | 4.2916e-07 | 384.7705 | 0.00016513 | 2065 | Mitigation | 0.95 | 45 | 0 | esc | 0.00097009 | 4.1632e-10 | 0.00097009 | 4.1632e-10 | 0.034918 | 1.5748e-08 | 0.014004 | 5.6413e-07
[120 empty] | 7.3.3.17.5 (Remote Grid) Updates to grid topology to minimize risk of ignition in HFTDs Remote GridWLDFRWire-to-wire contactAggregated | WLDFR | HFTD - Distribution - Tier 3 - 4QU CoRE ¦ 3QU LoRE | Non-Red Flag Warning - Large Fires | Wire-to-wire contact | Aggregated | 2066 | 4.2916e-07 | 384.7705 | 0.00016513 | 2066 | Mitigation | 0.95 | 45 | 0 | esc | 0.00097009 | 4.1632e-10 | 0.00097009 | 4.1632e-10 | 0.034918 | 1.5748e-08 | 0.014004 | 5.6413e-07
[120 empty] | 7.3.3.17.5 (Remote Grid) Updates to grid topology to minimize risk of ignition in HFTDs Remote GridWLDFRWire-to-wire contactAggregated | WLDFR | HFTD - Distribution - Tier 3 - 4QU CoRE ¦ 3QU LoRE | Non-Red Flag Warning - Large Fires | Wire-to-wire contact | Aggregated | 2067 | 4.2916e-07 | 384.7705 | 0.00016513 | 2067 | Mitigation | 0.95 | 45 | 0 | esc | 0 | 0 | 0.00097009 | 4.1632e-10 | 0.034918 | 1.5748e-08 | 0.014004 | 5.6413e-07
[120 empty] | 7.3.3.17.5 (Remote Grid) Updates to grid topology to minimize risk of ignition in HFTDs Remote GridWLDFRContact from objectAggregated | WLDFR | HFTD - Distribution - Tier 3 - 4QU CoRE ¦ 3QU LoRE | Non-Red Flag Warning - Small Fires | Contact from object | Aggregated | 2022 | 0.00070581 | 384.7705 | 0.27158 | 2022 | Mitigation | 0.95 | 45 | 0 | esc | 0.00097009 | 6.847e-07 | 0 | 0 | 0.034918 | 1.5748e-08 | 0.014004 | 5.6413e-07
[120 empty] | 7.3.3.17.5 (Remote Grid) Updates to grid topology to minimize risk of ignition in HFTDs Remote GridWLDFRContact from objectAggregated | WLDFR | HFTD - Distribution - Tier 3 - 4QU CoRE ¦ 3QU LoRE | Non-Red Flag Warning - Small Fires | Contact from object | Aggregated | 2023 | 0.00070581 | 384.7705 | 0.27158 | 2023 | Mitigation | 0.95 | 45 | 0 | esc | 0.00097009 | 6.847e-07 | 0.00097009 | 6.847e-07 | 0.034918 | 1.5748e-08 | 0.014004 | 5.6413e-07
[120 empty] | 7.3.3.17.5 (Remote Grid) Updates to grid topology to minimize risk of ignition in HFTDs Remote GridWLDFRContact from objectAggregated | WLDFR | HFTD - Distribution - Tier 3 - 4QU CoRE ¦ 3QU LoRE | Non-Red Flag Warning - Small Fires | Contact from object | Aggregated | 2024 | 0.00070581 | 384.7705 | 0.27158 | 2024 | Mitigation | 0.95 | 45 | 0 | esc | 0.00097009 | 6.847e-07 | 0.00097009 | 6.847e-07 | 0.034918 | 1.5748e-08 | 0.014004 | 5.6413e-07
[120 empty] | 7.3.3.17.5 (Remote Grid) Updates to grid topology to minimize risk of ignition in HFTDs Remote GridWLDFRContact from objectAggregated | WLDFR | HFTD - Distribution - Tier 3 - 4QU CoRE ¦ 3QU LoRE | Non-Red Flag Warning - Small Fires | Contact from object | Aggregated | 2025 | 0.00070581 | 384.7705 | 0.27158 | 2025 | Mitigation | 0.95 | 45 | 0 | esc | 0.00097009 | 6.847e-07 | 0.00097009 | 6.847e-07 | 0.034918 | 1.5748e-08 | 0.014004 | 5.6413e-07
[120 empty] | 7.3.3.17.5 (Remote Grid) Updates to grid topology to minimize risk of ignition in HFTDs Remote GridWLDFRContact from objectAggregated | WLDFR | HFTD - Distribution - Tier 3 - 4QU CoRE ¦ 3QU LoRE | Non-Red Flag Warning - Small Fires | Contact from object | Aggregated | 2026 | 0.00070581 | 384.7705 | 0.27158 | 2026 | Mitigation | 0.95 | 45 | 0 | esc | 0.00097009 | 6.847e-07 | 0.00097009 | 6.847e-07 | 0.034918 | 1.5748e-08 | 0.014004 | 5.6413e-07
[120 empty] | 7.3.3.17.5 (Remote Grid) Updates to grid topology to minimize risk of ignition in HFTDs Remote GridWLDFRContact from objectAggregated | WLDFR | HFTD - Distribution - Tier 3 - 4QU CoRE ¦ 3QU LoRE | Non-Red Flag Warning - Small Fires | Contact from object | Aggregated | 2027 | 0.00070581 | 384.7705 | 0.27158 | 2027 | Mitigation | 0.95 | 45 | 0 | esc | 0.00097009 | 6.847e-07 | 0.00097009 | 6.847e-07 | 0.034918 | 1.5748e-08 | 0.014004 | 5.6413e-07
[120 empty] | 7.3.3.17.5 (Remote Grid) Updates to grid topology to minimize risk of ignition in HFTDs Remote GridWLDFRContact from objectAggregated | WLDFR | HFTD - Distribution - Tier 3 - 4QU CoRE ¦ 3QU LoRE | Non-Red Flag Warning - Small Fires | Contact from object | Aggregated | 2028 | 0.00070581 | 384.7705 | 0.27158 | 2028 | Mitigation | 0.95 | 45 | 0 | esc | 0.00097009 | 6.847e-07 | 0.00097009 | 6.847e-07 | 0.034918 | 1.5748e-08 | 0.014004 | 5.6413e-07
[120 empty] | 7.3.3.17.5 (Remote Grid) Updates to grid topology to minimize risk of ignition in HFTDs Remote GridWLDFRContact from objectAggregated | WLDFR | HFTD - Distribution - Tier 3 - 4QU CoRE ¦ 3QU LoRE | Non-Red Flag Warning - Small Fires | Contact from object | Aggregated | 2029 | 0.00070581 | 384.7705 | 0.27158 | 2029 | Mitigation | 0.95 | 45 | 0 | esc | 0.00097009 | 6.847e-07 | 0.00097009 | 6.847e-07 | 0.034918 | 1.5748e-08 | 0.014004 | 5.6413e-07
[120 empty] | 7.3.3.17.5 (Remote Grid) Updates to grid topology to minimize risk of ignition in HFTDs Remote GridWLDFRContact from objectAggregated | WLDFR | HFTD - Distribution - Tier 3 - 4QU CoRE ¦ 3QU LoRE | Non-Red Flag Warning - Small Fires | Contact from object | Aggregated | 2030 | 0.00070581 | 384.7705 | 0.27158 | 2030 | Mitigation | 0.95 | 45 | 0 | esc | 0.00097009 | 6.847e-07 | 0.00097009 | 6.847e-07 | 0.034918 | 1.5748e-08 | 0.014004 | 5.6413e-07
[120 empty] | 7.3.3.17.5 (Remote Grid) Updates to grid topology to minimize risk of ignition in HFTDs Remote GridWLDFRContact from objectAggregated | WLDFR | HFTD - Distribution - Tier 3 - 4QU CoRE ¦ 3QU LoRE | Non-Red Flag Warning - Small Fires | Contact from object | Aggregated | 2031 | 0.00070581 | 384.7705 | 0.27158 | 2031 | Mitigation | 0.95 | 45 | 0 | esc | 0.00097009 | 6.847e-07 | 0.00097009 | 6.847e-07 | 0.034918 | 1.5748e-08 | 0.014004 | 5.6413e-07
[120 empty] | 7.3.3.17.5 (Remote Grid) Updates to grid topology to minimize risk of ignition in HFTDs Remote GridWLDFRContact from objectAggregated | WLDFR | HFTD - Distribution - Tier 3 - 4QU CoRE ¦ 3QU LoRE | Non-Red Flag Warning - Small Fires | Contact from object | Aggregated | 2032 | 0.00070581 | 384.7705 | 0.27158 | 2032 | Mitigation | 0.95 | 45 | 0 | esc | 0.00097009 | 6.847e-07 | 0.00097009 | 6.847e-07 | 0.034918 | 1.5748e-08 | 0.014004 | 5.6413e-07
[120 empty] | 7.3.3.17.5 (Remote Grid) Updates to grid topology to minimize risk of ignition in HFTDs Remote GridWLDFRContact from objectAggregated | WLDFR | HFTD - Distribution - Tier 3 - 4QU CoRE ¦ 3QU LoRE | Non-Red Flag Warning - Small Fires | Contact from object | Aggregated | 2033 | 0.00070581 | 384.7705 | 0.27158 | 2033 | Mitigation | 0.95 | 45 | 0 | esc | 0.00097009 | 6.847e-07 | 0.00097009 | 6.847e-07 | 0.034918 | 1.5748e-08 | 0.014004 | 5.6413e-07
[120 empty] | 7.3.3.17.5 (Remote Grid) Updates to grid topology to minimize risk of ignition in HFTDs Remote GridWLDFRContact from objectAggregated | WLDFR | HFTD - Distribution - Tier 3 - 4QU CoRE ¦ 3QU LoRE | Non-Red Flag Warning - Small Fires | Contact from object | Aggregated | 2034 | 0.00070581 | 384.7705 | 0.27158 | 2034 | Mitigation | 0.95 | 45 | 0 | esc | 0.00097009 | 6.847e-07 | 0.00097009 | 6.847e-07 | 0.034918 | 1.5748e-08 | 0.014004 | 5.6413e-07
[120 empty] | 7.3.3.17.5 (Remote Grid) Updates to grid topology to minimize risk of ignition in HFTDs Remote GridWLDFRContact from objectAggregated | WLDFR | HFTD - Distribution - Tier 3 - 4QU CoRE ¦ 3QU LoRE | Non-Red Flag Warning - Small Fires | Contact from object | Aggregated | 2035 | 0.00070581 | 384.7705 | 0.27158 | 2035 | Mitigation | 0.95 | 45 | 0 | esc | 0.00097009 | 6.847e-07 | 0.00097009 | 6.847e-07 | 0.034918 | 1.5748e-08 | 0.014004 | 5.6413e-07
[120 empty] | 7.3.3.17.5 (Remote Grid) Updates to grid topology to minimize risk of ignition in HFTDs Remote GridWLDFRContact from objectAggregated | WLDFR | HFTD - Distribution - Tier 3 - 4QU CoRE ¦ 3QU LoRE | Non-Red Flag Warning - Small Fires | Contact from object | Aggregated | 2036 | 0.00070581 | 384.7705 | 0.27158 | 2036 | Mitigation | 0.95 | 45 | 0 | esc | 0.00097009 | 6.847e-07 | 0.00097009 | 6.847e-07 | 0.034918 | 1.5748e-08 | 0.014004 | 5.6413e-07
[120 empty] | 7.3.3.17.5 (Remote Grid) Updates to grid topology to minimize risk of ignition in HFTDs Remote GridWLDFRContact from objectAggregated | WLDFR | HFTD - Distribution - Tier 3 - 4QU CoRE ¦ 3QU LoRE | Non-Red Flag Warning - Small Fires | Contact from object | Aggregated | 2037 | 0.00070581 | 384.7705 | 0.27158 | 2037 | Mitigation | 0.95 | 45 | 0 | esc | 0.00097009 | 6.847e-07 | 0.00097009 | 6.847e-07 | 0.034918 | 1.5748e-08 | 0.014004 | 5.6413e-07
[120 empty] | 7.3.3.17.5 (Remote Grid) Updates to grid topology to minimize risk of ignition in HFTDs Remote GridWLDFRContact from objectAggregated | WLDFR | HFTD - Distribution - Tier 3 - 4QU CoRE ¦ 3QU LoRE | Non-Red Flag Warning - Small Fires | Contact from object | Aggregated | 2038 | 0.00070581 | 384.7705 | 0.27158 | 2038 | Mitigation | 0.95 | 45 | 0 | esc | 0.00097009 | 6.847e-07 | 0.00097009 | 6.847e-07 | 0.034918 | 1.5748e-08 | 0.014004 | 5.6413e-07
[120 empty] | 7.3.3.17.5 (Remote Grid) Updates to grid topology to minimize risk of ignition in HFTDs Remote GridWLDFRContact from objectAggregated | WLDFR | HFTD - Distribution - Tier 3 - 4QU CoRE ¦ 3QU LoRE | Non-Red Flag Warning - Small Fires | Contact from object | Aggregated | 2039 | 0.00070581 | 384.7705 | 0.27158 | 2039 | Mitigation | 0.95 | 45 | 0 | esc | 0.00097009 | 6.847e-07 | 0.00097009 | 6.847e-07 | 0.034918 | 1.5748e-08 | 0.014004 | 5.6413e-07
[120 empty] | 7.3.3.17.5 (Remote Grid) Updates to grid topology to minimize risk of ignition in HFTDs Remote GridWLDFRContact from objectAggregated | WLDFR | HFTD - Distribution - Tier 3 - 4QU CoRE ¦ 3QU LoRE | Non-Red Flag Warning - Small Fires | Contact from object | Aggregated | 2040 | 0.00070581 | 384.7705 | 0.27158 | 2040 | Mitigation | 0.95 | 45 | 0 | esc | 0.00097009 | 6.847e-07 | 0.00097009 | 6.847e-07 | 0 | 0 | 0.014004 | 5.6413e-07
[120 empty] | 7.3.3.17.5 (Remote Grid) Updates to grid topology to minimize risk of ignition in HFTDs Remote GridWLDFRContact from objectAggregated | WLDFR | HFTD - Distribution - Tier 3 - 4QU CoRE ¦ 3QU LoRE | Non-Red Flag Warning - Small Fires | Contact from object | Aggregated | 2041 | 0.00070581 | 384.7705 | 0.27158 | 2041 | Mitigation | 0.95 | 45 | 0 | esc | 0.00097009 | 6.847e-07 | 0.00097009 | 6.847e-07 | 0.034918 | 1.4855e-07 | 0.014004 | 5.6413e-07
[120 empty] | 7.3.3.17.5 (Remote Grid) Updates to grid topology to minimize risk of ignition in HFTDs Remote GridWLDFRContact from objectAggregated | WLDFR | HFTD - Distribution - Tier 3 - 4QU CoRE ¦ 3QU LoRE | Non-Red Flag Warning - Small Fires | Contact from object | Aggregated | 2042 | 0.00070581 | 384.7705 | 0.27158 | 2042 | Mitigation | 0.95 | 45 | 0 | esc | 0.00097009 | 6.847e-07 | 0.00097009 | 6.847e-07 | 0.034918 | 1.4855e-07 | 0.014004 | 5.6413e-07
[120 empty] | 7.3.3.17.5 (Remote Grid) Updates to grid topology to minimize risk of ignition in HFTDs Remote GridWLDFRContact from objectAggregated | WLDFR | HFTD - Distribution - Tier 3 - 4QU CoRE ¦ 3QU LoRE | Non-Red Flag Warning - Small Fires | Contact from object | Aggregated | 2043 | 0.00070581 | 384.7705 | 0.27158 | 2043 | Mitigation | 0.95 | 45 | 0 | esc | 0.00097009 | 6.847e-07 | 0.00097009 | 6.847e-07 | 0.034918 | 1.4855e-07 | 0.014004 | 5.6413e-07
[120 empty] | 7.3.3.17.5 (Remote Grid) Updates to grid topology to minimize risk of ignition in HFTDs Remote GridWLDFRContact from objectAggregated | WLDFR | HFTD - Distribution - Tier 3 - 4QU CoRE ¦ 3QU LoRE | Non-Red Flag Warning - Small Fires | Contact from object | Aggregated | 2044 | 0.00070581 | 384.7705 | 0.27158 | 2044 | Mitigation | 0.95 | 45 | 0 | esc | 0.00097009 | 6.847e-07 | 0.00097009 | 6.847e-07 | 0.034918 | 1.4855e-07 | 0.014004 | 5.6413e-07
[120 empty] | 7.3.3.17.5 (Remote Grid) Updates to grid topology to minimize risk of ignition in HFTDs Remote GridWLDFRContact from objectAggregated | WLDFR | HFTD - Distribution - Tier 3 - 4QU CoRE ¦ 3QU LoRE | Non-Red Flag Warning - Small Fires | Contact from object | Aggregated | 2045 | 0.00070581 | 384.7705 | 0.27158 | 2045 | Mitigation | 0.95 | 45 | 0 | esc | 0.00097009 | 6.847e-07 | 0.00097009 | 6.847e-07 | 0.034918 | 1.4855e-07 | 0.014004 | 5.6413e-07
[120 empty] | 7.3.3.17.5 (Remote Grid) Updates to grid topology to minimize risk of ignition in HFTDs Remote GridWLDFRContact from objectAggregated | WLDFR | HFTD - Distribution - Tier 3 - 4QU CoRE ¦ 3QU LoRE | Non-Red Flag Warning - Small Fires | Contact from object | Aggregated | 2046 | 0.00070581 | 384.7705 | 0.27158 | 2046 | Mitigation | 0.95 | 45 | 0 | esc | 0.00097009 | 6.847e-07 | 0.00097009 | 6.847e-07 | 0.034918 | 1.4855e-07 | 0.014004 | 5.6413e-07
[120 empty] | 7.3.3.17.5 (Remote Grid) Updates to grid topology to minimize risk of ignition in HFTDs Remote GridWLDFRContact from objectAggregated | WLDFR | HFTD - Distribution - Tier 3 - 4QU CoRE ¦ 3QU LoRE | Non-Red Flag Warning - Small Fires | Contact from object | Aggregated | 2047 | 0.00070581 | 384.7705 | 0.27158 | 2047 | Mitigation | 0.95 | 45 | 0 | esc | 0.00097009 | 6.847e-07 | 0.00097009 | 6.847e-07 | 0.034918 | 1.4855e-07 | 0.014004 | 5.6413e-07
[120 empty] | 7.3.3.17.5 (Remote Grid) Updates to grid topology to minimize risk of ignition in HFTDs Remote GridWLDFRContact from objectAggregated | WLDFR | HFTD - Distribution - Tier 3 - 4QU CoRE ¦ 3QU LoRE | Non-Red Flag Warning - Small Fires | Contact from object | Aggregated | 2048 | 0.00070581 | 384.7705 | 0.27158 | 2048 | Mitigation | 0.95 | 45 | 0 | esc | 0.00097009 | 6.847e-07 | 0.00097009 | 6.847e-07 | 0.034918 | 1.4855e-07 | 0 | 0
[120 empty] | 7.3.3.17.5 (Remote Grid) Updates to grid topology to minimize risk of ignition in HFTDs Remote GridWLDFRContact from objectAggregated | WLDFR | HFTD - Distribution - Tier 3 - 4QU CoRE ¦ 3QU LoRE | Non-Red Flag Warning - Small Fires | Contact from object | Aggregated | 2049 | 0.00070581 | 384.7705 | 0.27158 | 2049 | Mitigation | 0.95 | 45 | 0 | esc | 0.00097009 | 6.847e-07 | 0.00097009 | 6.847e-07 | 0.034918 | 1.4855e-07 | 0 | 0
[120 empty] | 7.3.3.17.5 (Remote Grid) Updates to grid topology to minimize risk of ignition in HFTDs Remote GridWLDFRContact from objectAggregated | WLDFR | HFTD - Distribution - Tier 3 - 4QU CoRE ¦ 3QU LoRE | Non-Red Flag Warning - Small Fires | Contact from object | Aggregated | 2050 | 0.00070581 | 384.7705 | 0.27158 | 2050 | Mitigation | 0.95 | 45 | 0 | esc | 0.00097009 | 6.847e-07 | 0.00097009 | 6.847e-07 | 0.034918 | 1.4855e-07 | 0.012777 | 2.6311e-07
[120 empty] | 7.3.3.17.5 (Remote Grid) Updates to grid topology to minimize risk of ignition in HFTDs Remote GridWLDFRContact from objectAggregated | WLDFR | HFTD - Distribution - Tier 3 - 4QU CoRE ¦ 3QU LoRE | Non-Red Flag Warning - Small Fires | Contact from object | Aggregated | 2051 | 0.00070581 | 384.7705 | 0.27158 | 2051 | Mitigation | 0.95 | 45 | 0 | esc | 0.00097009 | 6.847e-07 | 0.00097009 | 6.847e-07 | 0.034918 | 1.4855e-07 | 0.012777 | 2.6311e-07
[120 empty] | 7.3.3.17.5 (Remote Grid) Updates to grid topology to minimize risk of ignition in HFTDs Remote GridWLDFRContact from objectAggregated | WLDFR | HFTD - Distribution - Tier 3 - 4QU CoRE ¦ 3QU LoRE | Non-Red Flag Warning - Small Fires | Contact from object | Aggregated | 2052 | 0.00070581 | 384.7705 | 0.27158 | 2052 | Mitigation | 0.95 | 45 | 0 | esc | 0.00097009 | 6.847e-07 | 0.00097009 | 6.847e-07 | 0.034918 | 1.4855e-07 | 0.012777 | 2.6311e-07
[120 empty] | 7.3.3.17.5 (Remote Grid) Updates to grid topology to minimize risk of ignition in HFTDs Remote GridWLDFRContact from objectAggregated | WLDFR | HFTD - Distribution - Tier 3 - 4QU CoRE ¦ 3QU LoRE | Non-Red Flag Warning - Small Fires | Contact from object | Aggregated | 2053 | 0.00070581 | 384.7705 | 0.27158 | 2053 | Mitigation | 0.95 | 45 | 0 | esc | 0.00097009 | 6.847e-07 | 0.00097009 | 6.847e-07 | 0.034918 | 1.4855e-07 | 0.012777 | 2.6311e-07
[120 empty] | 7.3.3.17.5 (Remote Grid) Updates to grid topology to minimize risk of ignition in HFTDs Remote GridWLDFRContact from objectAggregated | WLDFR | HFTD - Distribution - Tier 3 - 4QU CoRE ¦ 3QU LoRE | Non-Red Flag Warning - Small Fires | Contact from object | Aggregated | 2054 | 0.00070581 | 384.7705 | 0.27158 | 2054 | Mitigation | 0.95 | 45 | 0 | esc | 0.00097009 | 6.847e-07 | 0.00097009 | 6.847e-07 | 0.034918 | 1.4855e-07 | 0.012777 | 2.6311e-07
[120 empty] | 7.3.3.17.5 (Remote Grid) Updates to grid topology to minimize risk of ignition in HFTDs Remote GridWLDFRContact from objectAggregated | WLDFR | HFTD - Distribution - Tier 3 - 4QU CoRE ¦ 3QU LoRE | Non-Red Flag Warning - Small Fires | Contact from object | Aggregated | 2055 | 0.00070581 | 384.7705 | 0.27158 | 2055 | Mitigation | 0.95 | 45 | 0 | esc | 0.00097009 | 6.847e-07 | 0.00097009 | 6.847e-07 | 0.034918 | 1.4855e-07 | 0.012777 | 2.6311e-07
[120 empty] | 7.3.3.17.5 (Remote Grid) Updates to grid topology to minimize risk of ignition in HFTDs Remote GridWLDFRContact from objectAggregated | WLDFR | HFTD - Distribution - Tier 3 - 4QU CoRE ¦ 3QU LoRE | Non-Red Flag Warning - Small Fires | Contact from object | Aggregated | 2056 | 0.00070581 | 384.7705 | 0.27158 | 2056 | Mitigation | 0.95 | 45 | 0 | esc | 0.00097009 | 6.847e-07 | 0.00097009 | 6.847e-07 | 0.034918 | 1.4855e-07 | 0.012777 | 2.6311e-07
[120 empty] | 7.3.3.17.5 (Remote Grid) Updates to grid topology to minimize risk of ignition in HFTDs Remote GridWLDFRContact from objectAggregated | WLDFR | HFTD - Distribution - Tier 3 - 4QU CoRE ¦ 3QU LoRE | Non-Red Flag Warning - Small Fires | Contact from object | Aggregated | 2057 | 0.00070581 | 384.7705 | 0.27158 | 2057 | Mitigation | 0.95 | 45 | 0 | esc | 0.00097009 | 6.847e-07 | 0.00097009 | 6.847e-07 | 0.034918 | 1.4855e-07 | 0.012777 | 2.6311e-07
[120 empty] | 7.3.3.17.5 (Remote Grid) Updates to grid topology to minimize risk of ignition in HFTDs Remote GridWLDFRContact from objectAggregated | WLDFR | HFTD - Distribution - Tier 3 - 4QU CoRE ¦ 3QU LoRE | Non-Red Flag Warning - Small Fires | Contact from object | Aggregated | 2058 | 0.00070581 | 384.7705 | 0.27158 | 2058 | Mitigation | 0.95 | 45 | 0 | esc | 0.00097009 | 6.847e-07 | 0.00097009 | 6.847e-07 | 0.034918 | 1.4855e-07 | 0.012777 | 2.6311e-07
[120 empty] | 7.3.3.17.5 (Remote Grid) Updates to grid topology to minimize risk of ignition in HFTDs Remote GridWLDFRContact from objectAggregated | WLDFR | HFTD - Distribution - Tier 3 - 4QU CoRE ¦ 3QU LoRE | Non-Red Flag Warning - Small Fires | Contact from object | Aggregated | 2059 | 0.00070581 | 384.7705 | 0.27158 | 2059 | Mitigation | 0.95 | 45 | 0 | esc | 0.00097009 | 6.847e-07 | 0.00097009 | 6.847e-07 | 0.034918 | 1.4855e-07 | 0.012777 | 2.6311e-07
[120 empty] | 7.3.3.17.5 (Remote Grid) Updates to grid topology to minimize risk of ignition in HFTDs Remote GridWLDFRContact from objectAggregated | WLDFR | HFTD - Distribution - Tier 3 - 4QU CoRE ¦ 3QU LoRE | Non-Red Flag Warning - Small Fires | Contact from object | Aggregated | 2060 | 0.00070581 | 384.7705 | 0.27158 | 2060 | Mitigation | 0.95 | 45 | 0 | esc | 0.00097009 | 6.847e-07 | 0.00097009 | 6.847e-07 | 0.034918 | 1.4855e-07 | 0.012777 | 2.6311e-07
[120 empty] | 7.3.3.17.5 (Remote Grid) Updates to grid topology to minimize risk of ignition in HFTDs Remote GridWLDFRContact from objectAggregated | WLDFR | HFTD - Distribution - Tier 3 - 4QU CoRE ¦ 3QU LoRE | Non-Red Flag Warning - Small Fires | Contact from object | Aggregated | 2061 | 0.00070581 | 384.7705 | 0.27158 | 2061 | Mitigation | 0.95 | 45 | 0 | esc | 0.00097009 | 6.847e-07 | 0.00097009 | 6.847e-07 | 0.034918 | 1.4855e-07 | 0.012777 | 2.6311e-07
[120 empty] | 7.3.3.17.5 (Remote Grid) Updates to grid topology to minimize risk of ignition in HFTDs Remote GridWLDFRContact from objectAggregated | WLDFR | HFTD - Distribution - Tier 3 - 4QU CoRE ¦ 3QU LoRE | Non-Red Flag Warning - Small Fires | Contact from object | Aggregated | 2062 | 0.00070581 | 384.7705 | 0.27158 | 2062 | Mitigation | 0.95 | 45 | 0 | esc | 0.00097009 | 6.847e-07 | 0.00097009 | 6.847e-07 | 0.034918 | 1.4855e-07 | 0.012777 | 2.6311e-07
[120 empty] | 7.3.3.17.5 (Remote Grid) Updates to grid topology to minimize risk of ignition in HFTDs Remote GridWLDFRContact from objectAggregated | WLDFR | HFTD - Distribution - Tier 3 - 4QU CoRE ¦ 3QU LoRE | Non-Red Flag Warning - Small Fires | Contact from object | Aggregated | 2063 | 0.00070581 | 384.7705 | 0.27158 | 2063 | Mitigation | 0.95 | 45 | 0 | esc | 0.00097009 | 6.847e-07 | 0.00097009 | 6.847e-07 | 0.034918 | 1.4855e-07 | 0.012777 | 2.6311e-07
[120 empty] | 7.3.3.17.5 (Remote Grid) Updates to grid topology to minimize risk of ignition in HFTDs Remote GridWLDFRContact from objectAggregated | WLDFR | HFTD - Distribution - Tier 3 - 4QU CoRE ¦ 3QU LoRE | Non-Red Flag Warning - Small Fires | Contact from object | Aggregated | 2064 | 0.00070581 | 384.7705 | 0.27158 | 2064 | Mitigation | 0.95 | 45 | 0 | esc | 0.00097009 | 6.847e-07 | 0.00097009 | 6.847e-07 | 0.034918 | 1.4855e-07 | 0.012777 | 2.6311e-07
[120 empty] | 7.3.3.17.5 (Remote Grid) Updates to grid topology to minimize risk of ignition in HFTDs Remote GridWLDFRContact from objectAggregated | WLDFR | HFTD - Distribution - Tier 3 - 4QU CoRE ¦ 3QU LoRE | Non-Red Flag Warning - Small Fires | Contact from object | Aggregated | 2065 | 0.00070581 | 384.7705 | 0.27158 | 2065 | Mitigation | 0.95 | 45 | 0 | esc | 0.00097009 | 6.847e-07 | 0.00097009 | 6.847e-07 | 0.034918 | 1.4855e-07 | 0.012777 | 2.6311e-07
[120 empty] | 7.3.3.17.5 (Remote Grid) Updates to grid topology to minimize risk of ignition in HFTDs Remote GridWLDFRContact from objectAggregated | WLDFR | HFTD - Distribution - Tier 3 - 4QU CoRE ¦ 3QU LoRE | Non-Red Flag Warning - Small Fires | Contact from object | Aggregated | 2066 | 0.00070581 | 384.7705 | 0.27158 | 2066 | Mitigation | 0.95 | 45 | 0 | esc | 0.00097009 | 6.847e-07 | 0.00097009 | 6.847e-07 | 0.034918 | 1.4855e-07 | 0.012777 | 2.6311e-07
[120 empty] | 7.3.3.17.5 (Remote Grid) Updates to grid topology to minimize risk of ignition in HFTDs Remote GridWLDFRContact from objectAggregated | WLDFR | HFTD - Distribution - Tier 3 - 4QU CoRE ¦ 3QU LoRE | Non-Red Flag Warning - Small Fires | Contact from object | Aggregated | 2067 | 0.00070581 | 384.7705 | 0.27158 | 2067 | Mitigation | 0.95 | 45 | 0 | esc | 0 | 0 | 0.00097009 | 6.847e-07 | 0.034918 | 1.4855e-07 | 0.012777 | 2.6311e-07
[120 empty] | 7.3.3.17.5 (Remote Grid) Updates to grid topology to minimize risk of ignition in HFTDs Remote GridWLDFRContaminationAggregated | WLDFR | HFTD - Distribution - Tier 3 - 4QU CoRE ¦ 3QU LoRE | Non-Red Flag Warning - Small Fires | Contamination | Aggregated | 2022 | 1.6676e-05 | 384.7705 | 0.0064165 | 2022 | Mitigation | 0.95 | 45 | 0 | esc | 0.00097009 | 1.6177e-08 | 0 | 0 | 0.034918 | 1.4855e-07 | 0.012777 | 2.6311e-07
[120 empty] | 7.3.3.17.5 (Remote Grid) Updates to grid topology to minimize risk of ignition in HFTDs Remote GridWLDFRContaminationAggregated | WLDFR | HFTD - Distribution - Tier 3 - 4QU CoRE ¦ 3QU LoRE | Non-Red Flag Warning - Small Fires | Contamination | Aggregated | 2023 | 1.6676e-05 | 384.7705 | 0.0064165 | 2023 | Mitigation | 0.95 | 45 | 0 | esc | 0.00097009 | 1.6177e-08 | 0.00097009 | 1.6177e-08 | 0.034918 | 1.4855e-07 | 0.012777 | 2.6311e-07
[120 empty] | 7.3.3.17.5 (Remote Grid) Updates to grid topology to minimize risk of ignition in HFTDs Remote GridWLDFRContaminationAggregated | WLDFR | HFTD - Distribution - Tier 3 - 4QU CoRE ¦ 3QU LoRE | Non-Red Flag Warning - Small Fires | Contamination | Aggregated | 2024 | 1.6676e-05 | 384.7705 | 0.0064165 | 2024 | Mitigation | 0.95 | 45 | 0 | esc | 0.00097009 | 1.6177e-08 | 0.00097009 | 1.6177e-08 | 0.034918 | 1.4855e-07 | 0.012777 | 2.6311e-07
[120 empty] | 7.3.3.17.5 (Remote Grid) Updates to grid topology to minimize risk of ignition in HFTDs Remote GridWLDFRContaminationAggregated | WLDFR | HFTD - Distribution - Tier 3 - 4QU CoRE ¦ 3QU LoRE | Non-Red Flag Warning - Small Fires | Contamination | Aggregated | 2025 | 1.6676e-05 | 384.7705 | 0.0064165 | 2025 | Mitigation | 0.95 | 45 | 0 | esc | 0.00097009 | 1.6177e-08 | 0.00097009 | 1.6177e-08 | 0.034918 | 1.4855e-07 | 0.012777 | 2.6311e-07
[120 empty] | 7.3.3.17.5 (Remote Grid) Updates to grid topology to minimize risk of ignition in HFTDs Remote GridWLDFRContaminationAggregated | WLDFR | HFTD - Distribution - Tier 3 - 4QU CoRE ¦ 3QU LoRE | Non-Red Flag Warning - Small Fires | Contamination | Aggregated | 2026 | 1.6676e-05 | 384.7705 | 0.0064165 | 2026 | Mitigation | 0.95 | 45 | 0 | esc | 0.00097009 | 1.6177e-08 | 0.00097009 | 1.6177e-08 | 0.034918 | 1.4855e-07 | 0.012777 | 2.6311e-07
[120 empty] | 7.3.3.17.5 (Remote Grid) Updates to grid topology to minimize risk of ignition in HFTDs Remote GridWLDFRContaminationAggregated | WLDFR | HFTD - Distribution - Tier 3 - 4QU CoRE ¦ 3QU LoRE | Non-Red Flag Warning - Small Fires | Contamination | Aggregated | 2027 | 1.6676e-05 | 384.7705 | 0.0064165 | 2027 | Mitigation | 0.95 | 45 | 0 | esc | 0.00097009 | 1.6177e-08 | 0.00097009 | 1.6177e-08 | 0.034918 | 1.4855e-07 | 0.012777 | 2.6311e-07
[120 empty] | 7.3.3.17.5 (Remote Grid) Updates to grid topology to minimize risk of ignition in HFTDs Remote GridWLDFRContaminationAggregated | WLDFR | HFTD - Distribution - Tier 3 - 4QU CoRE ¦ 3QU LoRE | Non-Red Flag Warning - Small Fires | Contamination | Aggregated | 2028 | 1.6676e-05 | 384.7705 | 0.0064165 | 2028 | Mitigation | 0.95 | 45 | 0 | esc | 0.00097009 | 1.6177e-08 | 0.00097009 | 1.6177e-08 | 0.034918 | 1.4855e-07 | 0.012777 | 2.6311e-07
[120 empty] | 7.3.3.17.5 (Remote Grid) Updates to grid topology to minimize risk of ignition in HFTDs Remote GridWLDFRContaminationAggregated | WLDFR | HFTD - Distribution - Tier 3 - 4QU CoRE ¦ 3QU LoRE | Non-Red Flag Warning - Small Fires | Contamination | Aggregated | 2029 | 1.6676e-05 | 384.7705 | 0.0064165 | 2029 | Mitigation | 0.95 | 45 | 0 | esc | 0.00097009 | 1.6177e-08 | 0.00097009 | 1.6177e-08 | 0.034918 | 1.4855e-07 | 0.012777 | 2.6311e-07
[120 empty] | 7.3.3.17.5 (Remote Grid) Updates to grid topology to minimize risk of ignition in HFTDs Remote GridWLDFRContaminationAggregated | WLDFR | HFTD - Distribution - Tier 3 - 4QU CoRE ¦ 3QU LoRE | Non-Red Flag Warning - Small Fires | Contamination | Aggregated | 2030 | 1.6676e-05 | 384.7705 | 0.0064165 | 2030 | Mitigation | 0.95 | 45 | 0 | esc | 0.00097009 | 1.6177e-08 | 0.00097009 | 1.6177e-08 | 0.034918 | 1.4855e-07 | 0.012777 | 2.6311e-07
[120 empty] | 7.3.3.17.5 (Remote Grid) Updates to grid topology to minimize risk of ignition in HFTDs Remote GridWLDFRContaminationAggregated | WLDFR | HFTD - Distribution - Tier 3 - 4QU CoRE ¦ 3QU LoRE | Non-Red Flag Warning - Small Fires | Contamination | Aggregated | 2031 | 1.6676e-05 | 384.7705 | 0.0064165 | 2031 | Mitigation | 0.95 | 45 | 0 | esc | 0.00097009 | 1.6177e-08 | 0.00097009 | 1.6177e-08 | 0.034918 | 1.4855e-07 | 0.012777 | 2.6311e-07
[120 empty] | 7.3.3.17.5 (Remote Grid) Updates to grid topology to minimize risk of ignition in HFTDs Remote GridWLDFRContaminationAggregated | WLDFR | HFTD - Distribution - Tier 3 - 4QU CoRE ¦ 3QU LoRE | Non-Red Flag Warning - Small Fires | Contamination | Aggregated | 2032 | 1.6676e-05 | 384.7705 | 0.0064165 | 2032 | Mitigation | 0.95 | 45 | 0 | esc | 0.00097009 | 1.6177e-08 | 0.00097009 | 1.6177e-08 | 0.034918 | 1.4855e-07 | 0.012777 | 2.6311e-07
[120 empty] | 7.3.3.17.5 (Remote Grid) Updates to grid topology to minimize risk of ignition in HFTDs Remote GridWLDFRContaminationAggregated | WLDFR | HFTD - Distribution - Tier 3 - 4QU CoRE ¦ 3QU LoRE | Non-Red Flag Warning - Small Fires | Contamination | Aggregated | 2033 | 1.6676e-05 | 384.7705 | 0.0064165 | 2033 | Mitigation | 0.95 | 45 | 0 | esc | 0.00097009 | 1.6177e-08 | 0.00097009 | 1.6177e-08 | 0.034918 | 1.4855e-07 | 0.012777 | 2.6311e-07
[120 empty] | 7.3.3.17.5 (Remote Grid) Updates to grid topology to minimize risk of ignition in HFTDs Remote GridWLDFRContaminationAggregated | WLDFR | HFTD - Distribution - Tier 3 - 4QU CoRE ¦ 3QU LoRE | Non-Red Flag Warning - Small Fires | Contamination | Aggregated | 2034 | 1.6676e-05 | 384.7705 | 0.0064165 | 2034 | Mitigation | 0.95 | 45 | 0 | esc | 0.00097009 | 1.6177e-08 | 0.00097009 | 1.6177e-08 | 0.034918 | 1.4855e-07 | 0 | 0
[120 empty] | 7.3.3.17.5 (Remote Grid) Updates to grid topology to minimize risk of ignition in HFTDs Remote GridWLDFRContaminationAggregated | WLDFR | HFTD - Distribution - Tier 3 - 4QU CoRE ¦ 3QU LoRE | Non-Red Flag Warning - Small Fires | Contamination | Aggregated | 2035 | 1.6676e-05 | 384.7705 | 0.0064165 | 2035 | Mitigation | 0.95 | 45 | 0 | esc | 0.00097009 | 1.6177e-08 | 0.00097009 | 1.6177e-08 | 0.034918 | 1.4855e-07 | 0 | 0
[120 empty] | 7.3.3.17.5 (Remote Grid) Updates to grid topology to minimize risk of ignition in HFTDs Remote GridWLDFRContaminationAggregated | WLDFR | HFTD - Distribution - Tier 3 - 4QU CoRE ¦ 3QU LoRE | Non-Red Flag Warning - Small Fires | Contamination | Aggregated | 2036 | 1.6676e-05 | 384.7705 | 0.0064165 | 2036 | Mitigation | 0.95 | 45 | 0 | esc | 0.00097009 | 1.6177e-08 | 0.00097009 | 1.6177e-08 | 0.034918 | 1.4855e-07 | 0.012705 | 2.3351e-07
[120 empty] | 7.3.3.17.5 (Remote Grid) Updates to grid topology to minimize risk of ignition in HFTDs Remote GridWLDFRContaminationAggregated | WLDFR | HFTD - Distribution - Tier 3 - 4QU CoRE ¦ 3QU LoRE | Non-Red Flag Warning - Small Fires | Contamination | Aggregated | 2037 | 1.6676e-05 | 384.7705 | 0.0064165 | 2037 | Mitigation | 0.95 | 45 | 0 | esc | 0.00097009 | 1.6177e-08 | 0.00097009 | 1.6177e-08 | 0.034918 | 1.4855e-07 | 0.012705 | 2.3351e-07
[120 empty] | 7.3.3.17.5 (Remote Grid) Updates to grid topology to minimize risk of ignition in HFTDs Remote GridWLDFRContaminationAggregated | WLDFR | HFTD - Distribution - Tier 3 - 4QU CoRE ¦ 3QU LoRE | Non-Red Flag Warning - Small Fires | Contamination | Aggregated | 2038 | 1.6676e-05 | 384.7705 | 0.0064165 | 2038 | Mitigation | 0.95 | 45 | 0 | esc | 0.00097009 | 1.6177e-08 | 0.00097009 | 1.6177e-08 | 0.034918 | 1.4855e-07 | 0.012705 | 2.3351e-07
[120 empty] | 7.3.3.17.5 (Remote Grid) Updates to grid topology to minimize risk of ignition in HFTDs Remote GridWLDFRContaminationAggregated | WLDFR | HFTD - Distribution - Tier 3 - 4QU CoRE ¦ 3QU LoRE | Non-Red Flag Warning - Small Fires | Contamination | Aggregated | 2039 | 1.6676e-05 | 384.7705 | 0.0064165 | 2039 | Mitigation | 0.95 | 45 | 0 | esc | 0.00097009 | 1.6177e-08 | 0.00097009 | 1.6177e-08 | 0.034918 | 1.4855e-07 | 0.012705 | 2.3351e-07
[120 empty] | 7.3.3.17.5 (Remote Grid) Updates to grid topology to minimize risk of ignition in HFTDs Remote GridWLDFRContaminationAggregated | WLDFR | HFTD - Distribution - Tier 3 - 4QU CoRE ¦ 3QU LoRE | Non-Red Flag Warning - Small Fires | Contamination | Aggregated | 2040 | 1.6676e-05 | 384.7705 | 0.0064165 | 2040 | Mitigation | 0.95 | 45 | 0 | esc | 0.00097009 | 1.6177e-08 | 0.00097009 | 1.6177e-08 | 0.034918 | 1.4855e-07 | 0.012705 | 2.3351e-07
[120 empty] | 7.3.3.17.5 (Remote Grid) Updates to grid topology to minimize risk of ignition in HFTDs Remote GridWLDFRContaminationAggregated | WLDFR | HFTD - Distribution - Tier 3 - 4QU CoRE ¦ 3QU LoRE | Non-Red Flag Warning - Small Fires | Contamination | Aggregated | 2041 | 1.6676e-05 | 384.7705 | 0.0064165 | 2041 | Mitigation | 0.95 | 45 | 0 | esc | 0.00097009 | 1.6177e-08 | 0.00097009 | 1.6177e-08 | 0.034918 | 1.4855e-07 | 0.012705 | 2.3351e-07
[120 empty] | 7.3.3.17.5 (Remote Grid) Updates to grid topology to minimize risk of ignition in HFTDs Remote GridWLDFRContaminationAggregated | WLDFR | HFTD - Distribution - Tier 3 - 4QU CoRE ¦ 3QU LoRE | Non-Red Flag Warning - Small Fires | Contamination | Aggregated | 2042 | 1.6676e-05 | 384.7705 | 0.0064165 | 2042 | Mitigation | 0.95 | 45 | 0 | esc | 0.00097009 | 1.6177e-08 | 0.00097009 | 1.6177e-08 | 0.034918 | 1.4855e-07 | 0.012705 | 2.3351e-07
[120 empty] | 7.3.3.17.5 (Remote Grid) Updates to grid topology to minimize risk of ignition in HFTDs Remote GridWLDFRContaminationAggregated | WLDFR | HFTD - Distribution - Tier 3 - 4QU CoRE ¦ 3QU LoRE | Non-Red Flag Warning - Small Fires | Contamination | Aggregated | 2043 | 1.6676e-05 | 384.7705 | 0.0064165 | 2043 | Mitigation | 0.95 | 45 | 0 | esc | 0.00097009 | 1.6177e-08 | 0.00097009 | 1.6177e-08 | 0.034918 | 1.4855e-07 | 0.012705 | 2.3351e-07
[120 empty] | 7.3.3.17.5 (Remote Grid) Updates to grid topology to minimize risk of ignition in HFTDs Remote GridWLDFRContaminationAggregated | WLDFR | HFTD - Distribution - Tier 3 - 4QU CoRE ¦ 3QU LoRE | Non-Red Flag Warning - Small Fires | Contamination | Aggregated | 2044 | 1.6676e-05 | 384.7705 | 0.0064165 | 2044 | Mitigation | 0.95 | 45 | 0 | esc | 0.00097009 | 1.6177e-08 | 0.00097009 | 1.6177e-08 | 0 | 0 | 0.012705 | 2.3351e-07
[120 empty] | 7.3.3.17.5 (Remote Grid) Updates to grid topology to minimize risk of ignition in HFTDs Remote GridWLDFRContaminationAggregated | WLDFR | HFTD - Distribution - Tier 3 - 4QU CoRE ¦ 3QU LoRE | Non-Red Flag Warning - Small Fires | Contamination | Aggregated | 2045 | 1.6676e-05 | 384.7705 | 0.0064165 | 2045 | Mitigation | 0.95 | 45 | 0 | esc | 0.00097009 | 1.6177e-08 | 0.00097009 | 1.6177e-08 | 0.034918 | 1.6884e-07 | 0.012705 | 2.3351e-07
[120 empty] | 7.3.3.17.5 (Remote Grid) Updates to grid topology to minimize risk of ignition in HFTDs Remote GridWLDFRContaminationAggregated | WLDFR | HFTD - Distribution - Tier 3 - 4QU CoRE ¦ 3QU LoRE | Non-Red Flag Warning - Small Fires | Contamination | Aggregated | 2046 | 1.6676e-05 | 384.7705 | 0.0064165 | 2046 | Mitigation | 0.95 | 45 | 0 | esc | 0.00097009 | 1.6177e-08 | 0.00097009 | 1.6177e-08 | 0.034918 | 1.6884e-07 | 0.012705 | 2.3351e-07
[120 empty] | 7.3.3.17.5 (Remote Grid) Updates to grid topology to minimize risk of ignition in HFTDs Remote GridWLDFRContaminationAggregated | WLDFR | HFTD - Distribution - Tier 3 - 4QU CoRE ¦ 3QU LoRE | Non-Red Flag Warning - Small Fires | Contamination | Aggregated | 2047 | 1.6676e-05 | 384.7705 | 0.0064165 | 2047 | Mitigation | 0.95 | 45 | 0 | esc | 0.00097009 | 1.6177e-08 | 0.00097009 | 1.6177e-08 | 0.034918 | 1.6884e-07 | 0.012705 | 2.3351e-07
[120 empty] | 7.3.3.17.5 (Remote Grid) Updates to grid topology to minimize risk of ignition in HFTDs Remote GridWLDFRContaminationAggregated | WLDFR | HFTD - Distribution - Tier 3 - 4QU CoRE ¦ 3QU LoRE | Non-Red Flag Warning - Small Fires | Contamination | Aggregated | 2048 | 1.6676e-05 | 384.7705 | 0.0064165 | 2048 | Mitigation | 0.95 | 45 | 0 | esc | 0.00097009 | 1.6177e-08 | 0.00097009 | 1.6177e-08 | 0.034918 | 1.6884e-07 | 0.012705 | 2.3351e-07
[120 empty] | 7.3.3.17.5 (Remote Grid) Updates to grid topology to minimize risk of ignition in HFTDs Remote GridWLDFRContaminationAggregated | WLDFR | HFTD - Distribution - Tier 3 - 4QU CoRE ¦ 3QU LoRE | Non-Red Flag Warning - Small Fires | Contamination | Aggregated | 2049 | 1.6676e-05 | 384.7705 | 0.0064165 | 2049 | Mitigation | 0.95 | 45 | 0 | esc | 0.00097009 | 1.6177e-08 | 0.00097009 | 1.6177e-08 | 0.034918 | 1.6884e-07 | 0.012705 | 2.3351e-07
[120 empty] | 7.3.3.17.5 (Remote Grid) Updates to grid topology to minimize risk of ignition in HFTDs Remote GridWLDFRContaminationAggregated | WLDFR | HFTD - Distribution - Tier 3 - 4QU CoRE ¦ 3QU LoRE | Non-Red Flag Warning - Small Fires | Contamination | Aggregated | 2050 | 1.6676e-05 | 384.7705 | 0.0064165 | 2050 | Mitigation | 0.95 | 45 | 0 | esc | 0.00097009 | 1.6177e-08 | 0.00097009 | 1.6177e-08 | 0.034918 | 1.6884e-07 | 0.012705 | 2.3351e-07
[120 empty] | 7.3.3.17.5 (Remote Grid) Updates to grid topology to minimize risk of ignition in HFTDs Remote GridWLDFRContaminationAggregated | WLDFR | HFTD - Distribution - Tier 3 - 4QU CoRE ¦ 3QU LoRE | Non-Red Flag Warning - Small Fires | Contamination | Aggregated | 2051 | 1.6676e-05 | 384.7705 | 0.0064165 | 2051 | Mitigation | 0.95 | 45 | 0 | esc | 0.00097009 | 1.6177e-08 | 0.00097009 | 1.6177e-08 | 0.034918 | 1.6884e-07 | 0.012705 | 2.3351e-07
[120 empty] | 7.3.3.17.5 (Remote Grid) Updates to grid topology to minimize risk of ignition in HFTDs Remote GridWLDFRContaminationAggregated | WLDFR | HFTD - Distribution - Tier 3 - 4QU CoRE ¦ 3QU LoRE | Non-Red Flag Warning - Small Fires | Contamination | Aggregated | 2052 | 1.6676e-05 | 384.7705 | 0.0064165 | 2052 | Mitigation | 0.95 | 45 | 0 | esc | 0.00097009 | 1.6177e-08 | 0.00097009 | 1.6177e-08 | 0.034918 | 1.6884e-07 | 0.012705 | 2.3351e-07
[120 empty] | 7.3.3.17.5 (Remote Grid) Updates to grid topology to minimize risk of ignition in HFTDs Remote GridWLDFRContaminationAggregated | WLDFR | HFTD - Distribution - Tier 3 - 4QU CoRE ¦ 3QU LoRE | Non-Red Flag Warning - Small Fires | Contamination | Aggregated | 2053 | 1.6676e-05 | 384.7705 | 0.0064165 | 2053 | Mitigation | 0.95 | 45 | 0 | esc | 0.00097009 | 1.6177e-08 | 0.00097009 | 1.6177e-08 | 0.034918 | 1.6884e-07 | 0.012705 | 2.3351e-07
[120 empty] | 7.3.3.17.5 (Remote Grid) Updates to grid topology to minimize risk of ignition in HFTDs Remote GridWLDFRContaminationAggregated | WLDFR | HFTD - Distribution - Tier 3 - 4QU CoRE ¦ 3QU LoRE | Non-Red Flag Warning - Small Fires | Contamination | Aggregated | 2054 | 1.6676e-05 | 384.7705 | 0.0064165 | 2054 | Mitigation | 0.95 | 45 | 0 | esc | 0.00097009 | 1.6177e-08 | 0.00097009 | 1.6177e-08 | 0.034918 | 1.6884e-07 | 0.012705 | 2.3351e-07
[120 empty] | 7.3.3.17.5 (Remote Grid) Updates to grid topology to minimize risk of ignition in HFTDs Remote GridWLDFRContaminationAggregated | WLDFR | HFTD - Distribution - Tier 3 - 4QU CoRE ¦ 3QU LoRE | Non-Red Flag Warning - Small Fires | Contamination | Aggregated | 2055 | 1.6676e-05 | 384.7705 | 0.0064165 | 2055 | Mitigation | 0.95 | 45 | 0 | esc | 0.00097009 | 1.6177e-08 | 0.00097009 | 1.6177e-08 | 0.034918 | 1.6884e-07 | 0.012705 | 2.3351e-07
[120 empty] | 7.3.3.17.5 (Remote Grid) Updates to grid topology to minimize risk of ignition in HFTDs Remote GridWLDFRContaminationAggregated | WLDFR | HFTD - Distribution - Tier 3 - 4QU CoRE ¦ 3QU LoRE | Non-Red Flag Warning - Small Fires | Contamination | Aggregated | 2056 | 1.6676e-05 | 384.7705 | 0.0064165 | 2056 | Mitigation | 0.95 | 45 | 0 | esc | 0.00097009 | 1.6177e-08 | 0.00097009 | 1.6177e-08 | 0.034918 | 1.6884e-07 | 0.012705 | 2.3351e-07
[120 empty] | 7.3.3.17.5 (Remote Grid) Updates to grid topology to minimize risk of ignition in HFTDs Remote GridWLDFRContaminationAggregated | WLDFR | HFTD - Distribution - Tier 3 - 4QU CoRE ¦ 3QU LoRE | Non-Red Flag Warning - Small Fires | Contamination | Aggregated | 2057 | 1.6676e-05 | 384.7705 | 0.0064165 | 2057 | Mitigation | 0.95 | 45 | 0 | esc | 0.00097009 | 1.6177e-08 | 0.00097009 | 1.6177e-08 | 0.034918 | 1.6884e-07 | 0.012705 | 2.3351e-07
[120 empty] | 7.3.3.17.5 (Remote Grid) Updates to grid topology to minimize risk of ignition in HFTDs Remote GridWLDFRContaminationAggregated | WLDFR | HFTD - Distribution - Tier 3 - 4QU CoRE ¦ 3QU LoRE | Non-Red Flag Warning - Small Fires | Contamination | Aggregated | 2058 | 1.6676e-05 | 384.7705 | 0.0064165 | 2058 | Mitigation | 0.95 | 45 | 0 | esc | 0.00097009 | 1.6177e-08 | 0.00097009 | 1.6177e-08 | 0.034918 | 1.6884e-07 | 0.012705 | 2.3351e-07
[120 empty] | 7.3.3.17.5 (Remote Grid) Updates to grid topology to minimize risk of ignition in HFTDs Remote GridWLDFRContaminationAggregated | WLDFR | HFTD - Distribution - Tier 3 - 4QU CoRE ¦ 3QU LoRE | Non-Red Flag Warning - Small Fires | Contamination | Aggregated | 2059 | 1.6676e-05 | 384.7705 | 0.0064165 | 2059 | Mitigation | 0.95 | 45 | 0 | esc | 0.00097009 | 1.6177e-08 | 0.00097009 | 1.6177e-08 | 0.034918 | 1.6884e-07 | 0.012705 | 2.3351e-07
[120 empty] | 7.3.3.17.5 (Remote Grid) Updates to grid topology to minimize risk of ignition in HFTDs Remote GridWLDFRContaminationAggregated | WLDFR | HFTD - Distribution - Tier 3 - 4QU CoRE ¦ 3QU LoRE | Non-Red Flag Warning - Small Fires | Contamination | Aggregated | 2060 | 1.6676e-05 | 384.7705 | 0.0064165 | 2060 | Mitigation | 0.95 | 45 | 0 | esc | 0.00097009 | 1.6177e-08 | 0.00097009 | 1.6177e-08 | 0.034918 | 1.6884e-07 | 0.012705 | 2.3351e-07
[120 empty] | 7.3.3.17.5 (Remote Grid) Updates to grid topology to minimize risk of ignition in HFTDs Remote GridWLDFRContaminationAggregated | WLDFR | HFTD - Distribution - Tier 3 - 4QU CoRE ¦ 3QU LoRE | Non-Red Flag Warning - Small Fires | Contamination | Aggregated | 2061 | 1.6676e-05 | 384.7705 | 0.0064165 | 2061 | Mitigation | 0.95 | 45 | 0 | esc | 0.00097009 | 1.6177e-08 | 0.00097009 | 1.6177e-08 | 0.034918 | 1.6884e-07 | 0.012705 | 2.3351e-07
[120 empty] | 7.3.3.17.5 (Remote Grid) Updates to grid topology to minimize risk of ignition in HFTDs Remote GridWLDFRContaminationAggregated | WLDFR | HFTD - Distribution - Tier 3 - 4QU CoRE ¦ 3QU LoRE | Non-Red Flag Warning - Small Fires | Contamination | Aggregated | 2062 | 1.6676e-05 | 384.7705 | 0.0064165 | 2062 | Mitigation | 0.95 | 45 | 0 | esc | 0.00097009 | 1.6177e-08 | 0.00097009 | 1.6177e-08 | 0.034918 | 1.6884e-07 | 0.012705 | 2.3351e-07
[120 empty] | 7.3.3.17.5 (Remote Grid) Updates to grid topology to minimize risk of ignition in HFTDs Remote GridWLDFRContaminationAggregated | WLDFR | HFTD - Distribution - Tier 3 - 4QU CoRE ¦ 3QU LoRE | Non-Red Flag Warning - Small Fires | Contamination | Aggregated | 2063 | 1.6676e-05 | 384.7705 | 0.0064165 | 2063 | Mitigation | 0.95 | 45 | 0 | esc | 0.00097009 | 1.6177e-08 | 0.00097009 | 1.6177e-08 | 0.034918 | 1.6884e-07 | 0.012705 | 2.3351e-07
[120 empty] | 7.3.3.17.5 (Remote Grid) Updates to grid topology to minimize risk of ignition in HFTDs Remote GridWLDFRContaminationAggregated | WLDFR | HFTD - Distribution - Tier 3 - 4QU CoRE ¦ 3QU LoRE | Non-Red Flag Warning - Small Fires | Contamination | Aggregated | 2064 | 1.6676e-05 | 384.7705 | 0.0064165 | 2064 | Mitigation | 0.95 | 45 | 0 | esc | 0.00097009 | 1.6177e-08 | 0.00097009 | 1.6177e-08 | 0.034918 | 1.6884e-07 | 0.012705 | 2.3351e-07
[120 empty] | 7.3.3.17.5 (Remote Grid) Updates to grid topology to minimize risk of ignition in HFTDs Remote GridWLDFRContaminationAggregated | WLDFR | HFTD - Distribution - Tier 3 - 4QU CoRE ¦ 3QU LoRE | Non-Red Flag Warning - Small Fires | Contamination | Aggregated | 2065 | 1.6676e-05 | 384.7705 | 0.0064165 | 2065 | Mitigation | 0.95 | 45 | 0 | esc | 0.00097009 | 1.6177e-08 | 0.00097009 | 1.6177e-08 | 0.034918 | 1.6884e-07 | 0.012705 | 2.3351e-07
[120 empty] | 7.3.3.17.5 (Remote Grid) Updates to grid topology to minimize risk of ignition in HFTDs Remote GridWLDFRContaminationAggregated | WLDFR | HFTD - Distribution - Tier 3 - 4QU CoRE ¦ 3QU LoRE | Non-Red Flag Warning - Small Fires | Contamination | Aggregated | 2066 | 1.6676e-05 | 384.7705 | 0.0064165 | 2066 | Mitigation | 0.95 | 45 | 0 | esc | 0.00097009 | 1.6177e-08 | 0.00097009 | 1.6177e-08 | 0.034918 | 1.6884e-07 | 0 | 0
[120 empty] | 7.3.3.17.5 (Remote Grid) Updates to grid topology to minimize risk of ignition in HFTDs Remote GridWLDFRContaminationAggregated | WLDFR | HFTD - Distribution - Tier 3 - 4QU CoRE ¦ 3QU LoRE | Non-Red Flag Warning - Small Fires | Contamination | Aggregated | 2067 | 1.6676e-05 | 384.7705 | 0.0064165 | 2067 | Mitigation | 0.95 | 45 | 0 | esc | 0 | 0 | 0.00097009 | 1.6177e-08 | 0.034918 | 1.6884e-07 | 0 | 0
[120 empty] | 7.3.3.17.5 (Remote Grid) Updates to grid topology to minimize risk of ignition in HFTDs Remote GridWLDFREquipment / facility failureAggregated | WLDFR | HFTD - Distribution - Tier 3 - 4QU CoRE ¦ 3QU LoRE | Non-Red Flag Warning - Small Fires | Equipment / facility failure | Aggregated | 2022 | 0.00073085 | 384.7705 | 0.28121 | 2022 | Mitigation | 0.95 | 45 | 0 | esc | 0.00097009 | 7.0899e-07 | 0 | 0 | 0.034918 | 1.6884e-07 | 0.01662 | 9.5871e-08
[120 empty] | 7.3.3.17.5 (Remote Grid) Updates to grid topology to minimize risk of ignition in HFTDs Remote GridWLDFREquipment / facility failureAggregated | WLDFR | HFTD - Distribution - Tier 3 - 4QU CoRE ¦ 3QU LoRE | Non-Red Flag Warning - Small Fires | Equipment / facility failure | Aggregated | 2023 | 0.00073085 | 384.7705 | 0.28121 | 2023 | Mitigation | 0.95 | 45 | 0 | esc | 0.00097009 | 7.0899e-07 | 0.00097009 | 7.0899e-07 | 0.034918 | 1.6884e-07 | 0.01662 | 9.5871e-08
[120 empty] | 7.3.3.17.5 (Remote Grid) Updates to grid topology to minimize risk of ignition in HFTDs Remote GridWLDFREquipment / facility failureAggregated | WLDFR | HFTD - Distribution - Tier 3 - 4QU CoRE ¦ 3QU LoRE | Non-Red Flag Warning - Small Fires | Equipment / facility failure | Aggregated | 2024 | 0.00073085 | 384.7705 | 0.28121 | 2024 | Mitigation | 0.95 | 45 | 0 | esc | 0.00097009 | 7.0899e-07 | 0.00097009 | 7.0899e-07 | 0.034918 | 1.6884e-07 | 0.01662 | 9.5871e-08
[120 empty] | 7.3.3.17.5 (Remote Grid) Updates to grid topology to minimize risk of ignition in HFTDs Remote GridWLDFREquipment / facility failureAggregated | WLDFR | HFTD - Distribution - Tier 3 - 4QU CoRE ¦ 3QU LoRE | Non-Red Flag Warning - Small Fires | Equipment / facility failure | Aggregated | 2025 | 0.00073085 | 384.7705 | 0.28121 | 2025 | Mitigation | 0.95 | 45 | 0 | esc | 0.00097009 | 7.0899e-07 | 0.00097009 | 7.0899e-07 | 0.034918 | 1.6884e-07 | 0.01662 | 9.5871e-08
[120 empty] | 7.3.3.17.5 (Remote Grid) Updates to grid topology to minimize risk of ignition in HFTDs Remote GridWLDFREquipment / facility failureAggregated | WLDFR | HFTD - Distribution - Tier 3 - 4QU CoRE ¦ 3QU LoRE | Non-Red Flag Warning - Small Fires | Equipment / facility failure | Aggregated | 2026 | 0.00073085 | 384.7705 | 0.28121 | 2026 | Mitigation | 0.95 | 45 | 0 | esc | 0.00097009 | 7.0899e-07 | 0.00097009 | 7.0899e-07 | 0.034918 | 1.6884e-07 | 0.01662 | 9.5871e-08
[120 empty] | 7.3.3.17.5 (Remote Grid) Updates to grid topology to minimize risk of ignition in HFTDs Remote GridWLDFREquipment / facility failureAggregated | WLDFR | HFTD - Distribution - Tier 3 - 4QU CoRE ¦ 3QU LoRE | Non-Red Flag Warning - Small Fires | Equipment / facility failure | Aggregated | 2027 | 0.00073085 | 384.7705 | 0.28121 | 2027 | Mitigation | 0.95 | 45 | 0 | esc | 0.00097009 | 7.0899e-07 | 0.00097009 | 7.0899e-07 | 0.034918 | 1.6884e-07 | 0.01662 | 9.5871e-08
[120 empty] | 7.3.3.17.5 (Remote Grid) Updates to grid topology to minimize risk of ignition in HFTDs Remote GridWLDFREquipment / facility failureAggregated | WLDFR | HFTD - Distribution - Tier 3 - 4QU CoRE ¦ 3QU LoRE | Non-Red Flag Warning - Small Fires | Equipment / facility failure | Aggregated | 2028 | 0.00073085 | 384.7705 | 0.28121 | 2028 | Mitigation | 0.95 | 45 | 0 | esc | 0.00097009 | 7.0899e-07 | 0.00097009 | 7.0899e-07 | 0.034918 | 1.6884e-07 | 0.01662 | 9.5871e-08
[120 empty] | 7.3.3.17.5 (Remote Grid) Updates to grid topology to minimize risk of ignition in HFTDs Remote GridWLDFREquipment / facility failureAggregated | WLDFR | HFTD - Distribution - Tier 3 - 4QU CoRE ¦ 3QU LoRE | Non-Red Flag Warning - Small Fires | Equipment / facility failure | Aggregated | 2029 | 0.00073085 | 384.7705 | 0.28121 | 2029 | Mitigation | 0.95 | 45 | 0 | esc | 0.00097009 | 7.0899e-07 | 0.00097009 | 7.0899e-07 | 0.034918 | 1.6884e-07 | 0.01662 | 9.5871e-08
[120 empty] | 7.3.3.17.5 (Remote Grid) Updates to grid topology to minimize risk of ignition in HFTDs Remote GridWLDFREquipment / facility failureAggregated | WLDFR | HFTD - Distribution - Tier 3 - 4QU CoRE ¦ 3QU LoRE | Non-Red Flag Warning - Small Fires | Equipment / facility failure | Aggregated | 2030 | 0.00073085 | 384.7705 | 0.28121 | 2030 | Mitigation | 0.95 | 45 | 0 | esc | 0.00097009 | 7.0899e-07 | 0.00097009 | 7.0899e-07 | 0.034918 | 1.6884e-07 | 0.01662 | 9.5871e-08
[120 empty] | 7.3.3.17.5 (Remote Grid) Updates to grid topology to minimize risk of ignition in HFTDs Remote GridWLDFREquipment / facility failureAggregated | WLDFR | HFTD - Distribution - Tier 3 - 4QU CoRE ¦ 3QU LoRE | Non-Red Flag Warning - Small Fires | Equipment / facility failure | Aggregated | 2031 | 0.00073085 | 384.7705 | 0.28121 | 2031 | Mitigation | 0.95 | 45 | 0 | esc | 0.00097009 | 7.0899e-07 | 0.00097009 | 7.0899e-07 | 0.034918 | 1.6884e-07 | 0.01662 | 9.5871e-08
[120 empty] | 7.3.3.17.5 (Remote Grid) Updates to grid topology to minimize risk of ignition in HFTDs Remote GridWLDFREquipment / facility failureAggregated | WLDFR | HFTD - Distribution - Tier 3 - 4QU CoRE ¦ 3QU LoRE | Non-Red Flag Warning - Small Fires | Equipment / facility failure | Aggregated | 2032 | 0.00073085 | 384.7705 | 0.28121 | 2032 | Mitigation | 0.95 | 45 | 0 | esc | 0.00097009 | 7.0899e-07 | 0.00097009 | 7.0899e-07 | 0.034918 | 1.6884e-07 | 0.01662 | 9.5871e-08
[120 empty] | 7.3.3.17.5 (Remote Grid) Updates to grid topology to minimize risk of ignition in HFTDs Remote GridWLDFREquipment / facility failureAggregated | WLDFR | HFTD - Distribution - Tier 3 - 4QU CoRE ¦ 3QU LoRE | Non-Red Flag Warning - Small Fires | Equipment / facility failure | Aggregated | 2033 | 0.00073085 | 384.7705 | 0.28121 | 2033 | Mitigation | 0.95 | 45 | 0 | esc | 0.00097009 | 7.0899e-07 | 0.00097009 | 7.0899e-07 | 0.034918 | 1.6884e-07 | 0.01662 | 9.5871e-08
[120 empty] | 7.3.3.17.5 (Remote Grid) Updates to grid topology to minimize risk of ignition in HFTDs Remote GridWLDFREquipment / facility failureAggregated | WLDFR | HFTD - Distribution - Tier 3 - 4QU CoRE ¦ 3QU LoRE | Non-Red Flag Warning - Small Fires | Equipment / facility failure | Aggregated | 2034 | 0.00073085 | 384.7705 | 0.28121 | 2034 | Mitigation | 0.95 | 45 | 0 | esc | 0.00097009 | 7.0899e-07 | 0.00097009 | 7.0899e-07 | 0.034918 | 1.6884e-07 | 0.01662 | 9.5871e-08
[120 empty] | 7.3.3.17.5 (Remote Grid) Updates to grid topology to minimize risk of ignition in HFTDs Remote GridWLDFREquipment / facility failureAggregated | WLDFR | HFTD - Distribution - Tier 3 - 4QU CoRE ¦ 3QU LoRE | Non-Red Flag Warning - Small Fires | Equipment / facility failure | Aggregated | 2035 | 0.00073085 | 384.7705 | 0.28121 | 2035 | Mitigation | 0.95 | 45 | 0 | esc | 0.00097009 | 7.0899e-07 | 0.00097009 | 7.0899e-07 | 0.034918 | 1.6884e-07 | 0.01662 | 9.5871e-08
[120 empty] | 7.3.3.17.5 (Remote Grid) Updates to grid topology to minimize risk of ignition in HFTDs Remote GridWLDFREquipment / facility failureAggregated | WLDFR | HFTD - Distribution - Tier 3 - 4QU CoRE ¦ 3QU LoRE | Non-Red Flag Warning - Small Fires | Equipment / facility failure | Aggregated | 2036 | 0.00073085 | 384.7705 | 0.28121 | 2036 | Mitigation | 0.95 | 45 | 0 | esc | 0.00097009 | 7.0899e-07 | 0.00097009 | 7.0899e-07 | 0.034918 | 1.6884e-07 | 0.01662 | 9.5871e-08
[120 empty] | 7.3.3.17.5 (Remote Grid) Updates to grid topology to minimize risk of ignition in HFTDs Remote GridWLDFREquipment / facility failureAggregated | WLDFR | HFTD - Distribution - Tier 3 - 4QU CoRE ¦ 3QU LoRE | Non-Red Flag Warning - Small Fires | Equipment / facility failure | Aggregated | 2037 | 0.00073085 | 384.7705 | 0.28121 | 2037 | Mitigation | 0.95 | 45 | 0 | esc | 0.00097009 | 7.0899e-07 | 0.00097009 | 7.0899e-07 | 0.034918 | 1.6884e-07 | 0.01662 | 9.5871e-08
[120 empty] | 7.3.3.17.5 (Remote Grid) Updates to grid topology to minimize risk of ignition in HFTDs Remote GridWLDFREquipment / facility failureAggregated | WLDFR | HFTD - Distribution - Tier 3 - 4QU CoRE ¦ 3QU LoRE | Non-Red Flag Warning - Small Fires | Equipment / facility failure | Aggregated | 2038 | 0.00073085 | 384.7705 | 0.28121 | 2038 | Mitigation | 0.95 | 45 | 0 | esc | 0.00097009 | 7.0899e-07 | 0.00097009 | 7.0899e-07 | 0.034918 | 1.6884e-07 | 0.01662 | 9.5871e-08
[120 empty] | 7.3.3.17.5 (Remote Grid) Updates to grid topology to minimize risk of ignition in HFTDs Remote GridWLDFREquipment / facility failureAggregated | WLDFR | HFTD - Distribution - Tier 3 - 4QU CoRE ¦ 3QU LoRE | Non-Red Flag Warning - Small Fires | Equipment / facility failure | Aggregated | 2039 | 0.00073085 | 384.7705 | 0.28121 | 2039 | Mitigation | 0.95 | 45 | 0 | esc | 0.00097009 | 7.0899e-07 | 0.00097009 | 7.0899e-07 | 0.034918 | 1.6884e-07 | 0.01662 | 9.5871e-08
[120 empty] | 7.3.3.17.5 (Remote Grid) Updates to grid topology to minimize risk of ignition in HFTDs Remote GridWLDFREquipment / facility failureAggregated | WLDFR | HFTD - Distribution - Tier 3 - 4QU CoRE ¦ 3QU LoRE | Non-Red Flag Warning - Small Fires | Equipment / facility failure | Aggregated | 2040 | 0.00073085 | 384.7705 | 0.28121 | 2040 | Mitigation | 0.95 | 45 | 0 | esc | 0.00097009 | 7.0899e-07 | 0.00097009 | 7.0899e-07 | 0.034918 | 1.6884e-07 | 0.01662 | 9.5871e-08
[120 empty] | 7.3.3.17.5 (Remote Grid) Updates to grid topology to minimize risk of ignition in HFTDs Remote GridWLDFREquipment / facility failureAggregated | WLDFR | HFTD - Distribution - Tier 3 - 4QU CoRE ¦ 3QU LoRE | Non-Red Flag Warning - Small Fires | Equipment / facility failure | Aggregated | 2041 | 0.00073085 | 384.7705 | 0.28121 | 2041 | Mitigation | 0.95 | 45 | 0 | esc | 0.00097009 | 7.0899e-07 | 0.00097009 | 7.0899e-07 | 0.034918 | 1.6884e-07 | 0.01662 | 9.5871e-08
[120 empty] | 7.3.3.17.5 (Remote Grid) Updates to grid topology to minimize risk of ignition in HFTDs Remote GridWLDFREquipment / facility failureAggregated | WLDFR | HFTD - Distribution - Tier 3 - 4QU CoRE ¦ 3QU LoRE | Non-Red Flag Warning - Small Fires | Equipment / facility failure | Aggregated | 2042 | 0.00073085 | 384.7705 | 0.28121 | 2042 | Mitigation | 0.95 | 45 | 0 | esc | 0.00097009 | 7.0899e-07 | 0.00097009 | 7.0899e-07 | 0.034918 | 1.6884e-07 | 0.01662 | 9.5871e-08
[120 empty] | 7.3.3.17.5 (Remote Grid) Updates to grid topology to minimize risk of ignition in HFTDs Remote GridWLDFREquipment / facility failureAggregated | WLDFR | HFTD - Distribution - Tier 3 - 4QU CoRE ¦ 3QU LoRE | Non-Red Flag Warning - Small Fires | Equipment / facility failure | Aggregated | 2043 | 0.00073085 | 384.7705 | 0.28121 | 2043 | Mitigation | 0.95 | 45 | 0 | esc | 0.00097009 | 7.0899e-07 | 0.00097009 | 7.0899e-07 | 0.034918 | 1.6884e-07 | 0.01662 | 9.5871e-08
[120 empty] | 7.3.3.17.5 (Remote Grid) Updates to grid topology to minimize risk of ignition in HFTDs Remote GridWLDFREquipment / facility failureAggregated | WLDFR | HFTD - Distribution - Tier 3 - 4QU CoRE ¦ 3QU LoRE | Non-Red Flag Warning - Small Fires | Equipment / facility failure | Aggregated | 2044 | 0.00073085 | 384.7705 | 0.28121 | 2044 | Mitigation | 0.95 | 45 | 0 | esc | 0.00097009 | 7.0899e-07 | 0.00097009 | 7.0899e-07 | 0.034918 | 1.6884e-07 | 0.01662 | 9.5871e-08
[120 empty] | 7.3.3.17.5 (Remote Grid) Updates to grid topology to minimize risk of ignition in HFTDs Remote GridWLDFREquipment / facility failureAggregated | WLDFR | HFTD - Distribution - Tier 3 - 4QU CoRE ¦ 3QU LoRE | Non-Red Flag Warning - Small Fires | Equipment / facility failure | Aggregated | 2045 | 0.00073085 | 384.7705 | 0.28121 | 2045 | Mitigation | 0.95 | 45 | 0 | esc | 0.00097009 | 7.0899e-07 | 0.00097009 | 7.0899e-07 | 0.034918 | 1.6884e-07 | 0.01662 | 9.5871e-08
[120 empty] | 7.3.3.17.5 (Remote Grid) Updates to grid topology to minimize risk of ignition in HFTDs Remote GridWLDFREquipment / facility failureAggregated | WLDFR | HFTD - Distribution - Tier 3 - 4QU CoRE ¦ 3QU LoRE | Non-Red Flag Warning - Small Fires | Equipment / facility failure | Aggregated | 2046 | 0.00073085 | 384.7705 | 0.28121 | 2046 | Mitigation | 0.95 | 45 | 0 | esc | 0.00097009 | 7.0899e-07 | 0.00097009 | 7.0899e-07 | 0.034918 | 1.6884e-07 | 0.01662 | 9.5871e-08
[120 empty] | 7.3.3.17.5 (Remote Grid) Updates to grid topology to minimize risk of ignition in HFTDs Remote GridWLDFREquipment / facility failureAggregated | WLDFR | HFTD - Distribution - Tier 3 - 4QU CoRE ¦ 3QU LoRE | Non-Red Flag Warning - Small Fires | Equipment / facility failure | Aggregated | 2047 | 0.00073085 | 384.7705 | 0.28121 | 2047 | Mitigation | 0.95 | 45 | 0 | esc | 0.00097009 | 7.0899e-07 | 0.00097009 | 7.0899e-07 | 0.034918 | 1.6884e-07 | 0.01662 | 9.5871e-08
[120 empty] | 7.3.3.17.5 (Remote Grid) Updates to grid topology to minimize risk of ignition in HFTDs Remote GridWLDFREquipment / facility failureAggregated | WLDFR | HFTD - Distribution - Tier 3 - 4QU CoRE ¦ 3QU LoRE | Non-Red Flag Warning - Small Fires | Equipment / facility failure | Aggregated | 2048 | 0.00073085 | 384.7705 | 0.28121 | 2048 | Mitigation | 0.95 | 45 | 0 | esc | 0.00097009 | 7.0899e-07 | 0.00097009 | 7.0899e-07 | 0 | 0 | 0.01662 | 9.5871e-08
[120 empty] | 7.3.3.17.5 (Remote Grid) Updates to grid topology to minimize risk of ignition in HFTDs Remote GridWLDFREquipment / facility failureAggregated | WLDFR | HFTD - Distribution - Tier 3 - 4QU CoRE ¦ 3QU LoRE | Non-Red Flag Warning - Small Fires | Equipment / facility failure | Aggregated | 2049 | 0.00073085 | 384.7705 | 0.28121 | 2049 | Mitigation | 0.95 | 45 | 0 | esc | 0.00097009 | 7.0899e-07 | 0.00097009 | 7.0899e-07 | 0.034918 | 8.8131e-08 | 0.01662 | 9.5871e-08
[120 empty] | 7.3.3.17.5 (Remote Grid) Updates to grid topology to minimize risk of ignition in HFTDs Remote GridWLDFREquipment / facility failureAggregated | WLDFR | HFTD - Distribution - Tier 3 - 4QU CoRE ¦ 3QU LoRE | Non-Red Flag Warning - Small Fires | Equipment / facility failure | Aggregated | 2050 | 0.00073085 | 384.7705 | 0.28121 | 2050 | Mitigation | 0.95 | 45 | 0 | esc | 0.00097009 | 7.0899e-07 | 0.00097009 | 7.0899e-07 | 0.034918 | 8.8131e-08 | 0.01662 | 9.5871e-08
[120 empty] | 7.3.3.17.5 (Remote Grid) Updates to grid topology to minimize risk of ignition in HFTDs Remote GridWLDFREquipment / facility failureAggregated | WLDFR | HFTD - Distribution - Tier 3 - 4QU CoRE ¦ 3QU LoRE | Non-Red Flag Warning - Small Fires | Equipment / facility failure | Aggregated | 2051 | 0.00073085 | 384.7705 | 0.28121 | 2051 | Mitigation | 0.95 | 45 | 0 | esc | 0.00097009 | 7.0899e-07 | 0.00097009 | 7.0899e-07 | 0.034918 | 8.8131e-08 | 0.01662 | 9.5871e-08
[120 empty] | 7.3.3.17.5 (Remote Grid) Updates to grid topology to minimize risk of ignition in HFTDs Remote GridWLDFREquipment / facility failureAggregated | WLDFR | HFTD - Distribution - Tier 3 - 4QU CoRE ¦ 3QU LoRE | Non-Red Flag Warning - Small Fires | Equipment / facility failure | Aggregated | 2052 | 0.00073085 | 384.7705 | 0.28121 | 2052 | Mitigation | 0.95 | 45 | 0 | esc | 0.00097009 | 7.0899e-07 | 0.00097009 | 7.0899e-07 | 0.034918 | 8.8131e-08 | 0 | 0
[120 empty] | 7.3.3.17.5 (Remote Grid) Updates to grid topology to minimize risk of ignition in HFTDs Remote GridWLDFREquipment / facility failureAggregated | WLDFR | HFTD - Distribution - Tier 3 - 4QU CoRE ¦ 3QU LoRE | Non-Red Flag Warning - Small Fires | Equipment / facility failure | Aggregated | 2053 | 0.00073085 | 384.7705 | 0.28121 | 2053 | Mitigation | 0.95 | 45 | 0 | esc | 0.00097009 | 7.0899e-07 | 0.00097009 | 7.0899e-07 | 0.034918 | 8.8131e-08 | 0 | 0
[120 empty] | 7.3.3.17.5 (Remote Grid) Updates to grid topology to minimize risk of ignition in HFTDs Remote GridWLDFREquipment / facility failureAggregated | WLDFR | HFTD - Distribution - Tier 3 - 4QU CoRE ¦ 3QU LoRE | Non-Red Flag Warning - Small Fires | Equipment / facility failure | Aggregated | 2054 | 0.00073085 | 384.7705 | 0.28121 | 2054 | Mitigation | 0.95 | 45 | 0 | esc | 0.00097009 | 7.0899e-07 | 0.00097009 | 7.0899e-07 | 0.034918 | 8.8131e-08 | 0.0080352 | 1.132e-06
[120 empty] | 7.3.3.17.5 (Remote Grid) Updates to grid topology to minimize risk of ignition in HFTDs Remote GridWLDFREquipment / facility failureAggregated | WLDFR | HFTD - Distribution - Tier 3 - 4QU CoRE ¦ 3QU LoRE | Non-Red Flag Warning - Small Fires | Equipment / facility failure | Aggregated | 2055 | 0.00073085 | 384.7705 | 0.28121 | 2055 | Mitigation | 0.95 | 45 | 0 | esc | 0.00097009 | 7.0899e-07 | 0.00097009 | 7.0899e-07 | 0.034918 | 8.8131e-08 | 0.0080352 | 1.132e-06
[120 empty] | 7.3.3.17.5 (Remote Grid) Updates to grid topology to minimize risk of ignition in HFTDs Remote GridWLDFREquipment / facility failureAggregated | WLDFR | HFTD - Distribution - Tier 3 - 4QU CoRE ¦ 3QU LoRE | Non-Red Flag Warning - Small Fires | Equipment / facility failure | Aggregated | 2056 | 0.00073085 | 384.7705 | 0.28121 | 2056 | Mitigation | 0.95 | 45 | 0 | esc | 0.00097009 | 7.0899e-07 | 0.00097009 | 7.0899e-07 | 0.034918 | 8.8131e-08 | 0.0080352 | 1.132e-06
[120 empty] | 7.3.3.17.5 (Remote Grid) Updates to grid topology to minimize risk of ignition in HFTDs Remote GridWLDFREquipment / facility failureAggregated | WLDFR | HFTD - Distribution - Tier 3 - 4QU CoRE ¦ 3QU LoRE | Non-Red Flag Warning - Small Fires | Equipment / facility failure | Aggregated | 2057 | 0.00073085 | 384.7705 | 0.28121 | 2057 | Mitigation | 0.95 | 45 | 0 | esc | 0.00097009 | 7.0899e-07 | 0.00097009 | 7.0899e-07 | 0.034918 | 8.8131e-08 | 0.0080352 | 1.132e-06
[120 empty] | 7.3.3.17.5 (Remote Grid) Updates to grid topology to minimize risk of ignition in HFTDs Remote GridWLDFREquipment / facility failureAggregated | WLDFR | HFTD - Distribution - Tier 3 - 4QU CoRE ¦ 3QU LoRE | Non-Red Flag Warning - Small Fires | Equipment / facility failure | Aggregated | 2058 | 0.00073085 | 384.7705 | 0.28121 | 2058 | Mitigation | 0.95 | 45 | 0 | esc | 0.00097009 | 7.0899e-07 | 0.00097009 | 7.0899e-07 | 0.034918 | 8.8131e-08 | 0.0080352 | 1.132e-06
[120 empty] | 7.3.3.17.5 (Remote Grid) Updates to grid topology to minimize risk of ignition in HFTDs Remote GridWLDFREquipment / facility failureAggregated | WLDFR | HFTD - Distribution - Tier 3 - 4QU CoRE ¦ 3QU LoRE | Non-Red Flag Warning - Small Fires | Equipment / facility failure | Aggregated | 2059 | 0.00073085 | 384.7705 | 0.28121 | 2059 | Mitigation | 0.95 | 45 | 0 | esc | 0.00097009 | 7.0899e-07 | 0.00097009 | 7.0899e-07 | 0.034918 | 8.8131e-08 | 0.0080352 | 1.132e-06
[120 empty] | 7.3.3.17.5 (Remote Grid) Updates to grid topology to minimize risk of ignition in HFTDs Remote GridWLDFREquipment / facility failureAggregated | WLDFR | HFTD - Distribution - Tier 3 - 4QU CoRE ¦ 3QU LoRE | Non-Red Flag Warning - Small Fires | Equipment / facility failure | Aggregated | 2060 | 0.00073085 | 384.7705 | 0.28121 | 2060 | Mitigation | 0.95 | 45 | 0 | esc | 0.00097009 | 7.0899e-07 | 0.00097009 | 7.0899e-07 | 0.034918 | 8.8131e-08 | 0.0080352 | 1.132e-06
[120 empty] | 7.3.3.17.5 (Remote Grid) Updates to grid topology to minimize risk of ignition in HFTDs Remote GridWLDFREquipment / facility failureAggregated | WLDFR | HFTD - Distribution - Tier 3 - 4QU CoRE ¦ 3QU LoRE | Non-Red Flag Warning - Small Fires | Equipment / facility failure | Aggregated | 2061 | 0.00073085 | 384.7705 | 0.28121 | 2061 | Mitigation | 0.95 | 45 | 0 | esc | 0.00097009 | 7.0899e-07 | 0.00097009 | 7.0899e-07 | 0.034918 | 8.8131e-08 | 0.0080352 | 1.132e-06
[120 empty] | 7.3.3.17.5 (Remote Grid) Updates to grid topology to minimize risk of ignition in HFTDs Remote GridWLDFREquipment / facility failureAggregated | WLDFR | HFTD - Distribution - Tier 3 - 4QU CoRE ¦ 3QU LoRE | Non-Red Flag Warning - Small Fires | Equipment / facility failure | Aggregated | 2062 | 0.00073085 | 384.7705 | 0.28121 | 2062 | Mitigation | 0.95 | 45 | 0 | esc | 0.00097009 | 7.0899e-07 | 0.00097009 | 7.0899e-07 | 0.034918 | 8.8131e-08 | 0.0080352 | 1.132e-06
[120 empty] | 7.3.3.17.5 (Remote Grid) Updates to grid topology to minimize risk of ignition in HFTDs Remote GridWLDFREquipment / facility failureAggregated | WLDFR | HFTD - Distribution - Tier 3 - 4QU CoRE ¦ 3QU LoRE | Non-Red Flag Warning - Small Fires | Equipment / facility failure | Aggregated | 2063 | 0.00073085 | 384.7705 | 0.28121 | 2063 | Mitigation | 0.95 | 45 | 0 | esc | 0.00097009 | 7.0899e-07 | 0.00097009 | 7.0899e-07 | 0.034918 | 8.8131e-08 | 0.0080352 | 1.132e-06
[120 empty] | 7.3.3.17.5 (Remote Grid) Updates to grid topology to minimize risk of ignition in HFTDs Remote GridWLDFREquipment / facility failureAggregated | WLDFR | HFTD - Distribution - Tier 3 - 4QU CoRE ¦ 3QU LoRE | Non-Red Flag Warning - Small Fires | Equipment / facility failure | Aggregated | 2064 | 0.00073085 | 384.7705 | 0.28121 | 2064 | Mitigation | 0.95 | 45 | 0 | esc | 0.00097009 | 7.0899e-07 | 0.00097009 | 7.0899e-07 | 0.034918 | 8.8131e-08 | 0.0080352 | 1.132e-06
[120 empty] | 7.3.3.17.5 (Remote Grid) Updates to grid topology to minimize risk of ignition in HFTDs Remote GridWLDFREquipment / facility failureAggregated | WLDFR | HFTD - Distribution - Tier 3 - 4QU CoRE ¦ 3QU LoRE | Non-Red Flag Warning - Small Fires | Equipment / facility failure | Aggregated | 2065 | 0.00073085 | 384.7705 | 0.28121 | 2065 | Mitigation | 0.95 | 45 | 0 | esc | 0.00097009 | 7.0899e-07 | 0.00097009 | 7.0899e-07 | 0.034918 | 8.8131e-08 | 0.0080352 | 1.132e-06
[120 empty] | 7.3.3.17.5 (Remote Grid) Updates to grid topology to minimize risk of ignition in HFTDs Remote GridWLDFREquipment / facility failureAggregated | WLDFR | HFTD - Distribution - Tier 3 - 4QU CoRE ¦ 3QU LoRE | Non-Red Flag Warning - Small Fires | Equipment / facility failure | Aggregated | 2066 | 0.00073085 | 384.7705 | 0.28121 | 2066 | Mitigation | 0.95 | 45 | 0 | esc | 0.00097009 | 7.0899e-07 | 0.00097009 | 7.0899e-07 | 0.034918 | 8.8131e-08 | 0.0080352 | 1.132e-06
[120 empty] | 7.3.3.17.5 (Remote Grid) Updates to grid topology to minimize risk of ignition in HFTDs Remote GridWLDFREquipment / facility failureAggregated | WLDFR | HFTD - Distribution - Tier 3 - 4QU CoRE ¦ 3QU LoRE | Non-Red Flag Warning - Small Fires | Equipment / facility failure | Aggregated | 2067 | 0.00073085 | 384.7705 | 0.28121 | 2067 | Mitigation | 0.95 | 45 | 0 | esc | 0 | 0 | 0.00097009 | 7.0899e-07 | 0.034918 | 8.8131e-08 | 0.0080352 | 1.132e-06
[120 empty] | 7.3.3.17.5 (Remote Grid) Updates to grid topology to minimize risk of ignition in HFTDs Remote GridWLDFRVegetation ContactAggregated | WLDFR | HFTD - Distribution - Tier 3 - 4QU CoRE ¦ 3QU LoRE | Non-Red Flag Warning - Small Fires | Vegetation Contact | Aggregated | 2022 | 0.0024425 | 384.7705 | 0.93978 | 2022 | Mitigation | 0.95 | 45 | 0 | esc | 0.00097009 | 2.3694e-06 | 0 | 0 | 0.034918 | 8.8131e-08 | 0.0080352 | 1.132e-06
[120 empty] | 7.3.3.17.5 (Remote Grid) Updates to grid topology to minimize risk of ignition in HFTDs Remote GridWLDFRVegetation ContactAggregated | WLDFR | HFTD - Distribution - Tier 3 - 4QU CoRE ¦ 3QU LoRE | Non-Red Flag Warning - Small Fires | Vegetation Contact | Aggregated | 2023 | 0.0024425 | 384.7705 | 0.93978 | 2023 | Mitigation | 0.95 | 45 | 0 | esc | 0.00097009 | 2.3694e-06 | 0.00097009 | 2.3694e-06 | 0.034918 | 8.8131e-08 | 0.0080352 | 1.132e-06
[120 empty] | 7.3.3.17.5 (Remote Grid) Updates to grid topology to minimize risk of ignition in HFTDs Remote GridWLDFRVegetation ContactAggregated | WLDFR | HFTD - Distribution - Tier 3 - 4QU CoRE ¦ 3QU LoRE | Non-Red Flag Warning - Small Fires | Vegetation Contact | Aggregated | 2024 | 0.0024425 | 384.7705 | 0.93978 | 2024 | Mitigation | 0.95 | 45 | 0 | esc | 0.00097009 | 2.3694e-06 | 0.00097009 | 2.3694e-06 | 0.034918 | 8.8131e-08 | 0.0080352 | 1.132e-06
[120 empty] | 7.3.3.17.5 (Remote Grid) Updates to grid topology to minimize risk of ignition in HFTDs Remote GridWLDFRVegetation ContactAggregated | WLDFR | HFTD - Distribution - Tier 3 - 4QU CoRE ¦ 3QU LoRE | Non-Red Flag Warning - Small Fires | Vegetation Contact | Aggregated | 2025 | 0.0024425 | 384.7705 | 0.93978 | 2025 | Mitigation | 0.95 | 45 | 0 | esc | 0.00097009 | 2.3694e-06 | 0.00097009 | 2.3694e-06 | 0.034918 | 8.8131e-08 | 0.0080352 | 1.132e-06
[120 empty] | 7.3.3.17.5 (Remote Grid) Updates to grid topology to minimize risk of ignition in HFTDs Remote GridWLDFRVegetation ContactAggregated | WLDFR | HFTD - Distribution - Tier 3 - 4QU CoRE ¦ 3QU LoRE | Non-Red Flag Warning - Small Fires | Vegetation Contact | Aggregated | 2026 | 0.0024425 | 384.7705 | 0.93978 | 2026 | Mitigation | 0.95 | 45 | 0 | esc | 0.00097009 | 2.3694e-06 | 0.00097009 | 2.3694e-06 | 0.034918 | 8.8131e-08 | 0.0080352 | 1.132e-06
[120 empty] | 7.3.3.17.5 (Remote Grid) Updates to grid topology to minimize risk of ignition in HFTDs Remote GridWLDFRVegetation ContactAggregated | WLDFR | HFTD - Distribution - Tier 3 - 4QU CoRE ¦ 3QU LoRE | Non-Red Flag Warning - Small Fires | Vegetation Contact | Aggregated | 2027 | 0.0024425 | 384.7705 | 0.93978 | 2027 | Mitigation | 0.95 | 45 | 0 | esc | 0.00097009 | 2.3694e-06 | 0.00097009 | 2.3694e-06 | 0.034918 | 8.8131e-08 | 0.0080352 | 1.132e-06
[120 empty] | 7.3.3.17.5 (Remote Grid) Updates to grid topology to minimize risk of ignition in HFTDs Remote GridWLDFRVegetation ContactAggregated | WLDFR | HFTD - Distribution - Tier 3 - 4QU CoRE ¦ 3QU LoRE | Non-Red Flag Warning - Small Fires | Vegetation Contact | Aggregated | 2028 | 0.0024425 | 384.7705 | 0.93978 | 2028 | Mitigation | 0.95 | 45 | 0 | esc | 0.00097009 | 2.3694e-06 | 0.00097009 | 2.3694e-06 | 0.034918 | 8.8131e-08 | 0.0080352 | 1.132e-06
[120 empty] | 7.3.3.17.5 (Remote Grid) Updates to grid topology to minimize risk of ignition in HFTDs Remote GridWLDFRVegetation ContactAggregated | WLDFR | HFTD - Distribution - Tier 3 - 4QU CoRE ¦ 3QU LoRE | Non-Red Flag Warning - Small Fires | Vegetation Contact | Aggregated | 2029 | 0.0024425 | 384.7705 | 0.93978 | 2029 | Mitigation | 0.95 | 45 | 0 | esc | 0.00097009 | 2.3694e-06 | 0.00097009 | 2.3694e-06 | 0.034918 | 8.8131e-08 | 0.0080352 | 1.132e-06
[120 empty] | 7.3.3.17.5 (Remote Grid) Updates to grid topology to minimize risk of ignition in HFTDs Remote GridWLDFRVegetation ContactAggregated | WLDFR | HFTD - Distribution - Tier 3 - 4QU CoRE ¦ 3QU LoRE | Non-Red Flag Warning - Small Fires | Vegetation Contact | Aggregated | 2030 | 0.0024425 | 384.7705 | 0.93978 | 2030 | Mitigation | 0.95 | 45 | 0 | esc | 0.00097009 | 2.3694e-06 | 0.00097009 | 2.3694e-06 | 0.034918 | 8.8131e-08 | 0.0080352 | 1.132e-06
[120 empty] | 7.3.3.17.5 (Remote Grid) Updates to grid topology to minimize risk of ignition in HFTDs Remote GridWLDFRVegetation ContactAggregated | WLDFR | HFTD - Distribution - Tier 3 - 4QU CoRE ¦ 3QU LoRE | Non-Red Flag Warning - Small Fires | Vegetation Contact | Aggregated | 2031 | 0.0024425 | 384.7705 | 0.93978 | 2031 | Mitigation | 0.95 | 45 | 0 | esc | 0.00097009 | 2.3694e-06 | 0.00097009 | 2.3694e-06 | 0.034918 | 8.8131e-08 | 0.0080352 | 1.132e-06
[120 empty] | 7.3.3.17.5 (Remote Grid) Updates to grid topology to minimize risk of ignition in HFTDs Remote GridWLDFRVegetation ContactAggregated | WLDFR | HFTD - Distribution - Tier 3 - 4QU CoRE ¦ 3QU LoRE | Non-Red Flag Warning - Small Fires | Vegetation Contact | Aggregated | 2032 | 0.0024425 | 384.7705 | 0.93978 | 2032 | Mitigation | 0.95 | 45 | 0 | esc | 0.00097009 | 2.3694e-06 | 0.00097009 | 2.3694e-06 | 0.034918 | 8.8131e-08 | 0.0080352 | 1.132e-06
[120 empty] | 7.3.3.17.5 (Remote Grid) Updates to grid topology to minimize risk of ignition in HFTDs Remote GridWLDFRVegetation ContactAggregated | WLDFR | HFTD - Distribution - Tier 3 - 4QU CoRE ¦ 3QU LoRE | Non-Red Flag Warning - Small Fires | Vegetation Contact | Aggregated | 2033 | 0.0024425 | 384.7705 | 0.93978 | 2033 | Mitigation | 0.95 | 45 | 0 | esc | 0.00097009 | 2.3694e-06 | 0.00097009 | 2.3694e-06 | 0.034918 | 8.8131e-08 | 0.0080352 | 1.132e-06
[120 empty] | 7.3.3.17.5 (Remote Grid) Updates to grid topology to minimize risk of ignition in HFTDs Remote GridWLDFRVegetation ContactAggregated | WLDFR | HFTD - Distribution - Tier 3 - 4QU CoRE ¦ 3QU LoRE | Non-Red Flag Warning - Small Fires | Vegetation Contact | Aggregated | 2034 | 0.0024425 | 384.7705 | 0.93978 | 2034 | Mitigation | 0.95 | 45 | 0 | esc | 0.00097009 | 2.3694e-06 | 0.00097009 | 2.3694e-06 | 0.034918 | 8.8131e-08 | 0.0080352 | 1.132e-06
[120 empty] | 7.3.3.17.5 (Remote Grid) Updates to grid topology to minimize risk of ignition in HFTDs Remote GridWLDFRVegetation ContactAggregated | WLDFR | HFTD - Distribution - Tier 3 - 4QU CoRE ¦ 3QU LoRE | Non-Red Flag Warning - Small Fires | Vegetation Contact | Aggregated | 2035 | 0.0024425 | 384.7705 | 0.93978 | 2035 | Mitigation | 0.95 | 45 | 0 | esc | 0.00097009 | 2.3694e-06 | 0.00097009 | 2.3694e-06 | 0.034918 | 8.8131e-08 | 0.0080352 | 1.132e-06
[120 empty] | 7.3.3.17.5 (Remote Grid) Updates to grid topology to minimize risk of ignition in HFTDs Remote GridWLDFRVegetation ContactAggregated | WLDFR | HFTD - Distribution - Tier 3 - 4QU CoRE ¦ 3QU LoRE | Non-Red Flag Warning - Small Fires | Vegetation Contact | Aggregated | 2036 | 0.0024425 | 384.7705 | 0.93978 | 2036 | Mitigation | 0.95 | 45 | 0 | esc | 0.00097009 | 2.3694e-06 | 0.00097009 | 2.3694e-06 | 0.034918 | 8.8131e-08 | 0.0080352 | 1.132e-06
[120 empty] | 7.3.3.17.5 (Remote Grid) Updates to grid topology to minimize risk of ignition in HFTDs Remote GridWLDFRVegetation ContactAggregated | WLDFR | HFTD - Distribution - Tier 3 - 4QU CoRE ¦ 3QU LoRE | Non-Red Flag Warning - Small Fires | Vegetation Contact | Aggregated | 2037 | 0.0024425 | 384.7705 | 0.93978 | 2037 | Mitigation | 0.95 | 45 | 0 | esc | 0.00097009 | 2.3694e-06 | 0.00097009 | 2.3694e-06 | 0.034918 | 8.8131e-08 | 0.0080352 | 1.132e-06
[120 empty] | 7.3.3.17.5 (Remote Grid) Updates to grid topology to minimize risk of ignition in HFTDs Remote GridWLDFRVegetation ContactAggregated | WLDFR | HFTD - Distribution - Tier 3 - 4QU CoRE ¦ 3QU LoRE | Non-Red Flag Warning - Small Fires | Vegetation Contact | Aggregated | 2038 | 0.0024425 | 384.7705 | 0.93978 | 2038 | Mitigation | 0.95 | 45 | 0 | esc | 0.00097009 | 2.3694e-06 | 0.00097009 | 2.3694e-06 | 0.034918 | 8.8131e-08 | 0 | 0
[120 empty] | 7.3.3.17.5 (Remote Grid) Updates to grid topology to minimize risk of ignition in HFTDs Remote GridWLDFRVegetation ContactAggregated | WLDFR | HFTD - Distribution - Tier 3 - 4QU CoRE ¦ 3QU LoRE | Non-Red Flag Warning - Small Fires | Vegetation Contact | Aggregated | 2039 | 0.0024425 | 384.7705 | 0.93978 | 2039 | Mitigation | 0.95 | 45 | 0 | esc | 0.00097009 | 2.3694e-06 | 0.00097009 | 2.3694e-06 | 0.034918 | 8.8131e-08 | 0 | 0
[120 empty] | 7.3.3.17.5 (Remote Grid) Updates to grid topology to minimize risk of ignition in HFTDs Remote GridWLDFRVegetation ContactAggregated | WLDFR | HFTD - Distribution - Tier 3 - 4QU CoRE ¦ 3QU LoRE | Non-Red Flag Warning - Small Fires | Vegetation Contact | Aggregated | 2040 | 0.0024425 | 384.7705 | 0.93978 | 2040 | Mitigation | 0.95 | 45 | 0 | esc | 0.00097009 | 2.3694e-06 | 0.00097009 | 2.3694e-06 | 0.034918 | 8.8131e-08 | 0.010315 | 6.9207e-07
[120 empty] | 7.3.3.17.5 (Remote Grid) Updates to grid topology to minimize risk of ignition in HFTDs Remote GridWLDFRVegetation ContactAggregated | WLDFR | HFTD - Distribution - Tier 3 - 4QU CoRE ¦ 3QU LoRE | Non-Red Flag Warning - Small Fires | Vegetation Contact | Aggregated | 2041 | 0.0024425 | 384.7705 | 0.93978 | 2041 | Mitigation | 0.95 | 45 | 0 | esc | 0.00097009 | 2.3694e-06 | 0.00097009 | 2.3694e-06 | 0.034918 | 8.8131e-08 | 0.010315 | 6.9207e-07
[120 empty] | 7.3.3.17.5 (Remote Grid) Updates to grid topology to minimize risk of ignition in HFTDs Remote GridWLDFRVegetation ContactAggregated | WLDFR | HFTD - Distribution - Tier 3 - 4QU CoRE ¦ 3QU LoRE | Non-Red Flag Warning - Small Fires | Vegetation Contact | Aggregated | 2042 | 0.0024425 | 384.7705 | 0.93978 | 2042 | Mitigation | 0.95 | 45 | 0 | esc | 0.00097009 | 2.3694e-06 | 0.00097009 | 2.3694e-06 | 0.034918 | 8.8131e-08 | 0.010315 | 6.9207e-07
[120 empty] | 7.3.3.17.5 (Remote Grid) Updates to grid topology to minimize risk of ignition in HFTDs Remote GridWLDFRVegetation ContactAggregated | WLDFR | HFTD - Distribution - Tier 3 - 4QU CoRE ¦ 3QU LoRE | Non-Red Flag Warning - Small Fires | Vegetation Contact | Aggregated | 2043 | 0.0024425 | 384.7705 | 0.93978 | 2043 | Mitigation | 0.95 | 45 | 0 | esc | 0.00097009 | 2.3694e-06 | 0.00097009 | 2.3694e-06 | 0.034918 | 8.8131e-08 | 0.010315 | 6.9207e-07
[120 empty] | 7.3.3.17.5 (Remote Grid) Updates to grid topology to minimize risk of ignition in HFTDs Remote GridWLDFRVegetation ContactAggregated | WLDFR | HFTD - Distribution - Tier 3 - 4QU CoRE ¦ 3QU LoRE | Non-Red Flag Warning - Small Fires | Vegetation Contact | Aggregated | 2044 | 0.0024425 | 384.7705 | 0.93978 | 2044 | Mitigation | 0.95 | 45 | 0 | esc | 0.00097009 | 2.3694e-06 | 0.00097009 | 2.3694e-06 | 0.034918 | 8.8131e-08 | 0.010315 | 6.9207e-07
[120 empty] | 7.3.3.17.5 (Remote Grid) Updates to grid topology to minimize risk of ignition in HFTDs Remote GridWLDFRVegetation ContactAggregated | WLDFR | HFTD - Distribution - Tier 3 - 4QU CoRE ¦ 3QU LoRE | Non-Red Flag Warning - Small Fires | Vegetation Contact | Aggregated | 2045 | 0.0024425 | 384.7705 | 0.93978 | 2045 | Mitigation | 0.95 | 45 | 0 | esc | 0.00097009 | 2.3694e-06 | 0.00097009 | 2.3694e-06 | 0.034918 | 8.8131e-08 | 0.010315 | 6.9207e-07
[120 empty] | 7.3.3.17.5 (Remote Grid) Updates to grid topology to minimize risk of ignition in HFTDs Remote GridWLDFRVegetation ContactAggregated | WLDFR | HFTD - Distribution - Tier 3 - 4QU CoRE ¦ 3QU LoRE | Non-Red Flag Warning - Small Fires | Vegetation Contact | Aggregated | 2046 | 0.0024425 | 384.7705 | 0.93978 | 2046 | Mitigation | 0.95 | 45 | 0 | esc | 0.00097009 | 2.3694e-06 | 0.00097009 | 2.3694e-06 | 0.034918 | 8.8131e-08 | 0.010315 | 6.9207e-07
[120 empty] | 7.3.3.17.5 (Remote Grid) Updates to grid topology to minimize risk of ignition in HFTDs Remote GridWLDFRVegetation ContactAggregated | WLDFR | HFTD - Distribution - Tier 3 - 4QU CoRE ¦ 3QU LoRE | Non-Red Flag Warning - Small Fires | Vegetation Contact | Aggregated | 2047 | 0.0024425 | 384.7705 | 0.93978 | 2047 | Mitigation | 0.95 | 45 | 0 | esc | 0.00097009 | 2.3694e-06 | 0.00097009 | 2.3694e-06 | 0.034918 | 8.8131e-08 | 0.010315 | 6.9207e-07
[120 empty] | 7.3.3.17.5 (Remote Grid) Updates to grid topology to minimize risk of ignition in HFTDs Remote GridWLDFRVegetation ContactAggregated | WLDFR | HFTD - Distribution - Tier 3 - 4QU CoRE ¦ 3QU LoRE | Non-Red Flag Warning - Small Fires | Vegetation Contact | Aggregated | 2048 | 0.0024425 | 384.7705 | 0.93978 | 2048 | Mitigation | 0.95 | 45 | 0 | esc | 0.00097009 | 2.3694e-06 | 0.00097009 | 2.3694e-06 | 0.034918 | 8.8131e-08 | 0.010315 | 6.9207e-07
[120 empty] | 7.3.3.17.5 (Remote Grid) Updates to grid topology to minimize risk of ignition in HFTDs Remote GridWLDFRVegetation ContactAggregated | WLDFR | HFTD - Distribution - Tier 3 - 4QU CoRE ¦ 3QU LoRE | Non-Red Flag Warning - Small Fires | Vegetation Contact | Aggregated | 2049 | 0.0024425 | 384.7705 | 0.93978 | 2049 | Mitigation | 0.95 | 45 | 0 | esc | 0.00097009 | 2.3694e-06 | 0.00097009 | 2.3694e-06 | 0.034918 | 8.8131e-08 | 0.010315 | 6.9207e-07
[120 empty] | 7.3.3.17.5 (Remote Grid) Updates to grid topology to minimize risk of ignition in HFTDs Remote GridWLDFRVegetation ContactAggregated | WLDFR | HFTD - Distribution - Tier 3 - 4QU CoRE ¦ 3QU LoRE | Non-Red Flag Warning - Small Fires | Vegetation Contact | Aggregated | 2050 | 0.0024425 | 384.7705 | 0.93978 | 2050 | Mitigation | 0.95 | 45 | 0 | esc | 0.00097009 | 2.3694e-06 | 0.00097009 | 2.3694e-06 | 0.034918 | 8.8131e-08 | 0.010315 | 6.9207e-07
[120 empty] | 7.3.3.17.5 (Remote Grid) Updates to grid topology to minimize risk of ignition in HFTDs Remote GridWLDFRVegetation ContactAggregated | WLDFR | HFTD - Distribution - Tier 3 - 4QU CoRE ¦ 3QU LoRE | Non-Red Flag Warning - Small Fires | Vegetation Contact | Aggregated | 2051 | 0.0024425 | 384.7705 | 0.93978 | 2051 | Mitigation | 0.95 | 45 | 0 | esc | 0.00097009 | 2.3694e-06 | 0.00097009 | 2.3694e-06 | 0.034918 | 8.8131e-08 | 0.010315 | 6.9207e-07
[120 empty] | 7.3.3.17.5 (Remote Grid) Updates to grid topology to minimize risk of ignition in HFTDs Remote GridWLDFRVegetation ContactAggregated | WLDFR | HFTD - Distribution - Tier 3 - 4QU CoRE ¦ 3QU LoRE | Non-Red Flag Warning - Small Fires | Vegetation Contact | Aggregated | 2052 | 0.0024425 | 384.7705 | 0.93978 | 2052 | Mitigation | 0.95 | 45 | 0 | esc | 0.00097009 | 2.3694e-06 | 0.00097009 | 2.3694e-06 | 0 | 0 | 0.010315 | 6.9207e-07
[120 empty] | 7.3.3.17.5 (Remote Grid) Updates to grid topology to minimize risk of ignition in HFTDs Remote GridWLDFRVegetation ContactAggregated | WLDFR | HFTD - Distribution - Tier 3 - 4QU CoRE ¦ 3QU LoRE | Non-Red Flag Warning - Small Fires | Vegetation Contact | Aggregated | 2053 | 0.0024425 | 384.7705 | 0.93978 | 2053 | Mitigation | 0.95 | 45 | 0 | esc | 0.00097009 | 2.3694e-06 | 0.00097009 | 2.3694e-06 | 0.034918 | 1.0992e-06 | 0.010315 | 6.9207e-07
[120 empty] | 7.3.3.17.5 (Remote Grid) Updates to grid topology to minimize risk of ignition in HFTDs Remote GridWLDFRVegetation ContactAggregated | WLDFR | HFTD - Distribution - Tier 3 - 4QU CoRE ¦ 3QU LoRE | Non-Red Flag Warning - Small Fires | Vegetation Contact | Aggregated | 2054 | 0.0024425 | 384.7705 | 0.93978 | 2054 | Mitigation | 0.95 | 45 | 0 | esc | 0.00097009 | 2.3694e-06 | 0.00097009 | 2.3694e-06 | 0.034918 | 1.0992e-06 | 0.010315 | 6.9207e-07
[120 empty] | 7.3.3.17.5 (Remote Grid) Updates to grid topology to minimize risk of ignition in HFTDs Remote GridWLDFRVegetation ContactAggregated | WLDFR | HFTD - Distribution - Tier 3 - 4QU CoRE ¦ 3QU LoRE | Non-Red Flag Warning - Small Fires | Vegetation Contact | Aggregated | 2055 | 0.0024425 | 384.7705 | 0.93978 | 2055 | Mitigation | 0.95 | 45 | 0 | esc | 0.00097009 | 2.3694e-06 | 0.00097009 | 2.3694e-06 | 0.034918 | 1.0992e-06 | 0.010315 | 6.9207e-07
[120 empty] | 7.3.3.17.5 (Remote Grid) Updates to grid topology to minimize risk of ignition in HFTDs Remote GridWLDFRVegetation ContactAggregated | WLDFR | HFTD - Distribution - Tier 3 - 4QU CoRE ¦ 3QU LoRE | Non-Red Flag Warning - Small Fires | Vegetation Contact | Aggregated | 2056 | 0.0024425 | 384.7705 | 0.93978 | 2056 | Mitigation | 0.95 | 45 | 0 | esc | 0.00097009 | 2.3694e-06 | 0.00097009 | 2.3694e-06 | 0.034918 | 1.0992e-06 | 0.010315 | 6.9207e-07
[120 empty] | 7.3.3.17.5 (Remote Grid) Updates to grid topology to minimize risk of ignition in HFTDs Remote GridWLDFRVegetation ContactAggregated | WLDFR | HFTD - Distribution - Tier 3 - 4QU CoRE ¦ 3QU LoRE | Non-Red Flag Warning - Small Fires | Vegetation Contact | Aggregated | 2057 | 0.0024425 | 384.7705 | 0.93978 | 2057 | Mitigation | 0.95 | 45 | 0 | esc | 0.00097009 | 2.3694e-06 | 0.00097009 | 2.3694e-06 | 0.034918 | 1.0992e-06 | 0.010315 | 6.9207e-07
[120 empty] | 7.3.3.17.5 (Remote Grid) Updates to grid topology to minimize risk of ignition in HFTDs Remote GridWLDFRVegetation ContactAggregated | WLDFR | HFTD - Distribution - Tier 3 - 4QU CoRE ¦ 3QU LoRE | Non-Red Flag Warning - Small Fires | Vegetation Contact | Aggregated | 2058 | 0.0024425 | 384.7705 | 0.93978 | 2058 | Mitigation | 0.95 | 45 | 0 | esc | 0.00097009 | 2.3694e-06 | 0.00097009 | 2.3694e-06 | 0.034918 | 1.0992e-06 | 0.010315 | 6.9207e-07
[120 empty] | 7.3.3.17.5 (Remote Grid) Updates to grid topology to minimize risk of ignition in HFTDs Remote GridWLDFRVegetation ContactAggregated | WLDFR | HFTD - Distribution - Tier 3 - 4QU CoRE ¦ 3QU LoRE | Non-Red Flag Warning - Small Fires | Vegetation Contact | Aggregated | 2059 | 0.0024425 | 384.7705 | 0.93978 | 2059 | Mitigation | 0.95 | 45 | 0 | esc | 0.00097009 | 2.3694e-06 | 0.00097009 | 2.3694e-06 | 0.034918 | 1.0992e-06 | 0.010315 | 6.9207e-07
[120 empty] | 7.3.3.17.5 (Remote Grid) Updates to grid topology to minimize risk of ignition in HFTDs Remote GridWLDFRVegetation ContactAggregated | WLDFR | HFTD - Distribution - Tier 3 - 4QU CoRE ¦ 3QU LoRE | Non-Red Flag Warning - Small Fires | Vegetation Contact | Aggregated | 2060 | 0.0024425 | 384.7705 | 0.93978 | 2060 | Mitigation | 0.95 | 45 | 0 | esc | 0.00097009 | 2.3694e-06 | 0.00097009 | 2.3694e-06 | 0.034918 | 1.0992e-06 | 0.010315 | 6.9207e-07
[120 empty] | 7.3.3.17.5 (Remote Grid) Updates to grid topology to minimize risk of ignition in HFTDs Remote GridWLDFRVegetation ContactAggregated | WLDFR | HFTD - Distribution - Tier 3 - 4QU CoRE ¦ 3QU LoRE | Non-Red Flag Warning - Small Fires | Vegetation Contact | Aggregated | 2061 | 0.0024425 | 384.7705 | 0.93978 | 2061 | Mitigation | 0.95 | 45 | 0 | esc | 0.00097009 | 2.3694e-06 | 0.00097009 | 2.3694e-06 | 0.034918 | 1.0992e-06 | 0.010315 | 6.9207e-07
[120 empty] | 7.3.3.17.5 (Remote Grid) Updates to grid topology to minimize risk of ignition in HFTDs Remote GridWLDFRVegetation ContactAggregated | WLDFR | HFTD - Distribution - Tier 3 - 4QU CoRE ¦ 3QU LoRE | Non-Red Flag Warning - Small Fires | Vegetation Contact | Aggregated | 2062 | 0.0024425 | 384.7705 | 0.93978 | 2062 | Mitigation | 0.95 | 45 | 0 | esc | 0.00097009 | 2.3694e-06 | 0.00097009 | 2.3694e-06 | 0.034918 | 1.0992e-06 | 0.010315 | 6.9207e-07
[120 empty] | 7.3.3.17.5 (Remote Grid) Updates to grid topology to minimize risk of ignition in HFTDs Remote GridWLDFRVegetation ContactAggregated | WLDFR | HFTD - Distribution - Tier 3 - 4QU CoRE ¦ 3QU LoRE | Non-Red Flag Warning - Small Fires | Vegetation Contact | Aggregated | 2063 | 0.0024425 | 384.7705 | 0.93978 | 2063 | Mitigation | 0.95 | 45 | 0 | esc | 0.00097009 | 2.3694e-06 | 0.00097009 | 2.3694e-06 | 0.034918 | 1.0992e-06 | 0.010315 | 6.9207e-07
[120 empty] | 7.3.3.17.5 (Remote Grid) Updates to grid topology to minimize risk of ignition in HFTDs Remote GridWLDFRVegetation ContactAggregated | WLDFR | HFTD - Distribution - Tier 3 - 4QU CoRE ¦ 3QU LoRE | Non-Red Flag Warning - Small Fires | Vegetation Contact | Aggregated | 2064 | 0.0024425 | 384.7705 | 0.93978 | 2064 | Mitigation | 0.95 | 45 | 0 | esc | 0.00097009 | 2.3694e-06 | 0.00097009 | 2.3694e-06 | 0.034918 | 1.0992e-06 | 0.010315 | 6.9207e-07
[120 empty] | 7.3.3.17.5 (Remote Grid) Updates to grid topology to minimize risk of ignition in HFTDs Remote GridWLDFRVegetation ContactAggregated | WLDFR | HFTD - Distribution - Tier 3 - 4QU CoRE ¦ 3QU LoRE | Non-Red Flag Warning - Small Fires | Vegetation Contact | Aggregated | 2065 | 0.0024425 | 384.7705 | 0.93978 | 2065 | Mitigation | 0.95 | 45 | 0 | esc | 0.00097009 | 2.3694e-06 | 0.00097009 | 2.3694e-06 | 0.034918 | 1.0992e-06 | 0.010315 | 6.9207e-07
[120 empty] | 7.3.3.17.5 (Remote Grid) Updates to grid topology to minimize risk of ignition in HFTDs Remote GridWLDFRVegetation ContactAggregated | WLDFR | HFTD - Distribution - Tier 3 - 4QU CoRE ¦ 3QU LoRE | Non-Red Flag Warning - Small Fires | Vegetation Contact | Aggregated | 2066 | 0.0024425 | 384.7705 | 0.93978 | 2066 | Mitigation | 0.95 | 45 | 0 | esc | 0.00097009 | 2.3694e-06 | 0.00097009 | 2.3694e-06 | 0.034918 | 1.0992e-06 | 0.010315 | 6.9207e-07
[120 empty] | 7.3.3.17.5 (Remote Grid) Updates to grid topology to minimize risk of ignition in HFTDs Remote GridWLDFRVegetation ContactAggregated | WLDFR | HFTD - Distribution - Tier 3 - 4QU CoRE ¦ 3QU LoRE | Non-Red Flag Warning - Small Fires | Vegetation Contact | Aggregated | 2067 | 0.0024425 | 384.7705 | 0.93978 | 2067 | Mitigation | 0.95 | 45 | 0 | esc | 0 | 0 | 0.00097009 | 2.3694e-06 | 0.034918 | 1.0992e-06 | 0.010315 | 6.9207e-07
[120 empty] | 7.3.3.17.5 (Remote Grid) Updates to grid topology to minimize risk of ignition in HFTDs Remote GridWLDFRWire-to-wire contactAggregated | WLDFR | HFTD - Distribution - Tier 3 - 4QU CoRE ¦ 3QU LoRE | Non-Red Flag Warning - Small Fires | Wire-to-wire contact | Aggregated | 2022 | 0.00010787 | 384.7705 | 0.041505 | 2022 | Mitigation | 0.95 | 45 | 0 | esc | 0.00097009 | 1.0464e-07 | 0 | 0 | 0.034918 | 1.0992e-06 | 0.010315 | 6.9207e-07
[120 empty] | 7.3.3.17.5 (Remote Grid) Updates to grid topology to minimize risk of ignition in HFTDs Remote GridWLDFRWire-to-wire contactAggregated | WLDFR | HFTD - Distribution - Tier 3 - 4QU CoRE ¦ 3QU LoRE | Non-Red Flag Warning - Small Fires | Wire-to-wire contact | Aggregated | 2023 | 0.00010787 | 384.7705 | 0.041505 | 2023 | Mitigation | 0.95 | 45 | 0 | esc | 0.00097009 | 1.0464e-07 | 0.00097009 | 1.0464e-07 | 0.034918 | 1.0992e-06 | 0.010315 | 6.9207e-07
[120 empty] | 7.3.3.17.5 (Remote Grid) Updates to grid topology to minimize risk of ignition in HFTDs Remote GridWLDFRWire-to-wire contactAggregated | WLDFR | HFTD - Distribution - Tier 3 - 4QU CoRE ¦ 3QU LoRE | Non-Red Flag Warning - Small Fires | Wire-to-wire contact | Aggregated | 2024 | 0.00010787 | 384.7705 | 0.041505 | 2024 | Mitigation | 0.95 | 45 | 0 | esc | 0.00097009 | 1.0464e-07 | 0.00097009 | 1.0464e-07 | 0.034918 | 1.0992e-06 | 0 | 0
[120 empty] | 7.3.3.17.5 (Remote Grid) Updates to grid topology to minimize risk of ignition in HFTDs Remote GridWLDFRWire-to-wire contactAggregated | WLDFR | HFTD - Distribution - Tier 3 - 4QU CoRE ¦ 3QU LoRE | Non-Red Flag Warning - Small Fires | Wire-to-wire contact | Aggregated | 2025 | 0.00010787 | 384.7705 | 0.041505 | 2025 | Mitigation | 0.95 | 45 | 0 | esc | 0.00097009 | 1.0464e-07 | 0.00097009 | 1.0464e-07 | 0.034918 | 1.0992e-06 | 0 | 0
[120 empty] | 7.3.3.17.5 (Remote Grid) Updates to grid topology to minimize risk of ignition in HFTDs Remote GridWLDFRWire-to-wire contactAggregated | WLDFR | HFTD - Distribution - Tier 3 - 4QU CoRE ¦ 3QU LoRE | Non-Red Flag Warning - Small Fires | Wire-to-wire contact | Aggregated | 2026 | 0.00010787 | 384.7705 | 0.041505 | 2026 | Mitigation | 0.95 | 45 | 0 | esc | 0.00097009 | 1.0464e-07 | 0.00097009 | 1.0464e-07 | 0.034918 | 1.0992e-06 | 0.013666 | 1.2796e-06
[120 empty] | 7.3.3.17.5 (Remote Grid) Updates to grid topology to minimize risk of ignition in HFTDs Remote GridWLDFRWire-to-wire contactAggregated | WLDFR | HFTD - Distribution - Tier 3 - 4QU CoRE ¦ 3QU LoRE | Non-Red Flag Warning - Small Fires | Wire-to-wire contact | Aggregated | 2027 | 0.00010787 | 384.7705 | 0.041505 | 2027 | Mitigation | 0.95 | 45 | 0 | esc | 0.00097009 | 1.0464e-07 | 0.00097009 | 1.0464e-07 | 0.034918 | 1.0992e-06 | 0.013666 | 1.2796e-06
[120 empty] | 7.3.3.17.5 (Remote Grid) Updates to grid topology to minimize risk of ignition in HFTDs Remote GridWLDFRWire-to-wire contactAggregated | WLDFR | HFTD - Distribution - Tier 3 - 4QU CoRE ¦ 3QU LoRE | Non-Red Flag Warning - Small Fires | Wire-to-wire contact | Aggregated | 2028 | 0.00010787 | 384.7705 | 0.041505 | 2028 | Mitigation | 0.95 | 45 | 0 | esc | 0.00097009 | 1.0464e-07 | 0.00097009 | 1.0464e-07 | 0.034918 | 1.0992e-06 | 0.013666 | 1.2796e-06
[120 empty] | 7.3.3.17.5 (Remote Grid) Updates to grid topology to minimize risk of ignition in HFTDs Remote GridWLDFRWire-to-wire contactAggregated | WLDFR | HFTD - Distribution - Tier 3 - 4QU CoRE ¦ 3QU LoRE | Non-Red Flag Warning - Small Fires | Wire-to-wire contact | Aggregated | 2029 | 0.00010787 | 384.7705 | 0.041505 | 2029 | Mitigation | 0.95 | 45 | 0 | esc | 0.00097009 | 1.0464e-07 | 0.00097009 | 1.0464e-07 | 0.034918 | 1.0992e-06 | 0.013666 | 1.2796e-06
[120 empty] | 7.3.3.17.5 (Remote Grid) Updates to grid topology to minimize risk of ignition in HFTDs Remote GridWLDFRWire-to-wire contactAggregated | WLDFR | HFTD - Distribution - Tier 3 - 4QU CoRE ¦ 3QU LoRE | Non-Red Flag Warning - Small Fires | Wire-to-wire contact | Aggregated | 2030 | 0.00010787 | 384.7705 | 0.041505 | 2030 | Mitigation | 0.95 | 45 | 0 | esc | 0.00097009 | 1.0464e-07 | 0.00097009 | 1.0464e-07 | 0.034918 | 1.0992e-06 | 0.013666 | 1.2796e-06
[120 empty] | 7.3.3.17.5 (Remote Grid) Updates to grid topology to minimize risk of ignition in HFTDs Remote GridWLDFRWire-to-wire contactAggregated | WLDFR | HFTD - Distribution - Tier 3 - 4QU CoRE ¦ 3QU LoRE | Non-Red Flag Warning - Small Fires | Wire-to-wire contact | Aggregated | 2031 | 0.00010787 | 384.7705 | 0.041505 | 2031 | Mitigation | 0.95 | 45 | 0 | esc | 0.00097009 | 1.0464e-07 | 0.00097009 | 1.0464e-07 | 0.034918 | 1.0992e-06 | 0.013666 | 1.2796e-06
[120 empty] | 7.3.3.17.5 (Remote Grid) Updates to grid topology to minimize risk of ignition in HFTDs Remote GridWLDFRWire-to-wire contactAggregated | WLDFR | HFTD - Distribution - Tier 3 - 4QU CoRE ¦ 3QU LoRE | Non-Red Flag Warning - Small Fires | Wire-to-wire contact | Aggregated | 2032 | 0.00010787 | 384.7705 | 0.041505 | 2032 | Mitigation | 0.95 | 45 | 0 | esc | 0.00097009 | 1.0464e-07 | 0.00097009 | 1.0464e-07 | 0.034918 | 1.0992e-06 | 0.013666 | 1.2796e-06
[120 empty] | 7.3.3.17.5 (Remote Grid) Updates to grid topology to minimize risk of ignition in HFTDs Remote GridWLDFRWire-to-wire contactAggregated | WLDFR | HFTD - Distribution - Tier 3 - 4QU CoRE ¦ 3QU LoRE | Non-Red Flag Warning - Small Fires | Wire-to-wire contact | Aggregated | 2033 | 0.00010787 | 384.7705 | 0.041505 | 2033 | Mitigation | 0.95 | 45 | 0 | esc | 0.00097009 | 1.0464e-07 | 0.00097009 | 1.0464e-07 | 0.034918 | 1.0992e-06 | 0.013666 | 1.2796e-06
[120 empty] | 7.3.3.17.5 (Remote Grid) Updates to grid topology to minimize risk of ignition in HFTDs Remote GridWLDFRWire-to-wire contactAggregated | WLDFR | HFTD - Distribution - Tier 3 - 4QU CoRE ¦ 3QU LoRE | Non-Red Flag Warning - Small Fires | Wire-to-wire contact | Aggregated | 2034 | 0.00010787 | 384.7705 | 0.041505 | 2034 | Mitigation | 0.95 | 45 | 0 | esc | 0.00097009 | 1.0464e-07 | 0.00097009 | 1.0464e-07 | 0.034918 | 1.0992e-06 | 0.013666 | 1.2796e-06
[120 empty] | 7.3.3.17.5 (Remote Grid) Updates to grid topology to minimize risk of ignition in HFTDs Remote GridWLDFRWire-to-wire contactAggregated | WLDFR | HFTD - Distribution - Tier 3 - 4QU CoRE ¦ 3QU LoRE | Non-Red Flag Warning - Small Fires | Wire-to-wire contact | Aggregated | 2035 | 0.00010787 | 384.7705 | 0.041505 | 2035 | Mitigation | 0.95 | 45 | 0 | esc | 0.00097009 | 1.0464e-07 | 0.00097009 | 1.0464e-07 | 0.034918 | 1.0992e-06 | 0.013666 | 1.2796e-06
[120 empty] | 7.3.3.17.5 (Remote Grid) Updates to grid topology to minimize risk of ignition in HFTDs Remote GridWLDFRWire-to-wire contactAggregated | WLDFR | HFTD - Distribution - Tier 3 - 4QU CoRE ¦ 3QU LoRE | Non-Red Flag Warning - Small Fires | Wire-to-wire contact | Aggregated | 2036 | 0.00010787 | 384.7705 | 0.041505 | 2036 | Mitigation | 0.95 | 45 | 0 | esc | 0.00097009 | 1.0464e-07 | 0.00097009 | 1.0464e-07 | 0.034918 | 1.0992e-06 | 0.013666 | 1.2796e-06
[120 empty] | 7.3.3.17.5 (Remote Grid) Updates to grid topology to minimize risk of ignition in HFTDs Remote GridWLDFRWire-to-wire contactAggregated | WLDFR | HFTD - Distribution - Tier 3 - 4QU CoRE ¦ 3QU LoRE | Non-Red Flag Warning - Small Fires | Wire-to-wire contact | Aggregated | 2037 | 0.00010787 | 384.7705 | 0.041505 | 2037 | Mitigation | 0.95 | 45 | 0 | esc | 0.00097009 | 1.0464e-07 | 0.00097009 | 1.0464e-07 | 0.034918 | 1.0992e-06 | 0.013666 | 1.2796e-06
[120 empty] | 7.3.3.17.5 (Remote Grid) Updates to grid topology to minimize risk of ignition in HFTDs Remote GridWLDFRWire-to-wire contactAggregated | WLDFR | HFTD - Distribution - Tier 3 - 4QU CoRE ¦ 3QU LoRE | Non-Red Flag Warning - Small Fires | Wire-to-wire contact | Aggregated | 2038 | 0.00010787 | 384.7705 | 0.041505 | 2038 | Mitigation | 0.95 | 45 | 0 | esc | 0.00097009 | 1.0464e-07 | 0.00097009 | 1.0464e-07 | 0.034918 | 1.0992e-06 | 0.013666 | 1.2796e-06
[120 empty] | 7.3.3.17.5 (Remote Grid) Updates to grid topology to minimize risk of ignition in HFTDs Remote GridWLDFRWire-to-wire contactAggregated | WLDFR | HFTD - Distribution - Tier 3 - 4QU CoRE ¦ 3QU LoRE | Non-Red Flag Warning - Small Fires | Wire-to-wire contact | Aggregated | 2039 | 0.00010787 | 384.7705 | 0.041505 | 2039 | Mitigation | 0.95 | 45 | 0 | esc | 0.00097009 | 1.0464e-07 | 0.00097009 | 1.0464e-07 | 0.034918 | 1.0992e-06 | 0.013666 | 1.2796e-06
[120 empty] | 7.3.3.17.5 (Remote Grid) Updates to grid topology to minimize risk of ignition in HFTDs Remote GridWLDFRWire-to-wire contactAggregated | WLDFR | HFTD - Distribution - Tier 3 - 4QU CoRE ¦ 3QU LoRE | Non-Red Flag Warning - Small Fires | Wire-to-wire contact | Aggregated | 2040 | 0.00010787 | 384.7705 | 0.041505 | 2040 | Mitigation | 0.95 | 45 | 0 | esc | 0.00097009 | 1.0464e-07 | 0.00097009 | 1.0464e-07 | 0.034918 | 1.0992e-06 | 0.013666 | 1.2796e-06
[120 empty] | 7.3.3.17.5 (Remote Grid) Updates to grid topology to minimize risk of ignition in HFTDs Remote GridWLDFRWire-to-wire contactAggregated | WLDFR | HFTD - Distribution - Tier 3 - 4QU CoRE ¦ 3QU LoRE | Non-Red Flag Warning - Small Fires | Wire-to-wire contact | Aggregated | 2041 | 0.00010787 | 384.7705 | 0.041505 | 2041 | Mitigation | 0.95 | 45 | 0 | esc | 0.00097009 | 1.0464e-07 | 0.00097009 | 1.0464e-07 | 0.034918 | 1.0992e-06 | 0.013666 | 1.2796e-06
[120 empty] | 7.3.3.17.5 (Remote Grid) Updates to grid topology to minimize risk of ignition in HFTDs Remote GridWLDFRWire-to-wire contactAggregated | WLDFR | HFTD - Distribution - Tier 3 - 4QU CoRE ¦ 3QU LoRE | Non-Red Flag Warning - Small Fires | Wire-to-wire contact | Aggregated | 2042 | 0.00010787 | 384.7705 | 0.041505 | 2042 | Mitigation | 0.95 | 45 | 0 | esc | 0.00097009 | 1.0464e-07 | 0.00097009 | 1.0464e-07 | 0.034918 | 1.0992e-06 | 0.013666 | 1.2796e-06
[120 empty] | 7.3.3.17.5 (Remote Grid) Updates to grid topology to minimize risk of ignition in HFTDs Remote GridWLDFRWire-to-wire contactAggregated | WLDFR | HFTD - Distribution - Tier 3 - 4QU CoRE ¦ 3QU LoRE | Non-Red Flag Warning - Small Fires | Wire-to-wire contact | Aggregated | 2043 | 0.00010787 | 384.7705 | 0.041505 | 2043 | Mitigation | 0.95 | 45 | 0 | esc | 0.00097009 | 1.0464e-07 | 0.00097009 | 1.0464e-07 | 0.034918 | 1.0992e-06 | 0.013666 | 1.2796e-06
[120 empty] | 7.3.3.17.5 (Remote Grid) Updates to grid topology to minimize risk of ignition in HFTDs Remote GridWLDFRWire-to-wire contactAggregated | WLDFR | HFTD - Distribution - Tier 3 - 4QU CoRE ¦ 3QU LoRE | Non-Red Flag Warning - Small Fires | Wire-to-wire contact | Aggregated | 2044 | 0.00010787 | 384.7705 | 0.041505 | 2044 | Mitigation | 0.95 | 45 | 0 | esc | 0.00097009 | 1.0464e-07 | 0.00097009 | 1.0464e-07 | 0.034918 | 1.0992e-06 | 0.013666 | 1.2796e-06
[120 empty] | 7.3.3.17.5 (Remote Grid) Updates to grid topology to minimize risk of ignition in HFTDs Remote GridWLDFRWire-to-wire contactAggregated | WLDFR | HFTD - Distribution - Tier 3 - 4QU CoRE ¦ 3QU LoRE | Non-Red Flag Warning - Small Fires | Wire-to-wire contact | Aggregated | 2045 | 0.00010787 | 384.7705 | 0.041505 | 2045 | Mitigation | 0.95 | 45 | 0 | esc | 0.00097009 | 1.0464e-07 | 0.00097009 | 1.0464e-07 | 0.034918 | 1.0992e-06 | 0.013666 | 1.2796e-06
[120 empty] | 7.3.3.17.5 (Remote Grid) Updates to grid topology to minimize risk of ignition in HFTDs Remote GridWLDFRWire-to-wire contactAggregated | WLDFR | HFTD - Distribution - Tier 3 - 4QU CoRE ¦ 3QU LoRE | Non-Red Flag Warning - Small Fires | Wire-to-wire contact | Aggregated | 2046 | 0.00010787 | 384.7705 | 0.041505 | 2046 | Mitigation | 0.95 | 45 | 0 | esc | 0.00097009 | 1.0464e-07 | 0.00097009 | 1.0464e-07 | 0.034918 | 1.0992e-06 | 0.013666 | 1.2796e-06
[120 empty] | 7.3.3.17.5 (Remote Grid) Updates to grid topology to minimize risk of ignition in HFTDs Remote GridWLDFRWire-to-wire contactAggregated | WLDFR | HFTD - Distribution - Tier 3 - 4QU CoRE ¦ 3QU LoRE | Non-Red Flag Warning - Small Fires | Wire-to-wire contact | Aggregated | 2047 | 0.00010787 | 384.7705 | 0.041505 | 2047 | Mitigation | 0.95 | 45 | 0 | esc | 0.00097009 | 1.0464e-07 | 0.00097009 | 1.0464e-07 | 0.034918 | 1.0992e-06 | 0.013666 | 1.2796e-06
[120 empty] | 7.3.3.17.5 (Remote Grid) Updates to grid topology to minimize risk of ignition in HFTDs Remote GridWLDFRWire-to-wire contactAggregated | WLDFR | HFTD - Distribution - Tier 3 - 4QU CoRE ¦ 3QU LoRE | Non-Red Flag Warning - Small Fires | Wire-to-wire contact | Aggregated | 2048 | 0.00010787 | 384.7705 | 0.041505 | 2048 | Mitigation | 0.95 | 45 | 0 | esc | 0.00097009 | 1.0464e-07 | 0.00097009 | 1.0464e-07 | 0.034918 | 1.0992e-06 | 0.013666 | 1.2796e-06
[120 empty] | 7.3.3.17.5 (Remote Grid) Updates to grid topology to minimize risk of ignition in HFTDs Remote GridWLDFRWire-to-wire contactAggregated | WLDFR | HFTD - Distribution - Tier 3 - 4QU CoRE ¦ 3QU LoRE | Non-Red Flag Warning - Small Fires | Wire-to-wire contact | Aggregated | 2049 | 0.00010787 | 384.7705 | 0.041505 | 2049 | Mitigation | 0.95 | 45 | 0 | esc | 0.00097009 | 1.0464e-07 | 0.00097009 | 1.0464e-07 | 0.034918 | 1.0992e-06 | 0.013666 | 1.2796e-06
[120 empty] | 7.3.3.17.5 (Remote Grid) Updates to grid topology to minimize risk of ignition in HFTDs Remote GridWLDFRWire-to-wire contactAggregated | WLDFR | HFTD - Distribution - Tier 3 - 4QU CoRE ¦ 3QU LoRE | Non-Red Flag Warning - Small Fires | Wire-to-wire contact | Aggregated | 2050 | 0.00010787 | 384.7705 | 0.041505 | 2050 | Mitigation | 0.95 | 45 | 0 | esc | 0.00097009 | 1.0464e-07 | 0.00097009 | 1.0464e-07 | 0.034918 | 1.0992e-06 | 0.013666 | 1.2796e-06
[120 empty] | 7.3.3.17.5 (Remote Grid) Updates to grid topology to minimize risk of ignition in HFTDs Remote GridWLDFRWire-to-wire contactAggregated | WLDFR | HFTD - Distribution - Tier 3 - 4QU CoRE ¦ 3QU LoRE | Non-Red Flag Warning - Small Fires | Wire-to-wire contact | Aggregated | 2051 | 0.00010787 | 384.7705 | 0.041505 | 2051 | Mitigation | 0.95 | 45 | 0 | esc | 0.00097009 | 1.0464e-07 | 0.00097009 | 1.0464e-07 | 0.034918 | 1.0992e-06 | 0.013666 | 1.2796e-06
[120 empty] | 7.3.3.17.5 (Remote Grid) Updates to grid topology to minimize risk of ignition in HFTDs Remote GridWLDFRWire-to-wire contactAggregated | WLDFR | HFTD - Distribution - Tier 3 - 4QU CoRE ¦ 3QU LoRE | Non-Red Flag Warning - Small Fires | Wire-to-wire contact | Aggregated | 2052 | 0.00010787 | 384.7705 | 0.041505 | 2052 | Mitigation | 0.95 | 45 | 0 | esc | 0.00097009 | 1.0464e-07 | 0.00097009 | 1.0464e-07 | 0.034918 | 1.0992e-06 | 0.013666 | 1.2796e-06
[120 empty] | 7.3.3.17.5 (Remote Grid) Updates to grid topology to minimize risk of ignition in HFTDs Remote GridWLDFRWire-to-wire contactAggregated | WLDFR | HFTD - Distribution - Tier 3 - 4QU CoRE ¦ 3QU LoRE | Non-Red Flag Warning - Small Fires | Wire-to-wire contact | Aggregated | 2053 | 0.00010787 | 384.7705 | 0.041505 | 2053 | Mitigation | 0.95 | 45 | 0 | esc | 0.00097009 | 1.0464e-07 | 0.00097009 | 1.0464e-07 | 0.034918 | 1.0992e-06 | 0.013666 | 1.2796e-06
[120 empty] | 7.3.3.17.5 (Remote Grid) Updates to grid topology to minimize risk of ignition in HFTDs Remote GridWLDFRWire-to-wire contactAggregated | WLDFR | HFTD - Distribution - Tier 3 - 4QU CoRE ¦ 3QU LoRE | Non-Red Flag Warning - Small Fires | Wire-to-wire contact | Aggregated | 2054 | 0.00010787 | 384.7705 | 0.041505 | 2054 | Mitigation | 0.95 | 45 | 0 | esc | 0.00097009 | 1.0464e-07 | 0.00097009 | 1.0464e-07 | 0.034918 | 1.0992e-06 | 0.013666 | 1.2796e-06
[120 empty] | 7.3.3.17.5 (Remote Grid) Updates to grid topology to minimize risk of ignition in HFTDs Remote GridWLDFRWire-to-wire contactAggregated | WLDFR | HFTD - Distribution - Tier 3 - 4QU CoRE ¦ 3QU LoRE | Non-Red Flag Warning - Small Fires | Wire-to-wire contact | Aggregated | 2055 | 0.00010787 | 384.7705 | 0.041505 | 2055 | Mitigation | 0.95 | 45 | 0 | esc | 0.00097009 | 1.0464e-07 | 0.00097009 | 1.0464e-07 | 0.034918 | 1.0992e-06 | 0.013666 | 1.2796e-06
[120 empty] | 7.3.3.17.5 (Remote Grid) Updates to grid topology to minimize risk of ignition in HFTDs Remote GridWLDFRWire-to-wire contactAggregated | WLDFR | HFTD - Distribution - Tier 3 - 4QU CoRE ¦ 3QU LoRE | Non-Red Flag Warning - Small Fires | Wire-to-wire contact | Aggregated | 2056 | 0.00010787 | 384.7705 | 0.041505 | 2056 | Mitigation | 0.95 | 45 | 0 | esc | 0.00097009 | 1.0464e-07 | 0.00097009 | 1.0464e-07 | 0 | 0 | 0 | 0
[120 empty] | 7.3.3.17.5 (Remote Grid) Updates to grid topology to minimize risk of ignition in HFTDs Remote GridWLDFRWire-to-wire contactAggregated | WLDFR | HFTD - Distribution - Tier 3 - 4QU CoRE ¦ 3QU LoRE | Non-Red Flag Warning - Small Fires | Wire-to-wire contact | Aggregated | 2057 | 0.00010787 | 384.7705 | 0.041505 | 2057 | Mitigation | 0.95 | 45 | 0 | esc | 0.00097009 | 1.0464e-07 | 0.00097009 | 1.0464e-07 | 0.034918 | 9.6107e-08 | 0 | 0
[120 empty] | 7.3.3.17.5 (Remote Grid) Updates to grid topology to minimize risk of ignition in HFTDs Remote GridWLDFRWire-to-wire contactAggregated | WLDFR | HFTD - Distribution - Tier 3 - 4QU CoRE ¦ 3QU LoRE | Non-Red Flag Warning - Small Fires | Wire-to-wire contact | Aggregated | 2058 | 0.00010787 | 384.7705 | 0.041505 | 2058 | Mitigation | 0.95 | 45 | 0 | esc | 0.00097009 | 1.0464e-07 | 0.00097009 | 1.0464e-07 | 0.034918 | 9.6107e-08 | 0.0063316 | 1.7876e-07
[120 empty] | 7.3.3.17.5 (Remote Grid) Updates to grid topology to minimize risk of ignition in HFTDs Remote GridWLDFRWire-to-wire contactAggregated | WLDFR | HFTD - Distribution - Tier 3 - 4QU CoRE ¦ 3QU LoRE | Non-Red Flag Warning - Small Fires | Wire-to-wire contact | Aggregated | 2059 | 0.00010787 | 384.7705 | 0.041505 | 2059 | Mitigation | 0.95 | 45 | 0 | esc | 0.00097009 | 1.0464e-07 | 0.00097009 | 1.0464e-07 | 0.034918 | 9.6107e-08 | 0.0063316 | 1.7876e-07
[120 empty] | 7.3.3.17.5 (Remote Grid) Updates to grid topology to minimize risk of ignition in HFTDs Remote GridWLDFRWire-to-wire contactAggregated | WLDFR | HFTD - Distribution - Tier 3 - 4QU CoRE ¦ 3QU LoRE | Non-Red Flag Warning - Small Fires | Wire-to-wire contact | Aggregated | 2060 | 0.00010787 | 384.7705 | 0.041505 | 2060 | Mitigation | 0.95 | 45 | 0 | esc | 0.00097009 | 1.0464e-07 | 0.00097009 | 1.0464e-07 | 0.034918 | 9.6107e-08 | 0.0063316 | 1.7876e-07
[120 empty] | 7.3.3.17.5 (Remote Grid) Updates to grid topology to minimize risk of ignition in HFTDs Remote GridWLDFRWire-to-wire contactAggregated | WLDFR | HFTD - Distribution - Tier 3 - 4QU CoRE ¦ 3QU LoRE | Non-Red Flag Warning - Small Fires | Wire-to-wire contact | Aggregated | 2061 | 0.00010787 | 384.7705 | 0.041505 | 2061 | Mitigation | 0.95 | 45 | 0 | esc | 0.00097009 | 1.0464e-07 | 0.00097009 | 1.0464e-07 | 0.034918 | 9.6107e-08 | 0.0063316 | 1.7876e-07
[120 empty] | 7.3.3.17.5 (Remote Grid) Updates to grid topology to minimize risk of ignition in HFTDs Remote GridWLDFRWire-to-wire contactAggregated | WLDFR | HFTD - Distribution - Tier 3 - 4QU CoRE ¦ 3QU LoRE | Non-Red Flag Warning - Small Fires | Wire-to-wire contact | Aggregated | 2062 | 0.00010787 | 384.7705 | 0.041505 | 2062 | Mitigation | 0.95 | 45 | 0 | esc | 0.00097009 | 1.0464e-07 | 0.00097009 | 1.0464e-07 | 0.034918 | 9.6107e-08 | 0.0063316 | 1.7876e-07
[120 empty] | 7.3.3.17.5 (Remote Grid) Updates to grid topology to minimize risk of ignition in HFTDs Remote GridWLDFRWire-to-wire contactAggregated | WLDFR | HFTD - Distribution - Tier 3 - 4QU CoRE ¦ 3QU LoRE | Non-Red Flag Warning - Small Fires | Wire-to-wire contact | Aggregated | 2063 | 0.00010787 | 384.7705 | 0.041505 | 2063 | Mitigation | 0.95 | 45 | 0 | esc | 0.00097009 | 1.0464e-07 | 0.00097009 | 1.0464e-07 | 0.034918 | 9.6107e-08 | 0.0063316 | 1.7876e-07
[120 empty] | 7.3.3.17.5 (Remote Grid) Updates to grid topology to minimize risk of ignition in HFTDs Remote GridWLDFRWire-to-wire contactAggregated | WLDFR | HFTD - Distribution - Tier 3 - 4QU CoRE ¦ 3QU LoRE | Non-Red Flag Warning - Small Fires | Wire-to-wire contact | Aggregated | 2064 | 0.00010787 | 384.7705 | 0.041505 | 2064 | Mitigation | 0.95 | 45 | 0 | esc | 0.00097009 | 1.0464e-07 | 0.00097009 | 1.0464e-07 | 0.034918 | 9.6107e-08 | 0.0063316 | 1.7876e-07
[120 empty] | 7.3.3.17.5 (Remote Grid) Updates to grid topology to minimize risk of ignition in HFTDs Remote GridWLDFRWire-to-wire contactAggregated | WLDFR | HFTD - Distribution - Tier 3 - 4QU CoRE ¦ 3QU LoRE | Non-Red Flag Warning - Small Fires | Wire-to-wire contact | Aggregated | 2065 | 0.00010787 | 384.7705 | 0.041505 | 2065 | Mitigation | 0.95 | 45 | 0 | esc | 0.00097009 | 1.0464e-07 | 0.00097009 | 1.0464e-07 | 0.034918 | 9.6107e-08 | 0.0063316 | 1.7876e-07
[120 empty] | 7.3.3.17.5 (Remote Grid) Updates to grid topology to minimize risk of ignition in HFTDs Remote GridWLDFRWire-to-wire contactAggregated | WLDFR | HFTD - Distribution - Tier 3 - 4QU CoRE ¦ 3QU LoRE | Non-Red Flag Warning - Small Fires | Wire-to-wire contact | Aggregated | 2066 | 0.00010787 | 384.7705 | 0.041505 | 2066 | Mitigation | 0.95 | 45 | 0 | esc | 0.00097009 | 1.0464e-07 | 0.00097009 | 1.0464e-07 | 0.034918 | 9.6107e-08 | 0.0063316 | 1.7876e-07
[120 empty] | 7.3.3.17.5 (Remote Grid) Updates to grid topology to minimize risk of ignition in HFTDs Remote GridWLDFRWire-to-wire contactAggregated | WLDFR | HFTD - Distribution - Tier 3 - 4QU CoRE ¦ 3QU LoRE | Non-Red Flag Warning - Small Fires | Wire-to-wire contact | Aggregated | 2067 | 0.00010787 | 384.7705 | 0.041505 | 2067 | Mitigation | 0.95 | 45 | 0 | esc | 0 | 0 | 0.00097009 | 1.0464e-07 | 0.034918 | 9.6107e-08 | 0.0063316 | 1.7876e-07
[120 empty] | 7.3.3.17.5 (Remote Grid) Updates to grid topology to minimize risk of ignition in HFTDs Remote GridWLDFREquipment / facility failureAggregated | WLDFR | HFTD - Distribution - Tier 3 - 4QU CoRE ¦ 3QU LoRE | Red Flag Warning - Catastrophic Fires | Equipment / facility failure | Aggregated | 2022 | 1.9477e-06 | 384.7705 | 0.00074941 | 2022 | Mitigation | 0.95 | 45 | 0 | esc | 0.00097009 | 1.8894e-09 | 0 | 0 | 0.034918 | 9.6107e-08 | 0.0063316 | 1.7876e-07
[120 empty] | 7.3.3.17.5 (Remote Grid) Updates to grid topology to minimize risk of ignition in HFTDs Remote GridWLDFREquipment / facility failureAggregated | WLDFR | HFTD - Distribution - Tier 3 - 4QU CoRE ¦ 3QU LoRE | Red Flag Warning - Catastrophic Fires | Equipment / facility failure | Aggregated | 2023 | 1.9477e-06 | 384.7705 | 0.00074941 | 2023 | Mitigation | 0.95 | 45 | 0 | esc | 0.00097009 | 1.8894e-09 | 0.00097009 | 1.8894e-09 | 0.034918 | 9.6107e-08 | 0.0063316 | 1.7876e-07
[120 empty] | 7.3.3.17.5 (Remote Grid) Updates to grid topology to minimize risk of ignition in HFTDs Remote GridWLDFREquipment / facility failureAggregated | WLDFR | HFTD - Distribution - Tier 3 - 4QU CoRE ¦ 3QU LoRE | Red Flag Warning - Catastrophic Fires | Equipment / facility failure | Aggregated | 2024 | 1.9477e-06 | 384.7705 | 0.00074941 | 2024 | Mitigation | 0.95 | 45 | 0 | esc | 0.00097009 | 1.8894e-09 | 0.00097009 | 1.8894e-09 | 0.034918 | 9.6107e-08 | 0.0063316 | 1.7876e-07
[120 empty] | 7.3.3.17.5 (Remote Grid) Updates to grid topology to minimize risk of ignition in HFTDs Remote GridWLDFREquipment / facility failureAggregated | WLDFR | HFTD - Distribution - Tier 3 - 4QU CoRE ¦ 3QU LoRE | Red Flag Warning - Catastrophic Fires | Equipment / facility failure | Aggregated | 2025 | 1.9477e-06 | 384.7705 | 0.00074941 | 2025 | Mitigation | 0.95 | 45 | 0 | esc | 0.00097009 | 1.8894e-09 | 0.00097009 | 1.8894e-09 | 0.034918 | 9.6107e-08 | 0.0063316 | 1.7876e-07
[120 empty] | 7.3.3.17.5 (Remote Grid) Updates to grid topology to minimize risk of ignition in HFTDs Remote GridWLDFREquipment / facility failureAggregated | WLDFR | HFTD - Distribution - Tier 3 - 4QU CoRE ¦ 3QU LoRE | Red Flag Warning - Catastrophic Fires | Equipment / facility failure | Aggregated | 2026 | 1.9477e-06 | 384.7705 | 0.00074941 | 2026 | Mitigation | 0.95 | 45 | 0 | esc | 0.00097009 | 1.8894e-09 | 0.00097009 | 1.8894e-09 | 0.034918 | 9.6107e-08 | 0.0063316 | 1.7876e-07
[120 empty] | 7.3.3.17.5 (Remote Grid) Updates to grid topology to minimize risk of ignition in HFTDs Remote GridWLDFREquipment / facility failureAggregated | WLDFR | HFTD - Distribution - Tier 3 - 4QU CoRE ¦ 3QU LoRE | Red Flag Warning - Catastrophic Fires | Equipment / facility failure | Aggregated | 2027 | 1.9477e-06 | 384.7705 | 0.00074941 | 2027 | Mitigation | 0.95 | 45 | 0 | esc | 0.00097009 | 1.8894e-09 | 0.00097009 | 1.8894e-09 | 0.034918 | 9.6107e-08 | 0.0063316 | 1.7876e-07
[120 empty] | 7.3.3.17.5 (Remote Grid) Updates to grid topology to minimize risk of ignition in HFTDs Remote GridWLDFREquipment / facility failureAggregated | WLDFR | HFTD - Distribution - Tier 3 - 4QU CoRE ¦ 3QU LoRE | Red Flag Warning - Catastrophic Fires | Equipment / facility failure | Aggregated | 2028 | 1.9477e-06 | 384.7705 | 0.00074941 | 2028 | Mitigation | 0.95 | 45 | 0 | esc | 0.00097009 | 1.8894e-09 | 0.00097009 | 1.8894e-09 | 0.034918 | 9.6107e-08 | 0.0063316 | 1.7876e-07
[120 empty] | 7.3.3.17.5 (Remote Grid) Updates to grid topology to minimize risk of ignition in HFTDs Remote GridWLDFREquipment / facility failureAggregated | WLDFR | HFTD - Distribution - Tier 3 - 4QU CoRE ¦ 3QU LoRE | Red Flag Warning - Catastrophic Fires | Equipment / facility failure | Aggregated | 2029 | 1.9477e-06 | 384.7705 | 0.00074941 | 2029 | Mitigation | 0.95 | 45 | 0 | esc | 0.00097009 | 1.8894e-09 | 0.00097009 | 1.8894e-09 | 0.034918 | 9.6107e-08 | 0.0063316 | 1.7876e-07
[120 empty] | 7.3.3.17.5 (Remote Grid) Updates to grid topology to minimize risk of ignition in HFTDs Remote GridWLDFREquipment / facility failureAggregated | WLDFR | HFTD - Distribution - Tier 3 - 4QU CoRE ¦ 3QU LoRE | Red Flag Warning - Catastrophic Fires | Equipment / facility failure | Aggregated | 2030 | 1.9477e-06 | 384.7705 | 0.00074941 | 2030 | Mitigation | 0.95 | 45 | 0 | esc | 0.00097009 | 1.8894e-09 | 0.00097009 | 1.8894e-09 | 0.034918 | 9.6107e-08 | 0.0063316 | 1.7876e-07
[120 empty] | 7.3.3.17.5 (Remote Grid) Updates to grid topology to minimize risk of ignition in HFTDs Remote GridWLDFREquipment / facility failureAggregated | WLDFR | HFTD - Distribution - Tier 3 - 4QU CoRE ¦ 3QU LoRE | Red Flag Warning - Catastrophic Fires | Equipment / facility failure | Aggregated | 2031 | 1.9477e-06 | 384.7705 | 0.00074941 | 2031 | Mitigation | 0.95 | 45 | 0 | esc | 0.00097009 | 1.8894e-09 | 0.00097009 | 1.8894e-09 | 0.034918 | 9.6107e-08 | 0.0063316 | 1.7876e-07
[120 empty] | 7.3.3.17.5 (Remote Grid) Updates to grid topology to minimize risk of ignition in HFTDs Remote GridWLDFREquipment / facility failureAggregated | WLDFR | HFTD - Distribution - Tier 3 - 4QU CoRE ¦ 3QU LoRE | Red Flag Warning - Catastrophic Fires | Equipment / facility failure | Aggregated | 2032 | 1.9477e-06 | 384.7705 | 0.00074941 | 2032 | Mitigation | 0.95 | 45 | 0 | esc | 0.00097009 | 1.8894e-09 | 0.00097009 | 1.8894e-09 | 0.034918 | 9.6107e-08 | 0.0063316 | 1.7876e-07
[120 empty] | 7.3.3.17.5 (Remote Grid) Updates to grid topology to minimize risk of ignition in HFTDs Remote GridWLDFREquipment / facility failureAggregated | WLDFR | HFTD - Distribution - Tier 3 - 4QU CoRE ¦ 3QU LoRE | Red Flag Warning - Catastrophic Fires | Equipment / facility failure | Aggregated | 2033 | 1.9477e-06 | 384.7705 | 0.00074941 | 2033 | Mitigation | 0.95 | 45 | 0 | esc | 0.00097009 | 1.8894e-09 | 0.00097009 | 1.8894e-09 | 0.034918 | 9.6107e-08 | 0.0063316 | 1.7876e-07
[120 empty] | 7.3.3.17.5 (Remote Grid) Updates to grid topology to minimize risk of ignition in HFTDs Remote GridWLDFREquipment / facility failureAggregated | WLDFR | HFTD - Distribution - Tier 3 - 4QU CoRE ¦ 3QU LoRE | Red Flag Warning - Catastrophic Fires | Equipment / facility failure | Aggregated | 2034 | 1.9477e-06 | 384.7705 | 0.00074941 | 2034 | Mitigation | 0.95 | 45 | 0 | esc | 0.00097009 | 1.8894e-09 | 0.00097009 | 1.8894e-09 | 0.034918 | 9.6107e-08 | 0.0063316 | 1.7876e-07
[120 empty] | 7.3.3.17.5 (Remote Grid) Updates to grid topology to minimize risk of ignition in HFTDs Remote GridWLDFREquipment / facility failureAggregated | WLDFR | HFTD - Distribution - Tier 3 - 4QU CoRE ¦ 3QU LoRE | Red Flag Warning - Catastrophic Fires | Equipment / facility failure | Aggregated | 2035 | 1.9477e-06 | 384.7705 | 0.00074941 | 2035 | Mitigation | 0.95 | 45 | 0 | esc | 0.00097009 | 1.8894e-09 | 0.00097009 | 1.8894e-09 | 0.034918 | 9.6107e-08 | 0.0063316 | 1.7876e-07
[120 empty] | 7.3.3.17.5 (Remote Grid) Updates to grid topology to minimize risk of ignition in HFTDs Remote GridWLDFREquipment / facility failureAggregated | WLDFR | HFTD - Distribution - Tier 3 - 4QU CoRE ¦ 3QU LoRE | Red Flag Warning - Catastrophic Fires | Equipment / facility failure | Aggregated | 2036 | 1.9477e-06 | 384.7705 | 0.00074941 | 2036 | Mitigation | 0.95 | 45 | 0 | esc | 0.00097009 | 1.8894e-09 | 0.00097009 | 1.8894e-09 | 0.034918 | 9.6107e-08 | 0.0063316 | 1.7876e-07
[120 empty] | 7.3.3.17.5 (Remote Grid) Updates to grid topology to minimize risk of ignition in HFTDs Remote GridWLDFREquipment / facility failureAggregated | WLDFR | HFTD - Distribution - Tier 3 - 4QU CoRE ¦ 3QU LoRE | Red Flag Warning - Catastrophic Fires | Equipment / facility failure | Aggregated | 2037 | 1.9477e-06 | 384.7705 | 0.00074941 | 2037 | Mitigation | 0.95 | 45 | 0 | esc | 0.00097009 | 1.8894e-09 | 0.00097009 | 1.8894e-09 | 0.034918 | 9.6107e-08 | 0.0063316 | 1.7876e-07
[120 empty] | 7.3.3.17.5 (Remote Grid) Updates to grid topology to minimize risk of ignition in HFTDs Remote GridWLDFREquipment / facility failureAggregated | WLDFR | HFTD - Distribution - Tier 3 - 4QU CoRE ¦ 3QU LoRE | Red Flag Warning - Catastrophic Fires | Equipment / facility failure | Aggregated | 2038 | 1.9477e-06 | 384.7705 | 0.00074941 | 2038 | Mitigation | 0.95 | 45 | 0 | esc | 0.00097009 | 1.8894e-09 | 0.00097009 | 1.8894e-09 | 0.034918 | 9.6107e-08 | 0.0063316 | 1.7876e-07
[120 empty] | 7.3.3.17.5 (Remote Grid) Updates to grid topology to minimize risk of ignition in HFTDs Remote GridWLDFREquipment / facility failureAggregated | WLDFR | HFTD - Distribution - Tier 3 - 4QU CoRE ¦ 3QU LoRE | Red Flag Warning - Catastrophic Fires | Equipment / facility failure | Aggregated | 2039 | 1.9477e-06 | 384.7705 | 0.00074941 | 2039 | Mitigation | 0.95 | 45 | 0 | esc | 0.00097009 | 1.8894e-09 | 0.00097009 | 1.8894e-09 | 0.034918 | 9.6107e-08 | 0.0063316 | 1.7876e-07
[120 empty] | 7.3.3.17.5 (Remote Grid) Updates to grid topology to minimize risk of ignition in HFTDs Remote GridWLDFREquipment / facility failureAggregated | WLDFR | HFTD - Distribution - Tier 3 - 4QU CoRE ¦ 3QU LoRE | Red Flag Warning - Catastrophic Fires | Equipment / facility failure | Aggregated | 2040 | 1.9477e-06 | 384.7705 | 0.00074941 | 2040 | Mitigation | 0.95 | 45 | 0 | esc | 0.00097009 | 1.8894e-09 | 0.00097009 | 1.8894e-09 | 0.034918 | 9.6107e-08 | 0.0063316 | 1.7876e-07
[120 empty] | 7.3.3.17.5 (Remote Grid) Updates to grid topology to minimize risk of ignition in HFTDs Remote GridWLDFREquipment / facility failureAggregated | WLDFR | HFTD - Distribution - Tier 3 - 4QU CoRE ¦ 3QU LoRE | Red Flag Warning - Catastrophic Fires | Equipment / facility failure | Aggregated | 2041 | 1.9477e-06 | 384.7705 | 0.00074941 | 2041 | Mitigation | 0.95 | 45 | 0 | esc | 0.00097009 | 1.8894e-09 | 0.00097009 | 1.8894e-09 | 0.034918 | 9.6107e-08 | 0.0063316 | 1.7876e-07
[120 empty] | 7.3.3.17.5 (Remote Grid) Updates to grid topology to minimize risk of ignition in HFTDs Remote GridWLDFREquipment / facility failureAggregated | WLDFR | HFTD - Distribution - Tier 3 - 4QU CoRE ¦ 3QU LoRE | Red Flag Warning - Catastrophic Fires | Equipment / facility failure | Aggregated | 2042 | 1.9477e-06 | 384.7705 | 0.00074941 | 2042 | Mitigation | 0.95 | 45 | 0 | esc | 0.00097009 | 1.8894e-09 | 0.00097009 | 1.8894e-09 | 0.034918 | 9.6107e-08 | 0 | 0
[120 empty] | 7.3.3.17.5 (Remote Grid) Updates to grid topology to minimize risk of ignition in HFTDs Remote GridWLDFREquipment / facility failureAggregated | WLDFR | HFTD - Distribution - Tier 3 - 4QU CoRE ¦ 3QU LoRE | Red Flag Warning - Catastrophic Fires | Equipment / facility failure | Aggregated | 2043 | 1.9477e-06 | 384.7705 | 0.00074941 | 2043 | Mitigation | 0.95 | 45 | 0 | esc | 0.00097009 | 1.8894e-09 | 0.00097009 | 1.8894e-09 | 0.034918 | 9.6107e-08 | 0 | 0
[120 empty] | 7.3.3.17.5 (Remote Grid) Updates to grid topology to minimize risk of ignition in HFTDs Remote GridWLDFREquipment / facility failureAggregated | WLDFR | HFTD - Distribution - Tier 3 - 4QU CoRE ¦ 3QU LoRE | Red Flag Warning - Catastrophic Fires | Equipment / facility failure | Aggregated | 2044 | 1.9477e-06 | 384.7705 | 0.00074941 | 2044 | Mitigation | 0.95 | 45 | 0 | esc | 0.00097009 | 1.8894e-09 | 0.00097009 | 1.8894e-09 | 0.034918 | 9.6107e-08 | 0.010957 | 8.2139e-07
[120 empty] | 7.3.3.17.5 (Remote Grid) Updates to grid topology to minimize risk of ignition in HFTDs Remote GridWLDFREquipment / facility failureAggregated | WLDFR | HFTD - Distribution - Tier 3 - 4QU CoRE ¦ 3QU LoRE | Red Flag Warning - Catastrophic Fires | Equipment / facility failure | Aggregated | 2045 | 1.9477e-06 | 384.7705 | 0.00074941 | 2045 | Mitigation | 0.95 | 45 | 0 | esc | 0.00097009 | 1.8894e-09 | 0.00097009 | 1.8894e-09 | 0.034918 | 9.6107e-08 | 0.010957 | 8.2139e-07
[120 empty] | 7.3.3.17.5 (Remote Grid) Updates to grid topology to minimize risk of ignition in HFTDs Remote GridWLDFREquipment / facility failureAggregated | WLDFR | HFTD - Distribution - Tier 3 - 4QU CoRE ¦ 3QU LoRE | Red Flag Warning - Catastrophic Fires | Equipment / facility failure | Aggregated | 2046 | 1.9477e-06 | 384.7705 | 0.00074941 | 2046 | Mitigation | 0.95 | 45 | 0 | esc | 0.00097009 | 1.8894e-09 | 0.00097009 | 1.8894e-09 | 0.034918 | 9.6107e-08 | 0.010957 | 8.2139e-07
[120 empty] | 7.3.3.17.5 (Remote Grid) Updates to grid topology to minimize risk of ignition in HFTDs Remote GridWLDFREquipment / facility failureAggregated | WLDFR | HFTD - Distribution - Tier 3 - 4QU CoRE ¦ 3QU LoRE | Red Flag Warning - Catastrophic Fires | Equipment / facility failure | Aggregated | 2047 | 1.9477e-06 | 384.7705 | 0.00074941 | 2047 | Mitigation | 0.95 | 45 | 0 | esc | 0.00097009 | 1.8894e-09 | 0.00097009 | 1.8894e-09 | 0.034918 | 9.6107e-08 | 0.010957 | 8.2139e-07
[120 empty] | 7.3.3.17.5 (Remote Grid) Updates to grid topology to minimize risk of ignition in HFTDs Remote GridWLDFREquipment / facility failureAggregated | WLDFR | HFTD - Distribution - Tier 3 - 4QU CoRE ¦ 3QU LoRE | Red Flag Warning - Catastrophic Fires | Equipment / facility failure | Aggregated | 2048 | 1.9477e-06 | 384.7705 | 0.00074941 | 2048 | Mitigation | 0.95 | 45 | 0 | esc | 0.00097009 | 1.8894e-09 | 0.00097009 | 1.8894e-09 | 0.034918 | 9.6107e-08 | 0.010957 | 8.2139e-07
[120 empty] | 7.3.3.17.5 (Remote Grid) Updates to grid topology to minimize risk of ignition in HFTDs Remote GridWLDFREquipment / facility failureAggregated | WLDFR | HFTD - Distribution - Tier 3 - 4QU CoRE ¦ 3QU LoRE | Red Flag Warning - Catastrophic Fires | Equipment / facility failure | Aggregated | 2049 | 1.9477e-06 | 384.7705 | 0.00074941 | 2049 | Mitigation | 0.95 | 45 | 0 | esc | 0.00097009 | 1.8894e-09 | 0.00097009 | 1.8894e-09 | 0.034918 | 9.6107e-08 | 0.010957 | 8.2139e-07
[120 empty] | 7.3.3.17.5 (Remote Grid) Updates to grid topology to minimize risk of ignition in HFTDs Remote GridWLDFREquipment / facility failureAggregated | WLDFR | HFTD - Distribution - Tier 3 - 4QU CoRE ¦ 3QU LoRE | Red Flag Warning - Catastrophic Fires | Equipment / facility failure | Aggregated | 2050 | 1.9477e-06 | 384.7705 | 0.00074941 | 2050 | Mitigation | 0.95 | 45 | 0 | esc | 0.00097009 | 1.8894e-09 | 0.00097009 | 1.8894e-09 | 0.034918 | 9.6107e-08 | 0.010957 | 8.2139e-07
[120 empty] | 7.3.3.17.5 (Remote Grid) Updates to grid topology to minimize risk of ignition in HFTDs Remote GridWLDFREquipment / facility failureAggregated | WLDFR | HFTD - Distribution - Tier 3 - 4QU CoRE ¦ 3QU LoRE | Red Flag Warning - Catastrophic Fires | Equipment / facility failure | Aggregated | 2051 | 1.9477e-06 | 384.7705 | 0.00074941 | 2051 | Mitigation | 0.95 | 45 | 0 | esc | 0.00097009 | 1.8894e-09 | 0.00097009 | 1.8894e-09 | 0.034918 | 9.6107e-08 | 0.010957 | 8.2139e-07
[120 empty] | 7.3.3.17.5 (Remote Grid) Updates to grid topology to minimize risk of ignition in HFTDs Remote GridWLDFREquipment / facility failureAggregated | WLDFR | HFTD - Distribution - Tier 3 - 4QU CoRE ¦ 3QU LoRE | Red Flag Warning - Catastrophic Fires | Equipment / facility failure | Aggregated | 2052 | 1.9477e-06 | 384.7705 | 0.00074941 | 2052 | Mitigation | 0.95 | 45 | 0 | esc | 0.00097009 | 1.8894e-09 | 0.00097009 | 1.8894e-09 | 0.034918 | 9.6107e-08 | 0.010957 | 8.2139e-07
[120 empty] | 7.3.3.17.5 (Remote Grid) Updates to grid topology to minimize risk of ignition in HFTDs Remote GridWLDFREquipment / facility failureAggregated | WLDFR | HFTD - Distribution - Tier 3 - 4QU CoRE ¦ 3QU LoRE | Red Flag Warning - Catastrophic Fires | Equipment / facility failure | Aggregated | 2053 | 1.9477e-06 | 384.7705 | 0.00074941 | 2053 | Mitigation | 0.95 | 45 | 0 | esc | 0.00097009 | 1.8894e-09 | 0.00097009 | 1.8894e-09 | 0.034918 | 9.6107e-08 | 0.010957 | 8.2139e-07
[120 empty] | 7.3.3.17.5 (Remote Grid) Updates to grid topology to minimize risk of ignition in HFTDs Remote GridWLDFREquipment / facility failureAggregated | WLDFR | HFTD - Distribution - Tier 3 - 4QU CoRE ¦ 3QU LoRE | Red Flag Warning - Catastrophic Fires | Equipment / facility failure | Aggregated | 2054 | 1.9477e-06 | 384.7705 | 0.00074941 | 2054 | Mitigation | 0.95 | 45 | 0 | esc | 0.00097009 | 1.8894e-09 | 0.00097009 | 1.8894e-09 | 0.034918 | 9.6107e-08 | 0.010957 | 8.2139e-07
[120 empty] | 7.3.3.17.5 (Remote Grid) Updates to grid topology to minimize risk of ignition in HFTDs Remote GridWLDFREquipment / facility failureAggregated | WLDFR | HFTD - Distribution - Tier 3 - 4QU CoRE ¦ 3QU LoRE | Red Flag Warning - Catastrophic Fires | Equipment / facility failure | Aggregated | 2055 | 1.9477e-06 | 384.7705 | 0.00074941 | 2055 | Mitigation | 0.95 | 45 | 0 | esc | 0.00097009 | 1.8894e-09 | 0.00097009 | 1.8894e-09 | 0.034918 | 9.6107e-08 | 0.010957 | 8.2139e-07
[120 empty] | 7.3.3.17.5 (Remote Grid) Updates to grid topology to minimize risk of ignition in HFTDs Remote GridWLDFREquipment / facility failureAggregated | WLDFR | HFTD - Distribution - Tier 3 - 4QU CoRE ¦ 3QU LoRE | Red Flag Warning - Catastrophic Fires | Equipment / facility failure | Aggregated | 2056 | 1.9477e-06 | 384.7705 | 0.00074941 | 2056 | Mitigation | 0.95 | 45 | 0 | esc | 0.00097009 | 1.8894e-09 | 0.00097009 | 1.8894e-09 | 0.034918 | 9.6107e-08 | 0.010957 | 8.2139e-07
[120 empty] | 7.3.3.17.5 (Remote Grid) Updates to grid topology to minimize risk of ignition in HFTDs Remote GridWLDFREquipment / facility failureAggregated | WLDFR | HFTD - Distribution - Tier 3 - 4QU CoRE ¦ 3QU LoRE | Red Flag Warning - Catastrophic Fires | Equipment / facility failure | Aggregated | 2057 | 1.9477e-06 | 384.7705 | 0.00074941 | 2057 | Mitigation | 0.95 | 45 | 0 | esc | 0.00097009 | 1.8894e-09 | 0.00097009 | 1.8894e-09 | 0.034918 | 9.6107e-08 | 0.010957 | 8.2139e-07
[120 empty] | 7.3.3.17.5 (Remote Grid) Updates to grid topology to minimize risk of ignition in HFTDs Remote GridWLDFREquipment / facility failureAggregated | WLDFR | HFTD - Distribution - Tier 3 - 4QU CoRE ¦ 3QU LoRE | Red Flag Warning - Catastrophic Fires | Equipment / facility failure | Aggregated | 2058 | 1.9477e-06 | 384.7705 | 0.00074941 | 2058 | Mitigation | 0.95 | 45 | 0 | esc | 0.00097009 | 1.8894e-09 | 0.00097009 | 1.8894e-09 | 0.034918 | 9.6107e-08 | 0.010957 | 8.2139e-07
[120 empty] | 7.3.3.17.5 (Remote Grid) Updates to grid topology to minimize risk of ignition in HFTDs Remote GridWLDFREquipment / facility failureAggregated | WLDFR | HFTD - Distribution - Tier 3 - 4QU CoRE ¦ 3QU LoRE | Red Flag Warning - Catastrophic Fires | Equipment / facility failure | Aggregated | 2059 | 1.9477e-06 | 384.7705 | 0.00074941 | 2059 | Mitigation | 0.95 | 45 | 0 | esc | 0.00097009 | 1.8894e-09 | 0.00097009 | 1.8894e-09 | 0.034918 | 9.6107e-08 | 0.010957 | 8.2139e-07
[120 empty] | 7.3.3.17.5 (Remote Grid) Updates to grid topology to minimize risk of ignition in HFTDs Remote GridWLDFREquipment / facility failureAggregated | WLDFR | HFTD - Distribution - Tier 3 - 4QU CoRE ¦ 3QU LoRE | Red Flag Warning - Catastrophic Fires | Equipment / facility failure | Aggregated | 2060 | 1.9477e-06 | 384.7705 | 0.00074941 | 2060 | Mitigation | 0.95 | 45 | 0 | esc | 0.00097009 | 1.8894e-09 | 0.00097009 | 1.8894e-09 | 0 | 0 | 0.010957 | 8.2139e-07
[120 empty] | 7.3.3.17.5 (Remote Grid) Updates to grid topology to minimize risk of ignition in HFTDs Remote GridWLDFREquipment / facility failureAggregated | WLDFR | HFTD - Distribution - Tier 3 - 4QU CoRE ¦ 3QU LoRE | Red Flag Warning - Catastrophic Fires | Equipment / facility failure | Aggregated | 2061 | 1.9477e-06 | 384.7705 | 0.00074941 | 2061 | Mitigation | 0.95 | 45 | 0 | esc | 0.00097009 | 1.8894e-09 | 0.00097009 | 1.8894e-09 | 0.034918 | 2.632e-05 | 0.010957 | 8.2139e-07
[120 empty] | 7.3.3.17.5 (Remote Grid) Updates to grid topology to minimize risk of ignition in HFTDs Remote GridWLDFREquipment / facility failureAggregated | WLDFR | HFTD - Distribution - Tier 3 - 4QU CoRE ¦ 3QU LoRE | Red Flag Warning - Catastrophic Fires | Equipment / facility failure | Aggregated | 2062 | 1.9477e-06 | 384.7705 | 0.00074941 | 2062 | Mitigation | 0.95 | 45 | 0 | esc | 0.00097009 | 1.8894e-09 | 0.00097009 | 1.8894e-09 | 0.034918 | 2.632e-05 | 0.010957 | 8.2139e-07
[120 empty] | 7.3.3.17.5 (Remote Grid) Updates to grid topology to minimize risk of ignition in HFTDs Remote GridWLDFREquipment / facility failureAggregated | WLDFR | HFTD - Distribution - Tier 3 - 4QU CoRE ¦ 3QU LoRE | Red Flag Warning - Catastrophic Fires | Equipment / facility failure | Aggregated | 2063 | 1.9477e-06 | 384.7705 | 0.00074941 | 2063 | Mitigation | 0.95 | 45 | 0 | esc | 0.00097009 | 1.8894e-09 | 0.00097009 | 1.8894e-09 | 0.034918 | 2.632e-05 | 0.010957 | 8.2139e-07
[120 empty] | 7.3.3.17.5 (Remote Grid) Updates to grid topology to minimize risk of ignition in HFTDs Remote GridWLDFREquipment / facility failureAggregated | WLDFR | HFTD - Distribution - Tier 3 - 4QU CoRE ¦ 3QU LoRE | Red Flag Warning - Catastrophic Fires | Equipment / facility failure | Aggregated | 2064 | 1.9477e-06 | 384.7705 | 0.00074941 | 2064 | Mitigation | 0.95 | 45 | 0 | esc | 0.00097009 | 1.8894e-09 | 0.00097009 | 1.8894e-09 | 0.034918 | 2.632e-05 | 0.010957 | 8.2139e-07
[120 empty] | 7.3.3.17.5 (Remote Grid) Updates to grid topology to minimize risk of ignition in HFTDs Remote GridWLDFREquipment / facility failureAggregated | WLDFR | HFTD - Distribution - Tier 3 - 4QU CoRE ¦ 3QU LoRE | Red Flag Warning - Catastrophic Fires | Equipment / facility failure | Aggregated | 2065 | 1.9477e-06 | 384.7705 | 0.00074941 | 2065 | Mitigation | 0.95 | 45 | 0 | esc | 0.00097009 | 1.8894e-09 | 0.00097009 | 1.8894e-09 | 0.034918 | 2.632e-05 | 0.010957 | 8.2139e-07
[120 empty] | 7.3.3.17.5 (Remote Grid) Updates to grid topology to minimize risk of ignition in HFTDs Remote GridWLDFREquipment / facility failureAggregated | WLDFR | HFTD - Distribution - Tier 3 - 4QU CoRE ¦ 3QU LoRE | Red Flag Warning - Catastrophic Fires | Equipment / facility failure | Aggregated | 2066 | 1.9477e-06 | 384.7705 | 0.00074941 | 2066 | Mitigation | 0.95 | 45 | 0 | esc | 0.00097009 | 1.8894e-09 | 0.00097009 | 1.8894e-09 | 0.034918 | 2.632e-05 | 0.010957 | 8.2139e-07
[120 empty] | 7.3.3.17.5 (Remote Grid) Updates to grid topology to minimize risk of ignition in HFTDs Remote GridWLDFREquipment / facility failureAggregated | WLDFR | HFTD - Distribution - Tier 3 - 4QU CoRE ¦ 3QU LoRE | Red Flag Warning - Catastrophic Fires | Equipment / facility failure | Aggregated | 2067 | 1.9477e-06 | 384.7705 | 0.00074941 | 2067 | Mitigation | 0.95 | 45 | 0 | esc | 0 | 0 | 0.00097009 | 1.8894e-09 | 0.034918 | 2.632e-05 | 0.010957 | 8.2139e-07
[120 empty] | 7.3.3.17.5 (Remote Grid) Updates to grid topology to minimize risk of ignition in HFTDs Remote GridWLDFRVegetation ContactAggregated | WLDFR | HFTD - Distribution - Tier 3 - 4QU CoRE ¦ 3QU LoRE | Red Flag Warning - Catastrophic Fires | Vegetation Contact | Aggregated | 2022 | 6.3001e-06 | 384.7705 | 0.0024241 | 2022 | Mitigation | 0.95 | 45 | 0 | esc | 0.00097009 | 6.1116e-09 | 0 | 0 | 0.034918 | 2.632e-05 | 0.010957 | 8.2139e-07
[120 empty] | 7.3.3.17.5 (Remote Grid) Updates to grid topology to minimize risk of ignition in HFTDs Remote GridWLDFRVegetation ContactAggregated | WLDFR | HFTD - Distribution - Tier 3 - 4QU CoRE ¦ 3QU LoRE | Red Flag Warning - Catastrophic Fires | Vegetation Contact | Aggregated | 2023 | 6.3001e-06 | 384.7705 | 0.0024241 | 2023 | Mitigation | 0.95 | 45 | 0 | esc | 0.00097009 | 6.1116e-09 | 0.00097009 | 6.1116e-09 | 0.034918 | 2.632e-05 | 0.010957 | 8.2139e-07
[120 empty] | 7.3.3.17.5 (Remote Grid) Updates to grid topology to minimize risk of ignition in HFTDs Remote GridWLDFRVegetation ContactAggregated | WLDFR | HFTD - Distribution - Tier 3 - 4QU CoRE ¦ 3QU LoRE | Red Flag Warning - Catastrophic Fires | Vegetation Contact | Aggregated | 2024 | 6.3001e-06 | 384.7705 | 0.0024241 | 2024 | Mitigation | 0.95 | 45 | 0 | esc | 0.00097009 | 6.1116e-09 | 0.00097009 | 6.1116e-09 | 0.034918 | 2.632e-05 | 0.010957 | 8.2139e-07
[120 empty] | 7.3.3.17.5 (Remote Grid) Updates to grid topology to minimize risk of ignition in HFTDs Remote GridWLDFRVegetation ContactAggregated | WLDFR | HFTD - Distribution - Tier 3 - 4QU CoRE ¦ 3QU LoRE | Red Flag Warning - Catastrophic Fires | Vegetation Contact | Aggregated | 2025 | 6.3001e-06 | 384.7705 | 0.0024241 | 2025 | Mitigation | 0.95 | 45 | 0 | esc | 0.00097009 | 6.1116e-09 | 0.00097009 | 6.1116e-09 | 0.034918 | 2.632e-05 | 0.010957 | 8.2139e-07
[120 empty] | 7.3.3.17.5 (Remote Grid) Updates to grid topology to minimize risk of ignition in HFTDs Remote GridWLDFRVegetation ContactAggregated | WLDFR | HFTD - Distribution - Tier 3 - 4QU CoRE ¦ 3QU LoRE | Red Flag Warning - Catastrophic Fires | Vegetation Contact | Aggregated | 2026 | 6.3001e-06 | 384.7705 | 0.0024241 | 2026 | Mitigation | 0.95 | 45 | 0 | esc | 0.00097009 | 6.1116e-09 | 0.00097009 | 6.1116e-09 | 0.034918 | 2.632e-05 | 0.010957 | 8.2139e-07
[120 empty] | 7.3.3.17.5 (Remote Grid) Updates to grid topology to minimize risk of ignition in HFTDs Remote GridWLDFRVegetation ContactAggregated | WLDFR | HFTD - Distribution - Tier 3 - 4QU CoRE ¦ 3QU LoRE | Red Flag Warning - Catastrophic Fires | Vegetation Contact | Aggregated | 2027 | 6.3001e-06 | 384.7705 | 0.0024241 | 2027 | Mitigation | 0.95 | 45 | 0 | esc | 0.00097009 | 6.1116e-09 | 0.00097009 | 6.1116e-09 | 0.034918 | 2.632e-05 | 0.010957 | 8.2139e-07
[120 empty] | 7.3.3.17.5 (Remote Grid) Updates to grid topology to minimize risk of ignition in HFTDs Remote GridWLDFRVegetation ContactAggregated | WLDFR | HFTD - Distribution - Tier 3 - 4QU CoRE ¦ 3QU LoRE | Red Flag Warning - Catastrophic Fires | Vegetation Contact | Aggregated | 2028 | 6.3001e-06 | 384.7705 | 0.0024241 | 2028 | Mitigation | 0.95 | 45 | 0 | esc | 0.00097009 | 6.1116e-09 | 0.00097009 | 6.1116e-09 | 0.034918 | 2.632e-05 | 0 | 0
[120 empty] | 7.3.3.17.5 (Remote Grid) Updates to grid topology to minimize risk of ignition in HFTDs Remote GridWLDFRVegetation ContactAggregated | WLDFR | HFTD - Distribution - Tier 3 - 4QU CoRE ¦ 3QU LoRE | Red Flag Warning - Catastrophic Fires | Vegetation Contact | Aggregated | 2029 | 6.3001e-06 | 384.7705 | 0.0024241 | 2029 | Mitigation | 0.95 | 45 | 0 | esc | 0.00097009 | 6.1116e-09 | 0.00097009 | 6.1116e-09 | 0.034918 | 2.632e-05 | 0 | 0
[120 empty] | 7.3.3.17.5 (Remote Grid) Updates to grid topology to minimize risk of ignition in HFTDs Remote GridWLDFRVegetation ContactAggregated | WLDFR | HFTD - Distribution - Tier 3 - 4QU CoRE ¦ 3QU LoRE | Red Flag Warning - Catastrophic Fires | Vegetation Contact | Aggregated | 2030 | 6.3001e-06 | 384.7705 | 0.0024241 | 2030 | Mitigation | 0.95 | 45 | 0 | esc | 0.00097009 | 6.1116e-09 | 0.00097009 | 6.1116e-09 | 0.034918 | 2.632e-05 | 0.012004 | 6.3532e-08
[120 empty] | 7.3.3.17.5 (Remote Grid) Updates to grid topology to minimize risk of ignition in HFTDs Remote GridWLDFRVegetation ContactAggregated | WLDFR | HFTD - Distribution - Tier 3 - 4QU CoRE ¦ 3QU LoRE | Red Flag Warning - Catastrophic Fires | Vegetation Contact | Aggregated | 2031 | 6.3001e-06 | 384.7705 | 0.0024241 | 2031 | Mitigation | 0.95 | 45 | 0 | esc | 0.00097009 | 6.1116e-09 | 0.00097009 | 6.1116e-09 | 0.034918 | 2.632e-05 | 0.012004 | 6.3532e-08
[120 empty] | 7.3.3.17.5 (Remote Grid) Updates to grid topology to minimize risk of ignition in HFTDs Remote GridWLDFRVegetation ContactAggregated | WLDFR | HFTD - Distribution - Tier 3 - 4QU CoRE ¦ 3QU LoRE | Red Flag Warning - Catastrophic Fires | Vegetation Contact | Aggregated | 2032 | 6.3001e-06 | 384.7705 | 0.0024241 | 2032 | Mitigation | 0.95 | 45 | 0 | esc | 0.00097009 | 6.1116e-09 | 0.00097009 | 6.1116e-09 | 0.034918 | 2.632e-05 | 0.012004 | 6.3532e-08
[120 empty] | 7.3.3.17.5 (Remote Grid) Updates to grid topology to minimize risk of ignition in HFTDs Remote GridWLDFRVegetation ContactAggregated | WLDFR | HFTD - Distribution - Tier 3 - 4QU CoRE ¦ 3QU LoRE | Red Flag Warning - Catastrophic Fires | Vegetation Contact | Aggregated | 2033 | 6.3001e-06 | 384.7705 | 0.0024241 | 2033 | Mitigation | 0.95 | 45 | 0 | esc | 0.00097009 | 6.1116e-09 | 0.00097009 | 6.1116e-09 | 0.034918 | 2.632e-05 | 0.012004 | 6.3532e-08
[120 empty] | 7.3.3.17.5 (Remote Grid) Updates to grid topology to minimize risk of ignition in HFTDs Remote GridWLDFRVegetation ContactAggregated | WLDFR | HFTD - Distribution - Tier 3 - 4QU CoRE ¦ 3QU LoRE | Red Flag Warning - Catastrophic Fires | Vegetation Contact | Aggregated | 2034 | 6.3001e-06 | 384.7705 | 0.0024241 | 2034 | Mitigation | 0.95 | 45 | 0 | esc | 0.00097009 | 6.1116e-09 | 0.00097009 | 6.1116e-09 | 0.034918 | 2.632e-05 | 0.012004 | 6.3532e-08
[120 empty] | 7.3.3.17.5 (Remote Grid) Updates to grid topology to minimize risk of ignition in HFTDs Remote GridWLDFRVegetation ContactAggregated | WLDFR | HFTD - Distribution - Tier 3 - 4QU CoRE ¦ 3QU LoRE | Red Flag Warning - Catastrophic Fires | Vegetation Contact | Aggregated | 2035 | 6.3001e-06 | 384.7705 | 0.0024241 | 2035 | Mitigation | 0.95 | 45 | 0 | esc | 0.00097009 | 6.1116e-09 | 0.00097009 | 6.1116e-09 | 0.034918 | 2.632e-05 | 0.012004 | 6.3532e-08
[120 empty] | 7.3.3.17.5 (Remote Grid) Updates to grid topology to minimize risk of ignition in HFTDs Remote GridWLDFRVegetation ContactAggregated | WLDFR | HFTD - Distribution - Tier 3 - 4QU CoRE ¦ 3QU LoRE | Red Flag Warning - Catastrophic Fires | Vegetation Contact | Aggregated | 2036 | 6.3001e-06 | 384.7705 | 0.0024241 | 2036 | Mitigation | 0.95 | 45 | 0 | esc | 0.00097009 | 6.1116e-09 | 0.00097009 | 6.1116e-09 | 0.034918 | 2.632e-05 | 0.012004 | 6.3532e-08
[120 empty] | 7.3.3.17.5 (Remote Grid) Updates to grid topology to minimize risk of ignition in HFTDs Remote GridWLDFRVegetation ContactAggregated | WLDFR | HFTD - Distribution - Tier 3 - 4QU CoRE ¦ 3QU LoRE | Red Flag Warning - Catastrophic Fires | Vegetation Contact | Aggregated | 2037 | 6.3001e-06 | 384.7705 | 0.0024241 | 2037 | Mitigation | 0.95 | 45 | 0 | esc | 0.00097009 | 6.1116e-09 | 0.00097009 | 6.1116e-09 | 0.034918 | 2.632e-05 | 0.012004 | 6.3532e-08
[120 empty] | 7.3.3.17.5 (Remote Grid) Updates to grid topology to minimize risk of ignition in HFTDs Remote GridWLDFRVegetation ContactAggregated | WLDFR | HFTD - Distribution - Tier 3 - 4QU CoRE ¦ 3QU LoRE | Red Flag Warning - Catastrophic Fires | Vegetation Contact | Aggregated | 2038 | 6.3001e-06 | 384.7705 | 0.0024241 | 2038 | Mitigation | 0.95 | 45 | 0 | esc | 0.00097009 | 6.1116e-09 | 0.00097009 | 6.1116e-09 | 0.034918 | 2.632e-05 | 0.012004 | 6.3532e-08
[120 empty] | 7.3.3.17.5 (Remote Grid) Updates to grid topology to minimize risk of ignition in HFTDs Remote GridWLDFRVegetation ContactAggregated | WLDFR | HFTD - Distribution - Tier 3 - 4QU CoRE ¦ 3QU LoRE | Red Flag Warning - Catastrophic Fires | Vegetation Contact | Aggregated | 2039 | 6.3001e-06 | 384.7705 | 0.0024241 | 2039 | Mitigation | 0.95 | 45 | 0 | esc | 0.00097009 | 6.1116e-09 | 0.00097009 | 6.1116e-09 | 0.034918 | 2.632e-05 | 0.012004 | 6.3532e-08
[120 empty] | 7.3.3.17.5 (Remote Grid) Updates to grid topology to minimize risk of ignition in HFTDs Remote GridWLDFRVegetation ContactAggregated | WLDFR | HFTD - Distribution - Tier 3 - 4QU CoRE ¦ 3QU LoRE | Red Flag Warning - Catastrophic Fires | Vegetation Contact | Aggregated | 2040 | 6.3001e-06 | 384.7705 | 0.0024241 | 2040 | Mitigation | 0.95 | 45 | 0 | esc | 0.00097009 | 6.1116e-09 | 0.00097009 | 6.1116e-09 | 0.034918 | 2.632e-05 | 0.012004 | 6.3532e-08
[120 empty] | 7.3.3.17.5 (Remote Grid) Updates to grid topology to minimize risk of ignition in HFTDs Remote GridWLDFRVegetation ContactAggregated | WLDFR | HFTD - Distribution - Tier 3 - 4QU CoRE ¦ 3QU LoRE | Red Flag Warning - Catastrophic Fires | Vegetation Contact | Aggregated | 2041 | 6.3001e-06 | 384.7705 | 0.0024241 | 2041 | Mitigation | 0.95 | 45 | 0 | esc | 0.00097009 | 6.1116e-09 | 0.00097009 | 6.1116e-09 | 0.034918 | 2.632e-05 | 0.012004 | 6.3532e-08
[120 empty] | 7.3.3.17.5 (Remote Grid) Updates to grid topology to minimize risk of ignition in HFTDs Remote GridWLDFRVegetation ContactAggregated | WLDFR | HFTD - Distribution - Tier 3 - 4QU CoRE ¦ 3QU LoRE | Red Flag Warning - Catastrophic Fires | Vegetation Contact | Aggregated | 2042 | 6.3001e-06 | 384.7705 | 0.0024241 | 2042 | Mitigation | 0.95 | 45 | 0 | esc | 0.00097009 | 6.1116e-09 | 0.00097009 | 6.1116e-09 | 0.034918 | 2.632e-05 | 0.012004 | 6.3532e-08
[120 empty] | 7.3.3.17.5 (Remote Grid) Updates to grid topology to minimize risk of ignition in HFTDs Remote GridWLDFRVegetation ContactAggregated | WLDFR | HFTD - Distribution - Tier 3 - 4QU CoRE ¦ 3QU LoRE | Red Flag Warning - Catastrophic Fires | Vegetation Contact | Aggregated | 2043 | 6.3001e-06 | 384.7705 | 0.0024241 | 2043 | Mitigation | 0.95 | 45 | 0 | esc | 0.00097009 | 6.1116e-09 | 0.00097009 | 6.1116e-09 | 0.034918 | 2.632e-05 | 0.012004 | 6.3532e-08
[120 empty] | 7.3.3.17.5 (Remote Grid) Updates to grid topology to minimize risk of ignition in HFTDs Remote GridWLDFRVegetation ContactAggregated | WLDFR | HFTD - Distribution - Tier 3 - 4QU CoRE ¦ 3QU LoRE | Red Flag Warning - Catastrophic Fires | Vegetation Contact | Aggregated | 2044 | 6.3001e-06 | 384.7705 | 0.0024241 | 2044 | Mitigation | 0.95 | 45 | 0 | esc | 0.00097009 | 6.1116e-09 | 0.00097009 | 6.1116e-09 | 0.034918 | 2.632e-05 | 0.012004 | 6.3532e-08
[120 empty] | 7.3.3.17.5 (Remote Grid) Updates to grid topology to minimize risk of ignition in HFTDs Remote GridWLDFRVegetation ContactAggregated | WLDFR | HFTD - Distribution - Tier 3 - 4QU CoRE ¦ 3QU LoRE | Red Flag Warning - Catastrophic Fires | Vegetation Contact | Aggregated | 2045 | 6.3001e-06 | 384.7705 | 0.0024241 | 2045 | Mitigation | 0.95 | 45 | 0 | esc | 0.00097009 | 6.1116e-09 | 0.00097009 | 6.1116e-09 | 0.034918 | 2.632e-05 | 0.012004 | 6.3532e-08
[120 empty] | 7.3.3.17.5 (Remote Grid) Updates to grid topology to minimize risk of ignition in HFTDs Remote GridWLDFRVegetation ContactAggregated | WLDFR | HFTD - Distribution - Tier 3 - 4QU CoRE ¦ 3QU LoRE | Red Flag Warning - Catastrophic Fires | Vegetation Contact | Aggregated | 2046 | 6.3001e-06 | 384.7705 | 0.0024241 | 2046 | Mitigation | 0.95 | 45 | 0 | esc | 0.00097009 | 6.1116e-09 | 0.00097009 | 6.1116e-09 | 0.034918 | 2.632e-05 | 0.012004 | 6.3532e-08
[120 empty] | 7.3.3.17.5 (Remote Grid) Updates to grid topology to minimize risk of ignition in HFTDs Remote GridWLDFRVegetation ContactAggregated | WLDFR | HFTD - Distribution - Tier 3 - 4QU CoRE ¦ 3QU LoRE | Red Flag Warning - Catastrophic Fires | Vegetation Contact | Aggregated | 2047 | 6.3001e-06 | 384.7705 | 0.0024241 | 2047 | Mitigation | 0.95 | 45 | 0 | esc | 0.00097009 | 6.1116e-09 | 0.00097009 | 6.1116e-09 | 0.034918 | 2.632e-05 | 0.012004 | 6.3532e-08
[120 empty] | 7.3.3.17.5 (Remote Grid) Updates to grid topology to minimize risk of ignition in HFTDs Remote GridWLDFRVegetation ContactAggregated | WLDFR | HFTD - Distribution - Tier 3 - 4QU CoRE ¦ 3QU LoRE | Red Flag Warning - Catastrophic Fires | Vegetation Contact | Aggregated | 2048 | 6.3001e-06 | 384.7705 | 0.0024241 | 2048 | Mitigation | 0.95 | 45 | 0 | esc | 0.00097009 | 6.1116e-09 | 0.00097009 | 6.1116e-09 | 0.034918 | 2.632e-05 | 0.012004 | 6.3532e-08
[120 empty] | 7.3.3.17.5 (Remote Grid) Updates to grid topology to minimize risk of ignition in HFTDs Remote GridWLDFRVegetation ContactAggregated | WLDFR | HFTD - Distribution - Tier 3 - 4QU CoRE ¦ 3QU LoRE | Red Flag Warning - Catastrophic Fires | Vegetation Contact | Aggregated | 2049 | 6.3001e-06 | 384.7705 | 0.0024241 | 2049 | Mitigation | 0.95 | 45 | 0 | esc | 0.00097009 | 6.1116e-09 | 0.00097009 | 6.1116e-09 | 0.034918 | 2.632e-05 | 0.012004 | 6.3532e-08
[120 empty] | 7.3.3.17.5 (Remote Grid) Updates to grid topology to minimize risk of ignition in HFTDs Remote GridWLDFRVegetation ContactAggregated | WLDFR | HFTD - Distribution - Tier 3 - 4QU CoRE ¦ 3QU LoRE | Red Flag Warning - Catastrophic Fires | Vegetation Contact | Aggregated | 2050 | 6.3001e-06 | 384.7705 | 0.0024241 | 2050 | Mitigation | 0.95 | 45 | 0 | esc | 0.00097009 | 6.1116e-09 | 0.00097009 | 6.1116e-09 | 0.034918 | 2.632e-05 | 0.012004 | 6.3532e-08
[120 empty] | 7.3.3.17.5 (Remote Grid) Updates to grid topology to minimize risk of ignition in HFTDs Remote GridWLDFRVegetation ContactAggregated | WLDFR | HFTD - Distribution - Tier 3 - 4QU CoRE ¦ 3QU LoRE | Red Flag Warning - Catastrophic Fires | Vegetation Contact | Aggregated | 2051 | 6.3001e-06 | 384.7705 | 0.0024241 | 2051 | Mitigation | 0.95 | 45 | 0 | esc | 0.00097009 | 6.1116e-09 | 0.00097009 | 6.1116e-09 | 0.034918 | 2.632e-05 | 0.012004 | 6.3532e-08
[120 empty] | 7.3.3.17.5 (Remote Grid) Updates to grid topology to minimize risk of ignition in HFTDs Remote GridWLDFRVegetation ContactAggregated | WLDFR | HFTD - Distribution - Tier 3 - 4QU CoRE ¦ 3QU LoRE | Red Flag Warning - Catastrophic Fires | Vegetation Contact | Aggregated | 2052 | 6.3001e-06 | 384.7705 | 0.0024241 | 2052 | Mitigation | 0.95 | 45 | 0 | esc | 0.00097009 | 6.1116e-09 | 0.00097009 | 6.1116e-09 | 0.034918 | 2.632e-05 | 0.012004 | 6.3532e-08
[120 empty] | 7.3.3.17.5 (Remote Grid) Updates to grid topology to minimize risk of ignition in HFTDs Remote GridWLDFRVegetation ContactAggregated | WLDFR | HFTD - Distribution - Tier 3 - 4QU CoRE ¦ 3QU LoRE | Red Flag Warning - Catastrophic Fires | Vegetation Contact | Aggregated | 2053 | 6.3001e-06 | 384.7705 | 0.0024241 | 2053 | Mitigation | 0.95 | 45 | 0 | esc | 0.00097009 | 6.1116e-09 | 0.00097009 | 6.1116e-09 | 0.034918 | 2.632e-05 | 0.012004 | 6.3532e-08
[120 empty] | 7.3.3.17.5 (Remote Grid) Updates to grid topology to minimize risk of ignition in HFTDs Remote GridWLDFRVegetation ContactAggregated | WLDFR | HFTD - Distribution - Tier 3 - 4QU CoRE ¦ 3QU LoRE | Red Flag Warning - Catastrophic Fires | Vegetation Contact | Aggregated | 2054 | 6.3001e-06 | 384.7705 | 0.0024241 | 2054 | Mitigation | 0.95 | 45 | 0 | esc | 0.00097009 | 6.1116e-09 | 0.00097009 | 6.1116e-09 | 0.034918 | 2.632e-05 | 0.012004 | 6.3532e-08
[120 empty] | 7.3.3.17.5 (Remote Grid) Updates to grid topology to minimize risk of ignition in HFTDs Remote GridWLDFRVegetation ContactAggregated | WLDFR | HFTD - Distribution - Tier 3 - 4QU CoRE ¦ 3QU LoRE | Red Flag Warning - Catastrophic Fires | Vegetation Contact | Aggregated | 2055 | 6.3001e-06 | 384.7705 | 0.0024241 | 2055 | Mitigation | 0.95 | 45 | 0 | esc | 0.00097009 | 6.1116e-09 | 0.00097009 | 6.1116e-09 | 0.034918 | 2.632e-05 | 0.012004 | 6.3532e-08
[120 empty] | 7.3.3.17.5 (Remote Grid) Updates to grid topology to minimize risk of ignition in HFTDs Remote GridWLDFRVegetation ContactAggregated | WLDFR | HFTD - Distribution - Tier 3 - 4QU CoRE ¦ 3QU LoRE | Red Flag Warning - Catastrophic Fires | Vegetation Contact | Aggregated | 2056 | 6.3001e-06 | 384.7705 | 0.0024241 | 2056 | Mitigation | 0.95 | 45 | 0 | esc | 0.00097009 | 6.1116e-09 | 0.00097009 | 6.1116e-09 | 0.034918 | 2.632e-05 | 0.012004 | 6.3532e-08
[120 empty] | 7.3.3.17.5 (Remote Grid) Updates to grid topology to minimize risk of ignition in HFTDs Remote GridWLDFRVegetation ContactAggregated | WLDFR | HFTD - Distribution - Tier 3 - 4QU CoRE ¦ 3QU LoRE | Red Flag Warning - Catastrophic Fires | Vegetation Contact | Aggregated | 2057 | 6.3001e-06 | 384.7705 | 0.0024241 | 2057 | Mitigation | 0.95 | 45 | 0 | esc | 0.00097009 | 6.1116e-09 | 0.00097009 | 6.1116e-09 | 0.034918 | 2.632e-05 | 0.012004 | 6.3532e-08
[120 empty] | 7.3.3.17.5 (Remote Grid) Updates to grid topology to minimize risk of ignition in HFTDs Remote GridWLDFRVegetation ContactAggregated | WLDFR | HFTD - Distribution - Tier 3 - 4QU CoRE ¦ 3QU LoRE | Red Flag Warning - Catastrophic Fires | Vegetation Contact | Aggregated | 2058 | 6.3001e-06 | 384.7705 | 0.0024241 | 2058 | Mitigation | 0.95 | 45 | 0 | esc | 0.00097009 | 6.1116e-09 | 0.00097009 | 6.1116e-09 | 0.034918 | 2.632e-05 | 0.012004 | 6.3532e-08
[120 empty] | 7.3.3.17.5 (Remote Grid) Updates to grid topology to minimize risk of ignition in HFTDs Remote GridWLDFRVegetation ContactAggregated | WLDFR | HFTD - Distribution - Tier 3 - 4QU CoRE ¦ 3QU LoRE | Red Flag Warning - Catastrophic Fires | Vegetation Contact | Aggregated | 2059 | 6.3001e-06 | 384.7705 | 0.0024241 | 2059 | Mitigation | 0.95 | 45 | 0 | esc | 0.00097009 | 6.1116e-09 | 0.00097009 | 6.1116e-09 | 0.034918 | 2.632e-05 | 0.012004 | 6.3532e-08
[120 empty] | 7.3.3.17.5 (Remote Grid) Updates to grid topology to minimize risk of ignition in HFTDs Remote GridWLDFRVegetation ContactAggregated | WLDFR | HFTD - Distribution - Tier 3 - 4QU CoRE ¦ 3QU LoRE | Red Flag Warning - Catastrophic Fires | Vegetation Contact | Aggregated | 2060 | 6.3001e-06 | 384.7705 | 0.0024241 | 2060 | Mitigation | 0.95 | 45 | 0 | esc | 0.00097009 | 6.1116e-09 | 0.00097009 | 6.1116e-09 | 0.034918 | 2.632e-05 | 0 | 0
[120 empty] | 7.3.3.17.5 (Remote Grid) Updates to grid topology to minimize risk of ignition in HFTDs Remote GridWLDFRVegetation ContactAggregated | WLDFR | HFTD - Distribution - Tier 3 - 4QU CoRE ¦ 3QU LoRE | Red Flag Warning - Catastrophic Fires | Vegetation Contact | Aggregated | 2061 | 6.3001e-06 | 384.7705 | 0.0024241 | 2061 | Mitigation | 0.95 | 45 | 0 | esc | 0.00097009 | 6.1116e-09 | 0.00097009 | 6.1116e-09 | 0.034918 | 2.632e-05 | 0 | 0
[120 empty] | 7.3.3.17.5 (Remote Grid) Updates to grid topology to minimize risk of ignition in HFTDs Remote GridWLDFRVegetation ContactAggregated | WLDFR | HFTD - Distribution - Tier 3 - 4QU CoRE ¦ 3QU LoRE | Red Flag Warning - Catastrophic Fires | Vegetation Contact | Aggregated | 2062 | 6.3001e-06 | 384.7705 | 0.0024241 | 2062 | Mitigation | 0.95 | 45 | 0 | esc | 0.00097009 | 6.1116e-09 | 0.00097009 | 6.1116e-09 | 0.034918 | 2.632e-05 | 0.010025 | 1.3761e-07
[120 empty] | 7.3.3.17.5 (Remote Grid) Updates to grid topology to minimize risk of ignition in HFTDs Remote GridWLDFRVegetation ContactAggregated | WLDFR | HFTD - Distribution - Tier 3 - 4QU CoRE ¦ 3QU LoRE | Red Flag Warning - Catastrophic Fires | Vegetation Contact | Aggregated | 2063 | 6.3001e-06 | 384.7705 | 0.0024241 | 2063 | Mitigation | 0.95 | 45 | 0 | esc | 0.00097009 | 6.1116e-09 | 0.00097009 | 6.1116e-09 | 0.034918 | 2.632e-05 | 0.010025 | 1.3761e-07
[120 empty] | 7.3.3.17.5 (Remote Grid) Updates to grid topology to minimize risk of ignition in HFTDs Remote GridWLDFRVegetation ContactAggregated | WLDFR | HFTD - Distribution - Tier 3 - 4QU CoRE ¦ 3QU LoRE | Red Flag Warning - Catastrophic Fires | Vegetation Contact | Aggregated | 2064 | 6.3001e-06 | 384.7705 | 0.0024241 | 2064 | Mitigation | 0.95 | 45 | 0 | esc | 0.00097009 | 6.1116e-09 | 0.00097009 | 6.1116e-09 | 0 | 0 | 0.010025 | 1.3761e-07
[120 empty] | 7.3.3.17.5 (Remote Grid) Updates to grid topology to minimize risk of ignition in HFTDs Remote GridWLDFRVegetation ContactAggregated | WLDFR | HFTD - Distribution - Tier 3 - 4QU CoRE ¦ 3QU LoRE | Red Flag Warning - Catastrophic Fires | Vegetation Contact | Aggregated | 2065 | 6.3001e-06 | 384.7705 | 0.0024241 | 2065 | Mitigation | 0.95 | 45 | 0 | esc | 0.00097009 | 6.1116e-09 | 0.00097009 | 6.1116e-09 | 0.034918 | 8.272e-07 | 0.010025 | 1.3761e-07
[120 empty] | 7.3.3.17.5 (Remote Grid) Updates to grid topology to minimize risk of ignition in HFTDs Remote GridWLDFRVegetation ContactAggregated | WLDFR | HFTD - Distribution - Tier 3 - 4QU CoRE ¦ 3QU LoRE | Red Flag Warning - Catastrophic Fires | Vegetation Contact | Aggregated | 2066 | 6.3001e-06 | 384.7705 | 0.0024241 | 2066 | Mitigation | 0.95 | 45 | 0 | esc | 0.00097009 | 6.1116e-09 | 0.00097009 | 6.1116e-09 | 0.034918 | 8.272e-07 | 0.010025 | 1.3761e-07
[120 empty] | 7.3.3.17.5 (Remote Grid) Updates to grid topology to minimize risk of ignition in HFTDs Remote GridWLDFRVegetation ContactAggregated | WLDFR | HFTD - Distribution - Tier 3 - 4QU CoRE ¦ 3QU LoRE | Red Flag Warning - Catastrophic Fires | Vegetation Contact | Aggregated | 2067 | 6.3001e-06 | 384.7705 | 0.0024241 | 2067 | Mitigation | 0.95 | 45 | 0 | esc | 0 | 0 | 0.00097009 | 6.1116e-09 | 0.034918 | 8.272e-07 | 0.010025 | 1.3761e-07
[120 empty] | 7.3.3.17.5 (Remote Grid) Updates to grid topology to minimize risk of ignition in HFTDs Remote GridWLDFREquipment / facility failureAggregated | WLDFR | HFTD - Distribution - Tier 3 - 4QU CoRE ¦ 3QU LoRE | Red Flag Warning - Destructive Fires | Equipment / facility failure | Aggregated | 2022 | 3.9505e-07 | 384.7705 | 0.00015201 | 2022 | Mitigation | 0.95 | 45 | 0 | esc | 0.00097009 | 3.8324e-10 | 0 | 0 | 0.034918 | 8.272e-07 | 0.010025 | 1.3761e-07
[120 empty] | 7.3.3.17.5 (Remote Grid) Updates to grid topology to minimize risk of ignition in HFTDs Remote GridWLDFREquipment / facility failureAggregated | WLDFR | HFTD - Distribution - Tier 3 - 4QU CoRE ¦ 3QU LoRE | Red Flag Warning - Destructive Fires | Equipment / facility failure | Aggregated | 2023 | 3.9505e-07 | 384.7705 | 0.00015201 | 2023 | Mitigation | 0.95 | 45 | 0 | esc | 0.00097009 | 3.8324e-10 | 0.00097009 | 3.8324e-10 | 0.034918 | 8.272e-07 | 0.010025 | 1.3761e-07
[120 empty] | 7.3.3.17.5 (Remote Grid) Updates to grid topology to minimize risk of ignition in HFTDs Remote GridWLDFREquipment / facility failureAggregated | WLDFR | HFTD - Distribution - Tier 3 - 4QU CoRE ¦ 3QU LoRE | Red Flag Warning - Destructive Fires | Equipment / facility failure | Aggregated | 2024 | 3.9505e-07 | 384.7705 | 0.00015201 | 2024 | Mitigation | 0.95 | 45 | 0 | esc | 0.00097009 | 3.8324e-10 | 0.00097009 | 3.8324e-10 | 0.034918 | 8.272e-07 | 0.010025 | 1.3761e-07
[120 empty] | 7.3.3.17.5 (Remote Grid) Updates to grid topology to minimize risk of ignition in HFTDs Remote GridWLDFREquipment / facility failureAggregated | WLDFR | HFTD - Distribution - Tier 3 - 4QU CoRE ¦ 3QU LoRE | Red Flag Warning - Destructive Fires | Equipment / facility failure | Aggregated | 2025 | 3.9505e-07 | 384.7705 | 0.00015201 | 2025 | Mitigation | 0.95 | 45 | 0 | esc | 0.00097009 | 3.8324e-10 | 0.00097009 | 3.8324e-10 | 0.034918 | 8.272e-07 | 0.010025 | 1.3761e-07
[120 empty] | 7.3.3.17.5 (Remote Grid) Updates to grid topology to minimize risk of ignition in HFTDs Remote GridWLDFREquipment / facility failureAggregated | WLDFR | HFTD - Distribution - Tier 3 - 4QU CoRE ¦ 3QU LoRE | Red Flag Warning - Destructive Fires | Equipment / facility failure | Aggregated | 2026 | 3.9505e-07 | 384.7705 | 0.00015201 | 2026 | Mitigation | 0.95 | 45 | 0 | esc | 0.00097009 | 3.8324e-10 | 0.00097009 | 3.8324e-10 | 0.034918 | 8.272e-07 | 0.010025 | 1.3761e-07
[120 empty] | 7.3.3.17.5 (Remote Grid) Updates to grid topology to minimize risk of ignition in HFTDs Remote GridWLDFREquipment / facility failureAggregated | WLDFR | HFTD - Distribution - Tier 3 - 4QU CoRE ¦ 3QU LoRE | Red Flag Warning - Destructive Fires | Equipment / facility failure | Aggregated | 2027 | 3.9505e-07 | 384.7705 | 0.00015201 | 2027 | Mitigation | 0.95 | 45 | 0 | esc | 0.00097009 | 3.8324e-10 | 0.00097009 | 3.8324e-10 | 0.034918 | 8.272e-07 | 0.010025 | 1.3761e-07
[120 empty] | 7.3.3.17.5 (Remote Grid) Updates to grid topology to minimize risk of ignition in HFTDs Remote GridWLDFREquipment / facility failureAggregated | WLDFR | HFTD - Distribution - Tier 3 - 4QU CoRE ¦ 3QU LoRE | Red Flag Warning - Destructive Fires | Equipment / facility failure | Aggregated | 2028 | 3.9505e-07 | 384.7705 | 0.00015201 | 2028 | Mitigation | 0.95 | 45 | 0 | esc | 0.00097009 | 3.8324e-10 | 0.00097009 | 3.8324e-10 | 0.034918 | 8.272e-07 | 0.010025 | 1.3761e-07
[120 empty] | 7.3.3.17.5 (Remote Grid) Updates to grid topology to minimize risk of ignition in HFTDs Remote GridWLDFREquipment / facility failureAggregated | WLDFR | HFTD - Distribution - Tier 3 - 4QU CoRE ¦ 3QU LoRE | Red Flag Warning - Destructive Fires | Equipment / facility failure | Aggregated | 2029 | 3.9505e-07 | 384.7705 | 0.00015201 | 2029 | Mitigation | 0.95 | 45 | 0 | esc | 0.00097009 | 3.8324e-10 | 0.00097009 | 3.8324e-10 | 0.034918 | 8.272e-07 | 0.010025 | 1.3761e-07
[120 empty] | 7.3.3.17.5 (Remote Grid) Updates to grid topology to minimize risk of ignition in HFTDs Remote GridWLDFREquipment / facility failureAggregated | WLDFR | HFTD - Distribution - Tier 3 - 4QU CoRE ¦ 3QU LoRE | Red Flag Warning - Destructive Fires | Equipment / facility failure | Aggregated | 2030 | 3.9505e-07 | 384.7705 | 0.00015201 | 2030 | Mitigation | 0.95 | 45 | 0 | esc | 0.00097009 | 3.8324e-10 | 0.00097009 | 3.8324e-10 | 0.034918 | 8.272e-07 | 0.010025 | 1.3761e-07
[120 empty] | 7.3.3.17.5 (Remote Grid) Updates to grid topology to minimize risk of ignition in HFTDs Remote GridWLDFREquipment / facility failureAggregated | WLDFR | HFTD - Distribution - Tier 3 - 4QU CoRE ¦ 3QU LoRE | Red Flag Warning - Destructive Fires | Equipment / facility failure | Aggregated | 2031 | 3.9505e-07 | 384.7705 | 0.00015201 | 2031 | Mitigation | 0.95 | 45 | 0 | esc | 0.00097009 | 3.8324e-10 | 0.00097009 | 3.8324e-10 | 0.034918 | 8.272e-07 | 0.010025 | 1.3761e-07
[120 empty] | 7.3.3.17.5 (Remote Grid) Updates to grid topology to minimize risk of ignition in HFTDs Remote GridWLDFREquipment / facility failureAggregated | WLDFR | HFTD - Distribution - Tier 3 - 4QU CoRE ¦ 3QU LoRE | Red Flag Warning - Destructive Fires | Equipment / facility failure | Aggregated | 2032 | 3.9505e-07 | 384.7705 | 0.00015201 | 2032 | Mitigation | 0.95 | 45 | 0 | esc | 0.00097009 | 3.8324e-10 | 0.00097009 | 3.8324e-10 | 0.034918 | 8.272e-07 | 0.010025 | 1.3761e-07
[120 empty] | 7.3.3.17.5 (Remote Grid) Updates to grid topology to minimize risk of ignition in HFTDs Remote GridWLDFREquipment / facility failureAggregated | WLDFR | HFTD - Distribution - Tier 3 - 4QU CoRE ¦ 3QU LoRE | Red Flag Warning - Destructive Fires | Equipment / facility failure | Aggregated | 2033 | 3.9505e-07 | 384.7705 | 0.00015201 | 2033 | Mitigation | 0.95 | 45 | 0 | esc | 0.00097009 | 3.8324e-10 | 0.00097009 | 3.8324e-10 | 0.034918 | 8.272e-07 | 0.010025 | 1.3761e-07
[120 empty] | 7.3.3.17.5 (Remote Grid) Updates to grid topology to minimize risk of ignition in HFTDs Remote GridWLDFREquipment / facility failureAggregated | WLDFR | HFTD - Distribution - Tier 3 - 4QU CoRE ¦ 3QU LoRE | Red Flag Warning - Destructive Fires | Equipment / facility failure | Aggregated | 2034 | 3.9505e-07 | 384.7705 | 0.00015201 | 2034 | Mitigation | 0.95 | 45 | 0 | esc | 0.00097009 | 3.8324e-10 | 0.00097009 | 3.8324e-10 | 0.034918 | 8.272e-07 | 0.010025 | 1.3761e-07
[120 empty] | 7.3.3.17.5 (Remote Grid) Updates to grid topology to minimize risk of ignition in HFTDs Remote GridWLDFREquipment / facility failureAggregated | WLDFR | HFTD - Distribution - Tier 3 - 4QU CoRE ¦ 3QU LoRE | Red Flag Warning - Destructive Fires | Equipment / facility failure | Aggregated | 2035 | 3.9505e-07 | 384.7705 | 0.00015201 | 2035 | Mitigation | 0.95 | 45 | 0 | esc | 0.00097009 | 3.8324e-10 | 0.00097009 | 3.8324e-10 | 0.034918 | 8.272e-07 | 0.010025 | 1.3761e-07
[120 empty] | 7.3.3.17.5 (Remote Grid) Updates to grid topology to minimize risk of ignition in HFTDs Remote GridWLDFREquipment / facility failureAggregated | WLDFR | HFTD - Distribution - Tier 3 - 4QU CoRE ¦ 3QU LoRE | Red Flag Warning - Destructive Fires | Equipment / facility failure | Aggregated | 2036 | 3.9505e-07 | 384.7705 | 0.00015201 | 2036 | Mitigation | 0.95 | 45 | 0 | esc | 0.00097009 | 3.8324e-10 | 0.00097009 | 3.8324e-10 | 0.034918 | 8.272e-07 | 0.010025 | 1.3761e-07
[120 empty] | 7.3.3.17.5 (Remote Grid) Updates to grid topology to minimize risk of ignition in HFTDs Remote GridWLDFREquipment / facility failureAggregated | WLDFR | HFTD - Distribution - Tier 3 - 4QU CoRE ¦ 3QU LoRE | Red Flag Warning - Destructive Fires | Equipment / facility failure | Aggregated | 2037 | 3.9505e-07 | 384.7705 | 0.00015201 | 2037 | Mitigation | 0.95 | 45 | 0 | esc | 0.00097009 | 3.8324e-10 | 0.00097009 | 3.8324e-10 | 0.034918 | 8.272e-07 | 0.010025 | 1.3761e-07
[120 empty] | 7.3.3.17.5 (Remote Grid) Updates to grid topology to minimize risk of ignition in HFTDs Remote GridWLDFREquipment / facility failureAggregated | WLDFR | HFTD - Distribution - Tier 3 - 4QU CoRE ¦ 3QU LoRE | Red Flag Warning - Destructive Fires | Equipment / facility failure | Aggregated | 2038 | 3.9505e-07 | 384.7705 | 0.00015201 | 2038 | Mitigation | 0.95 | 45 | 0 | esc | 0.00097009 | 3.8324e-10 | 0.00097009 | 3.8324e-10 | 0.034918 | 8.272e-07 | 0.010025 | 1.3761e-07
[120 empty] | 7.3.3.17.5 (Remote Grid) Updates to grid topology to minimize risk of ignition in HFTDs Remote GridWLDFREquipment / facility failureAggregated | WLDFR | HFTD - Distribution - Tier 3 - 4QU CoRE ¦ 3QU LoRE | Red Flag Warning - Destructive Fires | Equipment / facility failure | Aggregated | 2039 | 3.9505e-07 | 384.7705 | 0.00015201 | 2039 | Mitigation | 0.95 | 45 | 0 | esc | 0.00097009 | 3.8324e-10 | 0.00097009 | 3.8324e-10 | 0.034918 | 8.272e-07 | 0.010025 | 1.3761e-07
[120 empty] | 7.3.3.17.5 (Remote Grid) Updates to grid topology to minimize risk of ignition in HFTDs Remote GridWLDFREquipment / facility failureAggregated | WLDFR | HFTD - Distribution - Tier 3 - 4QU CoRE ¦ 3QU LoRE | Red Flag Warning - Destructive Fires | Equipment / facility failure | Aggregated | 2040 | 3.9505e-07 | 384.7705 | 0.00015201 | 2040 | Mitigation | 0.95 | 45 | 0 | esc | 0.00097009 | 3.8324e-10 | 0.00097009 | 3.8324e-10 | 0.034918 | 8.272e-07 | 0.010025 | 1.3761e-07
[120 empty] | 7.3.3.17.5 (Remote Grid) Updates to grid topology to minimize risk of ignition in HFTDs Remote GridWLDFREquipment / facility failureAggregated | WLDFR | HFTD - Distribution - Tier 3 - 4QU CoRE ¦ 3QU LoRE | Red Flag Warning - Destructive Fires | Equipment / facility failure | Aggregated | 2041 | 3.9505e-07 | 384.7705 | 0.00015201 | 2041 | Mitigation | 0.95 | 45 | 0 | esc | 0.00097009 | 3.8324e-10 | 0.00097009 | 3.8324e-10 | 0.034918 | 8.272e-07 | 0.010025 | 1.3761e-07
[120 empty] | 7.3.3.17.5 (Remote Grid) Updates to grid topology to minimize risk of ignition in HFTDs Remote GridWLDFREquipment / facility failureAggregated | WLDFR | HFTD - Distribution - Tier 3 - 4QU CoRE ¦ 3QU LoRE | Red Flag Warning - Destructive Fires | Equipment / facility failure | Aggregated | 2042 | 3.9505e-07 | 384.7705 | 0.00015201 | 2042 | Mitigation | 0.95 | 45 | 0 | esc | 0.00097009 | 3.8324e-10 | 0.00097009 | 3.8324e-10 | 0.034918 | 8.272e-07 | 0.010025 | 1.3761e-07
[120 empty] | 7.3.3.17.5 (Remote Grid) Updates to grid topology to minimize risk of ignition in HFTDs Remote GridWLDFREquipment / facility failureAggregated | WLDFR | HFTD - Distribution - Tier 3 - 4QU CoRE ¦ 3QU LoRE | Red Flag Warning - Destructive Fires | Equipment / facility failure | Aggregated | 2043 | 3.9505e-07 | 384.7705 | 0.00015201 | 2043 | Mitigation | 0.95 | 45 | 0 | esc | 0.00097009 | 3.8324e-10 | 0.00097009 | 3.8324e-10 | 0.034918 | 8.272e-07 | 0.010025 | 1.3761e-07
[120 empty] | 7.3.3.17.5 (Remote Grid) Updates to grid topology to minimize risk of ignition in HFTDs Remote GridWLDFREquipment / facility failureAggregated | WLDFR | HFTD - Distribution - Tier 3 - 4QU CoRE ¦ 3QU LoRE | Red Flag Warning - Destructive Fires | Equipment / facility failure | Aggregated | 2044 | 3.9505e-07 | 384.7705 | 0.00015201 | 2044 | Mitigation | 0.95 | 45 | 0 | esc | 0.00097009 | 3.8324e-10 | 0.00097009 | 3.8324e-10 | 0.034918 | 8.272e-07 | 0.010025 | 1.3761e-07
[120 empty] | 7.3.3.17.5 (Remote Grid) Updates to grid topology to minimize risk of ignition in HFTDs Remote GridWLDFREquipment / facility failureAggregated | WLDFR | HFTD - Distribution - Tier 3 - 4QU CoRE ¦ 3QU LoRE | Red Flag Warning - Destructive Fires | Equipment / facility failure | Aggregated | 2045 | 3.9505e-07 | 384.7705 | 0.00015201 | 2045 | Mitigation | 0.95 | 45 | 0 | esc | 0.00097009 | 3.8324e-10 | 0.00097009 | 3.8324e-10 | 0.034918 | 8.272e-07 | 0.010025 | 1.3761e-07
[120 empty] | 7.3.3.17.5 (Remote Grid) Updates to grid topology to minimize risk of ignition in HFTDs Remote GridWLDFREquipment / facility failureAggregated | WLDFR | HFTD - Distribution - Tier 3 - 4QU CoRE ¦ 3QU LoRE | Red Flag Warning - Destructive Fires | Equipment / facility failure | Aggregated | 2046 | 3.9505e-07 | 384.7705 | 0.00015201 | 2046 | Mitigation | 0.95 | 45 | 0 | esc | 0.00097009 | 3.8324e-10 | 0.00097009 | 3.8324e-10 | 0.034918 | 8.272e-07 | 0 | 0
[120 empty] | 7.3.3.17.5 (Remote Grid) Updates to grid topology to minimize risk of ignition in HFTDs Remote GridWLDFREquipment / facility failureAggregated | WLDFR | HFTD - Distribution - Tier 3 - 4QU CoRE ¦ 3QU LoRE | Red Flag Warning - Destructive Fires | Equipment / facility failure | Aggregated | 2047 | 3.9505e-07 | 384.7705 | 0.00015201 | 2047 | Mitigation | 0.95 | 45 | 0 | esc | 0.00097009 | 3.8324e-10 | 0.00097009 | 3.8324e-10 | 0.034918 | 8.272e-07 | 0 | 0
[120 empty] | 7.3.3.17.5 (Remote Grid) Updates to grid topology to minimize risk of ignition in HFTDs Remote GridWLDFREquipment / facility failureAggregated | WLDFR | HFTD - Distribution - Tier 3 - 4QU CoRE ¦ 3QU LoRE | Red Flag Warning - Destructive Fires | Equipment / facility failure | Aggregated | 2048 | 3.9505e-07 | 384.7705 | 0.00015201 | 2048 | Mitigation | 0.95 | 45 | 0 | esc | 0.00097009 | 3.8324e-10 | 0.00097009 | 3.8324e-10 | 0.034918 | 8.272e-07 | 0.0094681 | 4.4366e-07
[120 empty] | 7.3.3.17.5 (Remote Grid) Updates to grid topology to minimize risk of ignition in HFTDs Remote GridWLDFREquipment / facility failureAggregated | WLDFR | HFTD - Distribution - Tier 3 - 4QU CoRE ¦ 3QU LoRE | Red Flag Warning - Destructive Fires | Equipment / facility failure | Aggregated | 2049 | 3.9505e-07 | 384.7705 | 0.00015201 | 2049 | Mitigation | 0.95 | 45 | 0 | esc | 0.00097009 | 3.8324e-10 | 0.00097009 | 3.8324e-10 | 0.034918 | 8.272e-07 | 0.0094681 | 4.4366e-07
[120 empty] | 7.3.3.17.5 (Remote Grid) Updates to grid topology to minimize risk of ignition in HFTDs Remote GridWLDFREquipment / facility failureAggregated | WLDFR | HFTD - Distribution - Tier 3 - 4QU CoRE ¦ 3QU LoRE | Red Flag Warning - Destructive Fires | Equipment / facility failure | Aggregated | 2050 | 3.9505e-07 | 384.7705 | 0.00015201 | 2050 | Mitigation | 0.95 | 45 | 0 | esc | 0.00097009 | 3.8324e-10 | 0.00097009 | 3.8324e-10 | 0.034918 | 8.272e-07 | 0.0094681 | 4.4366e-07
[120 empty] | 7.3.3.17.5 (Remote Grid) Updates to grid topology to minimize risk of ignition in HFTDs Remote GridWLDFREquipment / facility failureAggregated | WLDFR | HFTD - Distribution - Tier 3 - 4QU CoRE ¦ 3QU LoRE | Red Flag Warning - Destructive Fires | Equipment / facility failure | Aggregated | 2051 | 3.9505e-07 | 384.7705 | 0.00015201 | 2051 | Mitigation | 0.95 | 45 | 0 | esc | 0.00097009 | 3.8324e-10 | 0.00097009 | 3.8324e-10 | 0.034918 | 8.272e-07 | 0.0094681 | 4.4366e-07
[120 empty] | 7.3.3.17.5 (Remote Grid) Updates to grid topology to minimize risk of ignition in HFTDs Remote GridWLDFREquipment / facility failureAggregated | WLDFR | HFTD - Distribution - Tier 3 - 4QU CoRE ¦ 3QU LoRE | Red Flag Warning - Destructive Fires | Equipment / facility failure | Aggregated | 2052 | 3.9505e-07 | 384.7705 | 0.00015201 | 2052 | Mitigation | 0.95 | 45 | 0 | esc | 0.00097009 | 3.8324e-10 | 0.00097009 | 3.8324e-10 | 0.034918 | 8.272e-07 | 0.0094681 | 4.4366e-07
[120 empty] | 7.3.3.17.5 (Remote Grid) Updates to grid topology to minimize risk of ignition in HFTDs Remote GridWLDFREquipment / facility failureAggregated | WLDFR | HFTD - Distribution - Tier 3 - 4QU CoRE ¦ 3QU LoRE | Red Flag Warning - Destructive Fires | Equipment / facility failure | Aggregated | 2053 | 3.9505e-07 | 384.7705 | 0.00015201 | 2053 | Mitigation | 0.95 | 45 | 0 | esc | 0.00097009 | 3.8324e-10 | 0.00097009 | 3.8324e-10 | 0.034918 | 8.272e-07 | 0.0094681 | 4.4366e-07
[120 empty] | 7.3.3.17.5 (Remote Grid) Updates to grid topology to minimize risk of ignition in HFTDs Remote GridWLDFREquipment / facility failureAggregated | WLDFR | HFTD - Distribution - Tier 3 - 4QU CoRE ¦ 3QU LoRE | Red Flag Warning - Destructive Fires | Equipment / facility failure | Aggregated | 2054 | 3.9505e-07 | 384.7705 | 0.00015201 | 2054 | Mitigation | 0.95 | 45 | 0 | esc | 0.00097009 | 3.8324e-10 | 0.00097009 | 3.8324e-10 | 0.034918 | 8.272e-07 | 0.0094681 | 4.4366e-07
[120 empty] | 7.3.3.17.5 (Remote Grid) Updates to grid topology to minimize risk of ignition in HFTDs Remote GridWLDFREquipment / facility failureAggregated | WLDFR | HFTD - Distribution - Tier 3 - 4QU CoRE ¦ 3QU LoRE | Red Flag Warning - Destructive Fires | Equipment / facility failure | Aggregated | 2055 | 3.9505e-07 | 384.7705 | 0.00015201 | 2055 | Mitigation | 0.95 | 45 | 0 | esc | 0.00097009 | 3.8324e-10 | 0.00097009 | 3.8324e-10 | 0.034918 | 8.272e-07 | 0.0094681 | 4.4366e-07
[120 empty] | 7.3.3.17.5 (Remote Grid) Updates to grid topology to minimize risk of ignition in HFTDs Remote GridWLDFREquipment / facility failureAggregated | WLDFR | HFTD - Distribution - Tier 3 - 4QU CoRE ¦ 3QU LoRE | Red Flag Warning - Destructive Fires | Equipment / facility failure | Aggregated | 2056 | 3.9505e-07 | 384.7705 | 0.00015201 | 2056 | Mitigation | 0.95 | 45 | 0 | esc | 0.00097009 | 3.8324e-10 | 0.00097009 | 3.8324e-10 | 0.034918 | 8.272e-07 | 0.0094681 | 4.4366e-07
[120 empty] | 7.3.3.17.5 (Remote Grid) Updates to grid topology to minimize risk of ignition in HFTDs Remote GridWLDFREquipment / facility failureAggregated | WLDFR | HFTD - Distribution - Tier 3 - 4QU CoRE ¦ 3QU LoRE | Red Flag Warning - Destructive Fires | Equipment / facility failure | Aggregated | 2057 | 3.9505e-07 | 384.7705 | 0.00015201 | 2057 | Mitigation | 0.95 | 45 | 0 | esc | 0.00097009 | 3.8324e-10 | 0.00097009 | 3.8324e-10 | 0.034918 | 8.272e-07 | 0.0094681 | 4.4366e-07
[120 empty] | 7.3.3.17.5 (Remote Grid) Updates to grid topology to minimize risk of ignition in HFTDs Remote GridWLDFREquipment / facility failureAggregated | WLDFR | HFTD - Distribution - Tier 3 - 4QU CoRE ¦ 3QU LoRE | Red Flag Warning - Destructive Fires | Equipment / facility failure | Aggregated | 2058 | 3.9505e-07 | 384.7705 | 0.00015201 | 2058 | Mitigation | 0.95 | 45 | 0 | esc | 0.00097009 | 3.8324e-10 | 0.00097009 | 3.8324e-10 | 0.034918 | 8.272e-07 | 0.0094681 | 4.4366e-07
[120 empty] | 7.3.3.17.5 (Remote Grid) Updates to grid topology to minimize risk of ignition in HFTDs Remote GridWLDFREquipment / facility failureAggregated | WLDFR | HFTD - Distribution - Tier 3 - 4QU CoRE ¦ 3QU LoRE | Red Flag Warning - Destructive Fires | Equipment / facility failure | Aggregated | 2059 | 3.9505e-07 | 384.7705 | 0.00015201 | 2059 | Mitigation | 0.95 | 45 | 0 | esc | 0.00097009 | 3.8324e-10 | 0.00097009 | 3.8324e-10 | 0.034918 | 8.272e-07 | 0.0094681 | 4.4366e-07
[120 empty] | 7.3.3.17.5 (Remote Grid) Updates to grid topology to minimize risk of ignition in HFTDs Remote GridWLDFREquipment / facility failureAggregated | WLDFR | HFTD - Distribution - Tier 3 - 4QU CoRE ¦ 3QU LoRE | Red Flag Warning - Destructive Fires | Equipment / facility failure | Aggregated | 2060 | 3.9505e-07 | 384.7705 | 0.00015201 | 2060 | Mitigation | 0.95 | 45 | 0 | esc | 0.00097009 | 3.8324e-10 | 0.00097009 | 3.8324e-10 | 0.034918 | 8.272e-07 | 0.0094681 | 4.4366e-07
[120 empty] | 7.3.3.17.5 (Remote Grid) Updates to grid topology to minimize risk of ignition in HFTDs Remote GridWLDFREquipment / facility failureAggregated | WLDFR | HFTD - Distribution - Tier 3 - 4QU CoRE ¦ 3QU LoRE | Red Flag Warning - Destructive Fires | Equipment / facility failure | Aggregated | 2061 | 3.9505e-07 | 384.7705 | 0.00015201 | 2061 | Mitigation | 0.95 | 45 | 0 | esc | 0.00097009 | 3.8324e-10 | 0.00097009 | 3.8324e-10 | 0.034918 | 8.272e-07 | 0.0094681 | 4.4366e-07
[120 empty] | 7.3.3.17.5 (Remote Grid) Updates to grid topology to minimize risk of ignition in HFTDs Remote GridWLDFREquipment / facility failureAggregated | WLDFR | HFTD - Distribution - Tier 3 - 4QU CoRE ¦ 3QU LoRE | Red Flag Warning - Destructive Fires | Equipment / facility failure | Aggregated | 2062 | 3.9505e-07 | 384.7705 | 0.00015201 | 2062 | Mitigation | 0.95 | 45 | 0 | esc | 0.00097009 | 3.8324e-10 | 0.00097009 | 3.8324e-10 | 0.034918 | 8.272e-07 | 0.0094681 | 4.4366e-07
[120 empty] | 7.3.3.17.5 (Remote Grid) Updates to grid topology to minimize risk of ignition in HFTDs Remote GridWLDFREquipment / facility failureAggregated | WLDFR | HFTD - Distribution - Tier 3 - 4QU CoRE ¦ 3QU LoRE | Red Flag Warning - Destructive Fires | Equipment / facility failure | Aggregated | 2063 | 3.9505e-07 | 384.7705 | 0.00015201 | 2063 | Mitigation | 0.95 | 45 | 0 | esc | 0.00097009 | 3.8324e-10 | 0.00097009 | 3.8324e-10 | 0.034918 | 8.272e-07 | 0.0094681 | 4.4366e-07
[120 empty] | 7.3.3.17.5 (Remote Grid) Updates to grid topology to minimize risk of ignition in HFTDs Remote GridWLDFREquipment / facility failureAggregated | WLDFR | HFTD - Distribution - Tier 3 - 4QU CoRE ¦ 3QU LoRE | Red Flag Warning - Destructive Fires | Equipment / facility failure | Aggregated | 2064 | 3.9505e-07 | 384.7705 | 0.00015201 | 2064 | Mitigation | 0.95 | 45 | 0 | esc | 0.00097009 | 3.8324e-10 | 0.00097009 | 3.8324e-10 | 0.034918 | 8.272e-07 | 0.0094681 | 4.4366e-07
[120 empty] | 7.3.3.17.5 (Remote Grid) Updates to grid topology to minimize risk of ignition in HFTDs Remote GridWLDFREquipment / facility failureAggregated | WLDFR | HFTD - Distribution - Tier 3 - 4QU CoRE ¦ 3QU LoRE | Red Flag Warning - Destructive Fires | Equipment / facility failure | Aggregated | 2065 | 3.9505e-07 | 384.7705 | 0.00015201 | 2065 | Mitigation | 0.95 | 45 | 0 | esc | 0.00097009 | 3.8324e-10 | 0.00097009 | 3.8324e-10 | 0.034918 | 8.272e-07 | 0.0094681 | 4.4366e-07
[120 empty] | 7.3.3.17.5 (Remote Grid) Updates to grid topology to minimize risk of ignition in HFTDs Remote GridWLDFREquipment / facility failureAggregated | WLDFR | HFTD - Distribution - Tier 3 - 4QU CoRE ¦ 3QU LoRE | Red Flag Warning - Destructive Fires | Equipment / facility failure | Aggregated | 2066 | 3.9505e-07 | 384.7705 | 0.00015201 | 2066 | Mitigation | 0.95 | 45 | 0 | esc | 0.00097009 | 3.8324e-10 | 0.00097009 | 3.8324e-10 | 0.034918 | 8.272e-07 | 0.0094681 | 4.4366e-07
[120 empty] | 7.3.3.17.5 (Remote Grid) Updates to grid topology to minimize risk of ignition in HFTDs Remote GridWLDFREquipment / facility failureAggregated | WLDFR | HFTD - Distribution - Tier 3 - 4QU CoRE ¦ 3QU LoRE | Red Flag Warning - Destructive Fires | Equipment / facility failure | Aggregated | 2067 | 3.9505e-07 | 384.7705 | 0.00015201 | 2067 | Mitigation | 0.95 | 45 | 0 | esc | 0 | 0 | 0.00097009 | 3.8324e-10 | 0.034918 | 8.272e-07 | 0.0094681 | 4.4366e-07
[120 empty] | 7.3.3.17.5 (Remote Grid) Updates to grid topology to minimize risk of ignition in HFTDs Remote GridWLDFRVegetation ContactAggregated | WLDFR | HFTD - Distribution - Tier 3 - 4QU CoRE ¦ 3QU LoRE | Red Flag Warning - Destructive Fires | Vegetation Contact | Aggregated | 2022 | 9.17e-07 | 384.7705 | 0.00035283 | 2022 | Mitigation | 0.95 | 45 | 0 | esc | 0.00097009 | 8.8957e-10 | 0 | 0 | 0 | 0 | 0.0094681 | 4.4366e-07
[120 empty] | 7.3.3.17.5 (Remote Grid) Updates to grid topology to minimize risk of ignition in HFTDs Remote GridWLDFRVegetation ContactAggregated | WLDFR | HFTD - Distribution - Tier 3 - 4QU CoRE ¦ 3QU LoRE | Red Flag Warning - Destructive Fires | Vegetation Contact | Aggregated | 2023 | 9.17e-07 | 384.7705 | 0.00035283 | 2023 | Mitigation | 0.95 | 45 | 0 | esc | 0.00097009 | 8.8957e-10 | 0.00097009 | 8.8957e-10 | 0.034918 | 2.65e-05 | 0.0094681 | 4.4366e-07
[120 empty] | 7.3.3.17.5 (Remote Grid) Updates to grid topology to minimize risk of ignition in HFTDs Remote GridWLDFRVegetation ContactAggregated | WLDFR | HFTD - Distribution - Tier 3 - 4QU CoRE ¦ 3QU LoRE | Red Flag Warning - Destructive Fires | Vegetation Contact | Aggregated | 2024 | 9.17e-07 | 384.7705 | 0.00035283 | 2024 | Mitigation | 0.95 | 45 | 0 | esc | 0.00097009 | 8.8957e-10 | 0.00097009 | 8.8957e-10 | 0.034918 | 2.65e-05 | 0.0094681 | 4.4366e-07
[120 empty] | 7.3.3.17.5 (Remote Grid) Updates to grid topology to minimize risk of ignition in HFTDs Remote GridWLDFRVegetation ContactAggregated | WLDFR | HFTD - Distribution - Tier 3 - 4QU CoRE ¦ 3QU LoRE | Red Flag Warning - Destructive Fires | Vegetation Contact | Aggregated | 2025 | 9.17e-07 | 384.7705 | 0.00035283 | 2025 | Mitigation | 0.95 | 45 | 0 | esc | 0.00097009 | 8.8957e-10 | 0.00097009 | 8.8957e-10 | 0.034918 | 2.65e-05 | 0.0094681 | 4.4366e-07
[120 empty] | 7.3.3.17.5 (Remote Grid) Updates to grid topology to minimize risk of ignition in HFTDs Remote GridWLDFRVegetation ContactAggregated | WLDFR | HFTD - Distribution - Tier 3 - 4QU CoRE ¦ 3QU LoRE | Red Flag Warning - Destructive Fires | Vegetation Contact | Aggregated | 2026 | 9.17e-07 | 384.7705 | 0.00035283 | 2026 | Mitigation | 0.95 | 45 | 0 | esc | 0.00097009 | 8.8957e-10 | 0.00097009 | 8.8957e-10 | 0.034918 | 2.65e-05 | 0.0094681 | 4.4366e-07
[120 empty] | 7.3.3.17.5 (Remote Grid) Updates to grid topology to minimize risk of ignition in HFTDs Remote GridWLDFRVegetation ContactAggregated | WLDFR | HFTD - Distribution - Tier 3 - 4QU CoRE ¦ 3QU LoRE | Red Flag Warning - Destructive Fires | Vegetation Contact | Aggregated | 2027 | 9.17e-07 | 384.7705 | 0.00035283 | 2027 | Mitigation | 0.95 | 45 | 0 | esc | 0.00097009 | 8.8957e-10 | 0.00097009 | 8.8957e-10 | 0.034918 | 2.65e-05 | 0.0094681 | 4.4366e-07
[120 empty] | 7.3.3.17.5 (Remote Grid) Updates to grid topology to minimize risk of ignition in HFTDs Remote GridWLDFRVegetation ContactAggregated | WLDFR | HFTD - Distribution - Tier 3 - 4QU CoRE ¦ 3QU LoRE | Red Flag Warning - Destructive Fires | Vegetation Contact | Aggregated | 2028 | 9.17e-07 | 384.7705 | 0.00035283 | 2028 | Mitigation | 0.95 | 45 | 0 | esc | 0.00097009 | 8.8957e-10 | 0.00097009 | 8.8957e-10 | 0.034918 | 2.65e-05 | 0.0094681 | 4.4366e-07
[120 empty] | 7.3.3.17.5 (Remote Grid) Updates to grid topology to minimize risk of ignition in HFTDs Remote GridWLDFRVegetation ContactAggregated | WLDFR | HFTD - Distribution - Tier 3 - 4QU CoRE ¦ 3QU LoRE | Red Flag Warning - Destructive Fires | Vegetation Contact | Aggregated | 2029 | 9.17e-07 | 384.7705 | 0.00035283 | 2029 | Mitigation | 0.95 | 45 | 0 | esc | 0.00097009 | 8.8957e-10 | 0.00097009 | 8.8957e-10 | 0.034918 | 2.65e-05 | 0.0094681 | 4.4366e-07
[120 empty] | 7.3.3.17.5 (Remote Grid) Updates to grid topology to minimize risk of ignition in HFTDs Remote GridWLDFRVegetation ContactAggregated | WLDFR | HFTD - Distribution - Tier 3 - 4QU CoRE ¦ 3QU LoRE | Red Flag Warning - Destructive Fires | Vegetation Contact | Aggregated | 2030 | 9.17e-07 | 384.7705 | 0.00035283 | 2030 | Mitigation | 0.95 | 45 | 0 | esc | 0.00097009 | 8.8957e-10 | 0.00097009 | 8.8957e-10 | 0.034918 | 2.65e-05 | 0.0094681 | 4.4366e-07
[120 empty] | 7.3.3.17.5 (Remote Grid) Updates to grid topology to minimize risk of ignition in HFTDs Remote GridWLDFRVegetation ContactAggregated | WLDFR | HFTD - Distribution - Tier 3 - 4QU CoRE ¦ 3QU LoRE | Red Flag Warning - Destructive Fires | Vegetation Contact | Aggregated | 2031 | 9.17e-07 | 384.7705 | 0.00035283 | 2031 | Mitigation | 0.95 | 45 | 0 | esc | 0.00097009 | 8.8957e-10 | 0.00097009 | 8.8957e-10 | 0.034918 | 2.65e-05 | 0.0094681 | 4.4366e-07
[120 empty] | 7.3.3.17.5 (Remote Grid) Updates to grid topology to minimize risk of ignition in HFTDs Remote GridWLDFRVegetation ContactAggregated | WLDFR | HFTD - Distribution - Tier 3 - 4QU CoRE ¦ 3QU LoRE | Red Flag Warning - Destructive Fires | Vegetation Contact | Aggregated | 2032 | 9.17e-07 | 384.7705 | 0.00035283 | 2032 | Mitigation | 0.95 | 45 | 0 | esc | 0.00097009 | 8.8957e-10 | 0.00097009 | 8.8957e-10 | 0.034918 | 2.65e-05 | 0 | 0
[120 empty] | 7.3.3.17.5 (Remote Grid) Updates to grid topology to minimize risk of ignition in HFTDs Remote GridWLDFRVegetation ContactAggregated | WLDFR | HFTD - Distribution - Tier 3 - 4QU CoRE ¦ 3QU LoRE | Red Flag Warning - Destructive Fires | Vegetation Contact | Aggregated | 2033 | 9.17e-07 | 384.7705 | 0.00035283 | 2033 | Mitigation | 0.95 | 45 | 0 | esc | 0.00097009 | 8.8957e-10 | 0.00097009 | 8.8957e-10 | 0.034918 | 2.65e-05 | 0 | 0
[120 empty] | 7.3.3.17.5 (Remote Grid) Updates to grid topology to minimize risk of ignition in HFTDs Remote GridWLDFRVegetation ContactAggregated | WLDFR | HFTD - Distribution - Tier 3 - 4QU CoRE ¦ 3QU LoRE | Red Flag Warning - Destructive Fires | Vegetation Contact | Aggregated | 2034 | 9.17e-07 | 384.7705 | 0.00035283 | 2034 | Mitigation | 0.95 | 45 | 0 | esc | 0.00097009 | 8.8957e-10 | 0.00097009 | 8.8957e-10 | 0.034918 | 2.65e-05 | 0.010598 | 2.1966e-08
[120 empty] | 7.3.3.17.5 (Remote Grid) Updates to grid topology to minimize risk of ignition in HFTDs Remote GridWLDFRVegetation ContactAggregated | WLDFR | HFTD - Distribution - Tier 3 - 4QU CoRE ¦ 3QU LoRE | Red Flag Warning - Destructive Fires | Vegetation Contact | Aggregated | 2035 | 9.17e-07 | 384.7705 | 0.00035283 | 2035 | Mitigation | 0.95 | 45 | 0 | esc | 0.00097009 | 8.8957e-10 | 0.00097009 | 8.8957e-10 | 0.034918 | 2.65e-05 | 0.010598 | 2.1966e-08
[120 empty] | 7.3.3.17.5 (Remote Grid) Updates to grid topology to minimize risk of ignition in HFTDs Remote GridWLDFRVegetation ContactAggregated | WLDFR | HFTD - Distribution - Tier 3 - 4QU CoRE ¦ 3QU LoRE | Red Flag Warning - Destructive Fires | Vegetation Contact | Aggregated | 2036 | 9.17e-07 | 384.7705 | 0.00035283 | 2036 | Mitigation | 0.95 | 45 | 0 | esc | 0.00097009 | 8.8957e-10 | 0.00097009 | 8.8957e-10 | 0.034918 | 2.65e-05 | 0.010598 | 2.1966e-08
[120 empty] | 7.3.3.17.5 (Remote Grid) Updates to grid topology to minimize risk of ignition in HFTDs Remote GridWLDFRVegetation ContactAggregated | WLDFR | HFTD - Distribution - Tier 3 - 4QU CoRE ¦ 3QU LoRE | Red Flag Warning - Destructive Fires | Vegetation Contact | Aggregated | 2037 | 9.17e-07 | 384.7705 | 0.00035283 | 2037 | Mitigation | 0.95 | 45 | 0 | esc | 0.00097009 | 8.8957e-10 | 0.00097009 | 8.8957e-10 | 0.034918 | 2.65e-05 | 0.010598 | 2.1966e-08
[120 empty] | 7.3.3.17.5 (Remote Grid) Updates to grid topology to minimize risk of ignition in HFTDs Remote GridWLDFRVegetation ContactAggregated | WLDFR | HFTD - Distribution - Tier 3 - 4QU CoRE ¦ 3QU LoRE | Red Flag Warning - Destructive Fires | Vegetation Contact | Aggregated | 2038 | 9.17e-07 | 384.7705 | 0.00035283 | 2038 | Mitigation | 0.95 | 45 | 0 | esc | 0.00097009 | 8.8957e-10 | 0.00097009 | 8.8957e-10 | 0.034918 | 2.65e-05 | 0.010598 | 2.1966e-08
[120 empty] | 7.3.3.17.5 (Remote Grid) Updates to grid topology to minimize risk of ignition in HFTDs Remote GridWLDFRVegetation ContactAggregated | WLDFR | HFTD - Distribution - Tier 3 - 4QU CoRE ¦ 3QU LoRE | Red Flag Warning - Destructive Fires | Vegetation Contact | Aggregated | 2039 | 9.17e-07 | 384.7705 | 0.00035283 | 2039 | Mitigation | 0.95 | 45 | 0 | esc | 0.00097009 | 8.8957e-10 | 0.00097009 | 8.8957e-10 | 0.034918 | 2.65e-05 | 0.010598 | 2.1966e-08
[120 empty] | 7.3.3.17.5 (Remote Grid) Updates to grid topology to minimize risk of ignition in HFTDs Remote GridWLDFRVegetation ContactAggregated | WLDFR | HFTD - Distribution - Tier 3 - 4QU CoRE ¦ 3QU LoRE | Red Flag Warning - Destructive Fires | Vegetation Contact | Aggregated | 2040 | 9.17e-07 | 384.7705 | 0.00035283 | 2040 | Mitigation | 0.95 | 45 | 0 | esc | 0.00097009 | 8.8957e-10 | 0.00097009 | 8.8957e-10 | 0.034918 | 2.65e-05 | 0.010598 | 2.1966e-08
[120 empty] | 7.3.3.17.5 (Remote Grid) Updates to grid topology to minimize risk of ignition in HFTDs Remote GridWLDFRVegetation ContactAggregated | WLDFR | HFTD - Distribution - Tier 3 - 4QU CoRE ¦ 3QU LoRE | Red Flag Warning - Destructive Fires | Vegetation Contact | Aggregated | 2041 | 9.17e-07 | 384.7705 | 0.00035283 | 2041 | Mitigation | 0.95 | 45 | 0 | esc | 0.00097009 | 8.8957e-10 | 0.00097009 | 8.8957e-10 | 0.034918 | 2.65e-05 | 0.010598 | 2.1966e-08
[120 empty] | 7.3.3.17.5 (Remote Grid) Updates to grid topology to minimize risk of ignition in HFTDs Remote GridWLDFRVegetation ContactAggregated | WLDFR | HFTD - Distribution - Tier 3 - 4QU CoRE ¦ 3QU LoRE | Red Flag Warning - Destructive Fires | Vegetation Contact | Aggregated | 2042 | 9.17e-07 | 384.7705 | 0.00035283 | 2042 | Mitigation | 0.95 | 45 | 0 | esc | 0.00097009 | 8.8957e-10 | 0.00097009 | 8.8957e-10 | 0.034918 | 2.65e-05 | 0.010598 | 2.1966e-08
[120 empty] | 7.3.3.17.5 (Remote Grid) Updates to grid topology to minimize risk of ignition in HFTDs Remote GridWLDFRVegetation ContactAggregated | WLDFR | HFTD - Distribution - Tier 3 - 4QU CoRE ¦ 3QU LoRE | Red Flag Warning - Destructive Fires | Vegetation Contact | Aggregated | 2043 | 9.17e-07 | 384.7705 | 0.00035283 | 2043 | Mitigation | 0.95 | 45 | 0 | esc | 0.00097009 | 8.8957e-10 | 0.00097009 | 8.8957e-10 | 0.034918 | 2.65e-05 | 0.010598 | 2.1966e-08
[120 empty] | 7.3.3.17.5 (Remote Grid) Updates to grid topology to minimize risk of ignition in HFTDs Remote GridWLDFRVegetation ContactAggregated | WLDFR | HFTD - Distribution - Tier 3 - 4QU CoRE ¦ 3QU LoRE | Red Flag Warning - Destructive Fires | Vegetation Contact | Aggregated | 2044 | 9.17e-07 | 384.7705 | 0.00035283 | 2044 | Mitigation | 0.95 | 45 | 0 | esc | 0.00097009 | 8.8957e-10 | 0.00097009 | 8.8957e-10 | 0.034918 | 2.65e-05 | 0.010598 | 2.1966e-08
[120 empty] | 7.3.3.17.5 (Remote Grid) Updates to grid topology to minimize risk of ignition in HFTDs Remote GridWLDFRVegetation ContactAggregated | WLDFR | HFTD - Distribution - Tier 3 - 4QU CoRE ¦ 3QU LoRE | Red Flag Warning - Destructive Fires | Vegetation Contact | Aggregated | 2045 | 9.17e-07 | 384.7705 | 0.00035283 | 2045 | Mitigation | 0.95 | 45 | 0 | esc | 0.00097009 | 8.8957e-10 | 0.00097009 | 8.8957e-10 | 0.034918 | 2.65e-05 | 0.010598 | 2.1966e-08
[120 empty] | 7.3.3.17.5 (Remote Grid) Updates to grid topology to minimize risk of ignition in HFTDs Remote GridWLDFRVegetation ContactAggregated | WLDFR | HFTD - Distribution - Tier 3 - 4QU CoRE ¦ 3QU LoRE | Red Flag Warning - Destructive Fires | Vegetation Contact | Aggregated | 2046 | 9.17e-07 | 384.7705 | 0.00035283 | 2046 | Mitigation | 0.95 | 45 | 0 | esc | 0.00097009 | 8.8957e-10 | 0.00097009 | 8.8957e-10 | 0.034918 | 2.65e-05 | 0.010598 | 2.1966e-08
[120 empty] | 7.3.3.17.5 (Remote Grid) Updates to grid topology to minimize risk of ignition in HFTDs Remote GridWLDFRVegetation ContactAggregated | WLDFR | HFTD - Distribution - Tier 3 - 4QU CoRE ¦ 3QU LoRE | Red Flag Warning - Destructive Fires | Vegetation Contact | Aggregated | 2047 | 9.17e-07 | 384.7705 | 0.00035283 | 2047 | Mitigation | 0.95 | 45 | 0 | esc | 0.00097009 | 8.8957e-10 | 0.00097009 | 8.8957e-10 | 0.034918 | 2.65e-05 | 0.010598 | 2.1966e-08
[120 empty] | 7.3.3.17.5 (Remote Grid) Updates to grid topology to minimize risk of ignition in HFTDs Remote GridWLDFRVegetation ContactAggregated | WLDFR | HFTD - Distribution - Tier 3 - 4QU CoRE ¦ 3QU LoRE | Red Flag Warning - Destructive Fires | Vegetation Contact | Aggregated | 2048 | 9.17e-07 | 384.7705 | 0.00035283 | 2048 | Mitigation | 0.95 | 45 | 0 | esc | 0.00097009 | 8.8957e-10 | 0.00097009 | 8.8957e-10 | 0.034918 | 2.65e-05 | 0.010598 | 2.1966e-08
[120 empty] | 7.3.3.17.5 (Remote Grid) Updates to grid topology to minimize risk of ignition in HFTDs Remote GridWLDFRVegetation ContactAggregated | WLDFR | HFTD - Distribution - Tier 3 - 4QU CoRE ¦ 3QU LoRE | Red Flag Warning - Destructive Fires | Vegetation Contact | Aggregated | 2049 | 9.17e-07 | 384.7705 | 0.00035283 | 2049 | Mitigation | 0.95 | 45 | 0 | esc | 0.00097009 | 8.8957e-10 | 0.00097009 | 8.8957e-10 | 0.034918 | 2.65e-05 | 0.010598 | 2.1966e-08
[120 empty] | 7.3.3.17.5 (Remote Grid) Updates to grid topology to minimize risk of ignition in HFTDs Remote GridWLDFRVegetation ContactAggregated | WLDFR | HFTD - Distribution - Tier 3 - 4QU CoRE ¦ 3QU LoRE | Red Flag Warning - Destructive Fires | Vegetation Contact | Aggregated | 2050 | 9.17e-07 | 384.7705 | 0.00035283 | 2050 | Mitigation | 0.95 | 45 | 0 | esc | 0.00097009 | 8.8957e-10 | 0.00097009 | 8.8957e-10 | 0.034918 | 2.65e-05 | 0.010598 | 2.1966e-08
[120 empty] | 7.3.3.17.5 (Remote Grid) Updates to grid topology to minimize risk of ignition in HFTDs Remote GridWLDFRVegetation ContactAggregated | WLDFR | HFTD - Distribution - Tier 3 - 4QU CoRE ¦ 3QU LoRE | Red Flag Warning - Destructive Fires | Vegetation Contact | Aggregated | 2051 | 9.17e-07 | 384.7705 | 0.00035283 | 2051 | Mitigation | 0.95 | 45 | 0 | esc | 0.00097009 | 8.8957e-10 | 0.00097009 | 8.8957e-10 | 0.034918 | 2.65e-05 | 0.010598 | 2.1966e-08
[120 empty] | 7.3.3.17.5 (Remote Grid) Updates to grid topology to minimize risk of ignition in HFTDs Remote GridWLDFRVegetation ContactAggregated | WLDFR | HFTD - Distribution - Tier 3 - 4QU CoRE ¦ 3QU LoRE | Red Flag Warning - Destructive Fires | Vegetation Contact | Aggregated | 2052 | 9.17e-07 | 384.7705 | 0.00035283 | 2052 | Mitigation | 0.95 | 45 | 0 | esc | 0.00097009 | 8.8957e-10 | 0.00097009 | 8.8957e-10 | 0.034918 | 2.65e-05 | 0.010598 | 2.1966e-08
[120 empty] | 7.3.3.17.5 (Remote Grid) Updates to grid topology to minimize risk of ignition in HFTDs Remote GridWLDFRVegetation ContactAggregated | WLDFR | HFTD - Distribution - Tier 3 - 4QU CoRE ¦ 3QU LoRE | Red Flag Warning - Destructive Fires | Vegetation Contact | Aggregated | 2053 | 9.17e-07 | 384.7705 | 0.00035283 | 2053 | Mitigation | 0.95 | 45 | 0 | esc | 0.00097009 | 8.8957e-10 | 0.00097009 | 8.8957e-10 | 0.034918 | 2.65e-05 | 0.010598 | 2.1966e-08
[120 empty] | 7.3.3.17.5 (Remote Grid) Updates to grid topology to minimize risk of ignition in HFTDs Remote GridWLDFRVegetation ContactAggregated | WLDFR | HFTD - Distribution - Tier 3 - 4QU CoRE ¦ 3QU LoRE | Red Flag Warning - Destructive Fires | Vegetation Contact | Aggregated | 2054 | 9.17e-07 | 384.7705 | 0.00035283 | 2054 | Mitigation | 0.95 | 45 | 0 | esc | 0.00097009 | 8.8957e-10 | 0.00097009 | 8.8957e-10 | 0.034918 | 2.65e-05 | 0.010598 | 2.1966e-08
[120 empty] | 7.3.3.17.5 (Remote Grid) Updates to grid topology to minimize risk of ignition in HFTDs Remote GridWLDFRVegetation ContactAggregated | WLDFR | HFTD - Distribution - Tier 3 - 4QU CoRE ¦ 3QU LoRE | Red Flag Warning - Destructive Fires | Vegetation Contact | Aggregated | 2055 | 9.17e-07 | 384.7705 | 0.00035283 | 2055 | Mitigation | 0.95 | 45 | 0 | esc | 0.00097009 | 8.8957e-10 | 0.00097009 | 8.8957e-10 | 0.034918 | 2.65e-05 | 0.010598 | 2.1966e-08
[120 empty] | 7.3.3.17.5 (Remote Grid) Updates to grid topology to minimize risk of ignition in HFTDs Remote GridWLDFRVegetation ContactAggregated | WLDFR | HFTD - Distribution - Tier 3 - 4QU CoRE ¦ 3QU LoRE | Red Flag Warning - Destructive Fires | Vegetation Contact | Aggregated | 2056 | 9.17e-07 | 384.7705 | 0.00035283 | 2056 | Mitigation | 0.95 | 45 | 0 | esc | 0.00097009 | 8.8957e-10 | 0.00097009 | 8.8957e-10 | 0.034918 | 2.65e-05 | 0.010598 | 2.1966e-08
[120 empty] | 7.3.3.17.5 (Remote Grid) Updates to grid topology to minimize risk of ignition in HFTDs Remote GridWLDFRVegetation ContactAggregated | WLDFR | HFTD - Distribution - Tier 3 - 4QU CoRE ¦ 3QU LoRE | Red Flag Warning - Destructive Fires | Vegetation Contact | Aggregated | 2057 | 9.17e-07 | 384.7705 | 0.00035283 | 2057 | Mitigation | 0.95 | 45 | 0 | esc | 0.00097009 | 8.8957e-10 | 0.00097009 | 8.8957e-10 | 0.034918 | 2.65e-05 | 0.010598 | 2.1966e-08
[120 empty] | 7.3.3.17.5 (Remote Grid) Updates to grid topology to minimize risk of ignition in HFTDs Remote GridWLDFRVegetation ContactAggregated | WLDFR | HFTD - Distribution - Tier 3 - 4QU CoRE ¦ 3QU LoRE | Red Flag Warning - Destructive Fires | Vegetation Contact | Aggregated | 2058 | 9.17e-07 | 384.7705 | 0.00035283 | 2058 | Mitigation | 0.95 | 45 | 0 | esc | 0.00097009 | 8.8957e-10 | 0.00097009 | 8.8957e-10 | 0.034918 | 2.65e-05 | 0.010598 | 2.1966e-08
[120 empty] | 7.3.3.17.5 (Remote Grid) Updates to grid topology to minimize risk of ignition in HFTDs Remote GridWLDFRVegetation ContactAggregated | WLDFR | HFTD - Distribution - Tier 3 - 4QU CoRE ¦ 3QU LoRE | Red Flag Warning - Destructive Fires | Vegetation Contact | Aggregated | 2059 | 9.17e-07 | 384.7705 | 0.00035283 | 2059 | Mitigation | 0.95 | 45 | 0 | esc | 0.00097009 | 8.8957e-10 | 0.00097009 | 8.8957e-10 | 0.034918 | 2.65e-05 | 0.010598 | 2.1966e-08
[120 empty] | 7.3.3.17.5 (Remote Grid) Updates to grid topology to minimize risk of ignition in HFTDs Remote GridWLDFRVegetation ContactAggregated | WLDFR | HFTD - Distribution - Tier 3 - 4QU CoRE ¦ 3QU LoRE | Red Flag Warning - Destructive Fires | Vegetation Contact | Aggregated | 2060 | 9.17e-07 | 384.7705 | 0.00035283 | 2060 | Mitigation | 0.95 | 45 | 0 | esc | 0.00097009 | 8.8957e-10 | 0.00097009 | 8.8957e-10 | 0.034918 | 2.65e-05 | 0.010598 | 2.1966e-08
[120 empty] | 7.3.3.17.5 (Remote Grid) Updates to grid topology to minimize risk of ignition in HFTDs Remote GridWLDFRVegetation ContactAggregated | WLDFR | HFTD - Distribution - Tier 3 - 4QU CoRE ¦ 3QU LoRE | Red Flag Warning - Destructive Fires | Vegetation Contact | Aggregated | 2061 | 9.17e-07 | 384.7705 | 0.00035283 | 2061 | Mitigation | 0.95 | 45 | 0 | esc | 0.00097009 | 8.8957e-10 | 0.00097009 | 8.8957e-10 | 0.034918 | 2.65e-05 | 0.010598 | 2.1966e-08
[120 empty] | 7.3.3.17.5 (Remote Grid) Updates to grid topology to minimize risk of ignition in HFTDs Remote GridWLDFRVegetation ContactAggregated | WLDFR | HFTD - Distribution - Tier 3 - 4QU CoRE ¦ 3QU LoRE | Red Flag Warning - Destructive Fires | Vegetation Contact | Aggregated | 2062 | 9.17e-07 | 384.7705 | 0.00035283 | 2062 | Mitigation | 0.95 | 45 | 0 | esc | 0.00097009 | 8.8957e-10 | 0.00097009 | 8.8957e-10 | 0.034918 | 2.65e-05 | 0.010598 | 2.1966e-08
[120 empty] | 7.3.3.17.5 (Remote Grid) Updates to grid topology to minimize risk of ignition in HFTDs Remote GridWLDFRVegetation ContactAggregated | WLDFR | HFTD - Distribution - Tier 3 - 4QU CoRE ¦ 3QU LoRE | Red Flag Warning - Destructive Fires | Vegetation Contact | Aggregated | 2063 | 9.17e-07 | 384.7705 | 0.00035283 | 2063 | Mitigation | 0.95 | 45 | 0 | esc | 0.00097009 | 8.8957e-10 | 0.00097009 | 8.8957e-10 | 0.034918 | 2.65e-05 | 0.010598 | 2.1966e-08
[120 empty] | 7.3.3.17.5 (Remote Grid) Updates to grid topology to minimize risk of ignition in HFTDs Remote GridWLDFRVegetation ContactAggregated | WLDFR | HFTD - Distribution - Tier 3 - 4QU CoRE ¦ 3QU LoRE | Red Flag Warning - Destructive Fires | Vegetation Contact | Aggregated | 2064 | 9.17e-07 | 384.7705 | 0.00035283 | 2064 | Mitigation | 0.95 | 45 | 0 | esc | 0.00097009 | 8.8957e-10 | 0.00097009 | 8.8957e-10 | 0.034918 | 2.65e-05 | 0 | 0
[120 empty] | 7.3.3.17.5 (Remote Grid) Updates to grid topology to minimize risk of ignition in HFTDs Remote GridWLDFRVegetation ContactAggregated | WLDFR | HFTD - Distribution - Tier 3 - 4QU CoRE ¦ 3QU LoRE | Red Flag Warning - Destructive Fires | Vegetation Contact | Aggregated | 2065 | 9.17e-07 | 384.7705 | 0.00035283 | 2065 | Mitigation | 0.95 | 45 | 0 | esc | 0.00097009 | 8.8957e-10 | 0.00097009 | 8.8957e-10 | 0.034918 | 2.65e-05 | 0 | 0
[120 empty] | 7.3.3.17.5 (Remote Grid) Updates to grid topology to minimize risk of ignition in HFTDs Remote GridWLDFRVegetation ContactAggregated | WLDFR | HFTD - Distribution - Tier 3 - 4QU CoRE ¦ 3QU LoRE | Red Flag Warning - Destructive Fires | Vegetation Contact | Aggregated | 2066 | 9.17e-07 | 384.7705 | 0.00035283 | 2066 | Mitigation | 0.95 | 45 | 0 | esc | 0.00097009 | 8.8957e-10 | 0.00097009 | 8.8957e-10 | 0.034918 | 2.65e-05 | 0.0087991 | 8.1156e-07
[120 empty] | 7.3.3.17.5 (Remote Grid) Updates to grid topology to minimize risk of ignition in HFTDs Remote GridWLDFRVegetation ContactAggregated | WLDFR | HFTD - Distribution - Tier 3 - 4QU CoRE ¦ 3QU LoRE | Red Flag Warning - Destructive Fires | Vegetation Contact | Aggregated | 2067 | 9.17e-07 | 384.7705 | 0.00035283 | 2067 | Mitigation | 0.95 | 45 | 0 | esc | 0 | 0 | 0.00097009 | 8.8957e-10 | 0.034918 | 2.65e-05 | 0.0087991 | 8.1156e-07
[120 empty] | 7.3.3.17.5 (Remote Grid) Updates to grid topology to minimize risk of ignition in HFTDs Remote GridWLDFREquipment / facility failureAggregated | WLDFR | HFTD - Distribution - Tier 3 - 4QU CoRE ¦ 3QU LoRE | Red Flag Warning - Large Fires | Equipment / facility failure | Aggregated | 2022 | 6.7273e-06 | 384.7705 | 0.0025885 | 2022 | Mitigation | 0.95 | 45 | 0 | esc | 0.00097009 | 6.5261e-09 | 0 | 0 | 0.034918 | 2.65e-05 | 0.0087991 | 8.1156e-07
[120 empty] | 7.3.3.17.5 (Remote Grid) Updates to grid topology to minimize risk of ignition in HFTDs Remote GridWLDFREquipment / facility failureAggregated | WLDFR | HFTD - Distribution - Tier 3 - 4QU CoRE ¦ 3QU LoRE | Red Flag Warning - Large Fires | Equipment / facility failure | Aggregated | 2023 | 6.7273e-06 | 384.7705 | 0.0025885 | 2023 | Mitigation | 0.95 | 45 | 0 | esc | 0.00097009 | 6.5261e-09 | 0.00097009 | 6.5261e-09 | 0.034918 | 2.65e-05 | 0.0087991 | 8.1156e-07
[120 empty] | 7.3.3.17.5 (Remote Grid) Updates to grid topology to minimize risk of ignition in HFTDs Remote GridWLDFREquipment / facility failureAggregated | WLDFR | HFTD - Distribution - Tier 3 - 4QU CoRE ¦ 3QU LoRE | Red Flag Warning - Large Fires | Equipment / facility failure | Aggregated | 2024 | 6.7273e-06 | 384.7705 | 0.0025885 | 2024 | Mitigation | 0.95 | 45 | 0 | esc | 0.00097009 | 6.5261e-09 | 0.00097009 | 6.5261e-09 | 0.034918 | 2.65e-05 | 0.0087991 | 8.1156e-07
[120 empty] | 7.3.3.17.5 (Remote Grid) Updates to grid topology to minimize risk of ignition in HFTDs Remote GridWLDFREquipment / facility failureAggregated | WLDFR | HFTD - Distribution - Tier 3 - 4QU CoRE ¦ 3QU LoRE | Red Flag Warning - Large Fires | Equipment / facility failure | Aggregated | 2025 | 6.7273e-06 | 384.7705 | 0.0025885 | 2025 | Mitigation | 0.95 | 45 | 0 | esc | 0.00097009 | 6.5261e-09 | 0.00097009 | 6.5261e-09 | 0.034918 | 2.65e-05 | 0.0087991 | 8.1156e-07
[120 empty] | 7.3.3.17.5 (Remote Grid) Updates to grid topology to minimize risk of ignition in HFTDs Remote GridWLDFREquipment / facility failureAggregated | WLDFR | HFTD - Distribution - Tier 3 - 4QU CoRE ¦ 3QU LoRE | Red Flag Warning - Large Fires | Equipment / facility failure | Aggregated | 2026 | 6.7273e-06 | 384.7705 | 0.0025885 | 2026 | Mitigation | 0.95 | 45 | 0 | esc | 0.00097009 | 6.5261e-09 | 0.00097009 | 6.5261e-09 | 0 | 0 | 0.0087991 | 8.1156e-07
[120 empty] | 7.3.3.17.5 (Remote Grid) Updates to grid topology to minimize risk of ignition in HFTDs Remote GridWLDFREquipment / facility failureAggregated | WLDFR | HFTD - Distribution - Tier 3 - 4QU CoRE ¦ 3QU LoRE | Red Flag Warning - Large Fires | Equipment / facility failure | Aggregated | 2027 | 6.7273e-06 | 384.7705 | 0.0025885 | 2027 | Mitigation | 0.95 | 45 | 0 | esc | 0.00097009 | 6.5261e-09 | 0.00097009 | 6.5261e-09 | 0.034918 | 1.0089e-05 | 0.0087991 | 8.1156e-07
[120 empty] | 7.3.3.17.5 (Remote Grid) Updates to grid topology to minimize risk of ignition in HFTDs Remote GridWLDFREquipment / facility failureAggregated | WLDFR | HFTD - Distribution - Tier 3 - 4QU CoRE ¦ 3QU LoRE | Red Flag Warning - Large Fires | Equipment / facility failure | Aggregated | 2028 | 6.7273e-06 | 384.7705 | 0.0025885 | 2028 | Mitigation | 0.95 | 45 | 0 | esc | 0.00097009 | 6.5261e-09 | 0.00097009 | 6.5261e-09 | 0.034918 | 1.0089e-05 | 0.0087991 | 8.1156e-07
[120 empty] | 7.3.3.17.5 (Remote Grid) Updates to grid topology to minimize risk of ignition in HFTDs Remote GridWLDFREquipment / facility failureAggregated | WLDFR | HFTD - Distribution - Tier 3 - 4QU CoRE ¦ 3QU LoRE | Red Flag Warning - Large Fires | Equipment / facility failure | Aggregated | 2029 | 6.7273e-06 | 384.7705 | 0.0025885 | 2029 | Mitigation | 0.95 | 45 | 0 | esc | 0.00097009 | 6.5261e-09 | 0.00097009 | 6.5261e-09 | 0.034918 | 1.0089e-05 | 0.0087991 | 8.1156e-07
[120 empty] | 7.3.3.17.5 (Remote Grid) Updates to grid topology to minimize risk of ignition in HFTDs Remote GridWLDFREquipment / facility failureAggregated | WLDFR | HFTD - Distribution - Tier 3 - 4QU CoRE ¦ 3QU LoRE | Red Flag Warning - Large Fires | Equipment / facility failure | Aggregated | 2030 | 6.7273e-06 | 384.7705 | 0.0025885 | 2030 | Mitigation | 0.95 | 45 | 0 | esc | 0.00097009 | 6.5261e-09 | 0.00097009 | 6.5261e-09 | 0.034918 | 1.0089e-05 | 0.0087991 | 8.1156e-07
[120 empty] | 7.3.3.17.5 (Remote Grid) Updates to grid topology to minimize risk of ignition in HFTDs Remote GridWLDFREquipment / facility failureAggregated | WLDFR | HFTD - Distribution - Tier 3 - 4QU CoRE ¦ 3QU LoRE | Red Flag Warning - Large Fires | Equipment / facility failure | Aggregated | 2031 | 6.7273e-06 | 384.7705 | 0.0025885 | 2031 | Mitigation | 0.95 | 45 | 0 | esc | 0.00097009 | 6.5261e-09 | 0.00097009 | 6.5261e-09 | 0.034918 | 1.0089e-05 | 0.0087991 | 8.1156e-07
[120 empty] | 7.3.3.17.5 (Remote Grid) Updates to grid topology to minimize risk of ignition in HFTDs Remote GridWLDFREquipment / facility failureAggregated | WLDFR | HFTD - Distribution - Tier 3 - 4QU CoRE ¦ 3QU LoRE | Red Flag Warning - Large Fires | Equipment / facility failure | Aggregated | 2032 | 6.7273e-06 | 384.7705 | 0.0025885 | 2032 | Mitigation | 0.95 | 45 | 0 | esc | 0.00097009 | 6.5261e-09 | 0.00097009 | 6.5261e-09 | 0.034918 | 1.0089e-05 | 0.0087991 | 8.1156e-07
[120 empty] | 7.3.3.17.5 (Remote Grid) Updates to grid topology to minimize risk of ignition in HFTDs Remote GridWLDFREquipment / facility failureAggregated | WLDFR | HFTD - Distribution - Tier 3 - 4QU CoRE ¦ 3QU LoRE | Red Flag Warning - Large Fires | Equipment / facility failure | Aggregated | 2033 | 6.7273e-06 | 384.7705 | 0.0025885 | 2033 | Mitigation | 0.95 | 45 | 0 | esc | 0.00097009 | 6.5261e-09 | 0.00097009 | 6.5261e-09 | 0.034918 | 1.0089e-05 | 0.0087991 | 8.1156e-07
[120 empty] | 7.3.3.17.5 (Remote Grid) Updates to grid topology to minimize risk of ignition in HFTDs Remote GridWLDFREquipment / facility failureAggregated | WLDFR | HFTD - Distribution - Tier 3 - 4QU CoRE ¦ 3QU LoRE | Red Flag Warning - Large Fires | Equipment / facility failure | Aggregated | 2034 | 6.7273e-06 | 384.7705 | 0.0025885 | 2034 | Mitigation | 0.95 | 45 | 0 | esc | 0.00097009 | 6.5261e-09 | 0.00097009 | 6.5261e-09 | 0.034918 | 1.0089e-05 | 0.0087991 | 8.1156e-07
[120 empty] | 7.3.3.17.5 (Remote Grid) Updates to grid topology to minimize risk of ignition in HFTDs Remote GridWLDFREquipment / facility failureAggregated | WLDFR | HFTD - Distribution - Tier 3 - 4QU CoRE ¦ 3QU LoRE | Red Flag Warning - Large Fires | Equipment / facility failure | Aggregated | 2035 | 6.7273e-06 | 384.7705 | 0.0025885 | 2035 | Mitigation | 0.95 | 45 | 0 | esc | 0.00097009 | 6.5261e-09 | 0.00097009 | 6.5261e-09 | 0.034918 | 1.0089e-05 | 0.0087991 | 8.1156e-07
[120 empty] | 7.3.3.17.5 (Remote Grid) Updates to grid topology to minimize risk of ignition in HFTDs Remote GridWLDFREquipment / facility failureAggregated | WLDFR | HFTD - Distribution - Tier 3 - 4QU CoRE ¦ 3QU LoRE | Red Flag Warning - Large Fires | Equipment / facility failure | Aggregated | 2036 | 6.7273e-06 | 384.7705 | 0.0025885 | 2036 | Mitigation | 0.95 | 45 | 0 | esc | 0.00097009 | 6.5261e-09 | 0.00097009 | 6.5261e-09 | 0.034918 | 1.0089e-05 | 0.0087991 | 8.1156e-07
[120 empty] | 7.3.3.17.5 (Remote Grid) Updates to grid topology to minimize risk of ignition in HFTDs Remote GridWLDFREquipment / facility failureAggregated | WLDFR | HFTD - Distribution - Tier 3 - 4QU CoRE ¦ 3QU LoRE | Red Flag Warning - Large Fires | Equipment / facility failure | Aggregated | 2037 | 6.7273e-06 | 384.7705 | 0.0025885 | 2037 | Mitigation | 0.95 | 45 | 0 | esc | 0.00097009 | 6.5261e-09 | 0.00097009 | 6.5261e-09 | 0.034918 | 1.0089e-05 | 0.0087991 | 8.1156e-07
[120 empty] | 7.3.3.17.5 (Remote Grid) Updates to grid topology to minimize risk of ignition in HFTDs Remote GridWLDFREquipment / facility failureAggregated | WLDFR | HFTD - Distribution - Tier 3 - 4QU CoRE ¦ 3QU LoRE | Red Flag Warning - Large Fires | Equipment / facility failure | Aggregated | 2038 | 6.7273e-06 | 384.7705 | 0.0025885 | 2038 | Mitigation | 0.95 | 45 | 0 | esc | 0.00097009 | 6.5261e-09 | 0.00097009 | 6.5261e-09 | 0.034918 | 1.0089e-05 | 0.0087991 | 8.1156e-07
[120 empty] | 7.3.3.17.5 (Remote Grid) Updates to grid topology to minimize risk of ignition in HFTDs Remote GridWLDFREquipment / facility failureAggregated | WLDFR | HFTD - Distribution - Tier 3 - 4QU CoRE ¦ 3QU LoRE | Red Flag Warning - Large Fires | Equipment / facility failure | Aggregated | 2039 | 6.7273e-06 | 384.7705 | 0.0025885 | 2039 | Mitigation | 0.95 | 45 | 0 | esc | 0.00097009 | 6.5261e-09 | 0.00097009 | 6.5261e-09 | 0.034918 | 1.0089e-05 | 0.0087991 | 8.1156e-07
[120 empty] | 7.3.3.17.5 (Remote Grid) Updates to grid topology to minimize risk of ignition in HFTDs Remote GridWLDFREquipment / facility failureAggregated | WLDFR | HFTD - Distribution - Tier 3 - 4QU CoRE ¦ 3QU LoRE | Red Flag Warning - Large Fires | Equipment / facility failure | Aggregated | 2040 | 6.7273e-06 | 384.7705 | 0.0025885 | 2040 | Mitigation | 0.95 | 45 | 0 | esc | 0.00097009 | 6.5261e-09 | 0.00097009 | 6.5261e-09 | 0.034918 | 1.0089e-05 | 0.0087991 | 8.1156e-07
[120 empty] | 7.3.3.17.5 (Remote Grid) Updates to grid topology to minimize risk of ignition in HFTDs Remote GridWLDFREquipment / facility failureAggregated | WLDFR | HFTD - Distribution - Tier 3 - 4QU CoRE ¦ 3QU LoRE | Red Flag Warning - Large Fires | Equipment / facility failure | Aggregated | 2041 | 6.7273e-06 | 384.7705 | 0.0025885 | 2041 | Mitigation | 0.95 | 45 | 0 | esc | 0.00097009 | 6.5261e-09 | 0.00097009 | 6.5261e-09 | 0.034918 | 1.0089e-05 | 0.0087991 | 8.1156e-07
[120 empty] | 7.3.3.17.5 (Remote Grid) Updates to grid topology to minimize risk of ignition in HFTDs Remote GridWLDFREquipment / facility failureAggregated | WLDFR | HFTD - Distribution - Tier 3 - 4QU CoRE ¦ 3QU LoRE | Red Flag Warning - Large Fires | Equipment / facility failure | Aggregated | 2042 | 6.7273e-06 | 384.7705 | 0.0025885 | 2042 | Mitigation | 0.95 | 45 | 0 | esc | 0.00097009 | 6.5261e-09 | 0.00097009 | 6.5261e-09 | 0.034918 | 1.0089e-05 | 0.0087991 | 8.1156e-07
[120 empty] | 7.3.3.17.5 (Remote Grid) Updates to grid topology to minimize risk of ignition in HFTDs Remote GridWLDFREquipment / facility failureAggregated | WLDFR | HFTD - Distribution - Tier 3 - 4QU CoRE ¦ 3QU LoRE | Red Flag Warning - Large Fires | Equipment / facility failure | Aggregated | 2043 | 6.7273e-06 | 384.7705 | 0.0025885 | 2043 | Mitigation | 0.95 | 45 | 0 | esc | 0.00097009 | 6.5261e-09 | 0.00097009 | 6.5261e-09 | 0.034918 | 1.0089e-05 | 0.0087991 | 8.1156e-07
[120 empty] | 7.3.3.17.5 (Remote Grid) Updates to grid topology to minimize risk of ignition in HFTDs Remote GridWLDFREquipment / facility failureAggregated | WLDFR | HFTD - Distribution - Tier 3 - 4QU CoRE ¦ 3QU LoRE | Red Flag Warning - Large Fires | Equipment / facility failure | Aggregated | 2044 | 6.7273e-06 | 384.7705 | 0.0025885 | 2044 | Mitigation | 0.95 | 45 | 0 | esc | 0.00097009 | 6.5261e-09 | 0.00097009 | 6.5261e-09 | 0.034918 | 1.0089e-05 | 0.0087991 | 8.1156e-07
[120 empty] | 7.3.3.17.5 (Remote Grid) Updates to grid topology to minimize risk of ignition in HFTDs Remote GridWLDFREquipment / facility failureAggregated | WLDFR | HFTD - Distribution - Tier 3 - 4QU CoRE ¦ 3QU LoRE | Red Flag Warning - Large Fires | Equipment / facility failure | Aggregated | 2045 | 6.7273e-06 | 384.7705 | 0.0025885 | 2045 | Mitigation | 0.95 | 45 | 0 | esc | 0.00097009 | 6.5261e-09 | 0.00097009 | 6.5261e-09 | 0.034918 | 1.0089e-05 | 0.0087991 | 8.1156e-07
[120 empty] | 7.3.3.17.5 (Remote Grid) Updates to grid topology to minimize risk of ignition in HFTDs Remote GridWLDFREquipment / facility failureAggregated | WLDFR | HFTD - Distribution - Tier 3 - 4QU CoRE ¦ 3QU LoRE | Red Flag Warning - Large Fires | Equipment / facility failure | Aggregated | 2046 | 6.7273e-06 | 384.7705 | 0.0025885 | 2046 | Mitigation | 0.95 | 45 | 0 | esc | 0.00097009 | 6.5261e-09 | 0.00097009 | 6.5261e-09 | 0.034918 | 1.0089e-05 | 0.0087991 | 8.1156e-07
[120 empty] | 7.3.3.17.5 (Remote Grid) Updates to grid topology to minimize risk of ignition in HFTDs Remote GridWLDFREquipment / facility failureAggregated | WLDFR | HFTD - Distribution - Tier 3 - 4QU CoRE ¦ 3QU LoRE | Red Flag Warning - Large Fires | Equipment / facility failure | Aggregated | 2047 | 6.7273e-06 | 384.7705 | 0.0025885 | 2047 | Mitigation | 0.95 | 45 | 0 | esc | 0.00097009 | 6.5261e-09 | 0.00097009 | 6.5261e-09 | 0.034918 | 1.0089e-05 | 0.0087991 | 8.1156e-07
[120 empty] | 7.3.3.17.5 (Remote Grid) Updates to grid topology to minimize risk of ignition in HFTDs Remote GridWLDFREquipment / facility failureAggregated | WLDFR | HFTD - Distribution - Tier 3 - 4QU CoRE ¦ 3QU LoRE | Red Flag Warning - Large Fires | Equipment / facility failure | Aggregated | 2048 | 6.7273e-06 | 384.7705 | 0.0025885 | 2048 | Mitigation | 0.95 | 45 | 0 | esc | 0.00097009 | 6.5261e-09 | 0.00097009 | 6.5261e-09 | 0.034918 | 1.0089e-05 | 0.0087991 | 8.1156e-07
[120 empty] | 7.3.3.17.5 (Remote Grid) Updates to grid topology to minimize risk of ignition in HFTDs Remote GridWLDFREquipment / facility failureAggregated | WLDFR | HFTD - Distribution - Tier 3 - 4QU CoRE ¦ 3QU LoRE | Red Flag Warning - Large Fires | Equipment / facility failure | Aggregated | 2049 | 6.7273e-06 | 384.7705 | 0.0025885 | 2049 | Mitigation | 0.95 | 45 | 0 | esc | 0.00097009 | 6.5261e-09 | 0.00097009 | 6.5261e-09 | 0.034918 | 1.0089e-05 | 0.0087991 | 8.1156e-07
[120 empty] | 7.3.3.17.5 (Remote Grid) Updates to grid topology to minimize risk of ignition in HFTDs Remote GridWLDFREquipment / facility failureAggregated | WLDFR | HFTD - Distribution - Tier 3 - 4QU CoRE ¦ 3QU LoRE | Red Flag Warning - Large Fires | Equipment / facility failure | Aggregated | 2050 | 6.7273e-06 | 384.7705 | 0.0025885 | 2050 | Mitigation | 0.95 | 45 | 0 | esc | 0.00097009 | 6.5261e-09 | 0.00097009 | 6.5261e-09 | 0.034918 | 1.0089e-05 | 0 | 0
[120 empty] | 7.3.3.17.5 (Remote Grid) Updates to grid topology to minimize risk of ignition in HFTDs Remote GridWLDFREquipment / facility failureAggregated | WLDFR | HFTD - Distribution - Tier 3 - 4QU CoRE ¦ 3QU LoRE | Red Flag Warning - Large Fires | Equipment / facility failure | Aggregated | 2051 | 6.7273e-06 | 384.7705 | 0.0025885 | 2051 | Mitigation | 0.95 | 45 | 0 | esc | 0.00097009 | 6.5261e-09 | 0.00097009 | 6.5261e-09 | 0.034918 | 1.0089e-05 | 0 | 0
[120 empty] | 7.3.3.17.5 (Remote Grid) Updates to grid topology to minimize risk of ignition in HFTDs Remote GridWLDFREquipment / facility failureAggregated | WLDFR | HFTD - Distribution - Tier 3 - 4QU CoRE ¦ 3QU LoRE | Red Flag Warning - Large Fires | Equipment / facility failure | Aggregated | 2052 | 6.7273e-06 | 384.7705 | 0.0025885 | 2052 | Mitigation | 0.95 | 45 | 0 | esc | 0.00097009 | 6.5261e-09 | 0.00097009 | 6.5261e-09 | 0.034918 | 1.0089e-05 | 0.00988 | 4.9254e-07
[120 empty] | 7.3.3.17.5 (Remote Grid) Updates to grid topology to minimize risk of ignition in HFTDs Remote GridWLDFREquipment / facility failureAggregated | WLDFR | HFTD - Distribution - Tier 3 - 4QU CoRE ¦ 3QU LoRE | Red Flag Warning - Large Fires | Equipment / facility failure | Aggregated | 2053 | 6.7273e-06 | 384.7705 | 0.0025885 | 2053 | Mitigation | 0.95 | 45 | 0 | esc | 0.00097009 | 6.5261e-09 | 0.00097009 | 6.5261e-09 | 0.034918 | 1.0089e-05 | 0.00988 | 4.9254e-07
[120 empty] | 7.3.3.17.5 (Remote Grid) Updates to grid topology to minimize risk of ignition in HFTDs Remote GridWLDFREquipment / facility failureAggregated | WLDFR | HFTD - Distribution - Tier 3 - 4QU CoRE ¦ 3QU LoRE | Red Flag Warning - Large Fires | Equipment / facility failure | Aggregated | 2054 | 6.7273e-06 | 384.7705 | 0.0025885 | 2054 | Mitigation | 0.95 | 45 | 0 | esc | 0.00097009 | 6.5261e-09 | 0.00097009 | 6.5261e-09 | 0.034918 | 1.0089e-05 | 0.00988 | 4.9254e-07
[120 empty] | 7.3.3.17.5 (Remote Grid) Updates to grid topology to minimize risk of ignition in HFTDs Remote GridWLDFREquipment / facility failureAggregated | WLDFR | HFTD - Distribution - Tier 3 - 4QU CoRE ¦ 3QU LoRE | Red Flag Warning - Large Fires | Equipment / facility failure | Aggregated | 2055 | 6.7273e-06 | 384.7705 | 0.0025885 | 2055 | Mitigation | 0.95 | 45 | 0 | esc | 0.00097009 | 6.5261e-09 | 0.00097009 | 6.5261e-09 | 0.034918 | 1.0089e-05 | 0.00988 | 4.9254e-07
[120 empty] | 7.3.3.17.5 (Remote Grid) Updates to grid topology to minimize risk of ignition in HFTDs Remote GridWLDFREquipment / facility failureAggregated | WLDFR | HFTD - Distribution - Tier 3 - 4QU CoRE ¦ 3QU LoRE | Red Flag Warning - Large Fires | Equipment / facility failure | Aggregated | 2056 | 6.7273e-06 | 384.7705 | 0.0025885 | 2056 | Mitigation | 0.95 | 45 | 0 | esc | 0.00097009 | 6.5261e-09 | 0.00097009 | 6.5261e-09 | 0.034918 | 1.0089e-05 | 0.00988 | 4.9254e-07
[120 empty] | 7.3.3.17.5 (Remote Grid) Updates to grid topology to minimize risk of ignition in HFTDs Remote GridWLDFREquipment / facility failureAggregated | WLDFR | HFTD - Distribution - Tier 3 - 4QU CoRE ¦ 3QU LoRE | Red Flag Warning - Large Fires | Equipment / facility failure | Aggregated | 2057 | 6.7273e-06 | 384.7705 | 0.0025885 | 2057 | Mitigation | 0.95 | 45 | 0 | esc | 0.00097009 | 6.5261e-09 | 0.00097009 | 6.5261e-09 | 0.034918 | 1.0089e-05 | 0.00988 | 4.9254e-07
[120 empty] | 7.3.3.17.5 (Remote Grid) Updates to grid topology to minimize risk of ignition in HFTDs Remote GridWLDFREquipment / facility failureAggregated | WLDFR | HFTD - Distribution - Tier 3 - 4QU CoRE ¦ 3QU LoRE | Red Flag Warning - Large Fires | Equipment / facility failure | Aggregated | 2058 | 6.7273e-06 | 384.7705 | 0.0025885 | 2058 | Mitigation | 0.95 | 45 | 0 | esc | 0.00097009 | 6.5261e-09 | 0.00097009 | 6.5261e-09 | 0.034918 | 1.0089e-05 | 0.00988 | 4.9254e-07
[120 empty] | 7.3.3.17.5 (Remote Grid) Updates to grid topology to minimize risk of ignition in HFTDs Remote GridWLDFREquipment / facility failureAggregated | WLDFR | HFTD - Distribution - Tier 3 - 4QU CoRE ¦ 3QU LoRE | Red Flag Warning - Large Fires | Equipment / facility failure | Aggregated | 2059 | 6.7273e-06 | 384.7705 | 0.0025885 | 2059 | Mitigation | 0.95 | 45 | 0 | esc | 0.00097009 | 6.5261e-09 | 0.00097009 | 6.5261e-09 | 0.034918 | 1.0089e-05 | 0.00988 | 4.9254e-07
[120 empty] | 7.3.3.17.5 (Remote Grid) Updates to grid topology to minimize risk of ignition in HFTDs Remote GridWLDFREquipment / facility failureAggregated | WLDFR | HFTD - Distribution - Tier 3 - 4QU CoRE ¦ 3QU LoRE | Red Flag Warning - Large Fires | Equipment / facility failure | Aggregated | 2060 | 6.7273e-06 | 384.7705 | 0.0025885 | 2060 | Mitigation | 0.95 | 45 | 0 | esc | 0.00097009 | 6.5261e-09 | 0.00097009 | 6.5261e-09 | 0.034918 | 1.0089e-05 | 0.00988 | 4.9254e-07
[120 empty] | 7.3.3.17.5 (Remote Grid) Updates to grid topology to minimize risk of ignition in HFTDs Remote GridWLDFREquipment / facility failureAggregated | WLDFR | HFTD - Distribution - Tier 3 - 4QU CoRE ¦ 3QU LoRE | Red Flag Warning - Large Fires | Equipment / facility failure | Aggregated | 2061 | 6.7273e-06 | 384.7705 | 0.0025885 | 2061 | Mitigation | 0.95 | 45 | 0 | esc | 0.00097009 | 6.5261e-09 | 0.00097009 | 6.5261e-09 | 0.034918 | 1.0089e-05 | 0.00988 | 4.9254e-07
[120 empty] | 7.3.3.17.5 (Remote Grid) Updates to grid topology to minimize risk of ignition in HFTDs Remote GridWLDFREquipment / facility failureAggregated | WLDFR | HFTD - Distribution - Tier 3 - 4QU CoRE ¦ 3QU LoRE | Red Flag Warning - Large Fires | Equipment / facility failure | Aggregated | 2062 | 6.7273e-06 | 384.7705 | 0.0025885 | 2062 | Mitigation | 0.95 | 45 | 0 | esc | 0.00097009 | 6.5261e-09 | 0.00097009 | 6.5261e-09 | 0.034918 | 1.0089e-05 | 0.00988 | 4.9254e-07
[120 empty] | 7.3.3.17.5 (Remote Grid) Updates to grid topology to minimize risk of ignition in HFTDs Remote GridWLDFREquipment / facility failureAggregated | WLDFR | HFTD - Distribution - Tier 3 - 4QU CoRE ¦ 3QU LoRE | Red Flag Warning - Large Fires | Equipment / facility failure | Aggregated | 2063 | 6.7273e-06 | 384.7705 | 0.0025885 | 2063 | Mitigation | 0.95 | 45 | 0 | esc | 0.00097009 | 6.5261e-09 | 0.00097009 | 6.5261e-09 | 0.034918 | 1.0089e-05 | 0.00988 | 4.9254e-07
[120 empty] | 7.3.3.17.5 (Remote Grid) Updates to grid topology to minimize risk of ignition in HFTDs Remote GridWLDFREquipment / facility failureAggregated | WLDFR | HFTD - Distribution - Tier 3 - 4QU CoRE ¦ 3QU LoRE | Red Flag Warning - Large Fires | Equipment / facility failure | Aggregated | 2064 | 6.7273e-06 | 384.7705 | 0.0025885 | 2064 | Mitigation | 0.95 | 45 | 0 | esc | 0.00097009 | 6.5261e-09 | 0.00097009 | 6.5261e-09 | 0.034918 | 1.0089e-05 | 0.00988 | 4.9254e-07
[120 empty] | 7.3.3.17.5 (Remote Grid) Updates to grid topology to minimize risk of ignition in HFTDs Remote GridWLDFREquipment / facility failureAggregated | WLDFR | HFTD - Distribution - Tier 3 - 4QU CoRE ¦ 3QU LoRE | Red Flag Warning - Large Fires | Equipment / facility failure | Aggregated | 2065 | 6.7273e-06 | 384.7705 | 0.0025885 | 2065 | Mitigation | 0.95 | 45 | 0 | esc | 0.00097009 | 6.5261e-09 | 0.00097009 | 6.5261e-09 | 0.034918 | 1.0089e-05 | 0.00988 | 4.9254e-07
[120 empty] | 7.3.3.17.5 (Remote Grid) Updates to grid topology to minimize risk of ignition in HFTDs Remote GridWLDFREquipment / facility failureAggregated | WLDFR | HFTD - Distribution - Tier 3 - 4QU CoRE ¦ 3QU LoRE | Red Flag Warning - Large Fires | Equipment / facility failure | Aggregated | 2066 | 6.7273e-06 | 384.7705 | 0.0025885 | 2066 | Mitigation | 0.95 | 45 | 0 | esc | 0.00097009 | 6.5261e-09 | 0.00097009 | 6.5261e-09 | 0.034918 | 1.0089e-05 | 0.00988 | 4.9254e-07
[120 empty] | 7.3.3.17.5 (Remote Grid) Updates to grid topology to minimize risk of ignition in HFTDs Remote GridWLDFREquipment / facility failureAggregated | WLDFR | HFTD - Distribution - Tier 3 - 4QU CoRE ¦ 3QU LoRE | Red Flag Warning - Large Fires | Equipment / facility failure | Aggregated | 2067 | 6.7273e-06 | 384.7705 | 0.0025885 | 2067 | Mitigation | 0.95 | 45 | 0 | esc | 0 | 0 | 0.00097009 | 6.5261e-09 | 0.034918 | 1.0089e-05 | 0.00988 | 4.9254e-07
[120 empty] | 7.3.3.17.5 (Remote Grid) Updates to grid topology to minimize risk of ignition in HFTDs Remote GridWLDFRVegetation ContactAggregated | WLDFR | HFTD - Distribution - Tier 3 - 4QU CoRE ¦ 3QU LoRE | Red Flag Warning - Large Fires | Vegetation Contact | Aggregated | 2022 | 1.3568e-05 | 384.7705 | 0.0052205 | 2022 | Mitigation | 0.95 | 45 | 0 | esc | 0.00097009 | 1.3162e-08 | 0 | 0 | 0.034918 | 1.0089e-05 | 0.00988 | 4.9254e-07
[120 empty] | 7.3.3.17.5 (Remote Grid) Updates to grid topology to minimize risk of ignition in HFTDs Remote GridWLDFRVegetation ContactAggregated | WLDFR | HFTD - Distribution - Tier 3 - 4QU CoRE ¦ 3QU LoRE | Red Flag Warning - Large Fires | Vegetation Contact | Aggregated | 2023 | 1.3568e-05 | 384.7705 | 0.0052205 | 2023 | Mitigation | 0.95 | 45 | 0 | esc | 0.00097009 | 1.3162e-08 | 0.00097009 | 1.3162e-08 | 0.034918 | 1.0089e-05 | 0.00988 | 4.9254e-07
[120 empty] | 7.3.3.17.5 (Remote Grid) Updates to grid topology to minimize risk of ignition in HFTDs Remote GridWLDFRVegetation ContactAggregated | WLDFR | HFTD - Distribution - Tier 3 - 4QU CoRE ¦ 3QU LoRE | Red Flag Warning - Large Fires | Vegetation Contact | Aggregated | 2024 | 1.3568e-05 | 384.7705 | 0.0052205 | 2024 | Mitigation | 0.95 | 45 | 0 | esc | 0.00097009 | 1.3162e-08 | 0.00097009 | 1.3162e-08 | 0.034918 | 1.0089e-05 | 0.00988 | 4.9254e-07
[120 empty] | 7.3.3.17.5 (Remote Grid) Updates to grid topology to minimize risk of ignition in HFTDs Remote GridWLDFRVegetation ContactAggregated | WLDFR | HFTD - Distribution - Tier 3 - 4QU CoRE ¦ 3QU LoRE | Red Flag Warning - Large Fires | Vegetation Contact | Aggregated | 2025 | 1.3568e-05 | 384.7705 | 0.0052205 | 2025 | Mitigation | 0.95 | 45 | 0 | esc | 0.00097009 | 1.3162e-08 | 0.00097009 | 1.3162e-08 | 0.034918 | 1.0089e-05 | 0.00988 | 4.9254e-07
[120 empty] | 7.3.3.17.5 (Remote Grid) Updates to grid topology to minimize risk of ignition in HFTDs Remote GridWLDFRVegetation ContactAggregated | WLDFR | HFTD - Distribution - Tier 3 - 4QU CoRE ¦ 3QU LoRE | Red Flag Warning - Large Fires | Vegetation Contact | Aggregated | 2026 | 1.3568e-05 | 384.7705 | 0.0052205 | 2026 | Mitigation | 0.95 | 45 | 0 | esc | 0.00097009 | 1.3162e-08 | 0.00097009 | 1.3162e-08 | 0.034918 | 1.0089e-05 | 0.00988 | 4.9254e-07
[120 empty] | 7.3.3.17.5 (Remote Grid) Updates to grid topology to minimize risk of ignition in HFTDs Remote GridWLDFRVegetation ContactAggregated | WLDFR | HFTD - Distribution - Tier 3 - 4QU CoRE ¦ 3QU LoRE | Red Flag Warning - Large Fires | Vegetation Contact | Aggregated | 2027 | 1.3568e-05 | 384.7705 | 0.0052205 | 2027 | Mitigation | 0.95 | 45 | 0 | esc | 0.00097009 | 1.3162e-08 | 0.00097009 | 1.3162e-08 | 0.034918 | 1.0089e-05 | 0.00988 | 4.9254e-07
[120 empty] | 7.3.3.17.5 (Remote Grid) Updates to grid topology to minimize risk of ignition in HFTDs Remote GridWLDFRVegetation ContactAggregated | WLDFR | HFTD - Distribution - Tier 3 - 4QU CoRE ¦ 3QU LoRE | Red Flag Warning - Large Fires | Vegetation Contact | Aggregated | 2028 | 1.3568e-05 | 384.7705 | 0.0052205 | 2028 | Mitigation | 0.95 | 45 | 0 | esc | 0.00097009 | 1.3162e-08 | 0.00097009 | 1.3162e-08 | 0.034918 | 1.0089e-05 | 0.00988 | 4.9254e-07
[120 empty] | 7.3.3.17.5 (Remote Grid) Updates to grid topology to minimize risk of ignition in HFTDs Remote GridWLDFRVegetation ContactAggregated | WLDFR | HFTD - Distribution - Tier 3 - 4QU CoRE ¦ 3QU LoRE | Red Flag Warning - Large Fires | Vegetation Contact | Aggregated | 2029 | 1.3568e-05 | 384.7705 | 0.0052205 | 2029 | Mitigation | 0.95 | 45 | 0 | esc | 0.00097009 | 1.3162e-08 | 0.00097009 | 1.3162e-08 | 0.034918 | 1.0089e-05 | 0.00988 | 4.9254e-07
[120 empty] | 7.3.3.17.5 (Remote Grid) Updates to grid topology to minimize risk of ignition in HFTDs Remote GridWLDFRVegetation ContactAggregated | WLDFR | HFTD - Distribution - Tier 3 - 4QU CoRE ¦ 3QU LoRE | Red Flag Warning - Large Fires | Vegetation Contact | Aggregated | 2030 | 1.3568e-05 | 384.7705 | 0.0052205 | 2030 | Mitigation | 0.95 | 45 | 0 | esc | 0.00097009 | 1.3162e-08 | 0.00097009 | 1.3162e-08 | 0 | 0 | 0.00988 | 4.9254e-07
[120 empty] | 7.3.3.17.5 (Remote Grid) Updates to grid topology to minimize risk of ignition in HFTDs Remote GridWLDFRVegetation ContactAggregated | WLDFR | HFTD - Distribution - Tier 3 - 4QU CoRE ¦ 3QU LoRE | Red Flag Warning - Large Fires | Vegetation Contact | Aggregated | 2031 | 1.3568e-05 | 384.7705 | 0.0052205 | 2031 | Mitigation | 0.95 | 45 | 0 | esc | 0.00097009 | 1.3162e-08 | 0.00097009 | 1.3162e-08 | 0.034918 | 4.493e-06 | 0.00988 | 4.9254e-07
[120 empty] | 7.3.3.17.5 (Remote Grid) Updates to grid topology to minimize risk of ignition in HFTDs Remote GridWLDFRVegetation ContactAggregated | WLDFR | HFTD - Distribution - Tier 3 - 4QU CoRE ¦ 3QU LoRE | Red Flag Warning - Large Fires | Vegetation Contact | Aggregated | 2032 | 1.3568e-05 | 384.7705 | 0.0052205 | 2032 | Mitigation | 0.95 | 45 | 0 | esc | 0.00097009 | 1.3162e-08 | 0.00097009 | 1.3162e-08 | 0.034918 | 4.493e-06 | 0.00988 | 4.9254e-07
[120 empty] | 7.3.3.17.5 (Remote Grid) Updates to grid topology to minimize risk of ignition in HFTDs Remote GridWLDFRVegetation ContactAggregated | WLDFR | HFTD - Distribution - Tier 3 - 4QU CoRE ¦ 3QU LoRE | Red Flag Warning - Large Fires | Vegetation Contact | Aggregated | 2033 | 1.3568e-05 | 384.7705 | 0.0052205 | 2033 | Mitigation | 0.95 | 45 | 0 | esc | 0.00097009 | 1.3162e-08 | 0.00097009 | 1.3162e-08 | 0.034918 | 4.493e-06 | 0.00988 | 4.9254e-07
[120 empty] | 7.3.3.17.5 (Remote Grid) Updates to grid topology to minimize risk of ignition in HFTDs Remote GridWLDFRVegetation ContactAggregated | WLDFR | HFTD - Distribution - Tier 3 - 4QU CoRE ¦ 3QU LoRE | Red Flag Warning - Large Fires | Vegetation Contact | Aggregated | 2034 | 1.3568e-05 | 384.7705 | 0.0052205 | 2034 | Mitigation | 0.95 | 45 | 0 | esc | 0.00097009 | 1.3162e-08 | 0.00097009 | 1.3162e-08 | 0.034918 | 4.493e-06 | 0.00988 | 4.9254e-07
[120 empty] | 7.3.3.17.5 (Remote Grid) Updates to grid topology to minimize risk of ignition in HFTDs Remote GridWLDFRVegetation ContactAggregated | WLDFR | HFTD - Distribution - Tier 3 - 4QU CoRE ¦ 3QU LoRE | Red Flag Warning - Large Fires | Vegetation Contact | Aggregated | 2035 | 1.3568e-05 | 384.7705 | 0.0052205 | 2035 | Mitigation | 0.95 | 45 | 0 | esc | 0.00097009 | 1.3162e-08 | 0.00097009 | 1.3162e-08 | 0.034918 | 4.493e-06 | 0.00988 | 4.9254e-07
[120 empty] | 7.3.3.17.5 (Remote Grid) Updates to grid topology to minimize risk of ignition in HFTDs Remote GridWLDFRVegetation ContactAggregated | WLDFR | HFTD - Distribution - Tier 3 - 4QU CoRE ¦ 3QU LoRE | Red Flag Warning - Large Fires | Vegetation Contact | Aggregated | 2036 | 1.3568e-05 | 384.7705 | 0.0052205 | 2036 | Mitigation | 0.95 | 45 | 0 | esc | 0.00097009 | 1.3162e-08 | 0.00097009 | 1.3162e-08 | 0.034918 | 4.493e-06 | 0 | 0
[120 empty] | 7.3.3.17.5 (Remote Grid) Updates to grid topology to minimize risk of ignition in HFTDs Remote GridWLDFRVegetation ContactAggregated | WLDFR | HFTD - Distribution - Tier 3 - 4QU CoRE ¦ 3QU LoRE | Red Flag Warning - Large Fires | Vegetation Contact | Aggregated | 2037 | 1.3568e-05 | 384.7705 | 0.0052205 | 2037 | Mitigation | 0.95 | 45 | 0 | esc | 0.00097009 | 1.3162e-08 | 0.00097009 | 1.3162e-08 | 0.034918 | 4.493e-06 | 0 | 0
[120 empty] | 7.3.3.17.5 (Remote Grid) Updates to grid topology to minimize risk of ignition in HFTDs Remote GridWLDFRVegetation ContactAggregated | WLDFR | HFTD - Distribution - Tier 3 - 4QU CoRE ¦ 3QU LoRE | Red Flag Warning - Large Fires | Vegetation Contact | Aggregated | 2038 | 1.3568e-05 | 384.7705 | 0.0052205 | 2038 | Mitigation | 0.95 | 45 | 0 | esc | 0.00097009 | 1.3162e-08 | 0.00097009 | 1.3162e-08 | 0.034918 | 4.493e-06 | 0.0085129 | 4.8541e-07
[120 empty] | 7.3.3.17.5 (Remote Grid) Updates to grid topology to minimize risk of ignition in HFTDs Remote GridWLDFRVegetation ContactAggregated | WLDFR | HFTD - Distribution - Tier 3 - 4QU CoRE ¦ 3QU LoRE | Red Flag Warning - Large Fires | Vegetation Contact | Aggregated | 2039 | 1.3568e-05 | 384.7705 | 0.0052205 | 2039 | Mitigation | 0.95 | 45 | 0 | esc | 0.00097009 | 1.3162e-08 | 0.00097009 | 1.3162e-08 | 0.034918 | 4.493e-06 | 0.0085129 | 4.8541e-07
[120 empty] | 7.3.3.17.5 (Remote Grid) Updates to grid topology to minimize risk of ignition in HFTDs Remote GridWLDFRVegetation ContactAggregated | WLDFR | HFTD - Distribution - Tier 3 - 4QU CoRE ¦ 3QU LoRE | Red Flag Warning - Large Fires | Vegetation Contact | Aggregated | 2040 | 1.3568e-05 | 384.7705 | 0.0052205 | 2040 | Mitigation | 0.95 | 45 | 0 | esc | 0.00097009 | 1.3162e-08 | 0.00097009 | 1.3162e-08 | 0.034918 | 4.493e-06 | 0.0085129 | 4.8541e-07
[120 empty] | 7.3.3.17.5 (Remote Grid) Updates to grid topology to minimize risk of ignition in HFTDs Remote GridWLDFRVegetation ContactAggregated | WLDFR | HFTD - Distribution - Tier 3 - 4QU CoRE ¦ 3QU LoRE | Red Flag Warning - Large Fires | Vegetation Contact | Aggregated | 2041 | 1.3568e-05 | 384.7705 | 0.0052205 | 2041 | Mitigation | 0.95 | 45 | 0 | esc | 0.00097009 | 1.3162e-08 | 0.00097009 | 1.3162e-08 | 0.034918 | 4.493e-06 | 0.0085129 | 4.8541e-07
[120 empty] | 7.3.3.17.5 (Remote Grid) Updates to grid topology to minimize risk of ignition in HFTDs Remote GridWLDFRVegetation ContactAggregated | WLDFR | HFTD - Distribution - Tier 3 - 4QU CoRE ¦ 3QU LoRE | Red Flag Warning - Large Fires | Vegetation Contact | Aggregated | 2042 | 1.3568e-05 | 384.7705 | 0.0052205 | 2042 | Mitigation | 0.95 | 45 | 0 | esc | 0.00097009 | 1.3162e-08 | 0.00097009 | 1.3162e-08 | 0.034918 | 4.493e-06 | 0.0085129 | 4.8541e-07
[120 empty] | 7.3.3.17.5 (Remote Grid) Updates to grid topology to minimize risk of ignition in HFTDs Remote GridWLDFRVegetation ContactAggregated | WLDFR | HFTD - Distribution - Tier 3 - 4QU CoRE ¦ 3QU LoRE | Red Flag Warning - Large Fires | Vegetation Contact | Aggregated | 2043 | 1.3568e-05 | 384.7705 | 0.0052205 | 2043 | Mitigation | 0.95 | 45 | 0 | esc | 0.00097009 | 1.3162e-08 | 0.00097009 | 1.3162e-08 | 0.034918 | 4.493e-06 | 0.0085129 | 4.8541e-07
[120 empty] | 7.3.3.17.5 (Remote Grid) Updates to grid topology to minimize risk of ignition in HFTDs Remote GridWLDFRVegetation ContactAggregated | WLDFR | HFTD - Distribution - Tier 3 - 4QU CoRE ¦ 3QU LoRE | Red Flag Warning - Large Fires | Vegetation Contact | Aggregated | 2044 | 1.3568e-05 | 384.7705 | 0.0052205 | 2044 | Mitigation | 0.95 | 45 | 0 | esc | 0.00097009 | 1.3162e-08 | 0.00097009 | 1.3162e-08 | 0.034918 | 4.493e-06 | 0.0085129 | 4.8541e-07
[120 empty] | 7.3.3.17.5 (Remote Grid) Updates to grid topology to minimize risk of ignition in HFTDs Remote GridWLDFRVegetation ContactAggregated | WLDFR | HFTD - Distribution - Tier 3 - 4QU CoRE ¦ 3QU LoRE | Red Flag Warning - Large Fires | Vegetation Contact | Aggregated | 2045 | 1.3568e-05 | 384.7705 | 0.0052205 | 2045 | Mitigation | 0.95 | 45 | 0 | esc | 0.00097009 | 1.3162e-08 | 0.00097009 | 1.3162e-08 | 0.034918 | 4.493e-06 | 0.0085129 | 4.8541e-07
[120 empty] | 7.3.3.17.5 (Remote Grid) Updates to grid topology to minimize risk of ignition in HFTDs Remote GridWLDFRVegetation ContactAggregated | WLDFR | HFTD - Distribution - Tier 3 - 4QU CoRE ¦ 3QU LoRE | Red Flag Warning - Large Fires | Vegetation Contact | Aggregated | 2046 | 1.3568e-05 | 384.7705 | 0.0052205 | 2046 | Mitigation | 0.95 | 45 | 0 | esc | 0.00097009 | 1.3162e-08 | 0.00097009 | 1.3162e-08 | 0.034918 | 4.493e-06 | 0.0085129 | 4.8541e-07
[120 empty] | 7.3.3.17.5 (Remote Grid) Updates to grid topology to minimize risk of ignition in HFTDs Remote GridWLDFRVegetation ContactAggregated | WLDFR | HFTD - Distribution - Tier 3 - 4QU CoRE ¦ 3QU LoRE | Red Flag Warning - Large Fires | Vegetation Contact | Aggregated | 2047 | 1.3568e-05 | 384.7705 | 0.0052205 | 2047 | Mitigation | 0.95 | 45 | 0 | esc | 0.00097009 | 1.3162e-08 | 0.00097009 | 1.3162e-08 | 0.034918 | 4.493e-06 | 0.0085129 | 4.8541e-07
[120 empty] | 7.3.3.17.5 (Remote Grid) Updates to grid topology to minimize risk of ignition in HFTDs Remote GridWLDFRVegetation ContactAggregated | WLDFR | HFTD - Distribution - Tier 3 - 4QU CoRE ¦ 3QU LoRE | Red Flag Warning - Large Fires | Vegetation Contact | Aggregated | 2048 | 1.3568e-05 | 384.7705 | 0.0052205 | 2048 | Mitigation | 0.95 | 45 | 0 | esc | 0.00097009 | 1.3162e-08 | 0.00097009 | 1.3162e-08 | 0.034918 | 4.493e-06 | 0.0085129 | 4.8541e-07
[120 empty] | 7.3.3.17.5 (Remote Grid) Updates to grid topology to minimize risk of ignition in HFTDs Remote GridWLDFRVegetation ContactAggregated | WLDFR | HFTD - Distribution - Tier 3 - 4QU CoRE ¦ 3QU LoRE | Red Flag Warning - Large Fires | Vegetation Contact | Aggregated | 2049 | 1.3568e-05 | 384.7705 | 0.0052205 | 2049 | Mitigation | 0.95 | 45 | 0 | esc | 0.00097009 | 1.3162e-08 | 0.00097009 | 1.3162e-08 | 0.034918 | 4.493e-06 | 0.0085129 | 4.8541e-07
[120 empty] | 7.3.3.17.5 (Remote Grid) Updates to grid topology to minimize risk of ignition in HFTDs Remote GridWLDFRVegetation ContactAggregated | WLDFR | HFTD - Distribution - Tier 3 - 4QU CoRE ¦ 3QU LoRE | Red Flag Warning - Large Fires | Vegetation Contact | Aggregated | 2050 | 1.3568e-05 | 384.7705 | 0.0052205 | 2050 | Mitigation | 0.95 | 45 | 0 | esc | 0.00097009 | 1.3162e-08 | 0.00097009 | 1.3162e-08 | 0.034918 | 4.493e-06 | 0.0085129 | 4.8541e-07
[120 empty] | 7.3.3.17.5 (Remote Grid) Updates to grid topology to minimize risk of ignition in HFTDs Remote GridWLDFRVegetation ContactAggregated | WLDFR | HFTD - Distribution - Tier 3 - 4QU CoRE ¦ 3QU LoRE | Red Flag Warning - Large Fires | Vegetation Contact | Aggregated | 2051 | 1.3568e-05 | 384.7705 | 0.0052205 | 2051 | Mitigation | 0.95 | 45 | 0 | esc | 0.00097009 | 1.3162e-08 | 0.00097009 | 1.3162e-08 | 0.034918 | 4.493e-06 | 0.0085129 | 4.8541e-07
[120 empty] | 7.3.3.17.5 (Remote Grid) Updates to grid topology to minimize risk of ignition in HFTDs Remote GridWLDFRVegetation ContactAggregated | WLDFR | HFTD - Distribution - Tier 3 - 4QU CoRE ¦ 3QU LoRE | Red Flag Warning - Large Fires | Vegetation Contact | Aggregated | 2052 | 1.3568e-05 | 384.7705 | 0.0052205 | 2052 | Mitigation | 0.95 | 45 | 0 | esc | 0.00097009 | 1.3162e-08 | 0.00097009 | 1.3162e-08 | 0.034918 | 4.493e-06 | 0.0085129 | 4.8541e-07
[120 empty] | 7.3.3.17.5 (Remote Grid) Updates to grid topology to minimize risk of ignition in HFTDs Remote GridWLDFRVegetation ContactAggregated | WLDFR | HFTD - Distribution - Tier 3 - 4QU CoRE ¦ 3QU LoRE | Red Flag Warning - Large Fires | Vegetation Contact | Aggregated | 2053 | 1.3568e-05 | 384.7705 | 0.0052205 | 2053 | Mitigation | 0.95 | 45 | 0 | esc | 0.00097009 | 1.3162e-08 | 0.00097009 | 1.3162e-08 | 0.034918 | 4.493e-06 | 0.0085129 | 4.8541e-07
[120 empty] | 7.3.3.17.5 (Remote Grid) Updates to grid topology to minimize risk of ignition in HFTDs Remote GridWLDFRVegetation ContactAggregated | WLDFR | HFTD - Distribution - Tier 3 - 4QU CoRE ¦ 3QU LoRE | Red Flag Warning - Large Fires | Vegetation Contact | Aggregated | 2054 | 1.3568e-05 | 384.7705 | 0.0052205 | 2054 | Mitigation | 0.95 | 45 | 0 | esc | 0.00097009 | 1.3162e-08 | 0.00097009 | 1.3162e-08 | 0.034918 | 4.493e-06 | 0.0085129 | 4.8541e-07
[120 empty] | 7.3.3.17.5 (Remote Grid) Updates to grid topology to minimize risk of ignition in HFTDs Remote GridWLDFRVegetation ContactAggregated | WLDFR | HFTD - Distribution - Tier 3 - 4QU CoRE ¦ 3QU LoRE | Red Flag Warning - Large Fires | Vegetation Contact | Aggregated | 2055 | 1.3568e-05 | 384.7705 | 0.0052205 | 2055 | Mitigation | 0.95 | 45 | 0 | esc | 0.00097009 | 1.3162e-08 | 0.00097009 | 1.3162e-08 | 0.034918 | 4.493e-06 | 0.0085129 | 4.8541e-07
[120 empty] | 7.3.3.17.5 (Remote Grid) Updates to grid topology to minimize risk of ignition in HFTDs Remote GridWLDFRVegetation ContactAggregated | WLDFR | HFTD - Distribution - Tier 3 - 4QU CoRE ¦ 3QU LoRE | Red Flag Warning - Large Fires | Vegetation Contact | Aggregated | 2056 | 1.3568e-05 | 384.7705 | 0.0052205 | 2056 | Mitigation | 0.95 | 45 | 0 | esc | 0.00097009 | 1.3162e-08 | 0.00097009 | 1.3162e-08 | 0.034918 | 4.493e-06 | 0.0085129 | 4.8541e-07
[120 empty] | 7.3.3.17.5 (Remote Grid) Updates to grid topology to minimize risk of ignition in HFTDs Remote GridWLDFRVegetation ContactAggregated | WLDFR | HFTD - Distribution - Tier 3 - 4QU CoRE ¦ 3QU LoRE | Red Flag Warning - Large Fires | Vegetation Contact | Aggregated | 2057 | 1.3568e-05 | 384.7705 | 0.0052205 | 2057 | Mitigation | 0.95 | 45 | 0 | esc | 0.00097009 | 1.3162e-08 | 0.00097009 | 1.3162e-08 | 0.034918 | 4.493e-06 | 0.0085129 | 4.8541e-07
[120 empty] | 7.3.3.17.5 (Remote Grid) Updates to grid topology to minimize risk of ignition in HFTDs Remote GridWLDFRVegetation ContactAggregated | WLDFR | HFTD - Distribution - Tier 3 - 4QU CoRE ¦ 3QU LoRE | Red Flag Warning - Large Fires | Vegetation Contact | Aggregated | 2058 | 1.3568e-05 | 384.7705 | 0.0052205 | 2058 | Mitigation | 0.95 | 45 | 0 | esc | 0.00097009 | 1.3162e-08 | 0.00097009 | 1.3162e-08 | 0.034918 | 4.493e-06 | 0.0085129 | 4.8541e-07
[120 empty] | 7.3.3.17.5 (Remote Grid) Updates to grid topology to minimize risk of ignition in HFTDs Remote GridWLDFRVegetation ContactAggregated | WLDFR | HFTD - Distribution - Tier 3 - 4QU CoRE ¦ 3QU LoRE | Red Flag Warning - Large Fires | Vegetation Contact | Aggregated | 2059 | 1.3568e-05 | 384.7705 | 0.0052205 | 2059 | Mitigation | 0.95 | 45 | 0 | esc | 0.00097009 | 1.3162e-08 | 0.00097009 | 1.3162e-08 | 0.034918 | 4.493e-06 | 0.0085129 | 4.8541e-07
[120 empty] | 7.3.3.17.5 (Remote Grid) Updates to grid topology to minimize risk of ignition in HFTDs Remote GridWLDFRVegetation ContactAggregated | WLDFR | HFTD - Distribution - Tier 3 - 4QU CoRE ¦ 3QU LoRE | Red Flag Warning - Large Fires | Vegetation Contact | Aggregated | 2060 | 1.3568e-05 | 384.7705 | 0.0052205 | 2060 | Mitigation | 0.95 | 45 | 0 | esc | 0.00097009 | 1.3162e-08 | 0.00097009 | 1.3162e-08 | 0.034918 | 4.493e-06 | 0.0085129 | 4.8541e-07
[120 empty] | 7.3.3.17.5 (Remote Grid) Updates to grid topology to minimize risk of ignition in HFTDs Remote GridWLDFRVegetation ContactAggregated | WLDFR | HFTD - Distribution - Tier 3 - 4QU CoRE ¦ 3QU LoRE | Red Flag Warning - Large Fires | Vegetation Contact | Aggregated | 2061 | 1.3568e-05 | 384.7705 | 0.0052205 | 2061 | Mitigation | 0.95 | 45 | 0 | esc | 0.00097009 | 1.3162e-08 | 0.00097009 | 1.3162e-08 | 0.034918 | 4.493e-06 | 0.0085129 | 4.8541e-07
[120 empty] | 7.3.3.17.5 (Remote Grid) Updates to grid topology to minimize risk of ignition in HFTDs Remote GridWLDFRVegetation ContactAggregated | WLDFR | HFTD - Distribution - Tier 3 - 4QU CoRE ¦ 3QU LoRE | Red Flag Warning - Large Fires | Vegetation Contact | Aggregated | 2062 | 1.3568e-05 | 384.7705 | 0.0052205 | 2062 | Mitigation | 0.95 | 45 | 0 | esc | 0.00097009 | 1.3162e-08 | 0.00097009 | 1.3162e-08 | 0.034918 | 4.493e-06 | 0.0085129 | 4.8541e-07
[120 empty] | 7.3.3.17.5 (Remote Grid) Updates to grid topology to minimize risk of ignition in HFTDs Remote GridWLDFRVegetation ContactAggregated | WLDFR | HFTD - Distribution - Tier 3 - 4QU CoRE ¦ 3QU LoRE | Red Flag Warning - Large Fires | Vegetation Contact | Aggregated | 2063 | 1.3568e-05 | 384.7705 | 0.0052205 | 2063 | Mitigation | 0.95 | 45 | 0 | esc | 0.00097009 | 1.3162e-08 | 0.00097009 | 1.3162e-08 | 0.034918 | 4.493e-06 | 0.0085129 | 4.8541e-07
[120 empty] | 7.3.3.17.5 (Remote Grid) Updates to grid topology to minimize risk of ignition in HFTDs Remote GridWLDFRVegetation ContactAggregated | WLDFR | HFTD - Distribution - Tier 3 - 4QU CoRE ¦ 3QU LoRE | Red Flag Warning - Large Fires | Vegetation Contact | Aggregated | 2064 | 1.3568e-05 | 384.7705 | 0.0052205 | 2064 | Mitigation | 0.95 | 45 | 0 | esc | 0.00097009 | 1.3162e-08 | 0.00097009 | 1.3162e-08 | 0.034918 | 4.493e-06 | 0.0085129 | 4.8541e-07
[120 empty] | 7.3.3.17.5 (Remote Grid) Updates to grid topology to minimize risk of ignition in HFTDs Remote GridWLDFRVegetation ContactAggregated | WLDFR | HFTD - Distribution - Tier 3 - 4QU CoRE ¦ 3QU LoRE | Red Flag Warning - Large Fires | Vegetation Contact | Aggregated | 2065 | 1.3568e-05 | 384.7705 | 0.0052205 | 2065 | Mitigation | 0.95 | 45 | 0 | esc | 0.00097009 | 1.3162e-08 | 0.00097009 | 1.3162e-08 | 0.034918 | 4.493e-06 | 0.0085129 | 4.8541e-07
[120 empty] | 7.3.3.17.5 (Remote Grid) Updates to grid topology to minimize risk of ignition in HFTDs Remote GridWLDFRVegetation ContactAggregated | WLDFR | HFTD - Distribution - Tier 3 - 4QU CoRE ¦ 3QU LoRE | Red Flag Warning - Large Fires | Vegetation Contact | Aggregated | 2066 | 1.3568e-05 | 384.7705 | 0.0052205 | 2066 | Mitigation | 0.95 | 45 | 0 | esc | 0.00097009 | 1.3162e-08 | 0.00097009 | 1.3162e-08 | 0.034918 | 4.493e-06 | 0.0085129 | 4.8541e-07
[120 empty] | 7.3.3.17.5 (Remote Grid) Updates to grid topology to minimize risk of ignition in HFTDs Remote GridWLDFRVegetation ContactAggregated | WLDFR | HFTD - Distribution - Tier 3 - 4QU CoRE ¦ 3QU LoRE | Red Flag Warning - Large Fires | Vegetation Contact | Aggregated | 2067 | 1.3568e-05 | 384.7705 | 0.0052205 | 2067 | Mitigation | 0.95 | 45 | 0 | esc | 0 | 0 | 0.00097009 | 1.3162e-08 | 0.034918 | 4.493e-06 | 0.0085129 | 4.8541e-07
[120 empty] | 7.3.3.17.5 (Remote Grid) Updates to grid topology to minimize risk of ignition in HFTDs Remote GridWLDFRContact from objectAggregated | WLDFR | HFTD - Distribution - Tier 3 - 4QU CoRE ¦ 3QU LoRE | Red Flag Warning - Small Fires | Contact from object | Aggregated | 2022 | 2.3211e-05 | 384.7705 | 0.0089307 | 2022 | Mitigation | 0.95 | 45 | 0 | esc | 0.00097009 | 2.2516e-08 | 0 | 0 | 0.034918 | 4.493e-06 | 0 | 0
[120 empty] | 7.3.3.17.5 (Remote Grid) Updates to grid topology to minimize risk of ignition in HFTDs Remote GridWLDFRContact from objectAggregated | WLDFR | HFTD - Distribution - Tier 3 - 4QU CoRE ¦ 3QU LoRE | Red Flag Warning - Small Fires | Contact from object | Aggregated | 2023 | 2.3211e-05 | 384.7705 | 0.0089307 | 2023 | Mitigation | 0.95 | 45 | 0 | esc | 0.00097009 | 2.2516e-08 | 0.00097009 | 2.2516e-08 | 0.034918 | 4.493e-06 | 0 | 0
[120 empty] | 7.3.3.17.5 (Remote Grid) Updates to grid topology to minimize risk of ignition in HFTDs Remote GridWLDFRContact from objectAggregated | WLDFR | HFTD - Distribution - Tier 3 - 4QU CoRE ¦ 3QU LoRE | Red Flag Warning - Small Fires | Contact from object | Aggregated | 2024 | 2.3211e-05 | 384.7705 | 0.0089307 | 2024 | Mitigation | 0.95 | 45 | 0 | esc | 0.00097009 | 2.2516e-08 | 0.00097009 | 2.2516e-08 | 0.034918 | 4.493e-06 | 0.0093087 | 3.1265e-06
[120 empty] | 7.3.3.17.5 (Remote Grid) Updates to grid topology to minimize risk of ignition in HFTDs Remote GridWLDFRContact from objectAggregated | WLDFR | HFTD - Distribution - Tier 3 - 4QU CoRE ¦ 3QU LoRE | Red Flag Warning - Small Fires | Contact from object | Aggregated | 2025 | 2.3211e-05 | 384.7705 | 0.0089307 | 2025 | Mitigation | 0.95 | 45 | 0 | esc | 0.00097009 | 2.2516e-08 | 0.00097009 | 2.2516e-08 | 0.034918 | 4.493e-06 | 0.0093087 | 3.1265e-06
[120 empty] | 7.3.3.17.5 (Remote Grid) Updates to grid topology to minimize risk of ignition in HFTDs Remote GridWLDFRContact from objectAggregated | WLDFR | HFTD - Distribution - Tier 3 - 4QU CoRE ¦ 3QU LoRE | Red Flag Warning - Small Fires | Contact from object | Aggregated | 2026 | 2.3211e-05 | 384.7705 | 0.0089307 | 2026 | Mitigation | 0.95 | 45 | 0 | esc | 0.00097009 | 2.2516e-08 | 0.00097009 | 2.2516e-08 | 0.034918 | 4.493e-06 | 0.0093087 | 3.1265e-06
[120 empty] | 7.3.3.17.5 (Remote Grid) Updates to grid topology to minimize risk of ignition in HFTDs Remote GridWLDFRContact from objectAggregated | WLDFR | HFTD - Distribution - Tier 3 - 4QU CoRE ¦ 3QU LoRE | Red Flag Warning - Small Fires | Contact from object | Aggregated | 2027 | 2.3211e-05 | 384.7705 | 0.0089307 | 2027 | Mitigation | 0.95 | 45 | 0 | esc | 0.00097009 | 2.2516e-08 | 0.00097009 | 2.2516e-08 | 0.034918 | 4.493e-06 | 0.0093087 | 3.1265e-06
[120 empty] | 7.3.3.17.5 (Remote Grid) Updates to grid topology to minimize risk of ignition in HFTDs Remote GridWLDFRContact from objectAggregated | WLDFR | HFTD - Distribution - Tier 3 - 4QU CoRE ¦ 3QU LoRE | Red Flag Warning - Small Fires | Contact from object | Aggregated | 2028 | 2.3211e-05 | 384.7705 | 0.0089307 | 2028 | Mitigation | 0.95 | 45 | 0 | esc | 0.00097009 | 2.2516e-08 | 0.00097009 | 2.2516e-08 | 0.034918 | 4.493e-06 | 0.0093087 | 3.1265e-06
[120 empty] | 7.3.3.17.5 (Remote Grid) Updates to grid topology to minimize risk of ignition in HFTDs Remote GridWLDFRContact from objectAggregated | WLDFR | HFTD - Distribution - Tier 3 - 4QU CoRE ¦ 3QU LoRE | Red Flag Warning - Small Fires | Contact from object | Aggregated | 2029 | 2.3211e-05 | 384.7705 | 0.0089307 | 2029 | Mitigation | 0.95 | 45 | 0 | esc | 0.00097009 | 2.2516e-08 | 0.00097009 | 2.2516e-08 | 0.034918 | 4.493e-06 | 0.0093087 | 3.1265e-06
[120 empty] | 7.3.3.17.5 (Remote Grid) Updates to grid topology to minimize risk of ignition in HFTDs Remote GridWLDFRContact from objectAggregated | WLDFR | HFTD - Distribution - Tier 3 - 4QU CoRE ¦ 3QU LoRE | Red Flag Warning - Small Fires | Contact from object | Aggregated | 2030 | 2.3211e-05 | 384.7705 | 0.0089307 | 2030 | Mitigation | 0.95 | 45 | 0 | esc | 0.00097009 | 2.2516e-08 | 0.00097009 | 2.2516e-08 | 0.034918 | 4.493e-06 | 0.0093087 | 3.1265e-06
[120 empty] | 7.3.3.17.5 (Remote Grid) Updates to grid topology to minimize risk of ignition in HFTDs Remote GridWLDFRContact from objectAggregated | WLDFR | HFTD - Distribution - Tier 3 - 4QU CoRE ¦ 3QU LoRE | Red Flag Warning - Small Fires | Contact from object | Aggregated | 2031 | 2.3211e-05 | 384.7705 | 0.0089307 | 2031 | Mitigation | 0.95 | 45 | 0 | esc | 0.00097009 | 2.2516e-08 | 0.00097009 | 2.2516e-08 | 0.034918 | 4.493e-06 | 0.0093087 | 3.1265e-06
[120 empty] | 7.3.3.17.5 (Remote Grid) Updates to grid topology to minimize risk of ignition in HFTDs Remote GridWLDFRContact from objectAggregated | WLDFR | HFTD - Distribution - Tier 3 - 4QU CoRE ¦ 3QU LoRE | Red Flag Warning - Small Fires | Contact from object | Aggregated | 2032 | 2.3211e-05 | 384.7705 | 0.0089307 | 2032 | Mitigation | 0.95 | 45 | 0 | esc | 0.00097009 | 2.2516e-08 | 0.00097009 | 2.2516e-08 | 0.034918 | 4.493e-06 | 0.0093087 | 3.1265e-06
[120 empty] | 7.3.3.17.5 (Remote Grid) Updates to grid topology to minimize risk of ignition in HFTDs Remote GridWLDFRContact from objectAggregated | WLDFR | HFTD - Distribution - Tier 3 - 4QU CoRE ¦ 3QU LoRE | Red Flag Warning - Small Fires | Contact from object | Aggregated | 2033 | 2.3211e-05 | 384.7705 | 0.0089307 | 2033 | Mitigation | 0.95 | 45 | 0 | esc | 0.00097009 | 2.2516e-08 | 0.00097009 | 2.2516e-08 | 0.034918 | 4.493e-06 | 0.0093087 | 3.1265e-06
[120 empty] | 7.3.3.17.5 (Remote Grid) Updates to grid topology to minimize risk of ignition in HFTDs Remote GridWLDFRContact from objectAggregated | WLDFR | HFTD - Distribution - Tier 3 - 4QU CoRE ¦ 3QU LoRE | Red Flag Warning - Small Fires | Contact from object | Aggregated | 2034 | 2.3211e-05 | 384.7705 | 0.0089307 | 2034 | Mitigation | 0.95 | 45 | 0 | esc | 0.00097009 | 2.2516e-08 | 0.00097009 | 2.2516e-08 | 0 | 0 | 0.0093087 | 3.1265e-06
[120 empty] | 7.3.3.17.5 (Remote Grid) Updates to grid topology to minimize risk of ignition in HFTDs Remote GridWLDFRContact from objectAggregated | WLDFR | HFTD - Distribution - Tier 3 - 4QU CoRE ¦ 3QU LoRE | Red Flag Warning - Small Fires | Contact from object | Aggregated | 2035 | 2.3211e-05 | 384.7705 | 0.0089307 | 2035 | Mitigation | 0.95 | 45 | 0 | esc | 0.00097009 | 2.2516e-08 | 0.00097009 | 2.2516e-08 | 0.034918 | 0.00011464 | 0.0093087 | 3.1265e-06
[120 empty] | 7.3.3.17.5 (Remote Grid) Updates to grid topology to minimize risk of ignition in HFTDs Remote GridWLDFRContact from objectAggregated | WLDFR | HFTD - Distribution - Tier 3 - 4QU CoRE ¦ 3QU LoRE | Red Flag Warning - Small Fires | Contact from object | Aggregated | 2036 | 2.3211e-05 | 384.7705 | 0.0089307 | 2036 | Mitigation | 0.95 | 45 | 0 | esc | 0.00097009 | 2.2516e-08 | 0.00097009 | 2.2516e-08 | 0.034918 | 0.00011464 | 0.0093087 | 3.1265e-06
[120 empty] | 7.3.3.17.5 (Remote Grid) Updates to grid topology to minimize risk of ignition in HFTDs Remote GridWLDFRContact from objectAggregated | WLDFR | HFTD - Distribution - Tier 3 - 4QU CoRE ¦ 3QU LoRE | Red Flag Warning - Small Fires | Contact from object | Aggregated | 2037 | 2.3211e-05 | 384.7705 | 0.0089307 | 2037 | Mitigation | 0.95 | 45 | 0 | esc | 0.00097009 | 2.2516e-08 | 0.00097009 | 2.2516e-08 | 0.034918 | 0.00011464 | 0.0093087 | 3.1265e-06
[120 empty] | 7.3.3.17.5 (Remote Grid) Updates to grid topology to minimize risk of ignition in HFTDs Remote GridWLDFRContact from objectAggregated | WLDFR | HFTD - Distribution - Tier 3 - 4QU CoRE ¦ 3QU LoRE | Red Flag Warning - Small Fires | Contact from object | Aggregated | 2038 | 2.3211e-05 | 384.7705 | 0.0089307 | 2038 | Mitigation | 0.95 | 45 | 0 | esc | 0.00097009 | 2.2516e-08 | 0.00097009 | 2.2516e-08 | 0.034918 | 0.00011464 | 0.0093087 | 3.1265e-06
[120 empty] | 7.3.3.17.5 (Remote Grid) Updates to grid topology to minimize risk of ignition in HFTDs Remote GridWLDFRContact from objectAggregated | WLDFR | HFTD - Distribution - Tier 3 - 4QU CoRE ¦ 3QU LoRE | Red Flag Warning - Small Fires | Contact from object | Aggregated | 2039 | 2.3211e-05 | 384.7705 | 0.0089307 | 2039 | Mitigation | 0.95 | 45 | 0 | esc | 0.00097009 | 2.2516e-08 | 0.00097009 | 2.2516e-08 | 0.034918 | 0.00011464 | 0.0093087 | 3.1265e-06
[120 empty] | 7.3.3.17.5 (Remote Grid) Updates to grid topology to minimize risk of ignition in HFTDs Remote GridWLDFRContact from objectAggregated | WLDFR | HFTD - Distribution - Tier 3 - 4QU CoRE ¦ 3QU LoRE | Red Flag Warning - Small Fires | Contact from object | Aggregated | 2040 | 2.3211e-05 | 384.7705 | 0.0089307 | 2040 | Mitigation | 0.95 | 45 | 0 | esc | 0.00097009 | 2.2516e-08 | 0.00097009 | 2.2516e-08 | 0.034918 | 0.00011464 | 0.0093087 | 3.1265e-06
[120 empty] | 7.3.3.17.5 (Remote Grid) Updates to grid topology to minimize risk of ignition in HFTDs Remote GridWLDFRContact from objectAggregated | WLDFR | HFTD - Distribution - Tier 3 - 4QU CoRE ¦ 3QU LoRE | Red Flag Warning - Small Fires | Contact from object | Aggregated | 2041 | 2.3211e-05 | 384.7705 | 0.0089307 | 2041 | Mitigation | 0.95 | 45 | 0 | esc | 0.00097009 | 2.2516e-08 | 0.00097009 | 2.2516e-08 | 0.034918 | 0.00011464 | 0.0093087 | 3.1265e-06
[120 empty] | 7.3.3.17.5 (Remote Grid) Updates to grid topology to minimize risk of ignition in HFTDs Remote GridWLDFRContact from objectAggregated | WLDFR | HFTD - Distribution - Tier 3 - 4QU CoRE ¦ 3QU LoRE | Red Flag Warning - Small Fires | Contact from object | Aggregated | 2042 | 2.3211e-05 | 384.7705 | 0.0089307 | 2042 | Mitigation | 0.95 | 45 | 0 | esc | 0.00097009 | 2.2516e-08 | 0.00097009 | 2.2516e-08 | 0.034918 | 0.00011464 | 0.0093087 | 3.1265e-06
[120 empty] | 7.3.3.17.5 (Remote Grid) Updates to grid topology to minimize risk of ignition in HFTDs Remote GridWLDFRContact from objectAggregated | WLDFR | HFTD - Distribution - Tier 3 - 4QU CoRE ¦ 3QU LoRE | Red Flag Warning - Small Fires | Contact from object | Aggregated | 2043 | 2.3211e-05 | 384.7705 | 0.0089307 | 2043 | Mitigation | 0.95 | 45 | 0 | esc | 0.00097009 | 2.2516e-08 | 0.00097009 | 2.2516e-08 | 0.034918 | 0.00011464 | 0.0093087 | 3.1265e-06
[120 empty] | 7.3.3.17.5 (Remote Grid) Updates to grid topology to minimize risk of ignition in HFTDs Remote GridWLDFRContact from objectAggregated | WLDFR | HFTD - Distribution - Tier 3 - 4QU CoRE ¦ 3QU LoRE | Red Flag Warning - Small Fires | Contact from object | Aggregated | 2044 | 2.3211e-05 | 384.7705 | 0.0089307 | 2044 | Mitigation | 0.95 | 45 | 0 | esc | 0.00097009 | 2.2516e-08 | 0.00097009 | 2.2516e-08 | 0.034918 | 0.00011464 | 0.0093087 | 3.1265e-06
[120 empty] | 7.3.3.17.5 (Remote Grid) Updates to grid topology to minimize risk of ignition in HFTDs Remote GridWLDFRContact from objectAggregated | WLDFR | HFTD - Distribution - Tier 3 - 4QU CoRE ¦ 3QU LoRE | Red Flag Warning - Small Fires | Contact from object | Aggregated | 2045 | 2.3211e-05 | 384.7705 | 0.0089307 | 2045 | Mitigation | 0.95 | 45 | 0 | esc | 0.00097009 | 2.2516e-08 | 0.00097009 | 2.2516e-08 | 0.034918 | 0.00011464 | 0.0093087 | 3.1265e-06
[120 empty] | 7.3.3.17.5 (Remote Grid) Updates to grid topology to minimize risk of ignition in HFTDs Remote GridWLDFRContact from objectAggregated | WLDFR | HFTD - Distribution - Tier 3 - 4QU CoRE ¦ 3QU LoRE | Red Flag Warning - Small Fires | Contact from object | Aggregated | 2046 | 2.3211e-05 | 384.7705 | 0.0089307 | 2046 | Mitigation | 0.95 | 45 | 0 | esc | 0.00097009 | 2.2516e-08 | 0.00097009 | 2.2516e-08 | 0.034918 | 0.00011464 | 0.0093087 | 3.1265e-06
[120 empty] | 7.3.3.17.5 (Remote Grid) Updates to grid topology to minimize risk of ignition in HFTDs Remote GridWLDFRContact from objectAggregated | WLDFR | HFTD - Distribution - Tier 3 - 4QU CoRE ¦ 3QU LoRE | Red Flag Warning - Small Fires | Contact from object | Aggregated | 2047 | 2.3211e-05 | 384.7705 | 0.0089307 | 2047 | Mitigation | 0.95 | 45 | 0 | esc | 0.00097009 | 2.2516e-08 | 0.00097009 | 2.2516e-08 | 0.034918 | 0.00011464 | 0.0093087 | 3.1265e-06
[120 empty] | 7.3.3.17.5 (Remote Grid) Updates to grid topology to minimize risk of ignition in HFTDs Remote GridWLDFRContact from objectAggregated | WLDFR | HFTD - Distribution - Tier 3 - 4QU CoRE ¦ 3QU LoRE | Red Flag Warning - Small Fires | Contact from object | Aggregated | 2048 | 2.3211e-05 | 384.7705 | 0.0089307 | 2048 | Mitigation | 0.95 | 45 | 0 | esc | 0.00097009 | 2.2516e-08 | 0.00097009 | 2.2516e-08 | 0.034918 | 0.00011464 | 0.0093087 | 3.1265e-06
[120 empty] | 7.3.3.17.5 (Remote Grid) Updates to grid topology to minimize risk of ignition in HFTDs Remote GridWLDFRContact from objectAggregated | WLDFR | HFTD - Distribution - Tier 3 - 4QU CoRE ¦ 3QU LoRE | Red Flag Warning - Small Fires | Contact from object | Aggregated | 2049 | 2.3211e-05 | 384.7705 | 0.0089307 | 2049 | Mitigation | 0.95 | 45 | 0 | esc | 0.00097009 | 2.2516e-08 | 0.00097009 | 2.2516e-08 | 0.034918 | 0.00011464 | 0.0093087 | 3.1265e-06
[120 empty] | 7.3.3.17.5 (Remote Grid) Updates to grid topology to minimize risk of ignition in HFTDs Remote GridWLDFRContact from objectAggregated | WLDFR | HFTD - Distribution - Tier 3 - 4QU CoRE ¦ 3QU LoRE | Red Flag Warning - Small Fires | Contact from object | Aggregated | 2050 | 2.3211e-05 | 384.7705 | 0.0089307 | 2050 | Mitigation | 0.95 | 45 | 0 | esc | 0.00097009 | 2.2516e-08 | 0.00097009 | 2.2516e-08 | 0.034918 | 0.00011464 | 0.0093087 | 3.1265e-06
[120 empty] | 7.3.3.17.5 (Remote Grid) Updates to grid topology to minimize risk of ignition in HFTDs Remote GridWLDFRContact from objectAggregated | WLDFR | HFTD - Distribution - Tier 3 - 4QU CoRE ¦ 3QU LoRE | Red Flag Warning - Small Fires | Contact from object | Aggregated | 2051 | 2.3211e-05 | 384.7705 | 0.0089307 | 2051 | Mitigation | 0.95 | 45 | 0 | esc | 0.00097009 | 2.2516e-08 | 0.00097009 | 2.2516e-08 | 0.034918 | 0.00011464 | 0.0093087 | 3.1265e-06
[120 empty] | 7.3.3.17.5 (Remote Grid) Updates to grid topology to minimize risk of ignition in HFTDs Remote GridWLDFRContact from objectAggregated | WLDFR | HFTD - Distribution - Tier 3 - 4QU CoRE ¦ 3QU LoRE | Red Flag Warning - Small Fires | Contact from object | Aggregated | 2052 | 2.3211e-05 | 384.7705 | 0.0089307 | 2052 | Mitigation | 0.95 | 45 | 0 | esc | 0.00097009 | 2.2516e-08 | 0.00097009 | 2.2516e-08 | 0.034918 | 0.00011464 | 0.0093087 | 3.1265e-06
[120 empty] | 7.3.3.17.5 (Remote Grid) Updates to grid topology to minimize risk of ignition in HFTDs Remote GridWLDFRContact from objectAggregated | WLDFR | HFTD - Distribution - Tier 3 - 4QU CoRE ¦ 3QU LoRE | Red Flag Warning - Small Fires | Contact from object | Aggregated | 2053 | 2.3211e-05 | 384.7705 | 0.0089307 | 2053 | Mitigation | 0.95 | 45 | 0 | esc | 0.00097009 | 2.2516e-08 | 0.00097009 | 2.2516e-08 | 0.034918 | 0.00011464 | 0.0093087 | 3.1265e-06
[120 empty] | 7.3.3.17.5 (Remote Grid) Updates to grid topology to minimize risk of ignition in HFTDs Remote GridWLDFRContact from objectAggregated | WLDFR | HFTD - Distribution - Tier 3 - 4QU CoRE ¦ 3QU LoRE | Red Flag Warning - Small Fires | Contact from object | Aggregated | 2054 | 2.3211e-05 | 384.7705 | 0.0089307 | 2054 | Mitigation | 0.95 | 45 | 0 | esc | 0.00097009 | 2.2516e-08 | 0.00097009 | 2.2516e-08 | 0.034918 | 0.00011464 | 0 | 0
[120 empty] | 7.3.3.17.5 (Remote Grid) Updates to grid topology to minimize risk of ignition in HFTDs Remote GridWLDFRContact from objectAggregated | WLDFR | HFTD - Distribution - Tier 3 - 4QU CoRE ¦ 3QU LoRE | Red Flag Warning - Small Fires | Contact from object | Aggregated | 2055 | 2.3211e-05 | 384.7705 | 0.0089307 | 2055 | Mitigation | 0.95 | 45 | 0 | esc | 0.00097009 | 2.2516e-08 | 0.00097009 | 2.2516e-08 | 0.034918 | 0.00011464 | 0 | 0
[120 empty] | 7.3.3.17.5 (Remote Grid) Updates to grid topology to minimize risk of ignition in HFTDs Remote GridWLDFRContact from objectAggregated | WLDFR | HFTD - Distribution - Tier 3 - 4QU CoRE ¦ 3QU LoRE | Red Flag Warning - Small Fires | Contact from object | Aggregated | 2056 | 2.3211e-05 | 384.7705 | 0.0089307 | 2056 | Mitigation | 0.95 | 45 | 0 | esc | 0.00097009 | 2.2516e-08 | 0.00097009 | 2.2516e-08 | 0.034918 | 0.00011464 | 0.0083522 | 5.8875e-07
[120 empty] | 7.3.3.17.5 (Remote Grid) Updates to grid topology to minimize risk of ignition in HFTDs Remote GridWLDFRContact from objectAggregated | WLDFR | HFTD - Distribution - Tier 3 - 4QU CoRE ¦ 3QU LoRE | Red Flag Warning - Small Fires | Contact from object | Aggregated | 2057 | 2.3211e-05 | 384.7705 | 0.0089307 | 2057 | Mitigation | 0.95 | 45 | 0 | esc | 0.00097009 | 2.2516e-08 | 0.00097009 | 2.2516e-08 | 0.034918 | 0.00011464 | 0.0083522 | 5.8875e-07
[120 empty] | 7.3.3.17.5 (Remote Grid) Updates to grid topology to minimize risk of ignition in HFTDs Remote GridWLDFRContact from objectAggregated | WLDFR | HFTD - Distribution - Tier 3 - 4QU CoRE ¦ 3QU LoRE | Red Flag Warning - Small Fires | Contact from object | Aggregated | 2058 | 2.3211e-05 | 384.7705 | 0.0089307 | 2058 | Mitigation | 0.95 | 45 | 0 | esc | 0.00097009 | 2.2516e-08 | 0.00097009 | 2.2516e-08 | 0.034918 | 0.00011464 | 0.0083522 | 5.8875e-07
[120 empty] | 7.3.3.17.5 (Remote Grid) Updates to grid topology to minimize risk of ignition in HFTDs Remote GridWLDFRContact from objectAggregated | WLDFR | HFTD - Distribution - Tier 3 - 4QU CoRE ¦ 3QU LoRE | Red Flag Warning - Small Fires | Contact from object | Aggregated | 2059 | 2.3211e-05 | 384.7705 | 0.0089307 | 2059 | Mitigation | 0.95 | 45 | 0 | esc | 0.00097009 | 2.2516e-08 | 0.00097009 | 2.2516e-08 | 0.034918 | 0.00011464 | 0.0083522 | 5.8875e-07
[120 empty] | 7.3.3.17.5 (Remote Grid) Updates to grid topology to minimize risk of ignition in HFTDs Remote GridWLDFRContact from objectAggregated | WLDFR | HFTD - Distribution - Tier 3 - 4QU CoRE ¦ 3QU LoRE | Red Flag Warning - Small Fires | Contact from object | Aggregated | 2060 | 2.3211e-05 | 384.7705 | 0.0089307 | 2060 | Mitigation | 0.95 | 45 | 0 | esc | 0.00097009 | 2.2516e-08 | 0.00097009 | 2.2516e-08 | 0.034918 | 0.00011464 | 0.0083522 | 5.8875e-07
[120 empty] | 7.3.3.17.5 (Remote Grid) Updates to grid topology to minimize risk of ignition in HFTDs Remote GridWLDFRContact from objectAggregated | WLDFR | HFTD - Distribution - Tier 3 - 4QU CoRE ¦ 3QU LoRE | Red Flag Warning - Small Fires | Contact from object | Aggregated | 2061 | 2.3211e-05 | 384.7705 | 0.0089307 | 2061 | Mitigation | 0.95 | 45 | 0 | esc | 0.00097009 | 2.2516e-08 | 0.00097009 | 2.2516e-08 | 0.034918 | 0.00011464 | 0.0083522 | 5.8875e-07
[120 empty] | 7.3.3.17.5 (Remote Grid) Updates to grid topology to minimize risk of ignition in HFTDs Remote GridWLDFRContact from objectAggregated | WLDFR | HFTD - Distribution - Tier 3 - 4QU CoRE ¦ 3QU LoRE | Red Flag Warning - Small Fires | Contact from object | Aggregated | 2062 | 2.3211e-05 | 384.7705 | 0.0089307 | 2062 | Mitigation | 0.95 | 45 | 0 | esc | 0.00097009 | 2.2516e-08 | 0.00097009 | 2.2516e-08 | 0.034918 | 0.00011464 | 0.0083522 | 5.8875e-07
[120 empty] | 7.3.3.17.5 (Remote Grid) Updates to grid topology to minimize risk of ignition in HFTDs Remote GridWLDFRContact from objectAggregated | WLDFR | HFTD - Distribution - Tier 3 - 4QU CoRE ¦ 3QU LoRE | Red Flag Warning - Small Fires | Contact from object | Aggregated | 2063 | 2.3211e-05 | 384.7705 | 0.0089307 | 2063 | Mitigation | 0.95 | 45 | 0 | esc | 0.00097009 | 2.2516e-08 | 0.00097009 | 2.2516e-08 | 0.034918 | 0.00011464 | 0.0083522 | 5.8875e-07
[120 empty] | 7.3.3.17.5 (Remote Grid) Updates to grid topology to minimize risk of ignition in HFTDs Remote GridWLDFRContact from objectAggregated | WLDFR | HFTD - Distribution - Tier 3 - 4QU CoRE ¦ 3QU LoRE | Red Flag Warning - Small Fires | Contact from object | Aggregated | 2064 | 2.3211e-05 | 384.7705 | 0.0089307 | 2064 | Mitigation | 0.95 | 45 | 0 | esc | 0.00097009 | 2.2516e-08 | 0.00097009 | 2.2516e-08 | 0.034918 | 0.00011464 | 0.0083522 | 5.8875e-07
[120 empty] | 7.3.3.17.5 (Remote Grid) Updates to grid topology to minimize risk of ignition in HFTDs Remote GridWLDFRContact from objectAggregated | WLDFR | HFTD - Distribution - Tier 3 - 4QU CoRE ¦ 3QU LoRE | Red Flag Warning - Small Fires | Contact from object | Aggregated | 2065 | 2.3211e-05 | 384.7705 | 0.0089307 | 2065 | Mitigation | 0.95 | 45 | 0 | esc | 0.00097009 | 2.2516e-08 | 0.00097009 | 2.2516e-08 | 0.034918 | 0.00011464 | 0.0083522 | 5.8875e-07
[120 empty] | 7.3.3.17.5 (Remote Grid) Updates to grid topology to minimize risk of ignition in HFTDs Remote GridWLDFRContact from objectAggregated | WLDFR | HFTD - Distribution - Tier 3 - 4QU CoRE ¦ 3QU LoRE | Red Flag Warning - Small Fires | Contact from object | Aggregated | 2066 | 2.3211e-05 | 384.7705 | 0.0089307 | 2066 | Mitigation | 0.95 | 45 | 0 | esc | 0.00097009 | 2.2516e-08 | 0.00097009 | 2.2516e-08 | 0.034918 | 0.00011464 | 0.0083522 | 5.8875e-07
[120 empty] | 7.3.3.17.5 (Remote Grid) Updates to grid topology to minimize risk of ignition in HFTDs Remote GridWLDFRContact from objectAggregated | WLDFR | HFTD - Distribution - Tier 3 - 4QU CoRE ¦ 3QU LoRE | Red Flag Warning - Small Fires | Contact from object | Aggregated | 2067 | 2.3211e-05 | 384.7705 | 0.0089307 | 2067 | Mitigation | 0.95 | 45 | 0 | esc | 0 | 0 | 0.00097009 | 2.2516e-08 | 0.034918 | 0.00011464 | 0.0083522 | 5.8875e-07
[120 empty] | 7.3.3.17.5 (Remote Grid) Updates to grid topology to minimize risk of ignition in HFTDs Remote GridWLDFRContaminationAggregated | WLDFR | HFTD - Distribution - Tier 3 - 4QU CoRE ¦ 3QU LoRE | Red Flag Warning - Small Fires | Contamination | Aggregated | 2022 | 1.7532e-07 | 384.7705 | 6.7456e-05 | 2022 | Mitigation | 0.95 | 45 | 0 | esc | 0.00097009 | 1.7007e-10 | 0 | 0 | 0.034918 | 0.00011464 | 0.0083522 | 5.8875e-07
[120 empty] | 7.3.3.17.5 (Remote Grid) Updates to grid topology to minimize risk of ignition in HFTDs Remote GridWLDFRContaminationAggregated | WLDFR | HFTD - Distribution - Tier 3 - 4QU CoRE ¦ 3QU LoRE | Red Flag Warning - Small Fires | Contamination | Aggregated | 2023 | 1.7532e-07 | 384.7705 | 6.7456e-05 | 2023 | Mitigation | 0.95 | 45 | 0 | esc | 0.00097009 | 1.7007e-10 | 0.00097009 | 1.7007e-10 | 0.034918 | 0.00011464 | 0.0083522 | 5.8875e-07
[120 empty] | 7.3.3.17.5 (Remote Grid) Updates to grid topology to minimize risk of ignition in HFTDs Remote GridWLDFRContaminationAggregated | WLDFR | HFTD - Distribution - Tier 3 - 4QU CoRE ¦ 3QU LoRE | Red Flag Warning - Small Fires | Contamination | Aggregated | 2024 | 1.7532e-07 | 384.7705 | 6.7456e-05 | 2024 | Mitigation | 0.95 | 45 | 0 | esc | 0.00097009 | 1.7007e-10 | 0.00097009 | 1.7007e-10 | 0.034918 | 0.00011464 | 0.0083522 | 5.8875e-07
[120 empty] | 7.3.3.17.5 (Remote Grid) Updates to grid topology to minimize risk of ignition in HFTDs Remote GridWLDFRContaminationAggregated | WLDFR | HFTD - Distribution - Tier 3 - 4QU CoRE ¦ 3QU LoRE | Red Flag Warning - Small Fires | Contamination | Aggregated | 2025 | 1.7532e-07 | 384.7705 | 6.7456e-05 | 2025 | Mitigation | 0.95 | 45 | 0 | esc | 0.00097009 | 1.7007e-10 | 0.00097009 | 1.7007e-10 | 0.034918 | 0.00011464 | 0.0083522 | 5.8875e-07
[120 empty] | 7.3.3.17.5 (Remote Grid) Updates to grid topology to minimize risk of ignition in HFTDs Remote GridWLDFRContaminationAggregated | WLDFR | HFTD - Distribution - Tier 3 - 4QU CoRE ¦ 3QU LoRE | Red Flag Warning - Small Fires | Contamination | Aggregated | 2026 | 1.7532e-07 | 384.7705 | 6.7456e-05 | 2026 | Mitigation | 0.95 | 45 | 0 | esc | 0.00097009 | 1.7007e-10 | 0.00097009 | 1.7007e-10 | 0.034918 | 0.00011464 | 0.0083522 | 5.8875e-07
[120 empty] | 7.3.3.17.5 (Remote Grid) Updates to grid topology to minimize risk of ignition in HFTDs Remote GridWLDFRContaminationAggregated | WLDFR | HFTD - Distribution - Tier 3 - 4QU CoRE ¦ 3QU LoRE | Red Flag Warning - Small Fires | Contamination | Aggregated | 2027 | 1.7532e-07 | 384.7705 | 6.7456e-05 | 2027 | Mitigation | 0.95 | 45 | 0 | esc | 0.00097009 | 1.7007e-10 | 0.00097009 | 1.7007e-10 | 0.034918 | 0.00011464 | 0.0083522 | 5.8875e-07
[120 empty] | 7.3.3.17.5 (Remote Grid) Updates to grid topology to minimize risk of ignition in HFTDs Remote GridWLDFRContaminationAggregated | WLDFR | HFTD - Distribution - Tier 3 - 4QU CoRE ¦ 3QU LoRE | Red Flag Warning - Small Fires | Contamination | Aggregated | 2028 | 1.7532e-07 | 384.7705 | 6.7456e-05 | 2028 | Mitigation | 0.95 | 45 | 0 | esc | 0.00097009 | 1.7007e-10 | 0.00097009 | 1.7007e-10 | 0.034918 | 0.00011464 | 0.0083522 | 5.8875e-07
[120 empty] | 7.3.3.17.5 (Remote Grid) Updates to grid topology to minimize risk of ignition in HFTDs Remote GridWLDFRContaminationAggregated | WLDFR | HFTD - Distribution - Tier 3 - 4QU CoRE ¦ 3QU LoRE | Red Flag Warning - Small Fires | Contamination | Aggregated | 2029 | 1.7532e-07 | 384.7705 | 6.7456e-05 | 2029 | Mitigation | 0.95 | 45 | 0 | esc | 0.00097009 | 1.7007e-10 | 0.00097009 | 1.7007e-10 | 0.034918 | 0.00011464 | 0.0083522 | 5.8875e-07
[120 empty] | 7.3.3.17.5 (Remote Grid) Updates to grid topology to minimize risk of ignition in HFTDs Remote GridWLDFRContaminationAggregated | WLDFR | HFTD - Distribution - Tier 3 - 4QU CoRE ¦ 3QU LoRE | Red Flag Warning - Small Fires | Contamination | Aggregated | 2030 | 1.7532e-07 | 384.7705 | 6.7456e-05 | 2030 | Mitigation | 0.95 | 45 | 0 | esc | 0.00097009 | 1.7007e-10 | 0.00097009 | 1.7007e-10 | 0.034918 | 0.00011464 | 0.0083522 | 5.8875e-07
[120 empty] | 7.3.3.17.5 (Remote Grid) Updates to grid topology to minimize risk of ignition in HFTDs Remote GridWLDFRContaminationAggregated | WLDFR | HFTD - Distribution - Tier 3 - 4QU CoRE ¦ 3QU LoRE | Red Flag Warning - Small Fires | Contamination | Aggregated | 2031 | 1.7532e-07 | 384.7705 | 6.7456e-05 | 2031 | Mitigation | 0.95 | 45 | 0 | esc | 0.00097009 | 1.7007e-10 | 0.00097009 | 1.7007e-10 | 0.034918 | 0.00011464 | 0.0083522 | 5.8875e-07
[120 empty] | 7.3.3.17.5 (Remote Grid) Updates to grid topology to minimize risk of ignition in HFTDs Remote GridWLDFRContaminationAggregated | WLDFR | HFTD - Distribution - Tier 3 - 4QU CoRE ¦ 3QU LoRE | Red Flag Warning - Small Fires | Contamination | Aggregated | 2032 | 1.7532e-07 | 384.7705 | 6.7456e-05 | 2032 | Mitigation | 0.95 | 45 | 0 | esc | 0.00097009 | 1.7007e-10 | 0.00097009 | 1.7007e-10 | 0.034918 | 0.00011464 | 0.0083522 | 5.8875e-07
[120 empty] | 7.3.3.17.5 (Remote Grid) Updates to grid topology to minimize risk of ignition in HFTDs Remote GridWLDFRContaminationAggregated | WLDFR | HFTD - Distribution - Tier 3 - 4QU CoRE ¦ 3QU LoRE | Red Flag Warning - Small Fires | Contamination | Aggregated | 2033 | 1.7532e-07 | 384.7705 | 6.7456e-05 | 2033 | Mitigation | 0.95 | 45 | 0 | esc | 0.00097009 | 1.7007e-10 | 0.00097009 | 1.7007e-10 | 0.034918 | 0.00011464 | 0.0083522 | 5.8875e-07
[120 empty] | 7.3.3.17.5 (Remote Grid) Updates to grid topology to minimize risk of ignition in HFTDs Remote GridWLDFRContaminationAggregated | WLDFR | HFTD - Distribution - Tier 3 - 4QU CoRE ¦ 3QU LoRE | Red Flag Warning - Small Fires | Contamination | Aggregated | 2034 | 1.7532e-07 | 384.7705 | 6.7456e-05 | 2034 | Mitigation | 0.95 | 45 | 0 | esc | 0.00097009 | 1.7007e-10 | 0.00097009 | 1.7007e-10 | 0.034918 | 0.00011464 | 0.0083522 | 5.8875e-07
[120 empty] | 7.3.3.17.5 (Remote Grid) Updates to grid topology to minimize risk of ignition in HFTDs Remote GridWLDFRContaminationAggregated | WLDFR | HFTD - Distribution - Tier 3 - 4QU CoRE ¦ 3QU LoRE | Red Flag Warning - Small Fires | Contamination | Aggregated | 2035 | 1.7532e-07 | 384.7705 | 6.7456e-05 | 2035 | Mitigation | 0.95 | 45 | 0 | esc | 0.00097009 | 1.7007e-10 | 0.00097009 | 1.7007e-10 | 0.034918 | 0.00011464 | 0.0083522 | 5.8875e-07
[120 empty] | 7.3.3.17.5 (Remote Grid) Updates to grid topology to minimize risk of ignition in HFTDs Remote GridWLDFRContaminationAggregated | WLDFR | HFTD - Distribution - Tier 3 - 4QU CoRE ¦ 3QU LoRE | Red Flag Warning - Small Fires | Contamination | Aggregated | 2036 | 1.7532e-07 | 384.7705 | 6.7456e-05 | 2036 | Mitigation | 0.95 | 45 | 0 | esc | 0.00097009 | 1.7007e-10 | 0.00097009 | 1.7007e-10 | 0.034918 | 0.00011464 | 0.0083522 | 5.8875e-07
[120 empty] | 7.3.3.17.5 (Remote Grid) Updates to grid topology to minimize risk of ignition in HFTDs Remote GridWLDFRContaminationAggregated | WLDFR | HFTD - Distribution - Tier 3 - 4QU CoRE ¦ 3QU LoRE | Red Flag Warning - Small Fires | Contamination | Aggregated | 2037 | 1.7532e-07 | 384.7705 | 6.7456e-05 | 2037 | Mitigation | 0.95 | 45 | 0 | esc | 0.00097009 | 1.7007e-10 | 0.00097009 | 1.7007e-10 | 0.034918 | 0.00011464 | 0.0083522 | 5.8875e-07
[120 empty] | 7.3.3.17.5 (Remote Grid) Updates to grid topology to minimize risk of ignition in HFTDs Remote GridWLDFRContaminationAggregated | WLDFR | HFTD - Distribution - Tier 3 - 4QU CoRE ¦ 3QU LoRE | Red Flag Warning - Small Fires | Contamination | Aggregated | 2038 | 1.7532e-07 | 384.7705 | 6.7456e-05 | 2038 | Mitigation | 0.95 | 45 | 0 | esc | 0.00097009 | 1.7007e-10 | 0.00097009 | 1.7007e-10 | 0 | 0 | 0.0083522 | 5.8875e-07
[120 empty] | 7.3.3.17.5 (Remote Grid) Updates to grid topology to minimize risk of ignition in HFTDs Remote GridWLDFRContaminationAggregated | WLDFR | HFTD - Distribution - Tier 3 - 4QU CoRE ¦ 3QU LoRE | Red Flag Warning - Small Fires | Contamination | Aggregated | 2039 | 1.7532e-07 | 384.7705 | 6.7456e-05 | 2039 | Mitigation | 0.95 | 45 | 0 | esc | 0.00097009 | 1.7007e-10 | 0.00097009 | 1.7007e-10 | 0.034918 | 4.5283e-06 | 0.0083522 | 5.8875e-07
[120 empty] | 7.3.3.17.5 (Remote Grid) Updates to grid topology to minimize risk of ignition in HFTDs Remote GridWLDFRContaminationAggregated | WLDFR | HFTD - Distribution - Tier 3 - 4QU CoRE ¦ 3QU LoRE | Red Flag Warning - Small Fires | Contamination | Aggregated | 2040 | 1.7532e-07 | 384.7705 | 6.7456e-05 | 2040 | Mitigation | 0.95 | 45 | 0 | esc | 0.00097009 | 1.7007e-10 | 0.00097009 | 1.7007e-10 | 0.034918 | 4.5283e-06 | 0 | 0
[120 empty] | 7.3.3.17.5 (Remote Grid) Updates to grid topology to minimize risk of ignition in HFTDs Remote GridWLDFRContaminationAggregated | WLDFR | HFTD - Distribution - Tier 3 - 4QU CoRE ¦ 3QU LoRE | Red Flag Warning - Small Fires | Contamination | Aggregated | 2041 | 1.7532e-07 | 384.7705 | 6.7456e-05 | 2041 | Mitigation | 0.95 | 45 | 0 | esc | 0.00097009 | 1.7007e-10 | 0.00097009 | 1.7007e-10 | 0.034918 | 4.5283e-06 | 0 | 0
[120 empty] | 7.3.3.17.5 (Remote Grid) Updates to grid topology to minimize risk of ignition in HFTDs Remote GridWLDFRContaminationAggregated | WLDFR | HFTD - Distribution - Tier 3 - 4QU CoRE ¦ 3QU LoRE | Red Flag Warning - Small Fires | Contamination | Aggregated | 2042 | 1.7532e-07 | 384.7705 | 6.7456e-05 | 2042 | Mitigation | 0.95 | 45 | 0 | esc | 0.00097009 | 1.7007e-10 | 0.00097009 | 1.7007e-10 | 0.034918 | 4.5283e-06 | 0.0092336 | 5.6338e-08
[120 empty] | 7.3.3.17.5 (Remote Grid) Updates to grid topology to minimize risk of ignition in HFTDs Remote GridWLDFRContaminationAggregated | WLDFR | HFTD - Distribution - Tier 3 - 4QU CoRE ¦ 3QU LoRE | Red Flag Warning - Small Fires | Contamination | Aggregated | 2043 | 1.7532e-07 | 384.7705 | 6.7456e-05 | 2043 | Mitigation | 0.95 | 45 | 0 | esc | 0.00097009 | 1.7007e-10 | 0.00097009 | 1.7007e-10 | 0.034918 | 4.5283e-06 | 0.0092336 | 5.6338e-08
[120 empty] | 7.3.3.17.5 (Remote Grid) Updates to grid topology to minimize risk of ignition in HFTDs Remote GridWLDFRContaminationAggregated | WLDFR | HFTD - Distribution - Tier 3 - 4QU CoRE ¦ 3QU LoRE | Red Flag Warning - Small Fires | Contamination | Aggregated | 2044 | 1.7532e-07 | 384.7705 | 6.7456e-05 | 2044 | Mitigation | 0.95 | 45 | 0 | esc | 0.00097009 | 1.7007e-10 | 0.00097009 | 1.7007e-10 | 0.034918 | 4.5283e-06 | 0.0092336 | 5.6338e-08
[120 empty] | 7.3.3.17.5 (Remote Grid) Updates to grid topology to minimize risk of ignition in HFTDs Remote GridWLDFRContaminationAggregated | WLDFR | HFTD - Distribution - Tier 3 - 4QU CoRE ¦ 3QU LoRE | Red Flag Warning - Small Fires | Contamination | Aggregated | 2045 | 1.7532e-07 | 384.7705 | 6.7456e-05 | 2045 | Mitigation | 0.95 | 45 | 0 | esc | 0.00097009 | 1.7007e-10 | 0.00097009 | 1.7007e-10 | 0.034918 | 4.5283e-06 | 0.0092336 | 5.6338e-08
[120 empty] | 7.3.3.17.5 (Remote Grid) Updates to grid topology to minimize risk of ignition in HFTDs Remote GridWLDFRContaminationAggregated | WLDFR | HFTD - Distribution - Tier 3 - 4QU CoRE ¦ 3QU LoRE | Red Flag Warning - Small Fires | Contamination | Aggregated | 2046 | 1.7532e-07 | 384.7705 | 6.7456e-05 | 2046 | Mitigation | 0.95 | 45 | 0 | esc | 0.00097009 | 1.7007e-10 | 0.00097009 | 1.7007e-10 | 0.034918 | 4.5283e-06 | 0.0092336 | 5.6338e-08
[120 empty] | 7.3.3.17.5 (Remote Grid) Updates to grid topology to minimize risk of ignition in HFTDs Remote GridWLDFRContaminationAggregated | WLDFR | HFTD - Distribution - Tier 3 - 4QU CoRE ¦ 3QU LoRE | Red Flag Warning - Small Fires | Contamination | Aggregated | 2047 | 1.7532e-07 | 384.7705 | 6.7456e-05 | 2047 | Mitigation | 0.95 | 45 | 0 | esc | 0.00097009 | 1.7007e-10 | 0.00097009 | 1.7007e-10 | 0.034918 | 4.5283e-06 | 0.0092336 | 5.6338e-08
[120 empty] | 7.3.3.17.5 (Remote Grid) Updates to grid topology to minimize risk of ignition in HFTDs Remote GridWLDFRContaminationAggregated | WLDFR | HFTD - Distribution - Tier 3 - 4QU CoRE ¦ 3QU LoRE | Red Flag Warning - Small Fires | Contamination | Aggregated | 2048 | 1.7532e-07 | 384.7705 | 6.7456e-05 | 2048 | Mitigation | 0.95 | 45 | 0 | esc | 0.00097009 | 1.7007e-10 | 0.00097009 | 1.7007e-10 | 0.034918 | 4.5283e-06 | 0.0092336 | 5.6338e-08
[120 empty] | 7.3.3.17.5 (Remote Grid) Updates to grid topology to minimize risk of ignition in HFTDs Remote GridWLDFRContaminationAggregated | WLDFR | HFTD - Distribution - Tier 3 - 4QU CoRE ¦ 3QU LoRE | Red Flag Warning - Small Fires | Contamination | Aggregated | 2049 | 1.7532e-07 | 384.7705 | 6.7456e-05 | 2049 | Mitigation | 0.95 | 45 | 0 | esc | 0.00097009 | 1.7007e-10 | 0.00097009 | 1.7007e-10 | 0.034918 | 4.5283e-06 | 0.0092336 | 5.6338e-08
[120 empty] | 7.3.3.17.5 (Remote Grid) Updates to grid topology to minimize risk of ignition in HFTDs Remote GridWLDFRContaminationAggregated | WLDFR | HFTD - Distribution - Tier 3 - 4QU CoRE ¦ 3QU LoRE | Red Flag Warning - Small Fires | Contamination | Aggregated | 2050 | 1.7532e-07 | 384.7705 | 6.7456e-05 | 2050 | Mitigation | 0.95 | 45 | 0 | esc | 0.00097009 | 1.7007e-10 | 0.00097009 | 1.7007e-10 | 0.034918 | 4.5283e-06 | 0.0092336 | 5.6338e-08
[120 empty] | 7.3.3.17.5 (Remote Grid) Updates to grid topology to minimize risk of ignition in HFTDs Remote GridWLDFRContaminationAggregated | WLDFR | HFTD - Distribution - Tier 3 - 4QU CoRE ¦ 3QU LoRE | Red Flag Warning - Small Fires | Contamination | Aggregated | 2051 | 1.7532e-07 | 384.7705 | 6.7456e-05 | 2051 | Mitigation | 0.95 | 45 | 0 | esc | 0.00097009 | 1.7007e-10 | 0.00097009 | 1.7007e-10 | 0.034918 | 4.5283e-06 | 0.0092336 | 5.6338e-08
[120 empty] | 7.3.3.17.5 (Remote Grid) Updates to grid topology to minimize risk of ignition in HFTDs Remote GridWLDFRContaminationAggregated | WLDFR | HFTD - Distribution - Tier 3 - 4QU CoRE ¦ 3QU LoRE | Red Flag Warning - Small Fires | Contamination | Aggregated | 2052 | 1.7532e-07 | 384.7705 | 6.7456e-05 | 2052 | Mitigation | 0.95 | 45 | 0 | esc | 0.00097009 | 1.7007e-10 | 0.00097009 | 1.7007e-10 | 0.034918 | 4.5283e-06 | 0.0092336 | 5.6338e-08
[120 empty] | 7.3.3.17.5 (Remote Grid) Updates to grid topology to minimize risk of ignition in HFTDs Remote GridWLDFRContaminationAggregated | WLDFR | HFTD - Distribution - Tier 3 - 4QU CoRE ¦ 3QU LoRE | Red Flag Warning - Small Fires | Contamination | Aggregated | 2053 | 1.7532e-07 | 384.7705 | 6.7456e-05 | 2053 | Mitigation | 0.95 | 45 | 0 | esc | 0.00097009 | 1.7007e-10 | 0.00097009 | 1.7007e-10 | 0.034918 | 4.5283e-06 | 0.0092336 | 5.6338e-08
[120 empty] | 7.3.3.17.5 (Remote Grid) Updates to grid topology to minimize risk of ignition in HFTDs Remote GridWLDFRContaminationAggregated | WLDFR | HFTD - Distribution - Tier 3 - 4QU CoRE ¦ 3QU LoRE | Red Flag Warning - Small Fires | Contamination | Aggregated | 2054 | 1.7532e-07 | 384.7705 | 6.7456e-05 | 2054 | Mitigation | 0.95 | 45 | 0 | esc | 0.00097009 | 1.7007e-10 | 0.00097009 | 1.7007e-10 | 0.034918 | 4.5283e-06 | 0.0092336 | 5.6338e-08
[120 empty] | 7.3.3.17.5 (Remote Grid) Updates to grid topology to minimize risk of ignition in HFTDs Remote GridWLDFRContaminationAggregated | WLDFR | HFTD - Distribution - Tier 3 - 4QU CoRE ¦ 3QU LoRE | Red Flag Warning - Small Fires | Contamination | Aggregated | 2055 | 1.7532e-07 | 384.7705 | 6.7456e-05 | 2055 | Mitigation | 0.95 | 45 | 0 | esc | 0.00097009 | 1.7007e-10 | 0.00097009 | 1.7007e-10 | 0.034918 | 4.5283e-06 | 0.0092336 | 5.6338e-08
[120 empty] | 7.3.3.17.5 (Remote Grid) Updates to grid topology to minimize risk of ignition in HFTDs Remote GridWLDFRContaminationAggregated | WLDFR | HFTD - Distribution - Tier 3 - 4QU CoRE ¦ 3QU LoRE | Red Flag Warning - Small Fires | Contamination | Aggregated | 2056 | 1.7532e-07 | 384.7705 | 6.7456e-05 | 2056 | Mitigation | 0.95 | 45 | 0 | esc | 0.00097009 | 1.7007e-10 | 0.00097009 | 1.7007e-10 | 0.034918 | 4.5283e-06 | 0.0092336 | 5.6338e-08
[120 empty] | 7.3.3.17.5 (Remote Grid) Updates to grid topology to minimize risk of ignition in HFTDs Remote GridWLDFRContaminationAggregated | WLDFR | HFTD - Distribution - Tier 3 - 4QU CoRE ¦ 3QU LoRE | Red Flag Warning - Small Fires | Contamination | Aggregated | 2057 | 1.7532e-07 | 384.7705 | 6.7456e-05 | 2057 | Mitigation | 0.95 | 45 | 0 | esc | 0.00097009 | 1.7007e-10 | 0.00097009 | 1.7007e-10 | 0.034918 | 4.5283e-06 | 0.0092336 | 5.6338e-08
[120 empty] | 7.3.3.17.5 (Remote Grid) Updates to grid topology to minimize risk of ignition in HFTDs Remote GridWLDFRContaminationAggregated | WLDFR | HFTD - Distribution - Tier 3 - 4QU CoRE ¦ 3QU LoRE | Red Flag Warning - Small Fires | Contamination | Aggregated | 2058 | 1.7532e-07 | 384.7705 | 6.7456e-05 | 2058 | Mitigation | 0.95 | 45 | 0 | esc | 0.00097009 | 1.7007e-10 | 0.00097009 | 1.7007e-10 | 0.034918 | 4.5283e-06 | 0.0092336 | 5.6338e-08
[120 empty] | 7.3.3.17.5 (Remote Grid) Updates to grid topology to minimize risk of ignition in HFTDs Remote GridWLDFRContaminationAggregated | WLDFR | HFTD - Distribution - Tier 3 - 4QU CoRE ¦ 3QU LoRE | Red Flag Warning - Small Fires | Contamination | Aggregated | 2059 | 1.7532e-07 | 384.7705 | 6.7456e-05 | 2059 | Mitigation | 0.95 | 45 | 0 | esc | 0.00097009 | 1.7007e-10 | 0.00097009 | 1.7007e-10 | 0.034918 | 4.5283e-06 | 0.0092336 | 5.6338e-08
[120 empty] | 7.3.3.17.5 (Remote Grid) Updates to grid topology to minimize risk of ignition in HFTDs Remote GridWLDFRContaminationAggregated | WLDFR | HFTD - Distribution - Tier 3 - 4QU CoRE ¦ 3QU LoRE | Red Flag Warning - Small Fires | Contamination | Aggregated | 2060 | 1.7532e-07 | 384.7705 | 6.7456e-05 | 2060 | Mitigation | 0.95 | 45 | 0 | esc | 0.00097009 | 1.7007e-10 | 0.00097009 | 1.7007e-10 | 0.034918 | 4.5283e-06 | 0.0092336 | 5.6338e-08
[120 empty] | 7.3.3.17.5 (Remote Grid) Updates to grid topology to minimize risk of ignition in HFTDs Remote GridWLDFRContaminationAggregated | WLDFR | HFTD - Distribution - Tier 3 - 4QU CoRE ¦ 3QU LoRE | Red Flag Warning - Small Fires | Contamination | Aggregated | 2061 | 1.7532e-07 | 384.7705 | 6.7456e-05 | 2061 | Mitigation | 0.95 | 45 | 0 | esc | 0.00097009 | 1.7007e-10 | 0.00097009 | 1.7007e-10 | 0.034918 | 4.5283e-06 | 0.0092336 | 5.6338e-08
[120 empty] | 7.3.3.17.5 (Remote Grid) Updates to grid topology to minimize risk of ignition in HFTDs Remote GridWLDFRContaminationAggregated | WLDFR | HFTD - Distribution - Tier 3 - 4QU CoRE ¦ 3QU LoRE | Red Flag Warning - Small Fires | Contamination | Aggregated | 2062 | 1.7532e-07 | 384.7705 | 6.7456e-05 | 2062 | Mitigation | 0.95 | 45 | 0 | esc | 0.00097009 | 1.7007e-10 | 0.00097009 | 1.7007e-10 | 0.034918 | 4.5283e-06 | 0.0092336 | 5.6338e-08
[120 empty] | 7.3.3.17.5 (Remote Grid) Updates to grid topology to minimize risk of ignition in HFTDs Remote GridWLDFRContaminationAggregated | WLDFR | HFTD - Distribution - Tier 3 - 4QU CoRE ¦ 3QU LoRE | Red Flag Warning - Small Fires | Contamination | Aggregated | 2063 | 1.7532e-07 | 384.7705 | 6.7456e-05 | 2063 | Mitigation | 0.95 | 45 | 0 | esc | 0.00097009 | 1.7007e-10 | 0.00097009 | 1.7007e-10 | 0.034918 | 4.5283e-06 | 0.0092336 | 5.6338e-08
[120 empty] | 7.3.3.17.5 (Remote Grid) Updates to grid topology to minimize risk of ignition in HFTDs Remote GridWLDFRContaminationAggregated | WLDFR | HFTD - Distribution - Tier 3 - 4QU CoRE ¦ 3QU LoRE | Red Flag Warning - Small Fires | Contamination | Aggregated | 2064 | 1.7532e-07 | 384.7705 | 6.7456e-05 | 2064 | Mitigation | 0.95 | 45 | 0 | esc | 0.00097009 | 1.7007e-10 | 0.00097009 | 1.7007e-10 | 0.034918 | 4.5283e-06 | 0.0092336 | 5.6338e-08
[120 empty] | 7.3.3.17.5 (Remote Grid) Updates to grid topology to minimize risk of ignition in HFTDs Remote GridWLDFRContaminationAggregated | WLDFR | HFTD - Distribution - Tier 3 - 4QU CoRE ¦ 3QU LoRE | Red Flag Warning - Small Fires | Contamination | Aggregated | 2065 | 1.7532e-07 | 384.7705 | 6.7456e-05 | 2065 | Mitigation | 0.95 | 45 | 0 | esc | 0.00097009 | 1.7007e-10 | 0.00097009 | 1.7007e-10 | 0.034918 | 4.5283e-06 | 0.0092336 | 5.6338e-08
[120 empty] | 7.3.3.17.5 (Remote Grid) Updates to grid topology to minimize risk of ignition in HFTDs Remote GridWLDFRContaminationAggregated | WLDFR | HFTD - Distribution - Tier 3 - 4QU CoRE ¦ 3QU LoRE | Red Flag Warning - Small Fires | Contamination | Aggregated | 2066 | 1.7532e-07 | 384.7705 | 6.7456e-05 | 2066 | Mitigation | 0.95 | 45 | 0 | esc | 0.00097009 | 1.7007e-10 | 0.00097009 | 1.7007e-10 | 0.034918 | 4.5283e-06 | 0.0092336 | 5.6338e-08
[120 empty] | 7.3.3.17.5 (Remote Grid) Updates to grid topology to minimize risk of ignition in HFTDs Remote GridWLDFRContaminationAggregated | WLDFR | HFTD - Distribution - Tier 3 - 4QU CoRE ¦ 3QU LoRE | Red Flag Warning - Small Fires | Contamination | Aggregated | 2067 | 1.7532e-07 | 384.7705 | 6.7456e-05 | 2067 | Mitigation | 0.95 | 45 | 0 | esc | 0 | 0 | 0.00097009 | 1.7007e-10 | 0.034918 | 4.5283e-06 | 0.0092336 | 5.6338e-08
[120 empty] | 7.3.3.17.5 (Remote Grid) Updates to grid topology to minimize risk of ignition in HFTDs Remote GridWLDFREquipment / facility failureAggregated | WLDFR | HFTD - Distribution - Tier 3 - 4QU CoRE ¦ 3QU LoRE | Red Flag Warning - Small Fires | Equipment / facility failure | Aggregated | 2022 | 8.3494e-05 | 384.7705 | 0.032126 | 2022 | Mitigation | 0.95 | 45 | 0 | esc | 0.00097009 | 8.0996e-08 | 0 | 0 | 0.034918 | 4.5283e-06 | 0.0092336 | 5.6338e-08
[120 empty] | 7.3.3.17.5 (Remote Grid) Updates to grid topology to minimize risk of ignition in HFTDs Remote GridWLDFREquipment / facility failureAggregated | WLDFR | HFTD - Distribution - Tier 3 - 4QU CoRE ¦ 3QU LoRE | Red Flag Warning - Small Fires | Equipment / facility failure | Aggregated | 2023 | 8.3494e-05 | 384.7705 | 0.032126 | 2023 | Mitigation | 0.95 | 45 | 0 | esc | 0.00097009 | 8.0996e-08 | 0.00097009 | 8.0996e-08 | 0.034918 | 4.5283e-06 | 0.0092336 | 5.6338e-08
[120 empty] | 7.3.3.17.5 (Remote Grid) Updates to grid topology to minimize risk of ignition in HFTDs Remote GridWLDFREquipment / facility failureAggregated | WLDFR | HFTD - Distribution - Tier 3 - 4QU CoRE ¦ 3QU LoRE | Red Flag Warning - Small Fires | Equipment / facility failure | Aggregated | 2024 | 8.3494e-05 | 384.7705 | 0.032126 | 2024 | Mitigation | 0.95 | 45 | 0 | esc | 0.00097009 | 8.0996e-08 | 0.00097009 | 8.0996e-08 | 0.034918 | 4.5283e-06 | 0.0092336 | 5.6338e-08
[120 empty] | 7.3.3.17.5 (Remote Grid) Updates to grid topology to minimize risk of ignition in HFTDs Remote GridWLDFREquipment / facility failureAggregated | WLDFR | HFTD - Distribution - Tier 3 - 4QU CoRE ¦ 3QU LoRE | Red Flag Warning - Small Fires | Equipment / facility failure | Aggregated | 2025 | 8.3494e-05 | 384.7705 | 0.032126 | 2025 | Mitigation | 0.95 | 45 | 0 | esc | 0.00097009 | 8.0996e-08 | 0.00097009 | 8.0996e-08 | 0.034918 | 4.5283e-06 | 0.0092336 | 5.6338e-08
[120 empty] | 7.3.3.17.5 (Remote Grid) Updates to grid topology to minimize risk of ignition in HFTDs Remote GridWLDFREquipment / facility failureAggregated | WLDFR | HFTD - Distribution - Tier 3 - 4QU CoRE ¦ 3QU LoRE | Red Flag Warning - Small Fires | Equipment / facility failure | Aggregated | 2026 | 8.3494e-05 | 384.7705 | 0.032126 | 2026 | Mitigation | 0.95 | 45 | 0 | esc | 0.00097009 | 8.0996e-08 | 0.00097009 | 8.0996e-08 | 0.034918 | 4.5283e-06 | 0 | 0
[120 empty] | 7.3.3.17.5 (Remote Grid) Updates to grid topology to minimize risk of ignition in HFTDs Remote GridWLDFREquipment / facility failureAggregated | WLDFR | HFTD - Distribution - Tier 3 - 4QU CoRE ¦ 3QU LoRE | Red Flag Warning - Small Fires | Equipment / facility failure | Aggregated | 2027 | 8.3494e-05 | 384.7705 | 0.032126 | 2027 | Mitigation | 0.95 | 45 | 0 | esc | 0.00097009 | 8.0996e-08 | 0.00097009 | 8.0996e-08 | 0.034918 | 4.5283e-06 | 0 | 0
[120 empty] | 7.3.3.17.5 (Remote Grid) Updates to grid topology to minimize risk of ignition in HFTDs Remote GridWLDFREquipment / facility failureAggregated | WLDFR | HFTD - Distribution - Tier 3 - 4QU CoRE ¦ 3QU LoRE | Red Flag Warning - Small Fires | Equipment / facility failure | Aggregated | 2028 | 8.3494e-05 | 384.7705 | 0.032126 | 2028 | Mitigation | 0.95 | 45 | 0 | esc | 0.00097009 | 8.0996e-08 | 0.00097009 | 8.0996e-08 | 0.034918 | 4.5283e-06 | 0.0033164 | 9.595e-07
[120 empty] | 7.3.3.17.5 (Remote Grid) Updates to grid topology to minimize risk of ignition in HFTDs Remote GridWLDFREquipment / facility failureAggregated | WLDFR | HFTD - Distribution - Tier 3 - 4QU CoRE ¦ 3QU LoRE | Red Flag Warning - Small Fires | Equipment / facility failure | Aggregated | 2029 | 8.3494e-05 | 384.7705 | 0.032126 | 2029 | Mitigation | 0.95 | 45 | 0 | esc | 0.00097009 | 8.0996e-08 | 0.00097009 | 8.0996e-08 | 0.034918 | 4.5283e-06 | 0.0033164 | 9.595e-07
[120 empty] | 7.3.3.17.5 (Remote Grid) Updates to grid topology to minimize risk of ignition in HFTDs Remote GridWLDFREquipment / facility failureAggregated | WLDFR | HFTD - Distribution - Tier 3 - 4QU CoRE ¦ 3QU LoRE | Red Flag Warning - Small Fires | Equipment / facility failure | Aggregated | 2030 | 8.3494e-05 | 384.7705 | 0.032126 | 2030 | Mitigation | 0.95 | 45 | 0 | esc | 0.00097009 | 8.0996e-08 | 0.00097009 | 8.0996e-08 | 0.034918 | 4.5283e-06 | 0.0033164 | 9.595e-07
[120 empty] | 7.3.3.17.5 (Remote Grid) Updates to grid topology to minimize risk of ignition in HFTDs Remote GridWLDFREquipment / facility failureAggregated | WLDFR | HFTD - Distribution - Tier 3 - 4QU CoRE ¦ 3QU LoRE | Red Flag Warning - Small Fires | Equipment / facility failure | Aggregated | 2031 | 8.3494e-05 | 384.7705 | 0.032126 | 2031 | Mitigation | 0.95 | 45 | 0 | esc | 0.00097009 | 8.0996e-08 | 0.00097009 | 8.0996e-08 | 0.034918 | 4.5283e-06 | 0.0033164 | 9.595e-07
[120 empty] | 7.3.3.17.5 (Remote Grid) Updates to grid topology to minimize risk of ignition in HFTDs Remote GridWLDFREquipment / facility failureAggregated | WLDFR | HFTD - Distribution - Tier 3 - 4QU CoRE ¦ 3QU LoRE | Red Flag Warning - Small Fires | Equipment / facility failure | Aggregated | 2032 | 8.3494e-05 | 384.7705 | 0.032126 | 2032 | Mitigation | 0.95 | 45 | 0 | esc | 0.00097009 | 8.0996e-08 | 0.00097009 | 8.0996e-08 | 0.034918 | 4.5283e-06 | 0.0033164 | 9.595e-07
[120 empty] | 7.3.3.17.5 (Remote Grid) Updates to grid topology to minimize risk of ignition in HFTDs Remote GridWLDFREquipment / facility failureAggregated | WLDFR | HFTD - Distribution - Tier 3 - 4QU CoRE ¦ 3QU LoRE | Red Flag Warning - Small Fires | Equipment / facility failure | Aggregated | 2033 | 8.3494e-05 | 384.7705 | 0.032126 | 2033 | Mitigation | 0.95 | 45 | 0 | esc | 0.00097009 | 8.0996e-08 | 0.00097009 | 8.0996e-08 | 0.034918 | 4.5283e-06 | 0.0033164 | 9.595e-07
[120 empty] | 7.3.3.17.5 (Remote Grid) Updates to grid topology to minimize risk of ignition in HFTDs Remote GridWLDFREquipment / facility failureAggregated | WLDFR | HFTD - Distribution - Tier 3 - 4QU CoRE ¦ 3QU LoRE | Red Flag Warning - Small Fires | Equipment / facility failure | Aggregated | 2034 | 8.3494e-05 | 384.7705 | 0.032126 | 2034 | Mitigation | 0.95 | 45 | 0 | esc | 0.00097009 | 8.0996e-08 | 0.00097009 | 8.0996e-08 | 0.034918 | 4.5283e-06 | 0.0033164 | 9.595e-07
[120 empty] | 7.3.3.17.5 (Remote Grid) Updates to grid topology to minimize risk of ignition in HFTDs Remote GridWLDFREquipment / facility failureAggregated | WLDFR | HFTD - Distribution - Tier 3 - 4QU CoRE ¦ 3QU LoRE | Red Flag Warning - Small Fires | Equipment / facility failure | Aggregated | 2035 | 8.3494e-05 | 384.7705 | 0.032126 | 2035 | Mitigation | 0.95 | 45 | 0 | esc | 0.00097009 | 8.0996e-08 | 0.00097009 | 8.0996e-08 | 0.034918 | 4.5283e-06 | 0.0033164 | 9.595e-07
[120 empty] | 7.3.3.17.5 (Remote Grid) Updates to grid topology to minimize risk of ignition in HFTDs Remote GridWLDFREquipment / facility failureAggregated | WLDFR | HFTD - Distribution - Tier 3 - 4QU CoRE ¦ 3QU LoRE | Red Flag Warning - Small Fires | Equipment / facility failure | Aggregated | 2036 | 8.3494e-05 | 384.7705 | 0.032126 | 2036 | Mitigation | 0.95 | 45 | 0 | esc | 0.00097009 | 8.0996e-08 | 0.00097009 | 8.0996e-08 | 0.034918 | 4.5283e-06 | 0.0033164 | 9.595e-07
[120 empty] | 7.3.3.17.5 (Remote Grid) Updates to grid topology to minimize risk of ignition in HFTDs Remote GridWLDFREquipment / facility failureAggregated | WLDFR | HFTD - Distribution - Tier 3 - 4QU CoRE ¦ 3QU LoRE | Red Flag Warning - Small Fires | Equipment / facility failure | Aggregated | 2037 | 8.3494e-05 | 384.7705 | 0.032126 | 2037 | Mitigation | 0.95 | 45 | 0 | esc | 0.00097009 | 8.0996e-08 | 0.00097009 | 8.0996e-08 | 0.034918 | 4.5283e-06 | 0.0033164 | 9.595e-07
[120 empty] | 7.3.3.17.5 (Remote Grid) Updates to grid topology to minimize risk of ignition in HFTDs Remote GridWLDFREquipment / facility failureAggregated | WLDFR | HFTD - Distribution - Tier 3 - 4QU CoRE ¦ 3QU LoRE | Red Flag Warning - Small Fires | Equipment / facility failure | Aggregated | 2038 | 8.3494e-05 | 384.7705 | 0.032126 | 2038 | Mitigation | 0.95 | 45 | 0 | esc | 0.00097009 | 8.0996e-08 | 0.00097009 | 8.0996e-08 | 0.034918 | 4.5283e-06 | 0.0033164 | 9.595e-07
[120 empty] | 7.3.3.17.5 (Remote Grid) Updates to grid topology to minimize risk of ignition in HFTDs Remote GridWLDFREquipment / facility failureAggregated | WLDFR | HFTD - Distribution - Tier 3 - 4QU CoRE ¦ 3QU LoRE | Red Flag Warning - Small Fires | Equipment / facility failure | Aggregated | 2039 | 8.3494e-05 | 384.7705 | 0.032126 | 2039 | Mitigation | 0.95 | 45 | 0 | esc | 0.00097009 | 8.0996e-08 | 0.00097009 | 8.0996e-08 | 0.034918 | 4.5283e-06 | 0.0033164 | 9.595e-07
[120 empty] | 7.3.3.17.5 (Remote Grid) Updates to grid topology to minimize risk of ignition in HFTDs Remote GridWLDFREquipment / facility failureAggregated | WLDFR | HFTD - Distribution - Tier 3 - 4QU CoRE ¦ 3QU LoRE | Red Flag Warning - Small Fires | Equipment / facility failure | Aggregated | 2040 | 8.3494e-05 | 384.7705 | 0.032126 | 2040 | Mitigation | 0.95 | 45 | 0 | esc | 0.00097009 | 8.0996e-08 | 0.00097009 | 8.0996e-08 | 0.034918 | 4.5283e-06 | 0.0033164 | 9.595e-07
[120 empty] | 7.3.3.17.5 (Remote Grid) Updates to grid topology to minimize risk of ignition in HFTDs Remote GridWLDFREquipment / facility failureAggregated | WLDFR | HFTD - Distribution - Tier 3 - 4QU CoRE ¦ 3QU LoRE | Red Flag Warning - Small Fires | Equipment / facility failure | Aggregated | 2041 | 8.3494e-05 | 384.7705 | 0.032126 | 2041 | Mitigation | 0.95 | 45 | 0 | esc | 0.00097009 | 8.0996e-08 | 0.00097009 | 8.0996e-08 | 0.034918 | 4.5283e-06 | 0.0033164 | 9.595e-07
[120 empty] | 7.3.3.17.5 (Remote Grid) Updates to grid topology to minimize risk of ignition in HFTDs Remote GridWLDFREquipment / facility failureAggregated | WLDFR | HFTD - Distribution - Tier 3 - 4QU CoRE ¦ 3QU LoRE | Red Flag Warning - Small Fires | Equipment / facility failure | Aggregated | 2042 | 8.3494e-05 | 384.7705 | 0.032126 | 2042 | Mitigation | 0.95 | 45 | 0 | esc | 0.00097009 | 8.0996e-08 | 0.00097009 | 8.0996e-08 | 0 | 0 | 0.0033164 | 9.595e-07
[120 empty] | 7.3.3.17.5 (Remote Grid) Updates to grid topology to minimize risk of ignition in HFTDs Remote GridWLDFREquipment / facility failureAggregated | WLDFR | HFTD - Distribution - Tier 3 - 4QU CoRE ¦ 3QU LoRE | Red Flag Warning - Small Fires | Equipment / facility failure | Aggregated | 2043 | 8.3494e-05 | 384.7705 | 0.032126 | 2043 | Mitigation | 0.95 | 45 | 0 | esc | 0.00097009 | 8.0996e-08 | 0.00097009 | 8.0996e-08 | 0.034918 | 1.339e-06 | 0.0033164 | 9.595e-07
[120 empty] | 7.3.3.17.5 (Remote Grid) Updates to grid topology to minimize risk of ignition in HFTDs Remote GridWLDFREquipment / facility failureAggregated | WLDFR | HFTD - Distribution - Tier 3 - 4QU CoRE ¦ 3QU LoRE | Red Flag Warning - Small Fires | Equipment / facility failure | Aggregated | 2044 | 8.3494e-05 | 384.7705 | 0.032126 | 2044 | Mitigation | 0.95 | 45 | 0 | esc | 0.00097009 | 8.0996e-08 | 0.00097009 | 8.0996e-08 | 0.034918 | 1.339e-06 | 0.0033164 | 9.595e-07
[120 empty] | 7.3.3.17.5 (Remote Grid) Updates to grid topology to minimize risk of ignition in HFTDs Remote GridWLDFREquipment / facility failureAggregated | WLDFR | HFTD - Distribution - Tier 3 - 4QU CoRE ¦ 3QU LoRE | Red Flag Warning - Small Fires | Equipment / facility failure | Aggregated | 2045 | 8.3494e-05 | 384.7705 | 0.032126 | 2045 | Mitigation | 0.95 | 45 | 0 | esc | 0.00097009 | 8.0996e-08 | 0.00097009 | 8.0996e-08 | 0.034918 | 1.339e-06 | 0.0033164 | 9.595e-07
[120 empty] | 7.3.3.17.5 (Remote Grid) Updates to grid topology to minimize risk of ignition in HFTDs Remote GridWLDFREquipment / facility failureAggregated | WLDFR | HFTD - Distribution - Tier 3 - 4QU CoRE ¦ 3QU LoRE | Red Flag Warning - Small Fires | Equipment / facility failure | Aggregated | 2046 | 8.3494e-05 | 384.7705 | 0.032126 | 2046 | Mitigation | 0.95 | 45 | 0 | esc | 0.00097009 | 8.0996e-08 | 0.00097009 | 8.0996e-08 | 0.034918 | 1.339e-06 | 0.0033164 | 9.595e-07
[120 empty] | 7.3.3.17.5 (Remote Grid) Updates to grid topology to minimize risk of ignition in HFTDs Remote GridWLDFREquipment / facility failureAggregated | WLDFR | HFTD - Distribution - Tier 3 - 4QU CoRE ¦ 3QU LoRE | Red Flag Warning - Small Fires | Equipment / facility failure | Aggregated | 2047 | 8.3494e-05 | 384.7705 | 0.032126 | 2047 | Mitigation | 0.95 | 45 | 0 | esc | 0.00097009 | 8.0996e-08 | 0.00097009 | 8.0996e-08 | 0.034918 | 1.339e-06 | 0.0033164 | 9.595e-07
[120 empty] | 7.3.3.17.5 (Remote Grid) Updates to grid topology to minimize risk of ignition in HFTDs Remote GridWLDFREquipment / facility failureAggregated | WLDFR | HFTD - Distribution - Tier 3 - 4QU CoRE ¦ 3QU LoRE | Red Flag Warning - Small Fires | Equipment / facility failure | Aggregated | 2048 | 8.3494e-05 | 384.7705 | 0.032126 | 2048 | Mitigation | 0.95 | 45 | 0 | esc | 0.00097009 | 8.0996e-08 | 0.00097009 | 8.0996e-08 | 0.034918 | 1.339e-06 | 0.0033164 | 9.595e-07
[120 empty] | 7.3.3.17.5 (Remote Grid) Updates to grid topology to minimize risk of ignition in HFTDs Remote GridWLDFREquipment / facility failureAggregated | WLDFR | HFTD - Distribution - Tier 3 - 4QU CoRE ¦ 3QU LoRE | Red Flag Warning - Small Fires | Equipment / facility failure | Aggregated | 2049 | 8.3494e-05 | 384.7705 | 0.032126 | 2049 | Mitigation | 0.95 | 45 | 0 | esc | 0.00097009 | 8.0996e-08 | 0.00097009 | 8.0996e-08 | 0.034918 | 1.339e-06 | 0.0033164 | 9.595e-07
[120 empty] | 7.3.3.17.5 (Remote Grid) Updates to grid topology to minimize risk of ignition in HFTDs Remote GridWLDFREquipment / facility failureAggregated | WLDFR | HFTD - Distribution - Tier 3 - 4QU CoRE ¦ 3QU LoRE | Red Flag Warning - Small Fires | Equipment / facility failure | Aggregated | 2050 | 8.3494e-05 | 384.7705 | 0.032126 | 2050 | Mitigation | 0.95 | 45 | 0 | esc | 0.00097009 | 8.0996e-08 | 0.00097009 | 8.0996e-08 | 0.034918 | 1.339e-06 | 0.0033164 | 9.595e-07
[120 empty] | 7.3.3.17.5 (Remote Grid) Updates to grid topology to minimize risk of ignition in HFTDs Remote GridWLDFREquipment / facility failureAggregated | WLDFR | HFTD - Distribution - Tier 3 - 4QU CoRE ¦ 3QU LoRE | Red Flag Warning - Small Fires | Equipment / facility failure | Aggregated | 2051 | 8.3494e-05 | 384.7705 | 0.032126 | 2051 | Mitigation | 0.95 | 45 | 0 | esc | 0.00097009 | 8.0996e-08 | 0.00097009 | 8.0996e-08 | 0.034918 | 1.339e-06 | 0.0033164 | 9.595e-07
[120 empty] | 7.3.3.17.5 (Remote Grid) Updates to grid topology to minimize risk of ignition in HFTDs Remote GridWLDFREquipment / facility failureAggregated | WLDFR | HFTD - Distribution - Tier 3 - 4QU CoRE ¦ 3QU LoRE | Red Flag Warning - Small Fires | Equipment / facility failure | Aggregated | 2052 | 8.3494e-05 | 384.7705 | 0.032126 | 2052 | Mitigation | 0.95 | 45 | 0 | esc | 0.00097009 | 8.0996e-08 | 0.00097009 | 8.0996e-08 | 0.034918 | 1.339e-06 | 0.0033164 | 9.595e-07
[120 empty] | 7.3.3.17.5 (Remote Grid) Updates to grid topology to minimize risk of ignition in HFTDs Remote GridWLDFREquipment / facility failureAggregated | WLDFR | HFTD - Distribution - Tier 3 - 4QU CoRE ¦ 3QU LoRE | Red Flag Warning - Small Fires | Equipment / facility failure | Aggregated | 2053 | 8.3494e-05 | 384.7705 | 0.032126 | 2053 | Mitigation | 0.95 | 45 | 0 | esc | 0.00097009 | 8.0996e-08 | 0.00097009 | 8.0996e-08 | 0.034918 | 1.339e-06 | 0.0033164 | 9.595e-07
[120 empty] | 7.3.3.17.5 (Remote Grid) Updates to grid topology to minimize risk of ignition in HFTDs Remote GridWLDFREquipment / facility failureAggregated | WLDFR | HFTD - Distribution - Tier 3 - 4QU CoRE ¦ 3QU LoRE | Red Flag Warning - Small Fires | Equipment / facility failure | Aggregated | 2054 | 8.3494e-05 | 384.7705 | 0.032126 | 2054 | Mitigation | 0.95 | 45 | 0 | esc | 0.00097009 | 8.0996e-08 | 0.00097009 | 8.0996e-08 | 0.034918 | 1.339e-06 | 0.0033164 | 9.595e-07
[120 empty] | 7.3.3.17.5 (Remote Grid) Updates to grid topology to minimize risk of ignition in HFTDs Remote GridWLDFREquipment / facility failureAggregated | WLDFR | HFTD - Distribution - Tier 3 - 4QU CoRE ¦ 3QU LoRE | Red Flag Warning - Small Fires | Equipment / facility failure | Aggregated | 2055 | 8.3494e-05 | 384.7705 | 0.032126 | 2055 | Mitigation | 0.95 | 45 | 0 | esc | 0.00097009 | 8.0996e-08 | 0.00097009 | 8.0996e-08 | 0.034918 | 1.339e-06 | 0.0033164 | 9.595e-07
[120 empty] | 7.3.3.17.5 (Remote Grid) Updates to grid topology to minimize risk of ignition in HFTDs Remote GridWLDFREquipment / facility failureAggregated | WLDFR | HFTD - Distribution - Tier 3 - 4QU CoRE ¦ 3QU LoRE | Red Flag Warning - Small Fires | Equipment / facility failure | Aggregated | 2056 | 8.3494e-05 | 384.7705 | 0.032126 | 2056 | Mitigation | 0.95 | 45 | 0 | esc | 0.00097009 | 8.0996e-08 | 0.00097009 | 8.0996e-08 | 0.034918 | 1.339e-06 | 0.0033164 | 9.595e-07
[120 empty] | 7.3.3.17.5 (Remote Grid) Updates to grid topology to minimize risk of ignition in HFTDs Remote GridWLDFREquipment / facility failureAggregated | WLDFR | HFTD - Distribution - Tier 3 - 4QU CoRE ¦ 3QU LoRE | Red Flag Warning - Small Fires | Equipment / facility failure | Aggregated | 2057 | 8.3494e-05 | 384.7705 | 0.032126 | 2057 | Mitigation | 0.95 | 45 | 0 | esc | 0.00097009 | 8.0996e-08 | 0.00097009 | 8.0996e-08 | 0.034918 | 1.339e-06 | 0.0033164 | 9.595e-07
[120 empty] | 7.3.3.17.5 (Remote Grid) Updates to grid topology to minimize risk of ignition in HFTDs Remote GridWLDFREquipment / facility failureAggregated | WLDFR | HFTD - Distribution - Tier 3 - 4QU CoRE ¦ 3QU LoRE | Red Flag Warning - Small Fires | Equipment / facility failure | Aggregated | 2058 | 8.3494e-05 | 384.7705 | 0.032126 | 2058 | Mitigation | 0.95 | 45 | 0 | esc | 0.00097009 | 8.0996e-08 | 0.00097009 | 8.0996e-08 | 0.034918 | 1.339e-06 | 0 | 0
[120 empty] | 7.3.3.17.5 (Remote Grid) Updates to grid topology to minimize risk of ignition in HFTDs Remote GridWLDFREquipment / facility failureAggregated | WLDFR | HFTD - Distribution - Tier 3 - 4QU CoRE ¦ 3QU LoRE | Red Flag Warning - Small Fires | Equipment / facility failure | Aggregated | 2059 | 8.3494e-05 | 384.7705 | 0.032126 | 2059 | Mitigation | 0.95 | 45 | 0 | esc | 0.00097009 | 8.0996e-08 | 0.00097009 | 8.0996e-08 | 0.034918 | 1.339e-06 | 0 | 0
[120 empty] | 7.3.3.17.5 (Remote Grid) Updates to grid topology to minimize risk of ignition in HFTDs Remote GridWLDFREquipment / facility failureAggregated | WLDFR | HFTD - Distribution - Tier 3 - 4QU CoRE ¦ 3QU LoRE | Red Flag Warning - Small Fires | Equipment / facility failure | Aggregated | 2060 | 8.3494e-05 | 384.7705 | 0.032126 | 2060 | Mitigation | 0.95 | 45 | 0 | esc | 0.00097009 | 8.0996e-08 | 0.00097009 | 8.0996e-08 | 0.034918 | 1.339e-06 | 0.013543 | 3.1754e-09
[120 empty] | 7.3.3.17.5 (Remote Grid) Updates to grid topology to minimize risk of ignition in HFTDs Remote GridWLDFREquipment / facility failureAggregated | WLDFR | HFTD - Distribution - Tier 3 - 4QU CoRE ¦ 3QU LoRE | Red Flag Warning - Small Fires | Equipment / facility failure | Aggregated | 2061 | 8.3494e-05 | 384.7705 | 0.032126 | 2061 | Mitigation | 0.95 | 45 | 0 | esc | 0.00097009 | 8.0996e-08 | 0.00097009 | 8.0996e-08 | 0.034918 | 1.339e-06 | 0.013543 | 3.1754e-09
[120 empty] | 7.3.3.17.5 (Remote Grid) Updates to grid topology to minimize risk of ignition in HFTDs Remote GridWLDFREquipment / facility failureAggregated | WLDFR | HFTD - Distribution - Tier 3 - 4QU CoRE ¦ 3QU LoRE | Red Flag Warning - Small Fires | Equipment / facility failure | Aggregated | 2062 | 8.3494e-05 | 384.7705 | 0.032126 | 2062 | Mitigation | 0.95 | 45 | 0 | esc | 0.00097009 | 8.0996e-08 | 0.00097009 | 8.0996e-08 | 0.034918 | 1.339e-06 | 0.013543 | 3.1754e-09
[120 empty] | 7.3.3.17.5 (Remote Grid) Updates to grid topology to minimize risk of ignition in HFTDs Remote GridWLDFREquipment / facility failureAggregated | WLDFR | HFTD - Distribution - Tier 3 - 4QU CoRE ¦ 3QU LoRE | Red Flag Warning - Small Fires | Equipment / facility failure | Aggregated | 2063 | 8.3494e-05 | 384.7705 | 0.032126 | 2063 | Mitigation | 0.95 | 45 | 0 | esc | 0.00097009 | 8.0996e-08 | 0.00097009 | 8.0996e-08 | 0.034918 | 1.339e-06 | 0.013543 | 3.1754e-09
[120 empty] | 7.3.3.17.5 (Remote Grid) Updates to grid topology to minimize risk of ignition in HFTDs Remote GridWLDFREquipment / facility failureAggregated | WLDFR | HFTD - Distribution - Tier 3 - 4QU CoRE ¦ 3QU LoRE | Red Flag Warning - Small Fires | Equipment / facility failure | Aggregated | 2064 | 8.3494e-05 | 384.7705 | 0.032126 | 2064 | Mitigation | 0.95 | 45 | 0 | esc | 0.00097009 | 8.0996e-08 | 0.00097009 | 8.0996e-08 | 0.034918 | 1.339e-06 | 0.013543 | 3.1754e-09
[120 empty] | 7.3.3.17.5 (Remote Grid) Updates to grid topology to minimize risk of ignition in HFTDs Remote GridWLDFREquipment / facility failureAggregated | WLDFR | HFTD - Distribution - Tier 3 - 4QU CoRE ¦ 3QU LoRE | Red Flag Warning - Small Fires | Equipment / facility failure | Aggregated | 2065 | 8.3494e-05 | 384.7705 | 0.032126 | 2065 | Mitigation | 0.95 | 45 | 0 | esc | 0.00097009 | 8.0996e-08 | 0.00097009 | 8.0996e-08 | 0.034918 | 1.339e-06 | 0.013543 | 3.1754e-09
[120 empty] | 7.3.3.17.5 (Remote Grid) Updates to grid topology to minimize risk of ignition in HFTDs Remote GridWLDFREquipment / facility failureAggregated | WLDFR | HFTD - Distribution - Tier 3 - 4QU CoRE ¦ 3QU LoRE | Red Flag Warning - Small Fires | Equipment / facility failure | Aggregated | 2066 | 8.3494e-05 | 384.7705 | 0.032126 | 2066 | Mitigation | 0.95 | 45 | 0 | esc | 0.00097009 | 8.0996e-08 | 0.00097009 | 8.0996e-08 | 0.034918 | 1.339e-06 | 0.013543 | 3.1754e-09
[120 empty] | 7.3.3.17.5 (Remote Grid) Updates to grid topology to minimize risk of ignition in HFTDs Remote GridWLDFREquipment / facility failureAggregated | WLDFR | HFTD - Distribution - Tier 3 - 4QU CoRE ¦ 3QU LoRE | Red Flag Warning - Small Fires | Equipment / facility failure | Aggregated | 2067 | 8.3494e-05 | 384.7705 | 0.032126 | 2067 | Mitigation | 0.95 | 45 | 0 | esc | 0 | 0 | 0.00097009 | 8.0996e-08 | 0.034918 | 1.339e-06 | 0.013543 | 3.1754e-09
[120 empty] | 7.3.3.17.5 (Remote Grid) Updates to grid topology to minimize risk of ignition in HFTDs Remote GridWLDFRVegetation ContactAggregated | WLDFR | HFTD - Distribution - Tier 3 - 4QU CoRE ¦ 3QU LoRE | Red Flag Warning - Small Fires | Vegetation Contact | Aggregated | 2022 | 0.00049485 | 384.7705 | 0.1904 | 2022 | Mitigation | 0.95 | 45 | 0 | esc | 0.00097009 | 4.8005e-07 | 0 | 0 | 0.034918 | 1.339e-06 | 0.013543 | 3.1754e-09
[120 empty] | 7.3.3.17.5 (Remote Grid) Updates to grid topology to minimize risk of ignition in HFTDs Remote GridWLDFRVegetation ContactAggregated | WLDFR | HFTD - Distribution - Tier 3 - 4QU CoRE ¦ 3QU LoRE | Red Flag Warning - Small Fires | Vegetation Contact | Aggregated | 2023 | 0.00049485 | 384.7705 | 0.1904 | 2023 | Mitigation | 0.95 | 45 | 0 | esc | 0.00097009 | 4.8005e-07 | 0.00097009 | 4.8005e-07 | 0.034918 | 1.339e-06 | 0.013543 | 3.1754e-09
[120 empty] | 7.3.3.17.5 (Remote Grid) Updates to grid topology to minimize risk of ignition in HFTDs Remote GridWLDFRVegetation ContactAggregated | WLDFR | HFTD - Distribution - Tier 3 - 4QU CoRE ¦ 3QU LoRE | Red Flag Warning - Small Fires | Vegetation Contact | Aggregated | 2024 | 0.00049485 | 384.7705 | 0.1904 | 2024 | Mitigation | 0.95 | 45 | 0 | esc | 0.00097009 | 4.8005e-07 | 0.00097009 | 4.8005e-07 | 0.034918 | 1.339e-06 | 0.013543 | 3.1754e-09
[120 empty] | 7.3.3.17.5 (Remote Grid) Updates to grid topology to minimize risk of ignition in HFTDs Remote GridWLDFRVegetation ContactAggregated | WLDFR | HFTD - Distribution - Tier 3 - 4QU CoRE ¦ 3QU LoRE | Red Flag Warning - Small Fires | Vegetation Contact | Aggregated | 2025 | 0.00049485 | 384.7705 | 0.1904 | 2025 | Mitigation | 0.95 | 45 | 0 | esc | 0.00097009 | 4.8005e-07 | 0.00097009 | 4.8005e-07 | 0.034918 | 1.339e-06 | 0.013543 | 3.1754e-09
[120 empty] | 7.3.3.17.5 (Remote Grid) Updates to grid topology to minimize risk of ignition in HFTDs Remote GridWLDFRVegetation ContactAggregated | WLDFR | HFTD - Distribution - Tier 3 - 4QU CoRE ¦ 3QU LoRE | Red Flag Warning - Small Fires | Vegetation Contact | Aggregated | 2026 | 0.00049485 | 384.7705 | 0.1904 | 2026 | Mitigation | 0.95 | 45 | 0 | esc | 0.00097009 | 4.8005e-07 | 0.00097009 | 4.8005e-07 | 0.034918 | 1.339e-06 | 0.013543 | 3.1754e-09
[120 empty] | 7.3.3.17.5 (Remote Grid) Updates to grid topology to minimize risk of ignition in HFTDs Remote GridWLDFRVegetation ContactAggregated | WLDFR | HFTD - Distribution - Tier 3 - 4QU CoRE ¦ 3QU LoRE | Red Flag Warning - Small Fires | Vegetation Contact | Aggregated | 2027 | 0.00049485 | 384.7705 | 0.1904 | 2027 | Mitigation | 0.95 | 45 | 0 | esc | 0.00097009 | 4.8005e-07 | 0.00097009 | 4.8005e-07 | 0.034918 | 1.339e-06 | 0.013543 | 3.1754e-09
[120 empty] | 7.3.3.17.5 (Remote Grid) Updates to grid topology to minimize risk of ignition in HFTDs Remote GridWLDFRVegetation ContactAggregated | WLDFR | HFTD - Distribution - Tier 3 - 4QU CoRE ¦ 3QU LoRE | Red Flag Warning - Small Fires | Vegetation Contact | Aggregated | 2028 | 0.00049485 | 384.7705 | 0.1904 | 2028 | Mitigation | 0.95 | 45 | 0 | esc | 0.00097009 | 4.8005e-07 | 0.00097009 | 4.8005e-07 | 0.034918 | 1.339e-06 | 0.013543 | 3.1754e-09
[120 empty] | 7.3.3.17.5 (Remote Grid) Updates to grid topology to minimize risk of ignition in HFTDs Remote GridWLDFRVegetation ContactAggregated | WLDFR | HFTD - Distribution - Tier 3 - 4QU CoRE ¦ 3QU LoRE | Red Flag Warning - Small Fires | Vegetation Contact | Aggregated | 2029 | 0.00049485 | 384.7705 | 0.1904 | 2029 | Mitigation | 0.95 | 45 | 0 | esc | 0.00097009 | 4.8005e-07 | 0.00097009 | 4.8005e-07 | 0.034918 | 1.339e-06 | 0.013543 | 3.1754e-09
[120 empty] | 7.3.3.17.5 (Remote Grid) Updates to grid topology to minimize risk of ignition in HFTDs Remote GridWLDFRVegetation ContactAggregated | WLDFR | HFTD - Distribution - Tier 3 - 4QU CoRE ¦ 3QU LoRE | Red Flag Warning - Small Fires | Vegetation Contact | Aggregated | 2030 | 0.00049485 | 384.7705 | 0.1904 | 2030 | Mitigation | 0.95 | 45 | 0 | esc | 0.00097009 | 4.8005e-07 | 0.00097009 | 4.8005e-07 | 0.034918 | 1.339e-06 | 0.013543 | 3.1754e-09
[120 empty] | 7.3.3.17.5 (Remote Grid) Updates to grid topology to minimize risk of ignition in HFTDs Remote GridWLDFRVegetation ContactAggregated | WLDFR | HFTD - Distribution - Tier 3 - 4QU CoRE ¦ 3QU LoRE | Red Flag Warning - Small Fires | Vegetation Contact | Aggregated | 2031 | 0.00049485 | 384.7705 | 0.1904 | 2031 | Mitigation | 0.95 | 45 | 0 | esc | 0.00097009 | 4.8005e-07 | 0.00097009 | 4.8005e-07 | 0.034918 | 1.339e-06 | 0.013543 | 3.1754e-09
[120 empty] | 7.3.3.17.5 (Remote Grid) Updates to grid topology to minimize risk of ignition in HFTDs Remote GridWLDFRVegetation ContactAggregated | WLDFR | HFTD - Distribution - Tier 3 - 4QU CoRE ¦ 3QU LoRE | Red Flag Warning - Small Fires | Vegetation Contact | Aggregated | 2032 | 0.00049485 | 384.7705 | 0.1904 | 2032 | Mitigation | 0.95 | 45 | 0 | esc | 0.00097009 | 4.8005e-07 | 0.00097009 | 4.8005e-07 | 0.034918 | 1.339e-06 | 0.013543 | 3.1754e-09
[120 empty] | 7.3.3.17.5 (Remote Grid) Updates to grid topology to minimize risk of ignition in HFTDs Remote GridWLDFRVegetation ContactAggregated | WLDFR | HFTD - Distribution - Tier 3 - 4QU CoRE ¦ 3QU LoRE | Red Flag Warning - Small Fires | Vegetation Contact | Aggregated | 2033 | 0.00049485 | 384.7705 | 0.1904 | 2033 | Mitigation | 0.95 | 45 | 0 | esc | 0.00097009 | 4.8005e-07 | 0.00097009 | 4.8005e-07 | 0.034918 | 1.339e-06 | 0.013543 | 3.1754e-09
[120 empty] | 7.3.3.17.5 (Remote Grid) Updates to grid topology to minimize risk of ignition in HFTDs Remote GridWLDFRVegetation ContactAggregated | WLDFR | HFTD - Distribution - Tier 3 - 4QU CoRE ¦ 3QU LoRE | Red Flag Warning - Small Fires | Vegetation Contact | Aggregated | 2034 | 0.00049485 | 384.7705 | 0.1904 | 2034 | Mitigation | 0.95 | 45 | 0 | esc | 0.00097009 | 4.8005e-07 | 0.00097009 | 4.8005e-07 | 0.034918 | 1.339e-06 | 0.013543 | 3.1754e-09
[120 empty] | 7.3.3.17.5 (Remote Grid) Updates to grid topology to minimize risk of ignition in HFTDs Remote GridWLDFRVegetation ContactAggregated | WLDFR | HFTD - Distribution - Tier 3 - 4QU CoRE ¦ 3QU LoRE | Red Flag Warning - Small Fires | Vegetation Contact | Aggregated | 2035 | 0.00049485 | 384.7705 | 0.1904 | 2035 | Mitigation | 0.95 | 45 | 0 | esc | 0.00097009 | 4.8005e-07 | 0.00097009 | 4.8005e-07 | 0.034918 | 1.339e-06 | 0.013543 | 3.1754e-09
[120 empty] | 7.3.3.17.5 (Remote Grid) Updates to grid topology to minimize risk of ignition in HFTDs Remote GridWLDFRVegetation ContactAggregated | WLDFR | HFTD - Distribution - Tier 3 - 4QU CoRE ¦ 3QU LoRE | Red Flag Warning - Small Fires | Vegetation Contact | Aggregated | 2036 | 0.00049485 | 384.7705 | 0.1904 | 2036 | Mitigation | 0.95 | 45 | 0 | esc | 0.00097009 | 4.8005e-07 | 0.00097009 | 4.8005e-07 | 0.034918 | 1.339e-06 | 0.013543 | 3.1754e-09
[120 empty] | 7.3.3.17.5 (Remote Grid) Updates to grid topology to minimize risk of ignition in HFTDs Remote GridWLDFRVegetation ContactAggregated | WLDFR | HFTD - Distribution - Tier 3 - 4QU CoRE ¦ 3QU LoRE | Red Flag Warning - Small Fires | Vegetation Contact | Aggregated | 2037 | 0.00049485 | 384.7705 | 0.1904 | 2037 | Mitigation | 0.95 | 45 | 0 | esc | 0.00097009 | 4.8005e-07 | 0.00097009 | 4.8005e-07 | 0.034918 | 1.339e-06 | 0.013543 | 3.1754e-09
[120 empty] | 7.3.3.17.5 (Remote Grid) Updates to grid topology to minimize risk of ignition in HFTDs Remote GridWLDFRVegetation ContactAggregated | WLDFR | HFTD - Distribution - Tier 3 - 4QU CoRE ¦ 3QU LoRE | Red Flag Warning - Small Fires | Vegetation Contact | Aggregated | 2038 | 0.00049485 | 384.7705 | 0.1904 | 2038 | Mitigation | 0.95 | 45 | 0 | esc | 0.00097009 | 4.8005e-07 | 0.00097009 | 4.8005e-07 | 0.034918 | 1.339e-06 | 0.013543 | 3.1754e-09
[120 empty] | 7.3.3.17.5 (Remote Grid) Updates to grid topology to minimize risk of ignition in HFTDs Remote GridWLDFRVegetation ContactAggregated | WLDFR | HFTD - Distribution - Tier 3 - 4QU CoRE ¦ 3QU LoRE | Red Flag Warning - Small Fires | Vegetation Contact | Aggregated | 2039 | 0.00049485 | 384.7705 | 0.1904 | 2039 | Mitigation | 0.95 | 45 | 0 | esc | 0.00097009 | 4.8005e-07 | 0.00097009 | 4.8005e-07 | 0.034918 | 1.339e-06 | 0.013543 | 3.1754e-09
[120 empty] | 7.3.3.17.5 (Remote Grid) Updates to grid topology to minimize risk of ignition in HFTDs Remote GridWLDFRVegetation ContactAggregated | WLDFR | HFTD - Distribution - Tier 3 - 4QU CoRE ¦ 3QU LoRE | Red Flag Warning - Small Fires | Vegetation Contact | Aggregated | 2040 | 0.00049485 | 384.7705 | 0.1904 | 2040 | Mitigation | 0.95 | 45 | 0 | esc | 0.00097009 | 4.8005e-07 | 0.00097009 | 4.8005e-07 | 0.034918 | 1.339e-06 | 0.013543 | 3.1754e-09
[120 empty] | 7.3.3.17.5 (Remote Grid) Updates to grid topology to minimize risk of ignition in HFTDs Remote GridWLDFRVegetation ContactAggregated | WLDFR | HFTD - Distribution - Tier 3 - 4QU CoRE ¦ 3QU LoRE | Red Flag Warning - Small Fires | Vegetation Contact | Aggregated | 2041 | 0.00049485 | 384.7705 | 0.1904 | 2041 | Mitigation | 0.95 | 45 | 0 | esc | 0.00097009 | 4.8005e-07 | 0.00097009 | 4.8005e-07 | 0.034918 | 1.339e-06 | 0.013543 | 3.1754e-09
[120 empty] | 7.3.3.17.5 (Remote Grid) Updates to grid topology to minimize risk of ignition in HFTDs Remote GridWLDFRVegetation ContactAggregated | WLDFR | HFTD - Distribution - Tier 3 - 4QU CoRE ¦ 3QU LoRE | Red Flag Warning - Small Fires | Vegetation Contact | Aggregated | 2042 | 0.00049485 | 384.7705 | 0.1904 | 2042 | Mitigation | 0.95 | 45 | 0 | esc | 0.00097009 | 4.8005e-07 | 0.00097009 | 4.8005e-07 | 0.034918 | 1.339e-06 | 0.013543 | 3.1754e-09
[120 empty] | 7.3.3.17.5 (Remote Grid) Updates to grid topology to minimize risk of ignition in HFTDs Remote GridWLDFRVegetation ContactAggregated | WLDFR | HFTD - Distribution - Tier 3 - 4QU CoRE ¦ 3QU LoRE | Red Flag Warning - Small Fires | Vegetation Contact | Aggregated | 2043 | 0.00049485 | 384.7705 | 0.1904 | 2043 | Mitigation | 0.95 | 45 | 0 | esc | 0.00097009 | 4.8005e-07 | 0.00097009 | 4.8005e-07 | 0.034918 | 1.339e-06 | 0.013543 | 3.1754e-09
[120 empty] | 7.3.3.17.5 (Remote Grid) Updates to grid topology to minimize risk of ignition in HFTDs Remote GridWLDFRVegetation ContactAggregated | WLDFR | HFTD - Distribution - Tier 3 - 4QU CoRE ¦ 3QU LoRE | Red Flag Warning - Small Fires | Vegetation Contact | Aggregated | 2044 | 0.00049485 | 384.7705 | 0.1904 | 2044 | Mitigation | 0.95 | 45 | 0 | esc | 0.00097009 | 4.8005e-07 | 0.00097009 | 4.8005e-07 | 0.034918 | 1.339e-06 | 0 | 0
[120 empty] | 7.3.3.17.5 (Remote Grid) Updates to grid topology to minimize risk of ignition in HFTDs Remote GridWLDFRVegetation ContactAggregated | WLDFR | HFTD - Distribution - Tier 3 - 4QU CoRE ¦ 3QU LoRE | Red Flag Warning - Small Fires | Vegetation Contact | Aggregated | 2045 | 0.00049485 | 384.7705 | 0.1904 | 2045 | Mitigation | 0.95 | 45 | 0 | esc | 0.00097009 | 4.8005e-07 | 0.00097009 | 4.8005e-07 | 0.034918 | 1.339e-06 | 0 | 0
[120 empty] | 7.3.3.17.5 (Remote Grid) Updates to grid topology to minimize risk of ignition in HFTDs Remote GridWLDFRVegetation ContactAggregated | WLDFR | HFTD - Distribution - Tier 3 - 4QU CoRE ¦ 3QU LoRE | Red Flag Warning - Small Fires | Vegetation Contact | Aggregated | 2046 | 0.00049485 | 384.7705 | 0.1904 | 2046 | Mitigation | 0.95 | 45 | 0 | esc | 0.00097009 | 4.8005e-07 | 0.00097009 | 4.8005e-07 | 0 | 0 | 0.0093813 | 3.9542e-08
[120 empty] | 7.3.3.17.5 (Remote Grid) Updates to grid topology to minimize risk of ignition in HFTDs Remote GridWLDFRVegetation ContactAggregated | WLDFR | HFTD - Distribution - Tier 3 - 4QU CoRE ¦ 3QU LoRE | Red Flag Warning - Small Fires | Vegetation Contact | Aggregated | 2047 | 0.00049485 | 384.7705 | 0.1904 | 2047 | Mitigation | 0.95 | 45 | 0 | esc | 0.00097009 | 4.8005e-07 | 0.00097009 | 4.8005e-07 | 0.034918 | 5.1037e-06 | 0.0093813 | 3.9542e-08
[120 empty] | 7.3.3.17.5 (Remote Grid) Updates to grid topology to minimize risk of ignition in HFTDs Remote GridWLDFRVegetation ContactAggregated | WLDFR | HFTD - Distribution - Tier 3 - 4QU CoRE ¦ 3QU LoRE | Red Flag Warning - Small Fires | Vegetation Contact | Aggregated | 2048 | 0.00049485 | 384.7705 | 0.1904 | 2048 | Mitigation | 0.95 | 45 | 0 | esc | 0.00097009 | 4.8005e-07 | 0.00097009 | 4.8005e-07 | 0.034918 | 5.1037e-06 | 0.0093813 | 3.9542e-08
[120 empty] | 7.3.3.17.5 (Remote Grid) Updates to grid topology to minimize risk of ignition in HFTDs Remote GridWLDFRVegetation ContactAggregated | WLDFR | HFTD - Distribution - Tier 3 - 4QU CoRE ¦ 3QU LoRE | Red Flag Warning - Small Fires | Vegetation Contact | Aggregated | 2049 | 0.00049485 | 384.7705 | 0.1904 | 2049 | Mitigation | 0.95 | 45 | 0 | esc | 0.00097009 | 4.8005e-07 | 0.00097009 | 4.8005e-07 | 0.034918 | 5.1037e-06 | 0.0093813 | 3.9542e-08
[120 empty] | 7.3.3.17.5 (Remote Grid) Updates to grid topology to minimize risk of ignition in HFTDs Remote GridWLDFRVegetation ContactAggregated | WLDFR | HFTD - Distribution - Tier 3 - 4QU CoRE ¦ 3QU LoRE | Red Flag Warning - Small Fires | Vegetation Contact | Aggregated | 2050 | 0.00049485 | 384.7705 | 0.1904 | 2050 | Mitigation | 0.95 | 45 | 0 | esc | 0.00097009 | 4.8005e-07 | 0.00097009 | 4.8005e-07 | 0.034918 | 5.1037e-06 | 0.0093813 | 3.9542e-08
[120 empty] | 7.3.3.17.5 (Remote Grid) Updates to grid topology to minimize risk of ignition in HFTDs Remote GridWLDFRVegetation ContactAggregated | WLDFR | HFTD - Distribution - Tier 3 - 4QU CoRE ¦ 3QU LoRE | Red Flag Warning - Small Fires | Vegetation Contact | Aggregated | 2051 | 0.00049485 | 384.7705 | 0.1904 | 2051 | Mitigation | 0.95 | 45 | 0 | esc | 0.00097009 | 4.8005e-07 | 0.00097009 | 4.8005e-07 | 0.034918 | 5.1037e-06 | 0.0093813 | 3.9542e-08
[120 empty] | 7.3.3.17.5 (Remote Grid) Updates to grid topology to minimize risk of ignition in HFTDs Remote GridWLDFRVegetation ContactAggregated | WLDFR | HFTD - Distribution - Tier 3 - 4QU CoRE ¦ 3QU LoRE | Red Flag Warning - Small Fires | Vegetation Contact | Aggregated | 2052 | 0.00049485 | 384.7705 | 0.1904 | 2052 | Mitigation | 0.95 | 45 | 0 | esc | 0.00097009 | 4.8005e-07 | 0.00097009 | 4.8005e-07 | 0.034918 | 5.1037e-06 | 0.0093813 | 3.9542e-08
[120 empty] | 7.3.3.17.5 (Remote Grid) Updates to grid topology to minimize risk of ignition in HFTDs Remote GridWLDFRVegetation ContactAggregated | WLDFR | HFTD - Distribution - Tier 3 - 4QU CoRE ¦ 3QU LoRE | Red Flag Warning - Small Fires | Vegetation Contact | Aggregated | 2053 | 0.00049485 | 384.7705 | 0.1904 | 2053 | Mitigation | 0.95 | 45 | 0 | esc | 0.00097009 | 4.8005e-07 | 0.00097009 | 4.8005e-07 | 0.034918 | 5.1037e-06 | 0.0093813 | 3.9542e-08
[120 empty] | 7.3.3.17.5 (Remote Grid) Updates to grid topology to minimize risk of ignition in HFTDs Remote GridWLDFRVegetation ContactAggregated | WLDFR | HFTD - Distribution - Tier 3 - 4QU CoRE ¦ 3QU LoRE | Red Flag Warning - Small Fires | Vegetation Contact | Aggregated | 2054 | 0.00049485 | 384.7705 | 0.1904 | 2054 | Mitigation | 0.95 | 45 | 0 | esc | 0.00097009 | 4.8005e-07 | 0.00097009 | 4.8005e-07 | 0.034918 | 5.1037e-06 | 0.0093813 | 3.9542e-08
[120 empty] | 7.3.3.17.5 (Remote Grid) Updates to grid topology to minimize risk of ignition in HFTDs Remote GridWLDFRVegetation ContactAggregated | WLDFR | HFTD - Distribution - Tier 3 - 4QU CoRE ¦ 3QU LoRE | Red Flag Warning - Small Fires | Vegetation Contact | Aggregated | 2055 | 0.00049485 | 384.7705 | 0.1904 | 2055 | Mitigation | 0.95 | 45 | 0 | esc | 0.00097009 | 4.8005e-07 | 0.00097009 | 4.8005e-07 | 0.034918 | 5.1037e-06 | 0.0093813 | 3.9542e-08
[120 empty] | 7.3.3.17.5 (Remote Grid) Updates to grid topology to minimize risk of ignition in HFTDs Remote GridWLDFRVegetation ContactAggregated | WLDFR | HFTD - Distribution - Tier 3 - 4QU CoRE ¦ 3QU LoRE | Red Flag Warning - Small Fires | Vegetation Contact | Aggregated | 2056 | 0.00049485 | 384.7705 | 0.1904 | 2056 | Mitigation | 0.95 | 45 | 0 | esc | 0.00097009 | 4.8005e-07 | 0.00097009 | 4.8005e-07 | 0.034918 | 5.1037e-06 | 0.0093813 | 3.9542e-08
[120 empty] | 7.3.3.17.5 (Remote Grid) Updates to grid topology to minimize risk of ignition in HFTDs Remote GridWLDFRVegetation ContactAggregated | WLDFR | HFTD - Distribution - Tier 3 - 4QU CoRE ¦ 3QU LoRE | Red Flag Warning - Small Fires | Vegetation Contact | Aggregated | 2057 | 0.00049485 | 384.7705 | 0.1904 | 2057 | Mitigation | 0.95 | 45 | 0 | esc | 0.00097009 | 4.8005e-07 | 0.00097009 | 4.8005e-07 | 0.034918 | 5.1037e-06 | 0.0093813 | 3.9542e-08
[120 empty] | 7.3.3.17.5 (Remote Grid) Updates to grid topology to minimize risk of ignition in HFTDs Remote GridWLDFRVegetation ContactAggregated | WLDFR | HFTD - Distribution - Tier 3 - 4QU CoRE ¦ 3QU LoRE | Red Flag Warning - Small Fires | Vegetation Contact | Aggregated | 2058 | 0.00049485 | 384.7705 | 0.1904 | 2058 | Mitigation | 0.95 | 45 | 0 | esc | 0.00097009 | 4.8005e-07 | 0.00097009 | 4.8005e-07 | 0.034918 | 5.1037e-06 | 0.0093813 | 3.9542e-08
[120 empty] | 7.3.3.17.5 (Remote Grid) Updates to grid topology to minimize risk of ignition in HFTDs Remote GridWLDFRVegetation ContactAggregated | WLDFR | HFTD - Distribution - Tier 3 - 4QU CoRE ¦ 3QU LoRE | Red Flag Warning - Small Fires | Vegetation Contact | Aggregated | 2059 | 0.00049485 | 384.7705 | 0.1904 | 2059 | Mitigation | 0.95 | 45 | 0 | esc | 0.00097009 | 4.8005e-07 | 0.00097009 | 4.8005e-07 | 0.034918 | 5.1037e-06 | 0.0093813 | 3.9542e-08
[120 empty] | 7.3.3.17.5 (Remote Grid) Updates to grid topology to minimize risk of ignition in HFTDs Remote GridWLDFRVegetation ContactAggregated | WLDFR | HFTD - Distribution - Tier 3 - 4QU CoRE ¦ 3QU LoRE | Red Flag Warning - Small Fires | Vegetation Contact | Aggregated | 2060 | 0.00049485 | 384.7705 | 0.1904 | 2060 | Mitigation | 0.95 | 45 | 0 | esc | 0.00097009 | 4.8005e-07 | 0.00097009 | 4.8005e-07 | 0.034918 | 5.1037e-06 | 0.0093813 | 3.9542e-08
[120 empty] | 7.3.3.17.5 (Remote Grid) Updates to grid topology to minimize risk of ignition in HFTDs Remote GridWLDFRVegetation ContactAggregated | WLDFR | HFTD - Distribution - Tier 3 - 4QU CoRE ¦ 3QU LoRE | Red Flag Warning - Small Fires | Vegetation Contact | Aggregated | 2061 | 0.00049485 | 384.7705 | 0.1904 | 2061 | Mitigation | 0.95 | 45 | 0 | esc | 0.00097009 | 4.8005e-07 | 0.00097009 | 4.8005e-07 | 0.034918 | 5.1037e-06 | 0.0093813 | 3.9542e-08
[120 empty] | 7.3.3.17.5 (Remote Grid) Updates to grid topology to minimize risk of ignition in HFTDs Remote GridWLDFRVegetation ContactAggregated | WLDFR | HFTD - Distribution - Tier 3 - 4QU CoRE ¦ 3QU LoRE | Red Flag Warning - Small Fires | Vegetation Contact | Aggregated | 2062 | 0.00049485 | 384.7705 | 0.1904 | 2062 | Mitigation | 0.95 | 45 | 0 | esc | 0.00097009 | 4.8005e-07 | 0.00097009 | 4.8005e-07 | 0.034918 | 5.1037e-06 | 0.0093813 | 3.9542e-08
[120 empty] | 7.3.3.17.5 (Remote Grid) Updates to grid topology to minimize risk of ignition in HFTDs Remote GridWLDFRVegetation ContactAggregated | WLDFR | HFTD - Distribution - Tier 3 - 4QU CoRE ¦ 3QU LoRE | Red Flag Warning - Small Fires | Vegetation Contact | Aggregated | 2063 | 0.00049485 | 384.7705 | 0.1904 | 2063 | Mitigation | 0.95 | 45 | 0 | esc | 0.00097009 | 4.8005e-07 | 0.00097009 | 4.8005e-07 | 0.034918 | 5.1037e-06 | 0.0093813 | 3.9542e-08
[120 empty] | 7.3.3.17.5 (Remote Grid) Updates to grid topology to minimize risk of ignition in HFTDs Remote GridWLDFRVegetation ContactAggregated | WLDFR | HFTD - Distribution - Tier 3 - 4QU CoRE ¦ 3QU LoRE | Red Flag Warning - Small Fires | Vegetation Contact | Aggregated | 2064 | 0.00049485 | 384.7705 | 0.1904 | 2064 | Mitigation | 0.95 | 45 | 0 | esc | 0.00097009 | 4.8005e-07 | 0.00097009 | 4.8005e-07 | 0.034918 | 5.1037e-06 | 0.0093813 | 3.9542e-08
[120 empty] | 7.3.3.17.5 (Remote Grid) Updates to grid topology to minimize risk of ignition in HFTDs Remote GridWLDFRVegetation ContactAggregated | WLDFR | HFTD - Distribution - Tier 3 - 4QU CoRE ¦ 3QU LoRE | Red Flag Warning - Small Fires | Vegetation Contact | Aggregated | 2065 | 0.00049485 | 384.7705 | 0.1904 | 2065 | Mitigation | 0.95 | 45 | 0 | esc | 0.00097009 | 4.8005e-07 | 0.00097009 | 4.8005e-07 | 0.034918 | 5.1037e-06 | 0.0093813 | 3.9542e-08
[120 empty] | 7.3.3.17.5 (Remote Grid) Updates to grid topology to minimize risk of ignition in HFTDs Remote GridWLDFRVegetation ContactAggregated | WLDFR | HFTD - Distribution - Tier 3 - 4QU CoRE ¦ 3QU LoRE | Red Flag Warning - Small Fires | Vegetation Contact | Aggregated | 2066 | 0.00049485 | 384.7705 | 0.1904 | 2066 | Mitigation | 0.95 | 45 | 0 | esc | 0.00097009 | 4.8005e-07 | 0.00097009 | 4.8005e-07 | 0.034918 | 5.1037e-06 | 0.0093813 | 3.9542e-08
[120 empty] | 7.3.3.17.5 (Remote Grid) Updates to grid topology to minimize risk of ignition in HFTDs Remote GridWLDFRVegetation ContactAggregated | WLDFR | HFTD - Distribution - Tier 3 - 4QU CoRE ¦ 3QU LoRE | Red Flag Warning - Small Fires | Vegetation Contact | Aggregated | 2067 | 0.00049485 | 384.7705 | 0.1904 | 2067 | Mitigation | 0.95 | 45 | 0 | esc | 0 | 0 | 0.00097009 | 4.8005e-07 | 0.034918 | 5.1037e-06 | 0.0093813 | 3.9542e-08
[120 empty] | 7.3.3.17.5 (Remote Grid) Updates to grid topology to minimize risk of ignition in HFTDs Remote GridWLDFRWire-to-wire contactAggregated | WLDFR | HFTD - Distribution - Tier 3 - 4QU CoRE ¦ 3QU LoRE | Red Flag Warning - Small Fires | Wire-to-wire contact | Aggregated | 2022 | 3.6012e-06 | 384.7705 | 0.0013856 | 2022 | Mitigation | 0.95 | 45 | 0 | esc | 0.00097009 | 3.4934e-09 | 0 | 0 | 0.034918 | 5.1037e-06 | 0.0093813 | 3.9542e-08
[120 empty] | 7.3.3.17.5 (Remote Grid) Updates to grid topology to minimize risk of ignition in HFTDs Remote GridWLDFRWire-to-wire contactAggregated | WLDFR | HFTD - Distribution - Tier 3 - 4QU CoRE ¦ 3QU LoRE | Red Flag Warning - Small Fires | Wire-to-wire contact | Aggregated | 2023 | 3.6012e-06 | 384.7705 | 0.0013856 | 2023 | Mitigation | 0.95 | 45 | 0 | esc | 0.00097009 | 3.4934e-09 | 0.00097009 | 3.4934e-09 | 0.034918 | 5.1037e-06 | 0.0093813 | 3.9542e-08
[120 empty] | 7.3.3.17.5 (Remote Grid) Updates to grid topology to minimize risk of ignition in HFTDs Remote GridWLDFRWire-to-wire contactAggregated | WLDFR | HFTD - Distribution - Tier 3 - 4QU CoRE ¦ 3QU LoRE | Red Flag Warning - Small Fires | Wire-to-wire contact | Aggregated | 2024 | 3.6012e-06 | 384.7705 | 0.0013856 | 2024 | Mitigation | 0.95 | 45 | 0 | esc | 0.00097009 | 3.4934e-09 | 0.00097009 | 3.4934e-09 | 0.034918 | 5.1037e-06 | 0.0093813 | 3.9542e-08
[120 empty] | 7.3.3.17.5 (Remote Grid) Updates to grid topology to minimize risk of ignition in HFTDs Remote GridWLDFRWire-to-wire contactAggregated | WLDFR | HFTD - Distribution - Tier 3 - 4QU CoRE ¦ 3QU LoRE | Red Flag Warning - Small Fires | Wire-to-wire contact | Aggregated | 2025 | 3.6012e-06 | 384.7705 | 0.0013856 | 2025 | Mitigation | 0.95 | 45 | 0 | esc | 0.00097009 | 3.4934e-09 | 0.00097009 | 3.4934e-09 | 0.034918 | 5.1037e-06 | 0.0093813 | 3.9542e-08
[120 empty] | 7.3.3.17.5 (Remote Grid) Updates to grid topology to minimize risk of ignition in HFTDs Remote GridWLDFRWire-to-wire contactAggregated | WLDFR | HFTD - Distribution - Tier 3 - 4QU CoRE ¦ 3QU LoRE | Red Flag Warning - Small Fires | Wire-to-wire contact | Aggregated | 2026 | 3.6012e-06 | 384.7705 | 0.0013856 | 2026 | Mitigation | 0.95 | 45 | 0 | esc | 0.00097009 | 3.4934e-09 | 0.00097009 | 3.4934e-09 | 0.034918 | 5.1037e-06 | 0.0093813 | 3.9542e-08
[120 empty] | 7.3.3.17.5 (Remote Grid) Updates to grid topology to minimize risk of ignition in HFTDs Remote GridWLDFRWire-to-wire contactAggregated | WLDFR | HFTD - Distribution - Tier 3 - 4QU CoRE ¦ 3QU LoRE | Red Flag Warning - Small Fires | Wire-to-wire contact | Aggregated | 2027 | 3.6012e-06 | 384.7705 | 0.0013856 | 2027 | Mitigation | 0.95 | 45 | 0 | esc | 0.00097009 | 3.4934e-09 | 0.00097009 | 3.4934e-09 | 0.034918 | 5.1037e-06 | 0.0093813 | 3.9542e-08
[120 empty] | 7.3.3.17.5 (Remote Grid) Updates to grid topology to minimize risk of ignition in HFTDs Remote GridWLDFRWire-to-wire contactAggregated | WLDFR | HFTD - Distribution - Tier 3 - 4QU CoRE ¦ 3QU LoRE | Red Flag Warning - Small Fires | Wire-to-wire contact | Aggregated | 2028 | 3.6012e-06 | 384.7705 | 0.0013856 | 2028 | Mitigation | 0.95 | 45 | 0 | esc | 0.00097009 | 3.4934e-09 | 0.00097009 | 3.4934e-09 | 0.034918 | 5.1037e-06 | 0.0093813 | 3.9542e-08
[120 empty] | 7.3.3.17.5 (Remote Grid) Updates to grid topology to minimize risk of ignition in HFTDs Remote GridWLDFRWire-to-wire contactAggregated | WLDFR | HFTD - Distribution - Tier 3 - 4QU CoRE ¦ 3QU LoRE | Red Flag Warning - Small Fires | Wire-to-wire contact | Aggregated | 2029 | 3.6012e-06 | 384.7705 | 0.0013856 | 2029 | Mitigation | 0.95 | 45 | 0 | esc | 0.00097009 | 3.4934e-09 | 0.00097009 | 3.4934e-09 | 0.034918 | 5.1037e-06 | 0.0093813 | 3.9542e-08
[120 empty] | 7.3.3.17.5 (Remote Grid) Updates to grid topology to minimize risk of ignition in HFTDs Remote GridWLDFRWire-to-wire contactAggregated | WLDFR | HFTD - Distribution - Tier 3 - 4QU CoRE ¦ 3QU LoRE | Red Flag Warning - Small Fires | Wire-to-wire contact | Aggregated | 2030 | 3.6012e-06 | 384.7705 | 0.0013856 | 2030 | Mitigation | 0.95 | 45 | 0 | esc | 0.00097009 | 3.4934e-09 | 0.00097009 | 3.4934e-09 | 0.034918 | 5.1037e-06 | 0 | 0
[120 empty] | 7.3.3.17.5 (Remote Grid) Updates to grid topology to minimize risk of ignition in HFTDs Remote GridWLDFRWire-to-wire contactAggregated | WLDFR | HFTD - Distribution - Tier 3 - 4QU CoRE ¦ 3QU LoRE | Red Flag Warning - Small Fires | Wire-to-wire contact | Aggregated | 2031 | 3.6012e-06 | 384.7705 | 0.0013856 | 2031 | Mitigation | 0.95 | 45 | 0 | esc | 0.00097009 | 3.4934e-09 | 0.00097009 | 3.4934e-09 | 0.034918 | 5.1037e-06 | 0 | 0
[120 empty] | 7.3.3.17.5 (Remote Grid) Updates to grid topology to minimize risk of ignition in HFTDs Remote GridWLDFRWire-to-wire contactAggregated | WLDFR | HFTD - Distribution - Tier 3 - 4QU CoRE ¦ 3QU LoRE | Red Flag Warning - Small Fires | Wire-to-wire contact | Aggregated | 2032 | 3.6012e-06 | 384.7705 | 0.0013856 | 2032 | Mitigation | 0.95 | 45 | 0 | esc | 0.00097009 | 3.4934e-09 | 0.00097009 | 3.4934e-09 | 0.034918 | 5.1037e-06 | 0.014004 | 2.5682e-08
[120 empty] | 7.3.3.17.5 (Remote Grid) Updates to grid topology to minimize risk of ignition in HFTDs Remote GridWLDFRWire-to-wire contactAggregated | WLDFR | HFTD - Distribution - Tier 3 - 4QU CoRE ¦ 3QU LoRE | Red Flag Warning - Small Fires | Wire-to-wire contact | Aggregated | 2033 | 3.6012e-06 | 384.7705 | 0.0013856 | 2033 | Mitigation | 0.95 | 45 | 0 | esc | 0.00097009 | 3.4934e-09 | 0.00097009 | 3.4934e-09 | 0.034918 | 5.1037e-06 | 0.014004 | 2.5682e-08
[120 empty] | 7.3.3.17.5 (Remote Grid) Updates to grid topology to minimize risk of ignition in HFTDs Remote GridWLDFRWire-to-wire contactAggregated | WLDFR | HFTD - Distribution - Tier 3 - 4QU CoRE ¦ 3QU LoRE | Red Flag Warning - Small Fires | Wire-to-wire contact | Aggregated | 2034 | 3.6012e-06 | 384.7705 | 0.0013856 | 2034 | Mitigation | 0.95 | 45 | 0 | esc | 0.00097009 | 3.4934e-09 | 0.00097009 | 3.4934e-09 | 0.034918 | 5.1037e-06 | 0.014004 | 2.5682e-08
[120 empty] | 7.3.3.17.5 (Remote Grid) Updates to grid topology to minimize risk of ignition in HFTDs Remote GridWLDFRWire-to-wire contactAggregated | WLDFR | HFTD - Distribution - Tier 3 - 4QU CoRE ¦ 3QU LoRE | Red Flag Warning - Small Fires | Wire-to-wire contact | Aggregated | 2035 | 3.6012e-06 | 384.7705 | 0.0013856 | 2035 | Mitigation | 0.95 | 45 | 0 | esc | 0.00097009 | 3.4934e-09 | 0.00097009 | 3.4934e-09 | 0.034918 | 5.1037e-06 | 0.014004 | 2.5682e-08
[120 empty] | 7.3.3.17.5 (Remote Grid) Updates to grid topology to minimize risk of ignition in HFTDs Remote GridWLDFRWire-to-wire contactAggregated | WLDFR | HFTD - Distribution - Tier 3 - 4QU CoRE ¦ 3QU LoRE | Red Flag Warning - Small Fires | Wire-to-wire contact | Aggregated | 2036 | 3.6012e-06 | 384.7705 | 0.0013856 | 2036 | Mitigation | 0.95 | 45 | 0 | esc | 0.00097009 | 3.4934e-09 | 0.00097009 | 3.4934e-09 | 0.034918 | 5.1037e-06 | 0.014004 | 2.5682e-08
[120 empty] | 7.3.3.17.5 (Remote Grid) Updates to grid topology to minimize risk of ignition in HFTDs Remote GridWLDFRWire-to-wire contactAggregated | WLDFR | HFTD - Distribution - Tier 3 - 4QU CoRE ¦ 3QU LoRE | Red Flag Warning - Small Fires | Wire-to-wire contact | Aggregated | 2037 | 3.6012e-06 | 384.7705 | 0.0013856 | 2037 | Mitigation | 0.95 | 45 | 0 | esc | 0.00097009 | 3.4934e-09 | 0.00097009 | 3.4934e-09 | 0.034918 | 5.1037e-06 | 0.014004 | 2.5682e-08
[120 empty] | 7.3.3.17.5 (Remote Grid) Updates to grid topology to minimize risk of ignition in HFTDs Remote GridWLDFRWire-to-wire contactAggregated | WLDFR | HFTD - Distribution - Tier 3 - 4QU CoRE ¦ 3QU LoRE | Red Flag Warning - Small Fires | Wire-to-wire contact | Aggregated | 2038 | 3.6012e-06 | 384.7705 | 0.0013856 | 2038 | Mitigation | 0.95 | 45 | 0 | esc | 0.00097009 | 3.4934e-09 | 0.00097009 | 3.4934e-09 | 0.034918 | 5.1037e-06 | 0.014004 | 2.5682e-08
[120 empty] | 7.3.3.17.5 (Remote Grid) Updates to grid topology to minimize risk of ignition in HFTDs Remote GridWLDFRWire-to-wire contactAggregated | WLDFR | HFTD - Distribution - Tier 3 - 4QU CoRE ¦ 3QU LoRE | Red Flag Warning - Small Fires | Wire-to-wire contact | Aggregated | 2039 | 3.6012e-06 | 384.7705 | 0.0013856 | 2039 | Mitigation | 0.95 | 45 | 0 | esc | 0.00097009 | 3.4934e-09 | 0.00097009 | 3.4934e-09 | 0.034918 | 5.1037e-06 | 0.014004 | 2.5682e-08
[120 empty] | 7.3.3.17.5 (Remote Grid) Updates to grid topology to minimize risk of ignition in HFTDs Remote GridWLDFRWire-to-wire contactAggregated | WLDFR | HFTD - Distribution - Tier 3 - 4QU CoRE ¦ 3QU LoRE | Red Flag Warning - Small Fires | Wire-to-wire contact | Aggregated | 2040 | 3.6012e-06 | 384.7705 | 0.0013856 | 2040 | Mitigation | 0.95 | 45 | 0 | esc | 0.00097009 | 3.4934e-09 | 0.00097009 | 3.4934e-09 | 0.034918 | 5.1037e-06 | 0.014004 | 2.5682e-08
[120 empty] | 7.3.3.17.5 (Remote Grid) Updates to grid topology to minimize risk of ignition in HFTDs Remote GridWLDFRWire-to-wire contactAggregated | WLDFR | HFTD - Distribution - Tier 3 - 4QU CoRE ¦ 3QU LoRE | Red Flag Warning - Small Fires | Wire-to-wire contact | Aggregated | 2041 | 3.6012e-06 | 384.7705 | 0.0013856 | 2041 | Mitigation | 0.95 | 45 | 0 | esc | 0.00097009 | 3.4934e-09 | 0.00097009 | 3.4934e-09 | 0.034918 | 5.1037e-06 | 0.014004 | 2.5682e-08
[120 empty] | 7.3.3.17.5 (Remote Grid) Updates to grid topology to minimize risk of ignition in HFTDs Remote GridWLDFRWire-to-wire contactAggregated | WLDFR | HFTD - Distribution - Tier 3 - 4QU CoRE ¦ 3QU LoRE | Red Flag Warning - Small Fires | Wire-to-wire contact | Aggregated | 2042 | 3.6012e-06 | 384.7705 | 0.0013856 | 2042 | Mitigation | 0.95 | 45 | 0 | esc | 0.00097009 | 3.4934e-09 | 0.00097009 | 3.4934e-09 | 0.034918 | 5.1037e-06 | 0.014004 | 2.5682e-08
[120 empty] | 7.3.3.17.5 (Remote Grid) Updates to grid topology to minimize risk of ignition in HFTDs Remote GridWLDFRWire-to-wire contactAggregated | WLDFR | HFTD - Distribution - Tier 3 - 4QU CoRE ¦ 3QU LoRE | Red Flag Warning - Small Fires | Wire-to-wire contact | Aggregated | 2043 | 3.6012e-06 | 384.7705 | 0.0013856 | 2043 | Mitigation | 0.95 | 45 | 0 | esc | 0.00097009 | 3.4934e-09 | 0.00097009 | 3.4934e-09 | 0.034918 | 5.1037e-06 | 0.014004 | 2.5682e-08
[120 empty] | 7.3.3.17.5 (Remote Grid) Updates to grid topology to minimize risk of ignition in HFTDs Remote GridWLDFRWire-to-wire contactAggregated | WLDFR | HFTD - Distribution - Tier 3 - 4QU CoRE ¦ 3QU LoRE | Red Flag Warning - Small Fires | Wire-to-wire contact | Aggregated | 2044 | 3.6012e-06 | 384.7705 | 0.0013856 | 2044 | Mitigation | 0.95 | 45 | 0 | esc | 0.00097009 | 3.4934e-09 | 0.00097009 | 3.4934e-09 | 0.034918 | 5.1037e-06 | 0.014004 | 2.5682e-08
[120 empty] | 7.3.3.17.5 (Remote Grid) Updates to grid topology to minimize risk of ignition in HFTDs Remote GridWLDFRWire-to-wire contactAggregated | WLDFR | HFTD - Distribution - Tier 3 - 4QU CoRE ¦ 3QU LoRE | Red Flag Warning - Small Fires | Wire-to-wire contact | Aggregated | 2045 | 3.6012e-06 | 384.7705 | 0.0013856 | 2045 | Mitigation | 0.95 | 45 | 0 | esc | 0.00097009 | 3.4934e-09 | 0.00097009 | 3.4934e-09 | 0.034918 | 5.1037e-06 | 0.014004 | 2.5682e-08
[120 empty] | 7.3.3.17.5 (Remote Grid) Updates to grid topology to minimize risk of ignition in HFTDs Remote GridWLDFRWire-to-wire contactAggregated | WLDFR | HFTD - Distribution - Tier 3 - 4QU CoRE ¦ 3QU LoRE | Red Flag Warning - Small Fires | Wire-to-wire contact | Aggregated | 2046 | 3.6012e-06 | 384.7705 | 0.0013856 | 2046 | Mitigation | 0.95 | 45 | 0 | esc | 0.00097009 | 3.4934e-09 | 0.00097009 | 3.4934e-09 | 0.034918 | 5.1037e-06 | 0.014004 | 2.5682e-08
[120 empty] | 7.3.3.17.5 (Remote Grid) Updates to grid topology to minimize risk of ignition in HFTDs Remote GridWLDFRWire-to-wire contactAggregated | WLDFR | HFTD - Distribution - Tier 3 - 4QU CoRE ¦ 3QU LoRE | Red Flag Warning - Small Fires | Wire-to-wire contact | Aggregated | 2047 | 3.6012e-06 | 384.7705 | 0.0013856 | 2047 | Mitigation | 0.95 | 45 | 0 | esc | 0.00097009 | 3.4934e-09 | 0.00097009 | 3.4934e-09 | 0.034918 | 5.1037e-06 | 0.014004 | 2.5682e-08
[120 empty] | 7.3.3.17.5 (Remote Grid) Updates to grid topology to minimize risk of ignition in HFTDs Remote GridWLDFRWire-to-wire contactAggregated | WLDFR | HFTD - Distribution - Tier 3 - 4QU CoRE ¦ 3QU LoRE | Red Flag Warning - Small Fires | Wire-to-wire contact | Aggregated | 2048 | 3.6012e-06 | 384.7705 | 0.0013856 | 2048 | Mitigation | 0.95 | 45 | 0 | esc | 0.00097009 | 3.4934e-09 | 0.00097009 | 3.4934e-09 | 0.034918 | 5.1037e-06 | 0.014004 | 2.5682e-08
[120 empty] | 7.3.3.17.5 (Remote Grid) Updates to grid topology to minimize risk of ignition in HFTDs Remote GridWLDFRWire-to-wire contactAggregated | WLDFR | HFTD - Distribution - Tier 3 - 4QU CoRE ¦ 3QU LoRE | Red Flag Warning - Small Fires | Wire-to-wire contact | Aggregated | 2049 | 3.6012e-06 | 384.7705 | 0.0013856 | 2049 | Mitigation | 0.95 | 45 | 0 | esc | 0.00097009 | 3.4934e-09 | 0.00097009 | 3.4934e-09 | 0.034918 | 5.1037e-06 | 0.014004 | 2.5682e-08
[120 empty] | 7.3.3.17.5 (Remote Grid) Updates to grid topology to minimize risk of ignition in HFTDs Remote GridWLDFRWire-to-wire contactAggregated | WLDFR | HFTD - Distribution - Tier 3 - 4QU CoRE ¦ 3QU LoRE | Red Flag Warning - Small Fires | Wire-to-wire contact | Aggregated | 2050 | 3.6012e-06 | 384.7705 | 0.0013856 | 2050 | Mitigation | 0.95 | 45 | 0 | esc | 0.00097009 | 3.4934e-09 | 0.00097009 | 3.4934e-09 | 0 | 0 | 0.014004 | 2.5682e-08
[120 empty] | 7.3.3.17.5 (Remote Grid) Updates to grid topology to minimize risk of ignition in HFTDs Remote GridWLDFRWire-to-wire contactAggregated | WLDFR | HFTD - Distribution - Tier 3 - 4QU CoRE ¦ 3QU LoRE | Red Flag Warning - Small Fires | Wire-to-wire contact | Aggregated | 2051 | 3.6012e-06 | 384.7705 | 0.0013856 | 2051 | Mitigation | 0.95 | 45 | 0 | esc | 0.00097009 | 3.4934e-09 | 0.00097009 | 3.4934e-09 | 0.034918 | 2.2021e-07 | 0.014004 | 2.5682e-08
[120 empty] | 7.3.3.17.5 (Remote Grid) Updates to grid topology to minimize risk of ignition in HFTDs Remote GridWLDFRWire-to-wire contactAggregated | WLDFR | HFTD - Distribution - Tier 3 - 4QU CoRE ¦ 3QU LoRE | Red Flag Warning - Small Fires | Wire-to-wire contact | Aggregated | 2052 | 3.6012e-06 | 384.7705 | 0.0013856 | 2052 | Mitigation | 0.95 | 45 | 0 | esc | 0.00097009 | 3.4934e-09 | 0.00097009 | 3.4934e-09 | 0.034918 | 2.2021e-07 | 0.014004 | 2.5682e-08
[120 empty] | 7.3.3.17.5 (Remote Grid) Updates to grid topology to minimize risk of ignition in HFTDs Remote GridWLDFRWire-to-wire contactAggregated | WLDFR | HFTD - Distribution - Tier 3 - 4QU CoRE ¦ 3QU LoRE | Red Flag Warning - Small Fires | Wire-to-wire contact | Aggregated | 2053 | 3.6012e-06 | 384.7705 | 0.0013856 | 2053 | Mitigation | 0.95 | 45 | 0 | esc | 0.00097009 | 3.4934e-09 | 0.00097009 | 3.4934e-09 | 0.034918 | 2.2021e-07 | 0.014004 | 2.5682e-08
[120 empty] | 7.3.3.17.5 (Remote Grid) Updates to grid topology to minimize risk of ignition in HFTDs Remote GridWLDFRWire-to-wire contactAggregated | WLDFR | HFTD - Distribution - Tier 3 - 4QU CoRE ¦ 3QU LoRE | Red Flag Warning - Small Fires | Wire-to-wire contact | Aggregated | 2054 | 3.6012e-06 | 384.7705 | 0.0013856 | 2054 | Mitigation | 0.95 | 45 | 0 | esc | 0.00097009 | 3.4934e-09 | 0.00097009 | 3.4934e-09 | 0.034918 | 2.2021e-07 | 0.014004 | 2.5682e-08
[120 empty] | 7.3.3.17.5 (Remote Grid) Updates to grid topology to minimize risk of ignition in HFTDs Remote GridWLDFRWire-to-wire contactAggregated | WLDFR | HFTD - Distribution - Tier 3 - 4QU CoRE ¦ 3QU LoRE | Red Flag Warning - Small Fires | Wire-to-wire contact | Aggregated | 2055 | 3.6012e-06 | 384.7705 | 0.0013856 | 2055 | Mitigation | 0.95 | 45 | 0 | esc | 0.00097009 | 3.4934e-09 | 0.00097009 | 3.4934e-09 | 0.034918 | 2.2021e-07 | 0.014004 | 2.5682e-08
[120 empty] | 7.3.3.17.5 (Remote Grid) Updates to grid topology to minimize risk of ignition in HFTDs Remote GridWLDFRWire-to-wire contactAggregated | WLDFR | HFTD - Distribution - Tier 3 - 4QU CoRE ¦ 3QU LoRE | Red Flag Warning - Small Fires | Wire-to-wire contact | Aggregated | 2056 | 3.6012e-06 | 384.7705 | 0.0013856 | 2056 | Mitigation | 0.95 | 45 | 0 | esc | 0.00097009 | 3.4934e-09 | 0.00097009 | 3.4934e-09 | 0.034918 | 2.2021e-07 | 0.014004 | 2.5682e-08
[120 empty] | 7.3.3.17.5 (Remote Grid) Updates to grid topology to minimize risk of ignition in HFTDs Remote GridWLDFRWire-to-wire contactAggregated | WLDFR | HFTD - Distribution - Tier 3 - 4QU CoRE ¦ 3QU LoRE | Red Flag Warning - Small Fires | Wire-to-wire contact | Aggregated | 2057 | 3.6012e-06 | 384.7705 | 0.0013856 | 2057 | Mitigation | 0.95 | 45 | 0 | esc | 0.00097009 | 3.4934e-09 | 0.00097009 | 3.4934e-09 | 0.034918 | 2.2021e-07 | 0.014004 | 2.5682e-08
[120 empty] | 7.3.3.17.5 (Remote Grid) Updates to grid topology to minimize risk of ignition in HFTDs Remote GridWLDFRWire-to-wire contactAggregated | WLDFR | HFTD - Distribution - Tier 3 - 4QU CoRE ¦ 3QU LoRE | Red Flag Warning - Small Fires | Wire-to-wire contact | Aggregated | 2058 | 3.6012e-06 | 384.7705 | 0.0013856 | 2058 | Mitigation | 0.95 | 45 | 0 | esc | 0.00097009 | 3.4934e-09 | 0.00097009 | 3.4934e-09 | 0.034918 | 2.2021e-07 | 0.014004 | 2.5682e-08
[120 empty] | 7.3.3.17.5 (Remote Grid) Updates to grid topology to minimize risk of ignition in HFTDs Remote GridWLDFRWire-to-wire contactAggregated | WLDFR | HFTD - Distribution - Tier 3 - 4QU CoRE ¦ 3QU LoRE | Red Flag Warning - Small Fires | Wire-to-wire contact | Aggregated | 2059 | 3.6012e-06 | 384.7705 | 0.0013856 | 2059 | Mitigation | 0.95 | 45 | 0 | esc | 0.00097009 | 3.4934e-09 | 0.00097009 | 3.4934e-09 | 0.034918 | 2.2021e-07 | 0.014004 | 2.5682e-08
[120 empty] | 7.3.3.17.5 (Remote Grid) Updates to grid topology to minimize risk of ignition in HFTDs Remote GridWLDFRWire-to-wire contactAggregated | WLDFR | HFTD - Distribution - Tier 3 - 4QU CoRE ¦ 3QU LoRE | Red Flag Warning - Small Fires | Wire-to-wire contact | Aggregated | 2060 | 3.6012e-06 | 384.7705 | 0.0013856 | 2060 | Mitigation | 0.95 | 45 | 0 | esc | 0.00097009 | 3.4934e-09 | 0.00097009 | 3.4934e-09 | 0.034918 | 2.2021e-07 | 0.014004 | 2.5682e-08
[120 empty] | 7.3.3.17.5 (Remote Grid) Updates to grid topology to minimize risk of ignition in HFTDs Remote GridWLDFRWire-to-wire contactAggregated | WLDFR | HFTD - Distribution - Tier 3 - 4QU CoRE ¦ 3QU LoRE | Red Flag Warning - Small Fires | Wire-to-wire contact | Aggregated | 2061 | 3.6012e-06 | 384.7705 | 0.0013856 | 2061 | Mitigation | 0.95 | 45 | 0 | esc | 0.00097009 | 3.4934e-09 | 0.00097009 | 3.4934e-09 | 0.034918 | 2.2021e-07 | 0.014004 | 2.5682e-08
[120 empty] | 7.3.3.17.5 (Remote Grid) Updates to grid topology to minimize risk of ignition in HFTDs Remote GridWLDFRWire-to-wire contactAggregated | WLDFR | HFTD - Distribution - Tier 3 - 4QU CoRE ¦ 3QU LoRE | Red Flag Warning - Small Fires | Wire-to-wire contact | Aggregated | 2062 | 3.6012e-06 | 384.7705 | 0.0013856 | 2062 | Mitigation | 0.95 | 45 | 0 | esc | 0.00097009 | 3.4934e-09 | 0.00097009 | 3.4934e-09 | 0.034918 | 2.2021e-07 | 0 | 0
[120 empty] | 7.3.3.17.5 (Remote Grid) Updates to grid topology to minimize risk of ignition in HFTDs Remote GridWLDFRWire-to-wire contactAggregated | WLDFR | HFTD - Distribution - Tier 3 - 4QU CoRE ¦ 3QU LoRE | Red Flag Warning - Small Fires | Wire-to-wire contact | Aggregated | 2063 | 3.6012e-06 | 384.7705 | 0.0013856 | 2063 | Mitigation | 0.95 | 45 | 0 | esc | 0.00097009 | 3.4934e-09 | 0.00097009 | 3.4934e-09 | 0.034918 | 2.2021e-07 | 0 | 0
[120 empty] | 7.3.3.17.5 (Remote Grid) Updates to grid topology to minimize risk of ignition in HFTDs Remote GridWLDFRWire-to-wire contactAggregated | WLDFR | HFTD - Distribution - Tier 3 - 4QU CoRE ¦ 3QU LoRE | Red Flag Warning - Small Fires | Wire-to-wire contact | Aggregated | 2064 | 3.6012e-06 | 384.7705 | 0.0013856 | 2064 | Mitigation | 0.95 | 45 | 0 | esc | 0.00097009 | 3.4934e-09 | 0.00097009 | 3.4934e-09 | 0.034918 | 2.2021e-07 | 0.012777 | 1.9155e-08
[120 empty] | 7.3.3.17.5 (Remote Grid) Updates to grid topology to minimize risk of ignition in HFTDs Remote GridWLDFRWire-to-wire contactAggregated | WLDFR | HFTD - Distribution - Tier 3 - 4QU CoRE ¦ 3QU LoRE | Red Flag Warning - Small Fires | Wire-to-wire contact | Aggregated | 2065 | 3.6012e-06 | 384.7705 | 0.0013856 | 2065 | Mitigation | 0.95 | 45 | 0 | esc | 0.00097009 | 3.4934e-09 | 0.00097009 | 3.4934e-09 | 0.034918 | 2.2021e-07 | 0.012777 | 1.9155e-08
[120 empty] | 7.3.3.17.5 (Remote Grid) Updates to grid topology to minimize risk of ignition in HFTDs Remote GridWLDFRWire-to-wire contactAggregated | WLDFR | HFTD - Distribution - Tier 3 - 4QU CoRE ¦ 3QU LoRE | Red Flag Warning - Small Fires | Wire-to-wire contact | Aggregated | 2066 | 3.6012e-06 | 384.7705 | 0.0013856 | 2066 | Mitigation | 0.95 | 45 | 0 | esc | 0.00097009 | 3.4934e-09 | 0.00097009 | 3.4934e-09 | 0.034918 | 2.2021e-07 | 0.012777 | 1.9155e-08
[120 empty] | 7.3.3.17.5 (Remote Grid) Updates to grid topology to minimize risk of ignition in HFTDs Remote GridWLDFRWire-to-wire contactAggregated | WLDFR | HFTD - Distribution - Tier 3 - 4QU CoRE ¦ 3QU LoRE | Red Flag Warning - Small Fires | Wire-to-wire contact | Aggregated | 2067 | 3.6012e-06 | 384.7705 | 0.0013856 | 2067 | Mitigation | 0.95 | 45 | 0 | esc | 0 | 0 | 0.00097009 | 3.4934e-09 | 0.034918 | 2.2021e-07 | 0.012777 | 1.9155e-08
[120 empty] | 7.3.3.17.5 (Remote Grid) Updates to grid topology to minimize risk of ignition in HFTDs Remote GridWLDFRContact from objectAggregated | WLDFR | HFTD - Distribution - Tier 3 - 4QU CoRE ¦ 4QU LoRE | Non-Red Flag Warning - Catastrophic Fires | Contact from object | Aggregated | 2022 | 1.5838e-07 | 202.884 | 3.2132e-05 | 2022 | Mitigation | 0.95 | 45 | 0 | esc | 0.00097009 | 1.5364e-10 | 0 | 0 | 0.034918 | 2.2021e-07 | 0.012777 | 1.9155e-08
[120 empty] | 7.3.3.17.5 (Remote Grid) Updates to grid topology to minimize risk of ignition in HFTDs Remote GridWLDFRContact from objectAggregated | WLDFR | HFTD - Distribution - Tier 3 - 4QU CoRE ¦ 4QU LoRE | Non-Red Flag Warning - Catastrophic Fires | Contact from object | Aggregated | 2023 | 1.5838e-07 | 202.884 | 3.2132e-05 | 2023 | Mitigation | 0.95 | 45 | 0 | esc | 0.00097009 | 1.5364e-10 | 0.00097009 | 1.5364e-10 | 0.034918 | 2.2021e-07 | 0.012777 | 1.9155e-08
[120 empty] | 7.3.3.17.5 (Remote Grid) Updates to grid topology to minimize risk of ignition in HFTDs Remote GridWLDFRContact from objectAggregated | WLDFR | HFTD - Distribution - Tier 3 - 4QU CoRE ¦ 4QU LoRE | Non-Red Flag Warning - Catastrophic Fires | Contact from object | Aggregated | 2024 | 1.5838e-07 | 202.884 | 3.2132e-05 | 2024 | Mitigation | 0.95 | 45 | 0 | esc | 0.00097009 | 1.5364e-10 | 0.00097009 | 1.5364e-10 | 0.034918 | 2.2021e-07 | 0.012777 | 1.9155e-08
[120 empty] | 7.3.3.17.5 (Remote Grid) Updates to grid topology to minimize risk of ignition in HFTDs Remote GridWLDFRContact from objectAggregated | WLDFR | HFTD - Distribution - Tier 3 - 4QU CoRE ¦ 4QU LoRE | Non-Red Flag Warning - Catastrophic Fires | Contact from object | Aggregated | 2025 | 1.5838e-07 | 202.884 | 3.2132e-05 | 2025 | Mitigation | 0.95 | 45 | 0 | esc | 0.00097009 | 1.5364e-10 | 0.00097009 | 1.5364e-10 | 0.034918 | 2.2021e-07 | 0.012777 | 1.9155e-08
[120 empty] | 7.3.3.17.5 (Remote Grid) Updates to grid topology to minimize risk of ignition in HFTDs Remote GridWLDFRContact from objectAggregated | WLDFR | HFTD - Distribution - Tier 3 - 4QU CoRE ¦ 4QU LoRE | Non-Red Flag Warning - Catastrophic Fires | Contact from object | Aggregated | 2026 | 1.5838e-07 | 202.884 | 3.2132e-05 | 2026 | Mitigation | 0.95 | 45 | 0 | esc | 0.00097009 | 1.5364e-10 | 0.00097009 | 1.5364e-10 | 0.034918 | 2.2021e-07 | 0.012777 | 1.9155e-08
[120 empty] | 7.3.3.17.5 (Remote Grid) Updates to grid topology to minimize risk of ignition in HFTDs Remote GridWLDFRContact from objectAggregated | WLDFR | HFTD - Distribution - Tier 3 - 4QU CoRE ¦ 4QU LoRE | Non-Red Flag Warning - Catastrophic Fires | Contact from object | Aggregated | 2027 | 1.5838e-07 | 202.884 | 3.2132e-05 | 2027 | Mitigation | 0.95 | 45 | 0 | esc | 0.00097009 | 1.5364e-10 | 0.00097009 | 1.5364e-10 | 0.034918 | 2.2021e-07 | 0.012777 | 1.9155e-08
[120 empty] | 7.3.3.17.5 (Remote Grid) Updates to grid topology to minimize risk of ignition in HFTDs Remote GridWLDFRContact from objectAggregated | WLDFR | HFTD - Distribution - Tier 3 - 4QU CoRE ¦ 4QU LoRE | Non-Red Flag Warning - Catastrophic Fires | Contact from object | Aggregated | 2028 | 1.5838e-07 | 202.884 | 3.2132e-05 | 2028 | Mitigation | 0.95 | 45 | 0 | esc | 0.00097009 | 1.5364e-10 | 0.00097009 | 1.5364e-10 | 0.034918 | 2.2021e-07 | 0.012777 | 1.9155e-08
[120 empty] | 7.3.3.17.5 (Remote Grid) Updates to grid topology to minimize risk of ignition in HFTDs Remote GridWLDFRContact from objectAggregated | WLDFR | HFTD - Distribution - Tier 3 - 4QU CoRE ¦ 4QU LoRE | Non-Red Flag Warning - Catastrophic Fires | Contact from object | Aggregated | 2029 | 1.5838e-07 | 202.884 | 3.2132e-05 | 2029 | Mitigation | 0.95 | 45 | 0 | esc | 0.00097009 | 1.5364e-10 | 0.00097009 | 1.5364e-10 | 0.034918 | 2.2021e-07 | 0.012777 | 1.9155e-08
[120 empty] | 7.3.3.17.5 (Remote Grid) Updates to grid topology to minimize risk of ignition in HFTDs Remote GridWLDFRContact from objectAggregated | WLDFR | HFTD - Distribution - Tier 3 - 4QU CoRE ¦ 4QU LoRE | Non-Red Flag Warning - Catastrophic Fires | Contact from object | Aggregated | 2030 | 1.5838e-07 | 202.884 | 3.2132e-05 | 2030 | Mitigation | 0.95 | 45 | 0 | esc | 0.00097009 | 1.5364e-10 | 0.00097009 | 1.5364e-10 | 0.034918 | 2.2021e-07 | 0.012777 | 1.9155e-08
[120 empty] | 7.3.3.17.5 (Remote Grid) Updates to grid topology to minimize risk of ignition in HFTDs Remote GridWLDFRContact from objectAggregated | WLDFR | HFTD - Distribution - Tier 3 - 4QU CoRE ¦ 4QU LoRE | Non-Red Flag Warning - Catastrophic Fires | Contact from object | Aggregated | 2031 | 1.5838e-07 | 202.884 | 3.2132e-05 | 2031 | Mitigation | 0.95 | 45 | 0 | esc | 0.00097009 | 1.5364e-10 | 0.00097009 | 1.5364e-10 | 0.034918 | 2.2021e-07 | 0.012777 | 1.9155e-08
[120 empty] | 7.3.3.17.5 (Remote Grid) Updates to grid topology to minimize risk of ignition in HFTDs Remote GridWLDFRContact from objectAggregated | WLDFR | HFTD - Distribution - Tier 3 - 4QU CoRE ¦ 4QU LoRE | Non-Red Flag Warning - Catastrophic Fires | Contact from object | Aggregated | 2032 | 1.5838e-07 | 202.884 | 3.2132e-05 | 2032 | Mitigation | 0.95 | 45 | 0 | esc | 0.00097009 | 1.5364e-10 | 0.00097009 | 1.5364e-10 | 0.034918 | 2.2021e-07 | 0.012777 | 1.9155e-08
[120 empty] | 7.3.3.17.5 (Remote Grid) Updates to grid topology to minimize risk of ignition in HFTDs Remote GridWLDFRContact from objectAggregated | WLDFR | HFTD - Distribution - Tier 3 - 4QU CoRE ¦ 4QU LoRE | Non-Red Flag Warning - Catastrophic Fires | Contact from object | Aggregated | 2033 | 1.5838e-07 | 202.884 | 3.2132e-05 | 2033 | Mitigation | 0.95 | 45 | 0 | esc | 0.00097009 | 1.5364e-10 | 0.00097009 | 1.5364e-10 | 0.034918 | 2.2021e-07 | 0.012777 | 1.9155e-08
[120 empty] | 7.3.3.17.5 (Remote Grid) Updates to grid topology to minimize risk of ignition in HFTDs Remote GridWLDFRContact from objectAggregated | WLDFR | HFTD - Distribution - Tier 3 - 4QU CoRE ¦ 4QU LoRE | Non-Red Flag Warning - Catastrophic Fires | Contact from object | Aggregated | 2034 | 1.5838e-07 | 202.884 | 3.2132e-05 | 2034 | Mitigation | 0.95 | 45 | 0 | esc | 0.00097009 | 1.5364e-10 | 0.00097009 | 1.5364e-10 | 0.034918 | 2.2021e-07 | 0.012777 | 1.9155e-08
[120 empty] | 7.3.3.17.5 (Remote Grid) Updates to grid topology to minimize risk of ignition in HFTDs Remote GridWLDFRContact from objectAggregated | WLDFR | HFTD - Distribution - Tier 3 - 4QU CoRE ¦ 4QU LoRE | Non-Red Flag Warning - Catastrophic Fires | Contact from object | Aggregated | 2035 | 1.5838e-07 | 202.884 | 3.2132e-05 | 2035 | Mitigation | 0.95 | 45 | 0 | esc | 0.00097009 | 1.5364e-10 | 0.00097009 | 1.5364e-10 | 0.034918 | 2.2021e-07 | 0.012777 | 1.9155e-08
[120 empty] | 7.3.3.17.5 (Remote Grid) Updates to grid topology to minimize risk of ignition in HFTDs Remote GridWLDFRContact from objectAggregated | WLDFR | HFTD - Distribution - Tier 3 - 4QU CoRE ¦ 4QU LoRE | Non-Red Flag Warning - Catastrophic Fires | Contact from object | Aggregated | 2036 | 1.5838e-07 | 202.884 | 3.2132e-05 | 2036 | Mitigation | 0.95 | 45 | 0 | esc | 0.00097009 | 1.5364e-10 | 0.00097009 | 1.5364e-10 | 0.034918 | 2.2021e-07 | 0.012777 | 1.9155e-08
[120 empty] | 7.3.3.17.5 (Remote Grid) Updates to grid topology to minimize risk of ignition in HFTDs Remote GridWLDFRContact from objectAggregated | WLDFR | HFTD - Distribution - Tier 3 - 4QU CoRE ¦ 4QU LoRE | Non-Red Flag Warning - Catastrophic Fires | Contact from object | Aggregated | 2037 | 1.5838e-07 | 202.884 | 3.2132e-05 | 2037 | Mitigation | 0.95 | 45 | 0 | esc | 0.00097009 | 1.5364e-10 | 0.00097009 | 1.5364e-10 | 0.034918 | 2.2021e-07 | 0.012777 | 1.9155e-08
[120 empty] | 7.3.3.17.5 (Remote Grid) Updates to grid topology to minimize risk of ignition in HFTDs Remote GridWLDFRContact from objectAggregated | WLDFR | HFTD - Distribution - Tier 3 - 4QU CoRE ¦ 4QU LoRE | Non-Red Flag Warning - Catastrophic Fires | Contact from object | Aggregated | 2038 | 1.5838e-07 | 202.884 | 3.2132e-05 | 2038 | Mitigation | 0.95 | 45 | 0 | esc | 0.00097009 | 1.5364e-10 | 0.00097009 | 1.5364e-10 | 0.034918 | 2.2021e-07 | 0.012777 | 1.9155e-08
[120 empty] | 7.3.3.17.5 (Remote Grid) Updates to grid topology to minimize risk of ignition in HFTDs Remote GridWLDFRContact from objectAggregated | WLDFR | HFTD - Distribution - Tier 3 - 4QU CoRE ¦ 4QU LoRE | Non-Red Flag Warning - Catastrophic Fires | Contact from object | Aggregated | 2039 | 1.5838e-07 | 202.884 | 3.2132e-05 | 2039 | Mitigation | 0.95 | 45 | 0 | esc | 0.00097009 | 1.5364e-10 | 0.00097009 | 1.5364e-10 | 0.034918 | 2.2021e-07 | 0.012777 | 1.9155e-08
[120 empty] | 7.3.3.17.5 (Remote Grid) Updates to grid topology to minimize risk of ignition in HFTDs Remote GridWLDFRContact from objectAggregated | WLDFR | HFTD - Distribution - Tier 3 - 4QU CoRE ¦ 4QU LoRE | Non-Red Flag Warning - Catastrophic Fires | Contact from object | Aggregated | 2040 | 1.5838e-07 | 202.884 | 3.2132e-05 | 2040 | Mitigation | 0.95 | 45 | 0 | esc | 0.00097009 | 1.5364e-10 | 0.00097009 | 1.5364e-10 | 0.034918 | 2.2021e-07 | 0.012777 | 1.9155e-08
[120 empty] | 7.3.3.17.5 (Remote Grid) Updates to grid topology to minimize risk of ignition in HFTDs Remote GridWLDFRContact from objectAggregated | WLDFR | HFTD - Distribution - Tier 3 - 4QU CoRE ¦ 4QU LoRE | Non-Red Flag Warning - Catastrophic Fires | Contact from object | Aggregated | 2041 | 1.5838e-07 | 202.884 | 3.2132e-05 | 2041 | Mitigation | 0.95 | 45 | 0 | esc | 0.00097009 | 1.5364e-10 | 0.00097009 | 1.5364e-10 | 0.034918 | 2.2021e-07 | 0.012777 | 1.9155e-08
[120 empty] | 7.3.3.17.5 (Remote Grid) Updates to grid topology to minimize risk of ignition in HFTDs Remote GridWLDFRContact from objectAggregated | WLDFR | HFTD - Distribution - Tier 3 - 4QU CoRE ¦ 4QU LoRE | Non-Red Flag Warning - Catastrophic Fires | Contact from object | Aggregated | 2042 | 1.5838e-07 | 202.884 | 3.2132e-05 | 2042 | Mitigation | 0.95 | 45 | 0 | esc | 0.00097009 | 1.5364e-10 | 0.00097009 | 1.5364e-10 | 0.034918 | 2.2021e-07 | 0.012777 | 1.9155e-08
[120 empty] | 7.3.3.17.5 (Remote Grid) Updates to grid topology to minimize risk of ignition in HFTDs Remote GridWLDFRContact from objectAggregated | WLDFR | HFTD - Distribution - Tier 3 - 4QU CoRE ¦ 4QU LoRE | Non-Red Flag Warning - Catastrophic Fires | Contact from object | Aggregated | 2043 | 1.5838e-07 | 202.884 | 3.2132e-05 | 2043 | Mitigation | 0.95 | 45 | 0 | esc | 0.00097009 | 1.5364e-10 | 0.00097009 | 1.5364e-10 | 0.034918 | 2.2021e-07 | 0.012777 | 1.9155e-08
[120 empty] | 7.3.3.17.5 (Remote Grid) Updates to grid topology to minimize risk of ignition in HFTDs Remote GridWLDFRContact from objectAggregated | WLDFR | HFTD - Distribution - Tier 3 - 4QU CoRE ¦ 4QU LoRE | Non-Red Flag Warning - Catastrophic Fires | Contact from object | Aggregated | 2044 | 1.5838e-07 | 202.884 | 3.2132e-05 | 2044 | Mitigation | 0.95 | 45 | 0 | esc | 0.00097009 | 1.5364e-10 | 0.00097009 | 1.5364e-10 | 0.034918 | 2.2021e-07 | 0.012777 | 1.9155e-08
[120 empty] | 7.3.3.17.5 (Remote Grid) Updates to grid topology to minimize risk of ignition in HFTDs Remote GridWLDFRContact from objectAggregated | WLDFR | HFTD - Distribution - Tier 3 - 4QU CoRE ¦ 4QU LoRE | Non-Red Flag Warning - Catastrophic Fires | Contact from object | Aggregated | 2045 | 1.5838e-07 | 202.884 | 3.2132e-05 | 2045 | Mitigation | 0.95 | 45 | 0 | esc | 0.00097009 | 1.5364e-10 | 0.00097009 | 1.5364e-10 | 0.034918 | 2.2021e-07 | 0.012777 | 1.9155e-08
[120 empty] | 7.3.3.17.5 (Remote Grid) Updates to grid topology to minimize risk of ignition in HFTDs Remote GridWLDFRContact from objectAggregated | WLDFR | HFTD - Distribution - Tier 3 - 4QU CoRE ¦ 4QU LoRE | Non-Red Flag Warning - Catastrophic Fires | Contact from object | Aggregated | 2046 | 1.5838e-07 | 202.884 | 3.2132e-05 | 2046 | Mitigation | 0.95 | 45 | 0 | esc | 0.00097009 | 1.5364e-10 | 0.00097009 | 1.5364e-10 | 0.034918 | 2.2021e-07 | 0.012777 | 1.9155e-08
[120 empty] | 7.3.3.17.5 (Remote Grid) Updates to grid topology to minimize risk of ignition in HFTDs Remote GridWLDFRContact from objectAggregated | WLDFR | HFTD - Distribution - Tier 3 - 4QU CoRE ¦ 4QU LoRE | Non-Red Flag Warning - Catastrophic Fires | Contact from object | Aggregated | 2047 | 1.5838e-07 | 202.884 | 3.2132e-05 | 2047 | Mitigation | 0.95 | 45 | 0 | esc | 0.00097009 | 1.5364e-10 | 0.00097009 | 1.5364e-10 | 0.034918 | 2.2021e-07 | 0.012777 | 1.9155e-08
[120 empty] | 7.3.3.17.5 (Remote Grid) Updates to grid topology to minimize risk of ignition in HFTDs Remote GridWLDFRContact from objectAggregated | WLDFR | HFTD - Distribution - Tier 3 - 4QU CoRE ¦ 4QU LoRE | Non-Red Flag Warning - Catastrophic Fires | Contact from object | Aggregated | 2048 | 1.5838e-07 | 202.884 | 3.2132e-05 | 2048 | Mitigation | 0.95 | 45 | 0 | esc | 0.00097009 | 1.5364e-10 | 0.00097009 | 1.5364e-10 | 0.034918 | 2.2021e-07 | 0 | 0
[120 empty] | 7.3.3.17.5 (Remote Grid) Updates to grid topology to minimize risk of ignition in HFTDs Remote GridWLDFRContact from objectAggregated | WLDFR | HFTD - Distribution - Tier 3 - 4QU CoRE ¦ 4QU LoRE | Non-Red Flag Warning - Catastrophic Fires | Contact from object | Aggregated | 2049 | 1.5838e-07 | 202.884 | 3.2132e-05 | 2049 | Mitigation | 0.95 | 45 | 0 | esc | 0.00097009 | 1.5364e-10 | 0.00097009 | 1.5364e-10 | 0.034918 | 2.2021e-07 | 0 | 0
[120 empty] | 7.3.3.17.5 (Remote Grid) Updates to grid topology to minimize risk of ignition in HFTDs Remote GridWLDFRContact from objectAggregated | WLDFR | HFTD - Distribution - Tier 3 - 4QU CoRE ¦ 4QU LoRE | Non-Red Flag Warning - Catastrophic Fires | Contact from object | Aggregated | 2050 | 1.5838e-07 | 202.884 | 3.2132e-05 | 2050 | Mitigation | 0.95 | 45 | 0 | esc | 0.00097009 | 1.5364e-10 | 0.00097009 | 1.5364e-10 | 0.034918 | 2.2021e-07 | 0.012705 | 1.9606e-08
[120 empty] | 7.3.3.17.5 (Remote Grid) Updates to grid topology to minimize risk of ignition in HFTDs Remote GridWLDFRContact from objectAggregated | WLDFR | HFTD - Distribution - Tier 3 - 4QU CoRE ¦ 4QU LoRE | Non-Red Flag Warning - Catastrophic Fires | Contact from object | Aggregated | 2051 | 1.5838e-07 | 202.884 | 3.2132e-05 | 2051 | Mitigation | 0.95 | 45 | 0 | esc | 0.00097009 | 1.5364e-10 | 0.00097009 | 1.5364e-10 | 0.034918 | 2.2021e-07 | 0.012705 | 1.9606e-08
[120 empty] | 7.3.3.17.5 (Remote Grid) Updates to grid topology to minimize risk of ignition in HFTDs Remote GridWLDFRContact from objectAggregated | WLDFR | HFTD - Distribution - Tier 3 - 4QU CoRE ¦ 4QU LoRE | Non-Red Flag Warning - Catastrophic Fires | Contact from object | Aggregated | 2052 | 1.5838e-07 | 202.884 | 3.2132e-05 | 2052 | Mitigation | 0.95 | 45 | 0 | esc | 0.00097009 | 1.5364e-10 | 0.00097009 | 1.5364e-10 | 0.034918 | 2.2021e-07 | 0.012705 | 1.9606e-08
[120 empty] | 7.3.3.17.5 (Remote Grid) Updates to grid topology to minimize risk of ignition in HFTDs Remote GridWLDFRContact from objectAggregated | WLDFR | HFTD - Distribution - Tier 3 - 4QU CoRE ¦ 4QU LoRE | Non-Red Flag Warning - Catastrophic Fires | Contact from object | Aggregated | 2053 | 1.5838e-07 | 202.884 | 3.2132e-05 | 2053 | Mitigation | 0.95 | 45 | 0 | esc | 0.00097009 | 1.5364e-10 | 0.00097009 | 1.5364e-10 | 0.034918 | 2.2021e-07 | 0.012705 | 1.9606e-08
[120 empty] | 7.3.3.17.5 (Remote Grid) Updates to grid topology to minimize risk of ignition in HFTDs Remote GridWLDFRContact from objectAggregated | WLDFR | HFTD - Distribution - Tier 3 - 4QU CoRE ¦ 4QU LoRE | Non-Red Flag Warning - Catastrophic Fires | Contact from object | Aggregated | 2054 | 1.5838e-07 | 202.884 | 3.2132e-05 | 2054 | Mitigation | 0.95 | 45 | 0 | esc | 0.00097009 | 1.5364e-10 | 0.00097009 | 1.5364e-10 | 0 | 0 | 0.012705 | 1.9606e-08
[120 empty] | 7.3.3.17.5 (Remote Grid) Updates to grid topology to minimize risk of ignition in HFTDs Remote GridWLDFRContact from objectAggregated | WLDFR | HFTD - Distribution - Tier 3 - 4QU CoRE ¦ 4QU LoRE | Non-Red Flag Warning - Catastrophic Fires | Contact from object | Aggregated | 2055 | 1.5838e-07 | 202.884 | 3.2132e-05 | 2055 | Mitigation | 0.95 | 45 | 0 | esc | 0.00097009 | 1.5364e-10 | 0.00097009 | 1.5364e-10 | 0.034918 | 5.9081e-07 | 0.012705 | 1.9606e-08
[120 empty] | 7.3.3.17.5 (Remote Grid) Updates to grid topology to minimize risk of ignition in HFTDs Remote GridWLDFRContact from objectAggregated | WLDFR | HFTD - Distribution - Tier 3 - 4QU CoRE ¦ 4QU LoRE | Non-Red Flag Warning - Catastrophic Fires | Contact from object | Aggregated | 2056 | 1.5838e-07 | 202.884 | 3.2132e-05 | 2056 | Mitigation | 0.95 | 45 | 0 | esc | 0.00097009 | 1.5364e-10 | 0.00097009 | 1.5364e-10 | 0.034918 | 5.9081e-07 | 0.012705 | 1.9606e-08
[120 empty] | 7.3.3.17.5 (Remote Grid) Updates to grid topology to minimize risk of ignition in HFTDs Remote GridWLDFRContact from objectAggregated | WLDFR | HFTD - Distribution - Tier 3 - 4QU CoRE ¦ 4QU LoRE | Non-Red Flag Warning - Catastrophic Fires | Contact from object | Aggregated | 2057 | 1.5838e-07 | 202.884 | 3.2132e-05 | 2057 | Mitigation | 0.95 | 45 | 0 | esc | 0.00097009 | 1.5364e-10 | 0.00097009 | 1.5364e-10 | 0.034918 | 5.9081e-07 | 0.012705 | 1.9606e-08
[120 empty] | 7.3.3.17.5 (Remote Grid) Updates to grid topology to minimize risk of ignition in HFTDs Remote GridWLDFRContact from objectAggregated | WLDFR | HFTD - Distribution - Tier 3 - 4QU CoRE ¦ 4QU LoRE | Non-Red Flag Warning - Catastrophic Fires | Contact from object | Aggregated | 2058 | 1.5838e-07 | 202.884 | 3.2132e-05 | 2058 | Mitigation | 0.95 | 45 | 0 | esc | 0.00097009 | 1.5364e-10 | 0.00097009 | 1.5364e-10 | 0.034918 | 5.9081e-07 | 0.012705 | 1.9606e-08
[120 empty] | 7.3.3.17.5 (Remote Grid) Updates to grid topology to minimize risk of ignition in HFTDs Remote GridWLDFRContact from objectAggregated | WLDFR | HFTD - Distribution - Tier 3 - 4QU CoRE ¦ 4QU LoRE | Non-Red Flag Warning - Catastrophic Fires | Contact from object | Aggregated | 2059 | 1.5838e-07 | 202.884 | 3.2132e-05 | 2059 | Mitigation | 0.95 | 45 | 0 | esc | 0.00097009 | 1.5364e-10 | 0.00097009 | 1.5364e-10 | 0.034918 | 5.9081e-07 | 0.012705 | 1.9606e-08
[120 empty] | 7.3.3.17.5 (Remote Grid) Updates to grid topology to minimize risk of ignition in HFTDs Remote GridWLDFRContact from objectAggregated | WLDFR | HFTD - Distribution - Tier 3 - 4QU CoRE ¦ 4QU LoRE | Non-Red Flag Warning - Catastrophic Fires | Contact from object | Aggregated | 2060 | 1.5838e-07 | 202.884 | 3.2132e-05 | 2060 | Mitigation | 0.95 | 45 | 0 | esc | 0.00097009 | 1.5364e-10 | 0.00097009 | 1.5364e-10 | 0.034918 | 5.9081e-07 | 0.012705 | 1.9606e-08
[120 empty] | 7.3.3.17.5 (Remote Grid) Updates to grid topology to minimize risk of ignition in HFTDs Remote GridWLDFRContact from objectAggregated | WLDFR | HFTD - Distribution - Tier 3 - 4QU CoRE ¦ 4QU LoRE | Non-Red Flag Warning - Catastrophic Fires | Contact from object | Aggregated | 2061 | 1.5838e-07 | 202.884 | 3.2132e-05 | 2061 | Mitigation | 0.95 | 45 | 0 | esc | 0.00097009 | 1.5364e-10 | 0.00097009 | 1.5364e-10 | 0.034918 | 5.9081e-07 | 0.012705 | 1.9606e-08
[120 empty] | 7.3.3.17.5 (Remote Grid) Updates to grid topology to minimize risk of ignition in HFTDs Remote GridWLDFRContact from objectAggregated | WLDFR | HFTD - Distribution - Tier 3 - 4QU CoRE ¦ 4QU LoRE | Non-Red Flag Warning - Catastrophic Fires | Contact from object | Aggregated | 2062 | 1.5838e-07 | 202.884 | 3.2132e-05 | 2062 | Mitigation | 0.95 | 45 | 0 | esc | 0.00097009 | 1.5364e-10 | 0.00097009 | 1.5364e-10 | 0.034918 | 5.9081e-07 | 0.012705 | 1.9606e-08
[120 empty] | 7.3.3.17.5 (Remote Grid) Updates to grid topology to minimize risk of ignition in HFTDs Remote GridWLDFRContact from objectAggregated | WLDFR | HFTD - Distribution - Tier 3 - 4QU CoRE ¦ 4QU LoRE | Non-Red Flag Warning - Catastrophic Fires | Contact from object | Aggregated | 2063 | 1.5838e-07 | 202.884 | 3.2132e-05 | 2063 | Mitigation | 0.95 | 45 | 0 | esc | 0.00097009 | 1.5364e-10 | 0.00097009 | 1.5364e-10 | 0.034918 | 5.9081e-07 | 0.012705 | 1.9606e-08
[120 empty] | 7.3.3.17.5 (Remote Grid) Updates to grid topology to minimize risk of ignition in HFTDs Remote GridWLDFRContact from objectAggregated | WLDFR | HFTD - Distribution - Tier 3 - 4QU CoRE ¦ 4QU LoRE | Non-Red Flag Warning - Catastrophic Fires | Contact from object | Aggregated | 2064 | 1.5838e-07 | 202.884 | 3.2132e-05 | 2064 | Mitigation | 0.95 | 45 | 0 | esc | 0.00097009 | 1.5364e-10 | 0.00097009 | 1.5364e-10 | 0.034918 | 5.9081e-07 | 0.012705 | 1.9606e-08
[120 empty] | 7.3.3.17.5 (Remote Grid) Updates to grid topology to minimize risk of ignition in HFTDs Remote GridWLDFRContact from objectAggregated | WLDFR | HFTD - Distribution - Tier 3 - 4QU CoRE ¦ 4QU LoRE | Non-Red Flag Warning - Catastrophic Fires | Contact from object | Aggregated | 2065 | 1.5838e-07 | 202.884 | 3.2132e-05 | 2065 | Mitigation | 0.95 | 45 | 0 | esc | 0.00097009 | 1.5364e-10 | 0.00097009 | 1.5364e-10 | 0.034918 | 5.9081e-07 | 0.012705 | 1.9606e-08
[120 empty] | 7.3.3.17.5 (Remote Grid) Updates to grid topology to minimize risk of ignition in HFTDs Remote GridWLDFRContact from objectAggregated | WLDFR | HFTD - Distribution - Tier 3 - 4QU CoRE ¦ 4QU LoRE | Non-Red Flag Warning - Catastrophic Fires | Contact from object | Aggregated | 2066 | 1.5838e-07 | 202.884 | 3.2132e-05 | 2066 | Mitigation | 0.95 | 45 | 0 | esc | 0.00097009 | 1.5364e-10 | 0.00097009 | 1.5364e-10 | 0.034918 | 5.9081e-07 | 0.012705 | 1.9606e-08
[120 empty] | 7.3.3.17.5 (Remote Grid) Updates to grid topology to minimize risk of ignition in HFTDs Remote GridWLDFRContact from objectAggregated | WLDFR | HFTD - Distribution - Tier 3 - 4QU CoRE ¦ 4QU LoRE | Non-Red Flag Warning - Catastrophic Fires | Contact from object | Aggregated | 2067 | 1.5838e-07 | 202.884 | 3.2132e-05 | 2067 | Mitigation | 0.95 | 45 | 0 | esc | 0 | 0 | 0.00097009 | 1.5364e-10 | 0.034918 | 5.9081e-07 | 0.012705 | 1.9606e-08
[120 empty] | 7.3.3.17.5 (Remote Grid) Updates to grid topology to minimize risk of ignition in HFTDs Remote GridWLDFRContaminationAggregated | WLDFR | HFTD - Distribution - Tier 3 - 4QU CoRE ¦ 4QU LoRE | Non-Red Flag Warning - Catastrophic Fires | Contamination | Aggregated | 2022 | 4.3468e-09 | 202.884 | 8.819e-07 | 2022 | Mitigation | 0.95 | 45 | 0 | esc | 0.00097009 | 4.2168e-12 | 0 | 0 | 0.034918 | 5.9081e-07 | 0.012705 | 1.9606e-08
[120 empty] | 7.3.3.17.5 (Remote Grid) Updates to grid topology to minimize risk of ignition in HFTDs Remote GridWLDFRContaminationAggregated | WLDFR | HFTD - Distribution - Tier 3 - 4QU CoRE ¦ 4QU LoRE | Non-Red Flag Warning - Catastrophic Fires | Contamination | Aggregated | 2023 | 4.3468e-09 | 202.884 | 8.819e-07 | 2023 | Mitigation | 0.95 | 45 | 0 | esc | 0.00097009 | 4.2168e-12 | 0.00097009 | 4.2168e-12 | 0.034918 | 5.9081e-07 | 0.012705 | 1.9606e-08
[120 empty] | 7.3.3.17.5 (Remote Grid) Updates to grid topology to minimize risk of ignition in HFTDs Remote GridWLDFRContaminationAggregated | WLDFR | HFTD - Distribution - Tier 3 - 4QU CoRE ¦ 4QU LoRE | Non-Red Flag Warning - Catastrophic Fires | Contamination | Aggregated | 2024 | 4.3468e-09 | 202.884 | 8.819e-07 | 2024 | Mitigation | 0.95 | 45 | 0 | esc | 0.00097009 | 4.2168e-12 | 0.00097009 | 4.2168e-12 | 0.034918 | 5.9081e-07 | 0.012705 | 1.9606e-08
[120 empty] | 7.3.3.17.5 (Remote Grid) Updates to grid topology to minimize risk of ignition in HFTDs Remote GridWLDFRContaminationAggregated | WLDFR | HFTD - Distribution - Tier 3 - 4QU CoRE ¦ 4QU LoRE | Non-Red Flag Warning - Catastrophic Fires | Contamination | Aggregated | 2025 | 4.3468e-09 | 202.884 | 8.819e-07 | 2025 | Mitigation | 0.95 | 45 | 0 | esc | 0.00097009 | 4.2168e-12 | 0.00097009 | 4.2168e-12 | 0.034918 | 5.9081e-07 | 0.012705 | 1.9606e-08
[120 empty] | 7.3.3.17.5 (Remote Grid) Updates to grid topology to minimize risk of ignition in HFTDs Remote GridWLDFRContaminationAggregated | WLDFR | HFTD - Distribution - Tier 3 - 4QU CoRE ¦ 4QU LoRE | Non-Red Flag Warning - Catastrophic Fires | Contamination | Aggregated | 2026 | 4.3468e-09 | 202.884 | 8.819e-07 | 2026 | Mitigation | 0.95 | 45 | 0 | esc | 0.00097009 | 4.2168e-12 | 0.00097009 | 4.2168e-12 | 0.034918 | 5.9081e-07 | 0.012705 | 1.9606e-08
[120 empty] | 7.3.3.17.5 (Remote Grid) Updates to grid topology to minimize risk of ignition in HFTDs Remote GridWLDFRContaminationAggregated | WLDFR | HFTD - Distribution - Tier 3 - 4QU CoRE ¦ 4QU LoRE | Non-Red Flag Warning - Catastrophic Fires | Contamination | Aggregated | 2027 | 4.3468e-09 | 202.884 | 8.819e-07 | 2027 | Mitigation | 0.95 | 45 | 0 | esc | 0.00097009 | 4.2168e-12 | 0.00097009 | 4.2168e-12 | 0.034918 | 5.9081e-07 | 0.012705 | 1.9606e-08
[120 empty] | 7.3.3.17.5 (Remote Grid) Updates to grid topology to minimize risk of ignition in HFTDs Remote GridWLDFRContaminationAggregated | WLDFR | HFTD - Distribution - Tier 3 - 4QU CoRE ¦ 4QU LoRE | Non-Red Flag Warning - Catastrophic Fires | Contamination | Aggregated | 2028 | 4.3468e-09 | 202.884 | 8.819e-07 | 2028 | Mitigation | 0.95 | 45 | 0 | esc | 0.00097009 | 4.2168e-12 | 0.00097009 | 4.2168e-12 | 0.034918 | 5.9081e-07 | 0.012705 | 1.9606e-08
[120 empty] | 7.3.3.17.5 (Remote Grid) Updates to grid topology to minimize risk of ignition in HFTDs Remote GridWLDFRContaminationAggregated | WLDFR | HFTD - Distribution - Tier 3 - 4QU CoRE ¦ 4QU LoRE | Non-Red Flag Warning - Catastrophic Fires | Contamination | Aggregated | 2029 | 4.3468e-09 | 202.884 | 8.819e-07 | 2029 | Mitigation | 0.95 | 45 | 0 | esc | 0.00097009 | 4.2168e-12 | 0.00097009 | 4.2168e-12 | 0.034918 | 5.9081e-07 | 0.012705 | 1.9606e-08
[120 empty] | 7.3.3.17.5 (Remote Grid) Updates to grid topology to minimize risk of ignition in HFTDs Remote GridWLDFRContaminationAggregated | WLDFR | HFTD - Distribution - Tier 3 - 4QU CoRE ¦ 4QU LoRE | Non-Red Flag Warning - Catastrophic Fires | Contamination | Aggregated | 2030 | 4.3468e-09 | 202.884 | 8.819e-07 | 2030 | Mitigation | 0.95 | 45 | 0 | esc | 0.00097009 | 4.2168e-12 | 0.00097009 | 4.2168e-12 | 0.034918 | 5.9081e-07 | 0.012705 | 1.9606e-08
[120 empty] | 7.3.3.17.5 (Remote Grid) Updates to grid topology to minimize risk of ignition in HFTDs Remote GridWLDFRContaminationAggregated | WLDFR | HFTD - Distribution - Tier 3 - 4QU CoRE ¦ 4QU LoRE | Non-Red Flag Warning - Catastrophic Fires | Contamination | Aggregated | 2031 | 4.3468e-09 | 202.884 | 8.819e-07 | 2031 | Mitigation | 0.95 | 45 | 0 | esc | 0.00097009 | 4.2168e-12 | 0.00097009 | 4.2168e-12 | 0.034918 | 5.9081e-07 | 0.012705 | 1.9606e-08
[120 empty] | 7.3.3.17.5 (Remote Grid) Updates to grid topology to minimize risk of ignition in HFTDs Remote GridWLDFRContaminationAggregated | WLDFR | HFTD - Distribution - Tier 3 - 4QU CoRE ¦ 4QU LoRE | Non-Red Flag Warning - Catastrophic Fires | Contamination | Aggregated | 2032 | 4.3468e-09 | 202.884 | 8.819e-07 | 2032 | Mitigation | 0.95 | 45 | 0 | esc | 0.00097009 | 4.2168e-12 | 0.00097009 | 4.2168e-12 | 0.034918 | 5.9081e-07 | 0.012705 | 1.9606e-08
[120 empty] | 7.3.3.17.5 (Remote Grid) Updates to grid topology to minimize risk of ignition in HFTDs Remote GridWLDFRContaminationAggregated | WLDFR | HFTD - Distribution - Tier 3 - 4QU CoRE ¦ 4QU LoRE | Non-Red Flag Warning - Catastrophic Fires | Contamination | Aggregated | 2033 | 4.3468e-09 | 202.884 | 8.819e-07 | 2033 | Mitigation | 0.95 | 45 | 0 | esc | 0.00097009 | 4.2168e-12 | 0.00097009 | 4.2168e-12 | 0.034918 | 5.9081e-07 | 0.012705 | 1.9606e-08
[120 empty] | 7.3.3.17.5 (Remote Grid) Updates to grid topology to minimize risk of ignition in HFTDs Remote GridWLDFRContaminationAggregated | WLDFR | HFTD - Distribution - Tier 3 - 4QU CoRE ¦ 4QU LoRE | Non-Red Flag Warning - Catastrophic Fires | Contamination | Aggregated | 2034 | 4.3468e-09 | 202.884 | 8.819e-07 | 2034 | Mitigation | 0.95 | 45 | 0 | esc | 0.00097009 | 4.2168e-12 | 0.00097009 | 4.2168e-12 | 0.034918 | 5.9081e-07 | 0 | 0
[120 empty] | 7.3.3.17.5 (Remote Grid) Updates to grid topology to minimize risk of ignition in HFTDs Remote GridWLDFRContaminationAggregated | WLDFR | HFTD - Distribution - Tier 3 - 4QU CoRE ¦ 4QU LoRE | Non-Red Flag Warning - Catastrophic Fires | Contamination | Aggregated | 2035 | 4.3468e-09 | 202.884 | 8.819e-07 | 2035 | Mitigation | 0.95 | 45 | 0 | esc | 0.00097009 | 4.2168e-12 | 0.00097009 | 4.2168e-12 | 0.034918 | 5.9081e-07 | 0 | 0
[120 empty] | 7.3.3.17.5 (Remote Grid) Updates to grid topology to minimize risk of ignition in HFTDs Remote GridWLDFRContaminationAggregated | WLDFR | HFTD - Distribution - Tier 3 - 4QU CoRE ¦ 4QU LoRE | Non-Red Flag Warning - Catastrophic Fires | Contamination | Aggregated | 2036 | 4.3468e-09 | 202.884 | 8.819e-07 | 2036 | Mitigation | 0.95 | 45 | 0 | esc | 0.00097009 | 4.2168e-12 | 0.00097009 | 4.2168e-12 | 0.034918 | 5.9081e-07 | 0.01662 | 4.862e-09
[120 empty] | 7.3.3.17.5 (Remote Grid) Updates to grid topology to minimize risk of ignition in HFTDs Remote GridWLDFRContaminationAggregated | WLDFR | HFTD - Distribution - Tier 3 - 4QU CoRE ¦ 4QU LoRE | Non-Red Flag Warning - Catastrophic Fires | Contamination | Aggregated | 2037 | 4.3468e-09 | 202.884 | 8.819e-07 | 2037 | Mitigation | 0.95 | 45 | 0 | esc | 0.00097009 | 4.2168e-12 | 0.00097009 | 4.2168e-12 | 0.034918 | 5.9081e-07 | 0.01662 | 4.862e-09
[120 empty] | 7.3.3.17.5 (Remote Grid) Updates to grid topology to minimize risk of ignition in HFTDs Remote GridWLDFRContaminationAggregated | WLDFR | HFTD - Distribution - Tier 3 - 4QU CoRE ¦ 4QU LoRE | Non-Red Flag Warning - Catastrophic Fires | Contamination | Aggregated | 2038 | 4.3468e-09 | 202.884 | 8.819e-07 | 2038 | Mitigation | 0.95 | 45 | 0 | esc | 0.00097009 | 4.2168e-12 | 0.00097009 | 4.2168e-12 | 0.034918 | 5.9081e-07 | 0.01662 | 4.862e-09
[120 empty] | 7.3.3.17.5 (Remote Grid) Updates to grid topology to minimize risk of ignition in HFTDs Remote GridWLDFRContaminationAggregated | WLDFR | HFTD - Distribution - Tier 3 - 4QU CoRE ¦ 4QU LoRE | Non-Red Flag Warning - Catastrophic Fires | Contamination | Aggregated | 2039 | 4.3468e-09 | 202.884 | 8.819e-07 | 2039 | Mitigation | 0.95 | 45 | 0 | esc | 0.00097009 | 4.2168e-12 | 0.00097009 | 4.2168e-12 | 0.034918 | 5.9081e-07 | 0.01662 | 4.862e-09
[120 empty] | 7.3.3.17.5 (Remote Grid) Updates to grid topology to minimize risk of ignition in HFTDs Remote GridWLDFRContaminationAggregated | WLDFR | HFTD - Distribution - Tier 3 - 4QU CoRE ¦ 4QU LoRE | Non-Red Flag Warning - Catastrophic Fires | Contamination | Aggregated | 2040 | 4.3468e-09 | 202.884 | 8.819e-07 | 2040 | Mitigation | 0.95 | 45 | 0 | esc | 0.00097009 | 4.2168e-12 | 0.00097009 | 4.2168e-12 | 0.034918 | 5.9081e-07 | 0.01662 | 4.862e-09
[120 empty] | 7.3.3.17.5 (Remote Grid) Updates to grid topology to minimize risk of ignition in HFTDs Remote GridWLDFRContaminationAggregated | WLDFR | HFTD - Distribution - Tier 3 - 4QU CoRE ¦ 4QU LoRE | Non-Red Flag Warning - Catastrophic Fires | Contamination | Aggregated | 2041 | 4.3468e-09 | 202.884 | 8.819e-07 | 2041 | Mitigation | 0.95 | 45 | 0 | esc | 0.00097009 | 4.2168e-12 | 0.00097009 | 4.2168e-12 | 0.034918 | 5.9081e-07 | 0.01662 | 4.862e-09
[120 empty] | 7.3.3.17.5 (Remote Grid) Updates to grid topology to minimize risk of ignition in HFTDs Remote GridWLDFRContaminationAggregated | WLDFR | HFTD - Distribution - Tier 3 - 4QU CoRE ¦ 4QU LoRE | Non-Red Flag Warning - Catastrophic Fires | Contamination | Aggregated | 2042 | 4.3468e-09 | 202.884 | 8.819e-07 | 2042 | Mitigation | 0.95 | 45 | 0 | esc | 0.00097009 | 4.2168e-12 | 0.00097009 | 4.2168e-12 | 0.034918 | 5.9081e-07 | 0.01662 | 4.862e-09
[120 empty] | 7.3.3.17.5 (Remote Grid) Updates to grid topology to minimize risk of ignition in HFTDs Remote GridWLDFRContaminationAggregated | WLDFR | HFTD - Distribution - Tier 3 - 4QU CoRE ¦ 4QU LoRE | Non-Red Flag Warning - Catastrophic Fires | Contamination | Aggregated | 2043 | 4.3468e-09 | 202.884 | 8.819e-07 | 2043 | Mitigation | 0.95 | 45 | 0 | esc | 0.00097009 | 4.2168e-12 | 0.00097009 | 4.2168e-12 | 0.034918 | 5.9081e-07 | 0.01662 | 4.862e-09
[120 empty] | 7.3.3.17.5 (Remote Grid) Updates to grid topology to minimize risk of ignition in HFTDs Remote GridWLDFRContaminationAggregated | WLDFR | HFTD - Distribution - Tier 3 - 4QU CoRE ¦ 4QU LoRE | Non-Red Flag Warning - Catastrophic Fires | Contamination | Aggregated | 2044 | 4.3468e-09 | 202.884 | 8.819e-07 | 2044 | Mitigation | 0.95 | 45 | 0 | esc | 0.00097009 | 4.2168e-12 | 0.00097009 | 4.2168e-12 | 0.034918 | 5.9081e-07 | 0.01662 | 4.862e-09
[120 empty] | 7.3.3.17.5 (Remote Grid) Updates to grid topology to minimize risk of ignition in HFTDs Remote GridWLDFRContaminationAggregated | WLDFR | HFTD - Distribution - Tier 3 - 4QU CoRE ¦ 4QU LoRE | Non-Red Flag Warning - Catastrophic Fires | Contamination | Aggregated | 2045 | 4.3468e-09 | 202.884 | 8.819e-07 | 2045 | Mitigation | 0.95 | 45 | 0 | esc | 0.00097009 | 4.2168e-12 | 0.00097009 | 4.2168e-12 | 0.034918 | 5.9081e-07 | 0.01662 | 4.862e-09
[120 empty] | 7.3.3.17.5 (Remote Grid) Updates to grid topology to minimize risk of ignition in HFTDs Remote GridWLDFRContaminationAggregated | WLDFR | HFTD - Distribution - Tier 3 - 4QU CoRE ¦ 4QU LoRE | Non-Red Flag Warning - Catastrophic Fires | Contamination | Aggregated | 2046 | 4.3468e-09 | 202.884 | 8.819e-07 | 2046 | Mitigation | 0.95 | 45 | 0 | esc | 0.00097009 | 4.2168e-12 | 0.00097009 | 4.2168e-12 | 0.034918 | 5.9081e-07 | 0.01662 | 4.862e-09
[120 empty] | 7.3.3.17.5 (Remote Grid) Updates to grid topology to minimize risk of ignition in HFTDs Remote GridWLDFRContaminationAggregated | WLDFR | HFTD - Distribution - Tier 3 - 4QU CoRE ¦ 4QU LoRE | Non-Red Flag Warning - Catastrophic Fires | Contamination | Aggregated | 2047 | 4.3468e-09 | 202.884 | 8.819e-07 | 2047 | Mitigation | 0.95 | 45 | 0 | esc | 0.00097009 | 4.2168e-12 | 0.00097009 | 4.2168e-12 | 0.034918 | 5.9081e-07 | 0.01662 | 4.862e-09
[120 empty] | 7.3.3.17.5 (Remote Grid) Updates to grid topology to minimize risk of ignition in HFTDs Remote GridWLDFRContaminationAggregated | WLDFR | HFTD - Distribution - Tier 3 - 4QU CoRE ¦ 4QU LoRE | Non-Red Flag Warning - Catastrophic Fires | Contamination | Aggregated | 2048 | 4.3468e-09 | 202.884 | 8.819e-07 | 2048 | Mitigation | 0.95 | 45 | 0 | esc | 0.00097009 | 4.2168e-12 | 0.00097009 | 4.2168e-12 | 0.034918 | 5.9081e-07 | 0.01662 | 4.862e-09
[120 empty] | 7.3.3.17.5 (Remote Grid) Updates to grid topology to minimize risk of ignition in HFTDs Remote GridWLDFRContaminationAggregated | WLDFR | HFTD - Distribution - Tier 3 - 4QU CoRE ¦ 4QU LoRE | Non-Red Flag Warning - Catastrophic Fires | Contamination | Aggregated | 2049 | 4.3468e-09 | 202.884 | 8.819e-07 | 2049 | Mitigation | 0.95 | 45 | 0 | esc | 0.00097009 | 4.2168e-12 | 0.00097009 | 4.2168e-12 | 0.034918 | 5.9081e-07 | 0.01662 | 4.862e-09
[120 empty] | 7.3.3.17.5 (Remote Grid) Updates to grid topology to minimize risk of ignition in HFTDs Remote GridWLDFRContaminationAggregated | WLDFR | HFTD - Distribution - Tier 3 - 4QU CoRE ¦ 4QU LoRE | Non-Red Flag Warning - Catastrophic Fires | Contamination | Aggregated | 2050 | 4.3468e-09 | 202.884 | 8.819e-07 | 2050 | Mitigation | 0.95 | 45 | 0 | esc | 0.00097009 | 4.2168e-12 | 0.00097009 | 4.2168e-12 | 0.034918 | 5.9081e-07 | 0.01662 | 4.862e-09
[120 empty] | 7.3.3.17.5 (Remote Grid) Updates to grid topology to minimize risk of ignition in HFTDs Remote GridWLDFRContaminationAggregated | WLDFR | HFTD - Distribution - Tier 3 - 4QU CoRE ¦ 4QU LoRE | Non-Red Flag Warning - Catastrophic Fires | Contamination | Aggregated | 2051 | 4.3468e-09 | 202.884 | 8.819e-07 | 2051 | Mitigation | 0.95 | 45 | 0 | esc | 0.00097009 | 4.2168e-12 | 0.00097009 | 4.2168e-12 | 0.034918 | 5.9081e-07 | 0.01662 | 4.862e-09
[120 empty] | 7.3.3.17.5 (Remote Grid) Updates to grid topology to minimize risk of ignition in HFTDs Remote GridWLDFRContaminationAggregated | WLDFR | HFTD - Distribution - Tier 3 - 4QU CoRE ¦ 4QU LoRE | Non-Red Flag Warning - Catastrophic Fires | Contamination | Aggregated | 2052 | 4.3468e-09 | 202.884 | 8.819e-07 | 2052 | Mitigation | 0.95 | 45 | 0 | esc | 0.00097009 | 4.2168e-12 | 0.00097009 | 4.2168e-12 | 0.034918 | 5.9081e-07 | 0.01662 | 4.862e-09
[120 empty] | 7.3.3.17.5 (Remote Grid) Updates to grid topology to minimize risk of ignition in HFTDs Remote GridWLDFRContaminationAggregated | WLDFR | HFTD - Distribution - Tier 3 - 4QU CoRE ¦ 4QU LoRE | Non-Red Flag Warning - Catastrophic Fires | Contamination | Aggregated | 2053 | 4.3468e-09 | 202.884 | 8.819e-07 | 2053 | Mitigation | 0.95 | 45 | 0 | esc | 0.00097009 | 4.2168e-12 | 0.00097009 | 4.2168e-12 | 0.034918 | 5.9081e-07 | 0.01662 | 4.862e-09
[120 empty] | 7.3.3.17.5 (Remote Grid) Updates to grid topology to minimize risk of ignition in HFTDs Remote GridWLDFRContaminationAggregated | WLDFR | HFTD - Distribution - Tier 3 - 4QU CoRE ¦ 4QU LoRE | Non-Red Flag Warning - Catastrophic Fires | Contamination | Aggregated | 2054 | 4.3468e-09 | 202.884 | 8.819e-07 | 2054 | Mitigation | 0.95 | 45 | 0 | esc | 0.00097009 | 4.2168e-12 | 0.00097009 | 4.2168e-12 | 0.034918 | 5.9081e-07 | 0.01662 | 4.862e-09
[120 empty] | 7.3.3.17.5 (Remote Grid) Updates to grid topology to minimize risk of ignition in HFTDs Remote GridWLDFRContaminationAggregated | WLDFR | HFTD - Distribution - Tier 3 - 4QU CoRE ¦ 4QU LoRE | Non-Red Flag Warning - Catastrophic Fires | Contamination | Aggregated | 2055 | 4.3468e-09 | 202.884 | 8.819e-07 | 2055 | Mitigation | 0.95 | 45 | 0 | esc | 0.00097009 | 4.2168e-12 | 0.00097009 | 4.2168e-12 | 0.034918 | 5.9081e-07 | 0.01662 | 4.862e-09
[120 empty] | 7.3.3.17.5 (Remote Grid) Updates to grid topology to minimize risk of ignition in HFTDs Remote GridWLDFRContaminationAggregated | WLDFR | HFTD - Distribution - Tier 3 - 4QU CoRE ¦ 4QU LoRE | Non-Red Flag Warning - Catastrophic Fires | Contamination | Aggregated | 2056 | 4.3468e-09 | 202.884 | 8.819e-07 | 2056 | Mitigation | 0.95 | 45 | 0 | esc | 0.00097009 | 4.2168e-12 | 0.00097009 | 4.2168e-12 | 0.034918 | 5.9081e-07 | 0.01662 | 4.862e-09
[120 empty] | 7.3.3.17.5 (Remote Grid) Updates to grid topology to minimize risk of ignition in HFTDs Remote GridWLDFRContaminationAggregated | WLDFR | HFTD - Distribution - Tier 3 - 4QU CoRE ¦ 4QU LoRE | Non-Red Flag Warning - Catastrophic Fires | Contamination | Aggregated | 2057 | 4.3468e-09 | 202.884 | 8.819e-07 | 2057 | Mitigation | 0.95 | 45 | 0 | esc | 0.00097009 | 4.2168e-12 | 0.00097009 | 4.2168e-12 | 0.034918 | 5.9081e-07 | 0.01662 | 4.862e-09
[120 empty] | 7.3.3.17.5 (Remote Grid) Updates to grid topology to minimize risk of ignition in HFTDs Remote GridWLDFRContaminationAggregated | WLDFR | HFTD - Distribution - Tier 3 - 4QU CoRE ¦ 4QU LoRE | Non-Red Flag Warning - Catastrophic Fires | Contamination | Aggregated | 2058 | 4.3468e-09 | 202.884 | 8.819e-07 | 2058 | Mitigation | 0.95 | 45 | 0 | esc | 0.00097009 | 4.2168e-12 | 0.00097009 | 4.2168e-12 | 0 | 0 | 0.01662 | 4.862e-09
[120 empty] | 7.3.3.17.5 (Remote Grid) Updates to grid topology to minimize risk of ignition in HFTDs Remote GridWLDFRContaminationAggregated | WLDFR | HFTD - Distribution - Tier 3 - 4QU CoRE ¦ 4QU LoRE | Non-Red Flag Warning - Catastrophic Fires | Contamination | Aggregated | 2059 | 4.3468e-09 | 202.884 | 8.819e-07 | 2059 | Mitigation | 0.95 | 45 | 0 | esc | 0.00097009 | 4.2168e-12 | 0.00097009 | 4.2168e-12 | 0.034918 | 1.0714e-06 | 0.01662 | 4.862e-09
[120 empty] | 7.3.3.17.5 (Remote Grid) Updates to grid topology to minimize risk of ignition in HFTDs Remote GridWLDFRContaminationAggregated | WLDFR | HFTD - Distribution - Tier 3 - 4QU CoRE ¦ 4QU LoRE | Non-Red Flag Warning - Catastrophic Fires | Contamination | Aggregated | 2060 | 4.3468e-09 | 202.884 | 8.819e-07 | 2060 | Mitigation | 0.95 | 45 | 0 | esc | 0.00097009 | 4.2168e-12 | 0.00097009 | 4.2168e-12 | 0.034918 | 1.0714e-06 | 0.01662 | 4.862e-09
[120 empty] | 7.3.3.17.5 (Remote Grid) Updates to grid topology to minimize risk of ignition in HFTDs Remote GridWLDFRContaminationAggregated | WLDFR | HFTD - Distribution - Tier 3 - 4QU CoRE ¦ 4QU LoRE | Non-Red Flag Warning - Catastrophic Fires | Contamination | Aggregated | 2061 | 4.3468e-09 | 202.884 | 8.819e-07 | 2061 | Mitigation | 0.95 | 45 | 0 | esc | 0.00097009 | 4.2168e-12 | 0.00097009 | 4.2168e-12 | 0.034918 | 1.0714e-06 | 0.01662 | 4.862e-09
[120 empty] | 7.3.3.17.5 (Remote Grid) Updates to grid topology to minimize risk of ignition in HFTDs Remote GridWLDFRContaminationAggregated | WLDFR | HFTD - Distribution - Tier 3 - 4QU CoRE ¦ 4QU LoRE | Non-Red Flag Warning - Catastrophic Fires | Contamination | Aggregated | 2062 | 4.3468e-09 | 202.884 | 8.819e-07 | 2062 | Mitigation | 0.95 | 45 | 0 | esc | 0.00097009 | 4.2168e-12 | 0.00097009 | 4.2168e-12 | 0.034918 | 1.0714e-06 | 0.01662 | 4.862e-09
[120 empty] | 7.3.3.17.5 (Remote Grid) Updates to grid topology to minimize risk of ignition in HFTDs Remote GridWLDFRContaminationAggregated | WLDFR | HFTD - Distribution - Tier 3 - 4QU CoRE ¦ 4QU LoRE | Non-Red Flag Warning - Catastrophic Fires | Contamination | Aggregated | 2063 | 4.3468e-09 | 202.884 | 8.819e-07 | 2063 | Mitigation | 0.95 | 45 | 0 | esc | 0.00097009 | 4.2168e-12 | 0.00097009 | 4.2168e-12 | 0.034918 | 1.0714e-06 | 0.01662 | 4.862e-09
[120 empty] | 7.3.3.17.5 (Remote Grid) Updates to grid topology to minimize risk of ignition in HFTDs Remote GridWLDFRContaminationAggregated | WLDFR | HFTD - Distribution - Tier 3 - 4QU CoRE ¦ 4QU LoRE | Non-Red Flag Warning - Catastrophic Fires | Contamination | Aggregated | 2064 | 4.3468e-09 | 202.884 | 8.819e-07 | 2064 | Mitigation | 0.95 | 45 | 0 | esc | 0.00097009 | 4.2168e-12 | 0.00097009 | 4.2168e-12 | 0.034918 | 1.0714e-06 | 0.01662 | 4.862e-09
[120 empty] | 7.3.3.17.5 (Remote Grid) Updates to grid topology to minimize risk of ignition in HFTDs Remote GridWLDFRContaminationAggregated | WLDFR | HFTD - Distribution - Tier 3 - 4QU CoRE ¦ 4QU LoRE | Non-Red Flag Warning - Catastrophic Fires | Contamination | Aggregated | 2065 | 4.3468e-09 | 202.884 | 8.819e-07 | 2065 | Mitigation | 0.95 | 45 | 0 | esc | 0.00097009 | 4.2168e-12 | 0.00097009 | 4.2168e-12 | 0.034918 | 1.0714e-06 | 0.01662 | 4.862e-09
[120 empty] | 7.3.3.17.5 (Remote Grid) Updates to grid topology to minimize risk of ignition in HFTDs Remote GridWLDFRContaminationAggregated | WLDFR | HFTD - Distribution - Tier 3 - 4QU CoRE ¦ 4QU LoRE | Non-Red Flag Warning - Catastrophic Fires | Contamination | Aggregated | 2066 | 4.3468e-09 | 202.884 | 8.819e-07 | 2066 | Mitigation | 0.95 | 45 | 0 | esc | 0.00097009 | 4.2168e-12 | 0.00097009 | 4.2168e-12 | 0.034918 | 1.0714e-06 | 0 | 0
[120 empty] | 7.3.3.17.5 (Remote Grid) Updates to grid topology to minimize risk of ignition in HFTDs Remote GridWLDFRContaminationAggregated | WLDFR | HFTD - Distribution - Tier 3 - 4QU CoRE ¦ 4QU LoRE | Non-Red Flag Warning - Catastrophic Fires | Contamination | Aggregated | 2067 | 4.3468e-09 | 202.884 | 8.819e-07 | 2067 | Mitigation | 0.95 | 45 | 0 | esc | 0 | 0 | 0.00097009 | 4.2168e-12 | 0.034918 | 1.0714e-06 | 0 | 0
[120 empty] | 7.3.3.17.5 (Remote Grid) Updates to grid topology to minimize risk of ignition in HFTDs Remote GridWLDFREquipment / facility failureAggregated | WLDFR | HFTD - Distribution - Tier 3 - 4QU CoRE ¦ 4QU LoRE | Non-Red Flag Warning - Catastrophic Fires | Equipment / facility failure | Aggregated | 2022 | 9.2068e-09 | 202.884 | 1.8679e-06 | 2022 | Mitigation | 0.95 | 45 | 0 | esc | 0.00097009 | 8.9314e-12 | 0 | 0 | 0.034918 | 1.0714e-06 | 0.0080352 | 1.7611e-08
[120 empty] | 7.3.3.17.5 (Remote Grid) Updates to grid topology to minimize risk of ignition in HFTDs Remote GridWLDFREquipment / facility failureAggregated | WLDFR | HFTD - Distribution - Tier 3 - 4QU CoRE ¦ 4QU LoRE | Non-Red Flag Warning - Catastrophic Fires | Equipment / facility failure | Aggregated | 2023 | 9.2068e-09 | 202.884 | 1.8679e-06 | 2023 | Mitigation | 0.95 | 45 | 0 | esc | 0.00097009 | 8.9314e-12 | 0.00097009 | 8.9314e-12 | 0.034918 | 1.0714e-06 | 0.0080352 | 1.7611e-08
[120 empty] | 7.3.3.17.5 (Remote Grid) Updates to grid topology to minimize risk of ignition in HFTDs Remote GridWLDFREquipment / facility failureAggregated | WLDFR | HFTD - Distribution - Tier 3 - 4QU CoRE ¦ 4QU LoRE | Non-Red Flag Warning - Catastrophic Fires | Equipment / facility failure | Aggregated | 2024 | 9.2068e-09 | 202.884 | 1.8679e-06 | 2024 | Mitigation | 0.95 | 45 | 0 | esc | 0.00097009 | 8.9314e-12 | 0.00097009 | 8.9314e-12 | 0.034918 | 1.0714e-06 | 0.0080352 | 1.7611e-08
[120 empty] | 7.3.3.17.5 (Remote Grid) Updates to grid topology to minimize risk of ignition in HFTDs Remote GridWLDFREquipment / facility failureAggregated | WLDFR | HFTD - Distribution - Tier 3 - 4QU CoRE ¦ 4QU LoRE | Non-Red Flag Warning - Catastrophic Fires | Equipment / facility failure | Aggregated | 2025 | 9.2068e-09 | 202.884 | 1.8679e-06 | 2025 | Mitigation | 0.95 | 45 | 0 | esc | 0.00097009 | 8.9314e-12 | 0.00097009 | 8.9314e-12 | 0.034918 | 1.0714e-06 | 0.0080352 | 1.7611e-08
[120 empty] | 7.3.3.17.5 (Remote Grid) Updates to grid topology to minimize risk of ignition in HFTDs Remote GridWLDFREquipment / facility failureAggregated | WLDFR | HFTD - Distribution - Tier 3 - 4QU CoRE ¦ 4QU LoRE | Non-Red Flag Warning - Catastrophic Fires | Equipment / facility failure | Aggregated | 2026 | 9.2068e-09 | 202.884 | 1.8679e-06 | 2026 | Mitigation | 0.95 | 45 | 0 | esc | 0.00097009 | 8.9314e-12 | 0.00097009 | 8.9314e-12 | 0.034918 | 1.0714e-06 | 0.0080352 | 1.7611e-08
[120 empty] | 7.3.3.17.5 (Remote Grid) Updates to grid topology to minimize risk of ignition in HFTDs Remote GridWLDFREquipment / facility failureAggregated | WLDFR | HFTD - Distribution - Tier 3 - 4QU CoRE ¦ 4QU LoRE | Non-Red Flag Warning - Catastrophic Fires | Equipment / facility failure | Aggregated | 2027 | 9.2068e-09 | 202.884 | 1.8679e-06 | 2027 | Mitigation | 0.95 | 45 | 0 | esc | 0.00097009 | 8.9314e-12 | 0.00097009 | 8.9314e-12 | 0.034918 | 1.0714e-06 | 0.0080352 | 1.7611e-08
[120 empty] | 7.3.3.17.5 (Remote Grid) Updates to grid topology to minimize risk of ignition in HFTDs Remote GridWLDFREquipment / facility failureAggregated | WLDFR | HFTD - Distribution - Tier 3 - 4QU CoRE ¦ 4QU LoRE | Non-Red Flag Warning - Catastrophic Fires | Equipment / facility failure | Aggregated | 2028 | 9.2068e-09 | 202.884 | 1.8679e-06 | 2028 | Mitigation | 0.95 | 45 | 0 | esc | 0.00097009 | 8.9314e-12 | 0.00097009 | 8.9314e-12 | 0.034918 | 1.0714e-06 | 0.0080352 | 1.7611e-08
[120 empty] | 7.3.3.17.5 (Remote Grid) Updates to grid topology to minimize risk of ignition in HFTDs Remote GridWLDFREquipment / facility failureAggregated | WLDFR | HFTD - Distribution - Tier 3 - 4QU CoRE ¦ 4QU LoRE | Non-Red Flag Warning - Catastrophic Fires | Equipment / facility failure | Aggregated | 2029 | 9.2068e-09 | 202.884 | 1.8679e-06 | 2029 | Mitigation | 0.95 | 45 | 0 | esc | 0.00097009 | 8.9314e-12 | 0.00097009 | 8.9314e-12 | 0.034918 | 1.0714e-06 | 0.0080352 | 1.7611e-08
[120 empty] | 7.3.3.17.5 (Remote Grid) Updates to grid topology to minimize risk of ignition in HFTDs Remote GridWLDFREquipment / facility failureAggregated | WLDFR | HFTD - Distribution - Tier 3 - 4QU CoRE ¦ 4QU LoRE | Non-Red Flag Warning - Catastrophic Fires | Equipment / facility failure | Aggregated | 2030 | 9.2068e-09 | 202.884 | 1.8679e-06 | 2030 | Mitigation | 0.95 | 45 | 0 | esc | 0.00097009 | 8.9314e-12 | 0.00097009 | 8.9314e-12 | 0.034918 | 1.0714e-06 | 0.0080352 | 1.7611e-08
[120 empty] | 7.3.3.17.5 (Remote Grid) Updates to grid topology to minimize risk of ignition in HFTDs Remote GridWLDFREquipment / facility failureAggregated | WLDFR | HFTD - Distribution - Tier 3 - 4QU CoRE ¦ 4QU LoRE | Non-Red Flag Warning - Catastrophic Fires | Equipment / facility failure | Aggregated | 2031 | 9.2068e-09 | 202.884 | 1.8679e-06 | 2031 | Mitigation | 0.95 | 45 | 0 | esc | 0.00097009 | 8.9314e-12 | 0.00097009 | 8.9314e-12 | 0.034918 | 1.0714e-06 | 0.0080352 | 1.7611e-08
[120 empty] | 7.3.3.17.5 (Remote Grid) Updates to grid topology to minimize risk of ignition in HFTDs Remote GridWLDFREquipment / facility failureAggregated | WLDFR | HFTD - Distribution - Tier 3 - 4QU CoRE ¦ 4QU LoRE | Non-Red Flag Warning - Catastrophic Fires | Equipment / facility failure | Aggregated | 2032 | 9.2068e-09 | 202.884 | 1.8679e-06 | 2032 | Mitigation | 0.95 | 45 | 0 | esc | 0.00097009 | 8.9314e-12 | 0.00097009 | 8.9314e-12 | 0.034918 | 1.0714e-06 | 0.0080352 | 1.7611e-08
[120 empty] | 7.3.3.17.5 (Remote Grid) Updates to grid topology to minimize risk of ignition in HFTDs Remote GridWLDFREquipment / facility failureAggregated | WLDFR | HFTD - Distribution - Tier 3 - 4QU CoRE ¦ 4QU LoRE | Non-Red Flag Warning - Catastrophic Fires | Equipment / facility failure | Aggregated | 2033 | 9.2068e-09 | 202.884 | 1.8679e-06 | 2033 | Mitigation | 0.95 | 45 | 0 | esc | 0.00097009 | 8.9314e-12 | 0.00097009 | 8.9314e-12 | 0.034918 | 1.0714e-06 | 0.0080352 | 1.7611e-08
[120 empty] | 7.3.3.17.5 (Remote Grid) Updates to grid topology to minimize risk of ignition in HFTDs Remote GridWLDFREquipment / facility failureAggregated | WLDFR | HFTD - Distribution - Tier 3 - 4QU CoRE ¦ 4QU LoRE | Non-Red Flag Warning - Catastrophic Fires | Equipment / facility failure | Aggregated | 2034 | 9.2068e-09 | 202.884 | 1.8679e-06 | 2034 | Mitigation | 0.95 | 45 | 0 | esc | 0.00097009 | 8.9314e-12 | 0.00097009 | 8.9314e-12 | 0.034918 | 1.0714e-06 | 0.0080352 | 1.7611e-08
[120 empty] | 7.3.3.17.5 (Remote Grid) Updates to grid topology to minimize risk of ignition in HFTDs Remote GridWLDFREquipment / facility failureAggregated | WLDFR | HFTD - Distribution - Tier 3 - 4QU CoRE ¦ 4QU LoRE | Non-Red Flag Warning - Catastrophic Fires | Equipment / facility failure | Aggregated | 2035 | 9.2068e-09 | 202.884 | 1.8679e-06 | 2035 | Mitigation | 0.95 | 45 | 0 | esc | 0.00097009 | 8.9314e-12 | 0.00097009 | 8.9314e-12 | 0.034918 | 1.0714e-06 | 0.0080352 | 1.7611e-08
[120 empty] | 7.3.3.17.5 (Remote Grid) Updates to grid topology to minimize risk of ignition in HFTDs Remote GridWLDFREquipment / facility failureAggregated | WLDFR | HFTD - Distribution - Tier 3 - 4QU CoRE ¦ 4QU LoRE | Non-Red Flag Warning - Catastrophic Fires | Equipment / facility failure | Aggregated | 2036 | 9.2068e-09 | 202.884 | 1.8679e-06 | 2036 | Mitigation | 0.95 | 45 | 0 | esc | 0.00097009 | 8.9314e-12 | 0.00097009 | 8.9314e-12 | 0.034918 | 1.0714e-06 | 0.0080352 | 1.7611e-08
[120 empty] | 7.3.3.17.5 (Remote Grid) Updates to grid topology to minimize risk of ignition in HFTDs Remote GridWLDFREquipment / facility failureAggregated | WLDFR | HFTD - Distribution - Tier 3 - 4QU CoRE ¦ 4QU LoRE | Non-Red Flag Warning - Catastrophic Fires | Equipment / facility failure | Aggregated | 2037 | 9.2068e-09 | 202.884 | 1.8679e-06 | 2037 | Mitigation | 0.95 | 45 | 0 | esc | 0.00097009 | 8.9314e-12 | 0.00097009 | 8.9314e-12 | 0.034918 | 1.0714e-06 | 0.0080352 | 1.7611e-08
[120 empty] | 7.3.3.17.5 (Remote Grid) Updates to grid topology to minimize risk of ignition in HFTDs Remote GridWLDFREquipment / facility failureAggregated | WLDFR | HFTD - Distribution - Tier 3 - 4QU CoRE ¦ 4QU LoRE | Non-Red Flag Warning - Catastrophic Fires | Equipment / facility failure | Aggregated | 2038 | 9.2068e-09 | 202.884 | 1.8679e-06 | 2038 | Mitigation | 0.95 | 45 | 0 | esc | 0.00097009 | 8.9314e-12 | 0.00097009 | 8.9314e-12 | 0.034918 | 1.0714e-06 | 0.0080352 | 1.7611e-08
[120 empty] | 7.3.3.17.5 (Remote Grid) Updates to grid topology to minimize risk of ignition in HFTDs Remote GridWLDFREquipment / facility failureAggregated | WLDFR | HFTD - Distribution - Tier 3 - 4QU CoRE ¦ 4QU LoRE | Non-Red Flag Warning - Catastrophic Fires | Equipment / facility failure | Aggregated | 2039 | 9.2068e-09 | 202.884 | 1.8679e-06 | 2039 | Mitigation | 0.95 | 45 | 0 | esc | 0.00097009 | 8.9314e-12 | 0.00097009 | 8.9314e-12 | 0.034918 | 1.0714e-06 | 0.0080352 | 1.7611e-08
[120 empty] | 7.3.3.17.5 (Remote Grid) Updates to grid topology to minimize risk of ignition in HFTDs Remote GridWLDFREquipment / facility failureAggregated | WLDFR | HFTD - Distribution - Tier 3 - 4QU CoRE ¦ 4QU LoRE | Non-Red Flag Warning - Catastrophic Fires | Equipment / facility failure | Aggregated | 2040 | 9.2068e-09 | 202.884 | 1.8679e-06 | 2040 | Mitigation | 0.95 | 45 | 0 | esc | 0.00097009 | 8.9314e-12 | 0.00097009 | 8.9314e-12 | 0.034918 | 1.0714e-06 | 0.0080352 | 1.7611e-08
[120 empty] | 7.3.3.17.5 (Remote Grid) Updates to grid topology to minimize risk of ignition in HFTDs Remote GridWLDFREquipment / facility failureAggregated | WLDFR | HFTD - Distribution - Tier 3 - 4QU CoRE ¦ 4QU LoRE | Non-Red Flag Warning - Catastrophic Fires | Equipment / facility failure | Aggregated | 2041 | 9.2068e-09 | 202.884 | 1.8679e-06 | 2041 | Mitigation | 0.95 | 45 | 0 | esc | 0.00097009 | 8.9314e-12 | 0.00097009 | 8.9314e-12 | 0.034918 | 1.0714e-06 | 0.0080352 | 1.7611e-08
[120 empty] | 7.3.3.17.5 (Remote Grid) Updates to grid topology to minimize risk of ignition in HFTDs Remote GridWLDFREquipment / facility failureAggregated | WLDFR | HFTD - Distribution - Tier 3 - 4QU CoRE ¦ 4QU LoRE | Non-Red Flag Warning - Catastrophic Fires | Equipment / facility failure | Aggregated | 2042 | 9.2068e-09 | 202.884 | 1.8679e-06 | 2042 | Mitigation | 0.95 | 45 | 0 | esc | 0.00097009 | 8.9314e-12 | 0.00097009 | 8.9314e-12 | 0.034918 | 1.0714e-06 | 0.0080352 | 1.7611e-08
[120 empty] | 7.3.3.17.5 (Remote Grid) Updates to grid topology to minimize risk of ignition in HFTDs Remote GridWLDFREquipment / facility failureAggregated | WLDFR | HFTD - Distribution - Tier 3 - 4QU CoRE ¦ 4QU LoRE | Non-Red Flag Warning - Catastrophic Fires | Equipment / facility failure | Aggregated | 2043 | 9.2068e-09 | 202.884 | 1.8679e-06 | 2043 | Mitigation | 0.95 | 45 | 0 | esc | 0.00097009 | 8.9314e-12 | 0.00097009 | 8.9314e-12 | 0.034918 | 1.0714e-06 | 0.0080352 | 1.7611e-08
[120 empty] | 7.3.3.17.5 (Remote Grid) Updates to grid topology to minimize risk of ignition in HFTDs Remote GridWLDFREquipment / facility failureAggregated | WLDFR | HFTD - Distribution - Tier 3 - 4QU CoRE ¦ 4QU LoRE | Non-Red Flag Warning - Catastrophic Fires | Equipment / facility failure | Aggregated | 2044 | 9.2068e-09 | 202.884 | 1.8679e-06 | 2044 | Mitigation | 0.95 | 45 | 0 | esc | 0.00097009 | 8.9314e-12 | 0.00097009 | 8.9314e-12 | 0.034918 | 1.0714e-06 | 0.0080352 | 1.7611e-08
[120 empty] | 7.3.3.17.5 (Remote Grid) Updates to grid topology to minimize risk of ignition in HFTDs Remote GridWLDFREquipment / facility failureAggregated | WLDFR | HFTD - Distribution - Tier 3 - 4QU CoRE ¦ 4QU LoRE | Non-Red Flag Warning - Catastrophic Fires | Equipment / facility failure | Aggregated | 2045 | 9.2068e-09 | 202.884 | 1.8679e-06 | 2045 | Mitigation | 0.95 | 45 | 0 | esc | 0.00097009 | 8.9314e-12 | 0.00097009 | 8.9314e-12 | 0.034918 | 1.0714e-06 | 0.0080352 | 1.7611e-08
[120 empty] | 7.3.3.17.5 (Remote Grid) Updates to grid topology to minimize risk of ignition in HFTDs Remote GridWLDFREquipment / facility failureAggregated | WLDFR | HFTD - Distribution - Tier 3 - 4QU CoRE ¦ 4QU LoRE | Non-Red Flag Warning - Catastrophic Fires | Equipment / facility failure | Aggregated | 2046 | 9.2068e-09 | 202.884 | 1.8679e-06 | 2046 | Mitigation | 0.95 | 45 | 0 | esc | 0.00097009 | 8.9314e-12 | 0.00097009 | 8.9314e-12 | 0.034918 | 1.0714e-06 | 0.0080352 | 1.7611e-08
[120 empty] | 7.3.3.17.5 (Remote Grid) Updates to grid topology to minimize risk of ignition in HFTDs Remote GridWLDFREquipment / facility failureAggregated | WLDFR | HFTD - Distribution - Tier 3 - 4QU CoRE ¦ 4QU LoRE | Non-Red Flag Warning - Catastrophic Fires | Equipment / facility failure | Aggregated | 2047 | 9.2068e-09 | 202.884 | 1.8679e-06 | 2047 | Mitigation | 0.95 | 45 | 0 | esc | 0.00097009 | 8.9314e-12 | 0.00097009 | 8.9314e-12 | 0.034918 | 1.0714e-06 | 0.0080352 | 1.7611e-08
[120 empty] | 7.3.3.17.5 (Remote Grid) Updates to grid topology to minimize risk of ignition in HFTDs Remote GridWLDFREquipment / facility failureAggregated | WLDFR | HFTD - Distribution - Tier 3 - 4QU CoRE ¦ 4QU LoRE | Non-Red Flag Warning - Catastrophic Fires | Equipment / facility failure | Aggregated | 2048 | 9.2068e-09 | 202.884 | 1.8679e-06 | 2048 | Mitigation | 0.95 | 45 | 0 | esc | 0.00097009 | 8.9314e-12 | 0.00097009 | 8.9314e-12 | 0.034918 | 1.0714e-06 | 0.0080352 | 1.7611e-08
[120 empty] | 7.3.3.17.5 (Remote Grid) Updates to grid topology to minimize risk of ignition in HFTDs Remote GridWLDFREquipment / facility failureAggregated | WLDFR | HFTD - Distribution - Tier 3 - 4QU CoRE ¦ 4QU LoRE | Non-Red Flag Warning - Catastrophic Fires | Equipment / facility failure | Aggregated | 2049 | 9.2068e-09 | 202.884 | 1.8679e-06 | 2049 | Mitigation | 0.95 | 45 | 0 | esc | 0.00097009 | 8.9314e-12 | 0.00097009 | 8.9314e-12 | 0.034918 | 1.0714e-06 | 0.0080352 | 1.7611e-08
[120 empty] | 7.3.3.17.5 (Remote Grid) Updates to grid topology to minimize risk of ignition in HFTDs Remote GridWLDFREquipment / facility failureAggregated | WLDFR | HFTD - Distribution - Tier 3 - 4QU CoRE ¦ 4QU LoRE | Non-Red Flag Warning - Catastrophic Fires | Equipment / facility failure | Aggregated | 2050 | 9.2068e-09 | 202.884 | 1.8679e-06 | 2050 | Mitigation | 0.95 | 45 | 0 | esc | 0.00097009 | 8.9314e-12 | 0.00097009 | 8.9314e-12 | 0.034918 | 1.0714e-06 | 0.0080352 | 1.7611e-08
[120 empty] | 7.3.3.17.5 (Remote Grid) Updates to grid topology to minimize risk of ignition in HFTDs Remote GridWLDFREquipment / facility failureAggregated | WLDFR | HFTD - Distribution - Tier 3 - 4QU CoRE ¦ 4QU LoRE | Non-Red Flag Warning - Catastrophic Fires | Equipment / facility failure | Aggregated | 2051 | 9.2068e-09 | 202.884 | 1.8679e-06 | 2051 | Mitigation | 0.95 | 45 | 0 | esc | 0.00097009 | 8.9314e-12 | 0.00097009 | 8.9314e-12 | 0.034918 | 1.0714e-06 | 0.0080352 | 1.7611e-08
[120 empty] | 7.3.3.17.5 (Remote Grid) Updates to grid topology to minimize risk of ignition in HFTDs Remote GridWLDFREquipment / facility failureAggregated | WLDFR | HFTD - Distribution - Tier 3 - 4QU CoRE ¦ 4QU LoRE | Non-Red Flag Warning - Catastrophic Fires | Equipment / facility failure | Aggregated | 2052 | 9.2068e-09 | 202.884 | 1.8679e-06 | 2052 | Mitigation | 0.95 | 45 | 0 | esc | 0.00097009 | 8.9314e-12 | 0.00097009 | 8.9314e-12 | 0.034918 | 1.0714e-06 | 0 | 0
[120 empty] | 7.3.3.17.5 (Remote Grid) Updates to grid topology to minimize risk of ignition in HFTDs Remote GridWLDFREquipment / facility failureAggregated | WLDFR | HFTD - Distribution - Tier 3 - 4QU CoRE ¦ 4QU LoRE | Non-Red Flag Warning - Catastrophic Fires | Equipment / facility failure | Aggregated | 2053 | 9.2068e-09 | 202.884 | 1.8679e-06 | 2053 | Mitigation | 0.95 | 45 | 0 | esc | 0.00097009 | 8.9314e-12 | 0.00097009 | 8.9314e-12 | 0.034918 | 1.0714e-06 | 0 | 0
[120 empty] | 7.3.3.17.5 (Remote Grid) Updates to grid topology to minimize risk of ignition in HFTDs Remote GridWLDFREquipment / facility failureAggregated | WLDFR | HFTD - Distribution - Tier 3 - 4QU CoRE ¦ 4QU LoRE | Non-Red Flag Warning - Catastrophic Fires | Equipment / facility failure | Aggregated | 2054 | 9.2068e-09 | 202.884 | 1.8679e-06 | 2054 | Mitigation | 0.95 | 45 | 0 | esc | 0.00097009 | 8.9314e-12 | 0.00097009 | 8.9314e-12 | 0.034918 | 1.0714e-06 | 0.010315 | 1.4094e-08
[120 empty] | 7.3.3.17.5 (Remote Grid) Updates to grid topology to minimize risk of ignition in HFTDs Remote GridWLDFREquipment / facility failureAggregated | WLDFR | HFTD - Distribution - Tier 3 - 4QU CoRE ¦ 4QU LoRE | Non-Red Flag Warning - Catastrophic Fires | Equipment / facility failure | Aggregated | 2055 | 9.2068e-09 | 202.884 | 1.8679e-06 | 2055 | Mitigation | 0.95 | 45 | 0 | esc | 0.00097009 | 8.9314e-12 | 0.00097009 | 8.9314e-12 | 0.034918 | 1.0714e-06 | 0.010315 | 1.4094e-08
[120 empty] | 7.3.3.17.5 (Remote Grid) Updates to grid topology to minimize risk of ignition in HFTDs Remote GridWLDFREquipment / facility failureAggregated | WLDFR | HFTD - Distribution - Tier 3 - 4QU CoRE ¦ 4QU LoRE | Non-Red Flag Warning - Catastrophic Fires | Equipment / facility failure | Aggregated | 2056 | 9.2068e-09 | 202.884 | 1.8679e-06 | 2056 | Mitigation | 0.95 | 45 | 0 | esc | 0.00097009 | 8.9314e-12 | 0.00097009 | 8.9314e-12 | 0.034918 | 1.0714e-06 | 0.010315 | 1.4094e-08
[120 empty] | 7.3.3.17.5 (Remote Grid) Updates to grid topology to minimize risk of ignition in HFTDs Remote GridWLDFREquipment / facility failureAggregated | WLDFR | HFTD - Distribution - Tier 3 - 4QU CoRE ¦ 4QU LoRE | Non-Red Flag Warning - Catastrophic Fires | Equipment / facility failure | Aggregated | 2057 | 9.2068e-09 | 202.884 | 1.8679e-06 | 2057 | Mitigation | 0.95 | 45 | 0 | esc | 0.00097009 | 8.9314e-12 | 0.00097009 | 8.9314e-12 | 0.034918 | 1.0714e-06 | 0.010315 | 1.4094e-08
[120 empty] | 7.3.3.17.5 (Remote Grid) Updates to grid topology to minimize risk of ignition in HFTDs Remote GridWLDFREquipment / facility failureAggregated | WLDFR | HFTD - Distribution - Tier 3 - 4QU CoRE ¦ 4QU LoRE | Non-Red Flag Warning - Catastrophic Fires | Equipment / facility failure | Aggregated | 2058 | 9.2068e-09 | 202.884 | 1.8679e-06 | 2058 | Mitigation | 0.95 | 45 | 0 | esc | 0.00097009 | 8.9314e-12 | 0.00097009 | 8.9314e-12 | 0.034918 | 1.0714e-06 | 0.010315 | 1.4094e-08
[120 empty] | 7.3.3.17.5 (Remote Grid) Updates to grid topology to minimize risk of ignition in HFTDs Remote GridWLDFREquipment / facility failureAggregated | WLDFR | HFTD - Distribution - Tier 3 - 4QU CoRE ¦ 4QU LoRE | Non-Red Flag Warning - Catastrophic Fires | Equipment / facility failure | Aggregated | 2059 | 9.2068e-09 | 202.884 | 1.8679e-06 | 2059 | Mitigation | 0.95 | 45 | 0 | esc | 0.00097009 | 8.9314e-12 | 0.00097009 | 8.9314e-12 | 0.034918 | 1.0714e-06 | 0.010315 | 1.4094e-08
[120 empty] | 7.3.3.17.5 (Remote Grid) Updates to grid topology to minimize risk of ignition in HFTDs Remote GridWLDFREquipment / facility failureAggregated | WLDFR | HFTD - Distribution - Tier 3 - 4QU CoRE ¦ 4QU LoRE | Non-Red Flag Warning - Catastrophic Fires | Equipment / facility failure | Aggregated | 2060 | 9.2068e-09 | 202.884 | 1.8679e-06 | 2060 | Mitigation | 0.95 | 45 | 0 | esc | 0.00097009 | 8.9314e-12 | 0.00097009 | 8.9314e-12 | 0.034918 | 1.0714e-06 | 0.010315 | 1.4094e-08
[120 empty] | 7.3.3.17.5 (Remote Grid) Updates to grid topology to minimize risk of ignition in HFTDs Remote GridWLDFREquipment / facility failureAggregated | WLDFR | HFTD - Distribution - Tier 3 - 4QU CoRE ¦ 4QU LoRE | Non-Red Flag Warning - Catastrophic Fires | Equipment / facility failure | Aggregated | 2061 | 9.2068e-09 | 202.884 | 1.8679e-06 | 2061 | Mitigation | 0.95 | 45 | 0 | esc | 0.00097009 | 8.9314e-12 | 0.00097009 | 8.9314e-12 | 0.034918 | 1.0714e-06 | 0.010315 | 1.4094e-08
[120 empty] | 7.3.3.17.5 (Remote Grid) Updates to grid topology to minimize risk of ignition in HFTDs Remote GridWLDFREquipment / facility failureAggregated | WLDFR | HFTD - Distribution - Tier 3 - 4QU CoRE ¦ 4QU LoRE | Non-Red Flag Warning - Catastrophic Fires | Equipment / facility failure | Aggregated | 2062 | 9.2068e-09 | 202.884 | 1.8679e-06 | 2062 | Mitigation | 0.95 | 45 | 0 | esc | 0.00097009 | 8.9314e-12 | 0.00097009 | 8.9314e-12 | 0 | 0 | 0.010315 | 1.4094e-08
[120 empty] | 7.3.3.17.5 (Remote Grid) Updates to grid topology to minimize risk of ignition in HFTDs Remote GridWLDFREquipment / facility failureAggregated | WLDFR | HFTD - Distribution - Tier 3 - 4QU CoRE ¦ 4QU LoRE | Non-Red Flag Warning - Catastrophic Fires | Equipment / facility failure | Aggregated | 2063 | 9.2068e-09 | 202.884 | 1.8679e-06 | 2063 | Mitigation | 0.95 | 45 | 0 | esc | 0.00097009 | 8.9314e-12 | 0.00097009 | 8.9314e-12 | 0.034918 | 2.4122e-06 | 0.010315 | 1.4094e-08
[120 empty] | 7.3.3.17.5 (Remote Grid) Updates to grid topology to minimize risk of ignition in HFTDs Remote GridWLDFREquipment / facility failureAggregated | WLDFR | HFTD - Distribution - Tier 3 - 4QU CoRE ¦ 4QU LoRE | Non-Red Flag Warning - Catastrophic Fires | Equipment / facility failure | Aggregated | 2064 | 9.2068e-09 | 202.884 | 1.8679e-06 | 2064 | Mitigation | 0.95 | 45 | 0 | esc | 0.00097009 | 8.9314e-12 | 0.00097009 | 8.9314e-12 | 0.034918 | 2.4122e-06 | 0.010315 | 1.4094e-08
[120 empty] | 7.3.3.17.5 (Remote Grid) Updates to grid topology to minimize risk of ignition in HFTDs Remote GridWLDFREquipment / facility failureAggregated | WLDFR | HFTD - Distribution - Tier 3 - 4QU CoRE ¦ 4QU LoRE | Non-Red Flag Warning - Catastrophic Fires | Equipment / facility failure | Aggregated | 2065 | 9.2068e-09 | 202.884 | 1.8679e-06 | 2065 | Mitigation | 0.95 | 45 | 0 | esc | 0.00097009 | 8.9314e-12 | 0.00097009 | 8.9314e-12 | 0.034918 | 2.4122e-06 | 0.010315 | 1.4094e-08
[120 empty] | 7.3.3.17.5 (Remote Grid) Updates to grid topology to minimize risk of ignition in HFTDs Remote GridWLDFREquipment / facility failureAggregated | WLDFR | HFTD - Distribution - Tier 3 - 4QU CoRE ¦ 4QU LoRE | Non-Red Flag Warning - Catastrophic Fires | Equipment / facility failure | Aggregated | 2066 | 9.2068e-09 | 202.884 | 1.8679e-06 | 2066 | Mitigation | 0.95 | 45 | 0 | esc | 0.00097009 | 8.9314e-12 | 0.00097009 | 8.9314e-12 | 0.034918 | 2.4122e-06 | 0.010315 | 1.4094e-08
[120 empty] | 7.3.3.17.5 (Remote Grid) Updates to grid topology to minimize risk of ignition in HFTDs Remote GridWLDFREquipment / facility failureAggregated | WLDFR | HFTD - Distribution - Tier 3 - 4QU CoRE ¦ 4QU LoRE | Non-Red Flag Warning - Catastrophic Fires | Equipment / facility failure | Aggregated | 2067 | 9.2068e-09 | 202.884 | 1.8679e-06 | 2067 | Mitigation | 0.95 | 45 | 0 | esc | 0 | 0 | 0.00097009 | 8.9314e-12 | 0.034918 | 2.4122e-06 | 0.010315 | 1.4094e-08
[120 empty] | 7.3.3.17.5 (Remote Grid) Updates to grid topology to minimize risk of ignition in HFTDs Remote GridWLDFRVegetation ContactAggregated | WLDFR | HFTD - Distribution - Tier 3 - 4QU CoRE ¦ 4QU LoRE | Non-Red Flag Warning - Catastrophic Fires | Vegetation Contact | Aggregated | 2022 | 6.3763e-08 | 202.884 | 1.2937e-05 | 2022 | Mitigation | 0.95 | 45 | 0 | esc | 0.00097009 | 6.1856e-11 | 0 | 0 | 0.034918 | 2.4122e-06 | 0.010315 | 1.4094e-08
[120 empty] | 7.3.3.17.5 (Remote Grid) Updates to grid topology to minimize risk of ignition in HFTDs Remote GridWLDFRVegetation ContactAggregated | WLDFR | HFTD - Distribution - Tier 3 - 4QU CoRE ¦ 4QU LoRE | Non-Red Flag Warning - Catastrophic Fires | Vegetation Contact | Aggregated | 2023 | 6.3763e-08 | 202.884 | 1.2937e-05 | 2023 | Mitigation | 0.95 | 45 | 0 | esc | 0.00097009 | 6.1856e-11 | 0.00097009 | 6.1856e-11 | 0.034918 | 2.4122e-06 | 0.010315 | 1.4094e-08
[120 empty] | 7.3.3.17.5 (Remote Grid) Updates to grid topology to minimize risk of ignition in HFTDs Remote GridWLDFRVegetation ContactAggregated | WLDFR | HFTD - Distribution - Tier 3 - 4QU CoRE ¦ 4QU LoRE | Non-Red Flag Warning - Catastrophic Fires | Vegetation Contact | Aggregated | 2024 | 6.3763e-08 | 202.884 | 1.2937e-05 | 2024 | Mitigation | 0.95 | 45 | 0 | esc | 0.00097009 | 6.1856e-11 | 0.00097009 | 6.1856e-11 | 0.034918 | 2.4122e-06 | 0.010315 | 1.4094e-08
[120 empty] | 7.3.3.17.5 (Remote Grid) Updates to grid topology to minimize risk of ignition in HFTDs Remote GridWLDFRVegetation ContactAggregated | WLDFR | HFTD - Distribution - Tier 3 - 4QU CoRE ¦ 4QU LoRE | Non-Red Flag Warning - Catastrophic Fires | Vegetation Contact | Aggregated | 2025 | 6.3763e-08 | 202.884 | 1.2937e-05 | 2025 | Mitigation | 0.95 | 45 | 0 | esc | 0.00097009 | 6.1856e-11 | 0.00097009 | 6.1856e-11 | 0.034918 | 2.4122e-06 | 0.010315 | 1.4094e-08
[120 empty] | 7.3.3.17.5 (Remote Grid) Updates to grid topology to minimize risk of ignition in HFTDs Remote GridWLDFRVegetation ContactAggregated | WLDFR | HFTD - Distribution - Tier 3 - 4QU CoRE ¦ 4QU LoRE | Non-Red Flag Warning - Catastrophic Fires | Vegetation Contact | Aggregated | 2026 | 6.3763e-08 | 202.884 | 1.2937e-05 | 2026 | Mitigation | 0.95 | 45 | 0 | esc | 0.00097009 | 6.1856e-11 | 0.00097009 | 6.1856e-11 | 0.034918 | 2.4122e-06 | 0.010315 | 1.4094e-08
[120 empty] | 7.3.3.17.5 (Remote Grid) Updates to grid topology to minimize risk of ignition in HFTDs Remote GridWLDFRVegetation ContactAggregated | WLDFR | HFTD - Distribution - Tier 3 - 4QU CoRE ¦ 4QU LoRE | Non-Red Flag Warning - Catastrophic Fires | Vegetation Contact | Aggregated | 2027 | 6.3763e-08 | 202.884 | 1.2937e-05 | 2027 | Mitigation | 0.95 | 45 | 0 | esc | 0.00097009 | 6.1856e-11 | 0.00097009 | 6.1856e-11 | 0.034918 | 2.4122e-06 | 0.010315 | 1.4094e-08
[120 empty] | 7.3.3.17.5 (Remote Grid) Updates to grid topology to minimize risk of ignition in HFTDs Remote GridWLDFRVegetation ContactAggregated | WLDFR | HFTD - Distribution - Tier 3 - 4QU CoRE ¦ 4QU LoRE | Non-Red Flag Warning - Catastrophic Fires | Vegetation Contact | Aggregated | 2028 | 6.3763e-08 | 202.884 | 1.2937e-05 | 2028 | Mitigation | 0.95 | 45 | 0 | esc | 0.00097009 | 6.1856e-11 | 0.00097009 | 6.1856e-11 | 0.034918 | 2.4122e-06 | 0.010315 | 1.4094e-08
[120 empty] | 7.3.3.17.5 (Remote Grid) Updates to grid topology to minimize risk of ignition in HFTDs Remote GridWLDFRVegetation ContactAggregated | WLDFR | HFTD - Distribution - Tier 3 - 4QU CoRE ¦ 4QU LoRE | Non-Red Flag Warning - Catastrophic Fires | Vegetation Contact | Aggregated | 2029 | 6.3763e-08 | 202.884 | 1.2937e-05 | 2029 | Mitigation | 0.95 | 45 | 0 | esc | 0.00097009 | 6.1856e-11 | 0.00097009 | 6.1856e-11 | 0.034918 | 2.4122e-06 | 0.010315 | 1.4094e-08
[120 empty] | 7.3.3.17.5 (Remote Grid) Updates to grid topology to minimize risk of ignition in HFTDs Remote GridWLDFRVegetation ContactAggregated | WLDFR | HFTD - Distribution - Tier 3 - 4QU CoRE ¦ 4QU LoRE | Non-Red Flag Warning - Catastrophic Fires | Vegetation Contact | Aggregated | 2030 | 6.3763e-08 | 202.884 | 1.2937e-05 | 2030 | Mitigation | 0.95 | 45 | 0 | esc | 0.00097009 | 6.1856e-11 | 0.00097009 | 6.1856e-11 | 0.034918 | 2.4122e-06 | 0.010315 | 1.4094e-08
[120 empty] | 7.3.3.17.5 (Remote Grid) Updates to grid topology to minimize risk of ignition in HFTDs Remote GridWLDFRVegetation ContactAggregated | WLDFR | HFTD - Distribution - Tier 3 - 4QU CoRE ¦ 4QU LoRE | Non-Red Flag Warning - Catastrophic Fires | Vegetation Contact | Aggregated | 2031 | 6.3763e-08 | 202.884 | 1.2937e-05 | 2031 | Mitigation | 0.95 | 45 | 0 | esc | 0.00097009 | 6.1856e-11 | 0.00097009 | 6.1856e-11 | 0.034918 | 2.4122e-06 | 0.010315 | 1.4094e-08
[120 empty] | 7.3.3.17.5 (Remote Grid) Updates to grid topology to minimize risk of ignition in HFTDs Remote GridWLDFRVegetation ContactAggregated | WLDFR | HFTD - Distribution - Tier 3 - 4QU CoRE ¦ 4QU LoRE | Non-Red Flag Warning - Catastrophic Fires | Vegetation Contact | Aggregated | 2032 | 6.3763e-08 | 202.884 | 1.2937e-05 | 2032 | Mitigation | 0.95 | 45 | 0 | esc | 0.00097009 | 6.1856e-11 | 0.00097009 | 6.1856e-11 | 0.034918 | 2.4122e-06 | 0.010315 | 1.4094e-08
[120 empty] | 7.3.3.17.5 (Remote Grid) Updates to grid topology to minimize risk of ignition in HFTDs Remote GridWLDFRVegetation ContactAggregated | WLDFR | HFTD - Distribution - Tier 3 - 4QU CoRE ¦ 4QU LoRE | Non-Red Flag Warning - Catastrophic Fires | Vegetation Contact | Aggregated | 2033 | 6.3763e-08 | 202.884 | 1.2937e-05 | 2033 | Mitigation | 0.95 | 45 | 0 | esc | 0.00097009 | 6.1856e-11 | 0.00097009 | 6.1856e-11 | 0.034918 | 2.4122e-06 | 0.010315 | 1.4094e-08
[120 empty] | 7.3.3.17.5 (Remote Grid) Updates to grid topology to minimize risk of ignition in HFTDs Remote GridWLDFRVegetation ContactAggregated | WLDFR | HFTD - Distribution - Tier 3 - 4QU CoRE ¦ 4QU LoRE | Non-Red Flag Warning - Catastrophic Fires | Vegetation Contact | Aggregated | 2034 | 6.3763e-08 | 202.884 | 1.2937e-05 | 2034 | Mitigation | 0.95 | 45 | 0 | esc | 0.00097009 | 6.1856e-11 | 0.00097009 | 6.1856e-11 | 0.034918 | 2.4122e-06 | 0.010315 | 1.4094e-08
[120 empty] | 7.3.3.17.5 (Remote Grid) Updates to grid topology to minimize risk of ignition in HFTDs Remote GridWLDFRVegetation ContactAggregated | WLDFR | HFTD - Distribution - Tier 3 - 4QU CoRE ¦ 4QU LoRE | Non-Red Flag Warning - Catastrophic Fires | Vegetation Contact | Aggregated | 2035 | 6.3763e-08 | 202.884 | 1.2937e-05 | 2035 | Mitigation | 0.95 | 45 | 0 | esc | 0.00097009 | 6.1856e-11 | 0.00097009 | 6.1856e-11 | 0.034918 | 2.4122e-06 | 0.010315 | 1.4094e-08
[120 empty] | 7.3.3.17.5 (Remote Grid) Updates to grid topology to minimize risk of ignition in HFTDs Remote GridWLDFRVegetation ContactAggregated | WLDFR | HFTD - Distribution - Tier 3 - 4QU CoRE ¦ 4QU LoRE | Non-Red Flag Warning - Catastrophic Fires | Vegetation Contact | Aggregated | 2036 | 6.3763e-08 | 202.884 | 1.2937e-05 | 2036 | Mitigation | 0.95 | 45 | 0 | esc | 0.00097009 | 6.1856e-11 | 0.00097009 | 6.1856e-11 | 0.034918 | 2.4122e-06 | 0.010315 | 1.4094e-08
[120 empty] | 7.3.3.17.5 (Remote Grid) Updates to grid topology to minimize risk of ignition in HFTDs Remote GridWLDFRVegetation ContactAggregated | WLDFR | HFTD - Distribution - Tier 3 - 4QU CoRE ¦ 4QU LoRE | Non-Red Flag Warning - Catastrophic Fires | Vegetation Contact | Aggregated | 2037 | 6.3763e-08 | 202.884 | 1.2937e-05 | 2037 | Mitigation | 0.95 | 45 | 0 | esc | 0.00097009 | 6.1856e-11 | 0.00097009 | 6.1856e-11 | 0.034918 | 2.4122e-06 | 0.010315 | 1.4094e-08
[120 empty] | 7.3.3.17.5 (Remote Grid) Updates to grid topology to minimize risk of ignition in HFTDs Remote GridWLDFRVegetation ContactAggregated | WLDFR | HFTD - Distribution - Tier 3 - 4QU CoRE ¦ 4QU LoRE | Non-Red Flag Warning - Catastrophic Fires | Vegetation Contact | Aggregated | 2038 | 6.3763e-08 | 202.884 | 1.2937e-05 | 2038 | Mitigation | 0.95 | 45 | 0 | esc | 0.00097009 | 6.1856e-11 | 0.00097009 | 6.1856e-11 | 0.034918 | 2.4122e-06 | 0 | 0
[120 empty] | 7.3.3.17.5 (Remote Grid) Updates to grid topology to minimize risk of ignition in HFTDs Remote GridWLDFRVegetation ContactAggregated | WLDFR | HFTD - Distribution - Tier 3 - 4QU CoRE ¦ 4QU LoRE | Non-Red Flag Warning - Catastrophic Fires | Vegetation Contact | Aggregated | 2039 | 6.3763e-08 | 202.884 | 1.2937e-05 | 2039 | Mitigation | 0.95 | 45 | 0 | esc | 0.00097009 | 6.1856e-11 | 0.00097009 | 6.1856e-11 | 0.034918 | 2.4122e-06 | 0 | 0
[120 empty] | 7.3.3.17.5 (Remote Grid) Updates to grid topology to minimize risk of ignition in HFTDs Remote GridWLDFRVegetation ContactAggregated | WLDFR | HFTD - Distribution - Tier 3 - 4QU CoRE ¦ 4QU LoRE | Non-Red Flag Warning - Catastrophic Fires | Vegetation Contact | Aggregated | 2040 | 6.3763e-08 | 202.884 | 1.2937e-05 | 2040 | Mitigation | 0.95 | 45 | 0 | esc | 0.00097009 | 6.1856e-11 | 0.00097009 | 6.1856e-11 | 0.034918 | 2.4122e-06 | 0.013666 | 1.346e-08
[120 empty] | 7.3.3.17.5 (Remote Grid) Updates to grid topology to minimize risk of ignition in HFTDs Remote GridWLDFRVegetation ContactAggregated | WLDFR | HFTD - Distribution - Tier 3 - 4QU CoRE ¦ 4QU LoRE | Non-Red Flag Warning - Catastrophic Fires | Vegetation Contact | Aggregated | 2041 | 6.3763e-08 | 202.884 | 1.2937e-05 | 2041 | Mitigation | 0.95 | 45 | 0 | esc | 0.00097009 | 6.1856e-11 | 0.00097009 | 6.1856e-11 | 0.034918 | 2.4122e-06 | 0.013666 | 1.346e-08
[120 empty] | 7.3.3.17.5 (Remote Grid) Updates to grid topology to minimize risk of ignition in HFTDs Remote GridWLDFRVegetation ContactAggregated | WLDFR | HFTD - Distribution - Tier 3 - 4QU CoRE ¦ 4QU LoRE | Non-Red Flag Warning - Catastrophic Fires | Vegetation Contact | Aggregated | 2042 | 6.3763e-08 | 202.884 | 1.2937e-05 | 2042 | Mitigation | 0.95 | 45 | 0 | esc | 0.00097009 | 6.1856e-11 | 0.00097009 | 6.1856e-11 | 0.034918 | 2.4122e-06 | 0.013666 | 1.346e-08
[120 empty] | 7.3.3.17.5 (Remote Grid) Updates to grid topology to minimize risk of ignition in HFTDs Remote GridWLDFRVegetation ContactAggregated | WLDFR | HFTD - Distribution - Tier 3 - 4QU CoRE ¦ 4QU LoRE | Non-Red Flag Warning - Catastrophic Fires | Vegetation Contact | Aggregated | 2043 | 6.3763e-08 | 202.884 | 1.2937e-05 | 2043 | Mitigation | 0.95 | 45 | 0 | esc | 0.00097009 | 6.1856e-11 | 0.00097009 | 6.1856e-11 | 0.034918 | 2.4122e-06 | 0.013666 | 1.346e-08
[120 empty] | 7.3.3.17.5 (Remote Grid) Updates to grid topology to minimize risk of ignition in HFTDs Remote GridWLDFRVegetation ContactAggregated | WLDFR | HFTD - Distribution - Tier 3 - 4QU CoRE ¦ 4QU LoRE | Non-Red Flag Warning - Catastrophic Fires | Vegetation Contact | Aggregated | 2044 | 6.3763e-08 | 202.884 | 1.2937e-05 | 2044 | Mitigation | 0.95 | 45 | 0 | esc | 0.00097009 | 6.1856e-11 | 0.00097009 | 6.1856e-11 | 0.034918 | 2.4122e-06 | 0.013666 | 1.346e-08
[120 empty] | 7.3.3.17.5 (Remote Grid) Updates to grid topology to minimize risk of ignition in HFTDs Remote GridWLDFRVegetation ContactAggregated | WLDFR | HFTD - Distribution - Tier 3 - 4QU CoRE ¦ 4QU LoRE | Non-Red Flag Warning - Catastrophic Fires | Vegetation Contact | Aggregated | 2045 | 6.3763e-08 | 202.884 | 1.2937e-05 | 2045 | Mitigation | 0.95 | 45 | 0 | esc | 0.00097009 | 6.1856e-11 | 0.00097009 | 6.1856e-11 | 0.034918 | 2.4122e-06 | 0.013666 | 1.346e-08
[120 empty] | 7.3.3.17.5 (Remote Grid) Updates to grid topology to minimize risk of ignition in HFTDs Remote GridWLDFRVegetation ContactAggregated | WLDFR | HFTD - Distribution - Tier 3 - 4QU CoRE ¦ 4QU LoRE | Non-Red Flag Warning - Catastrophic Fires | Vegetation Contact | Aggregated | 2046 | 6.3763e-08 | 202.884 | 1.2937e-05 | 2046 | Mitigation | 0.95 | 45 | 0 | esc | 0.00097009 | 6.1856e-11 | 0.00097009 | 6.1856e-11 | 0.034918 | 2.4122e-06 | 0.013666 | 1.346e-08
[120 empty] | 7.3.3.17.5 (Remote Grid) Updates to grid topology to minimize risk of ignition in HFTDs Remote GridWLDFRVegetation ContactAggregated | WLDFR | HFTD - Distribution - Tier 3 - 4QU CoRE ¦ 4QU LoRE | Non-Red Flag Warning - Catastrophic Fires | Vegetation Contact | Aggregated | 2047 | 6.3763e-08 | 202.884 | 1.2937e-05 | 2047 | Mitigation | 0.95 | 45 | 0 | esc | 0.00097009 | 6.1856e-11 | 0.00097009 | 6.1856e-11 | 0.034918 | 2.4122e-06 | 0.013666 | 1.346e-08
[120 empty] | 7.3.3.17.5 (Remote Grid) Updates to grid topology to minimize risk of ignition in HFTDs Remote GridWLDFRVegetation ContactAggregated | WLDFR | HFTD - Distribution - Tier 3 - 4QU CoRE ¦ 4QU LoRE | Non-Red Flag Warning - Catastrophic Fires | Vegetation Contact | Aggregated | 2048 | 6.3763e-08 | 202.884 | 1.2937e-05 | 2048 | Mitigation | 0.95 | 45 | 0 | esc | 0.00097009 | 6.1856e-11 | 0.00097009 | 6.1856e-11 | 0.034918 | 2.4122e-06 | 0.013666 | 1.346e-08
[120 empty] | 7.3.3.17.5 (Remote Grid) Updates to grid topology to minimize risk of ignition in HFTDs Remote GridWLDFRVegetation ContactAggregated | WLDFR | HFTD - Distribution - Tier 3 - 4QU CoRE ¦ 4QU LoRE | Non-Red Flag Warning - Catastrophic Fires | Vegetation Contact | Aggregated | 2049 | 6.3763e-08 | 202.884 | 1.2937e-05 | 2049 | Mitigation | 0.95 | 45 | 0 | esc | 0.00097009 | 6.1856e-11 | 0.00097009 | 6.1856e-11 | 0.034918 | 2.4122e-06 | 0.013666 | 1.346e-08
[120 empty] | 7.3.3.17.5 (Remote Grid) Updates to grid topology to minimize risk of ignition in HFTDs Remote GridWLDFRVegetation ContactAggregated | WLDFR | HFTD - Distribution - Tier 3 - 4QU CoRE ¦ 4QU LoRE | Non-Red Flag Warning - Catastrophic Fires | Vegetation Contact | Aggregated | 2050 | 6.3763e-08 | 202.884 | 1.2937e-05 | 2050 | Mitigation | 0.95 | 45 | 0 | esc | 0.00097009 | 6.1856e-11 | 0.00097009 | 6.1856e-11 | 0.034918 | 2.4122e-06 | 0.013666 | 1.346e-08
[120 empty] | 7.3.3.17.5 (Remote Grid) Updates to grid topology to minimize risk of ignition in HFTDs Remote GridWLDFRVegetation ContactAggregated | WLDFR | HFTD - Distribution - Tier 3 - 4QU CoRE ¦ 4QU LoRE | Non-Red Flag Warning - Catastrophic Fires | Vegetation Contact | Aggregated | 2051 | 6.3763e-08 | 202.884 | 1.2937e-05 | 2051 | Mitigation | 0.95 | 45 | 0 | esc | 0.00097009 | 6.1856e-11 | 0.00097009 | 6.1856e-11 | 0.034918 | 2.4122e-06 | 0.013666 | 1.346e-08
[120 empty] | 7.3.3.17.5 (Remote Grid) Updates to grid topology to minimize risk of ignition in HFTDs Remote GridWLDFRVegetation ContactAggregated | WLDFR | HFTD - Distribution - Tier 3 - 4QU CoRE ¦ 4QU LoRE | Non-Red Flag Warning - Catastrophic Fires | Vegetation Contact | Aggregated | 2052 | 6.3763e-08 | 202.884 | 1.2937e-05 | 2052 | Mitigation | 0.95 | 45 | 0 | esc | 0.00097009 | 6.1856e-11 | 0.00097009 | 6.1856e-11 | 0.034918 | 2.4122e-06 | 0.013666 | 1.346e-08
[120 empty] | 7.3.3.17.5 (Remote Grid) Updates to grid topology to minimize risk of ignition in HFTDs Remote GridWLDFRVegetation ContactAggregated | WLDFR | HFTD - Distribution - Tier 3 - 4QU CoRE ¦ 4QU LoRE | Non-Red Flag Warning - Catastrophic Fires | Vegetation Contact | Aggregated | 2053 | 6.3763e-08 | 202.884 | 1.2937e-05 | 2053 | Mitigation | 0.95 | 45 | 0 | esc | 0.00097009 | 6.1856e-11 | 0.00097009 | 6.1856e-11 | 0.034918 | 2.4122e-06 | 0.013666 | 1.346e-08
[120 empty] | 7.3.3.17.5 (Remote Grid) Updates to grid topology to minimize risk of ignition in HFTDs Remote GridWLDFRVegetation ContactAggregated | WLDFR | HFTD - Distribution - Tier 3 - 4QU CoRE ¦ 4QU LoRE | Non-Red Flag Warning - Catastrophic Fires | Vegetation Contact | Aggregated | 2054 | 6.3763e-08 | 202.884 | 1.2937e-05 | 2054 | Mitigation | 0.95 | 45 | 0 | esc | 0.00097009 | 6.1856e-11 | 0.00097009 | 6.1856e-11 | 0.034918 | 2.4122e-06 | 0.013666 | 1.346e-08
[120 empty] | 7.3.3.17.5 (Remote Grid) Updates to grid topology to minimize risk of ignition in HFTDs Remote GridWLDFRVegetation ContactAggregated | WLDFR | HFTD - Distribution - Tier 3 - 4QU CoRE ¦ 4QU LoRE | Non-Red Flag Warning - Catastrophic Fires | Vegetation Contact | Aggregated | 2055 | 6.3763e-08 | 202.884 | 1.2937e-05 | 2055 | Mitigation | 0.95 | 45 | 0 | esc | 0.00097009 | 6.1856e-11 | 0.00097009 | 6.1856e-11 | 0.034918 | 2.4122e-06 | 0.013666 | 1.346e-08
[120 empty] | 7.3.3.17.5 (Remote Grid) Updates to grid topology to minimize risk of ignition in HFTDs Remote GridWLDFRVegetation ContactAggregated | WLDFR | HFTD - Distribution - Tier 3 - 4QU CoRE ¦ 4QU LoRE | Non-Red Flag Warning - Catastrophic Fires | Vegetation Contact | Aggregated | 2056 | 6.3763e-08 | 202.884 | 1.2937e-05 | 2056 | Mitigation | 0.95 | 45 | 0 | esc | 0.00097009 | 6.1856e-11 | 0.00097009 | 6.1856e-11 | 0.034918 | 2.4122e-06 | 0.013666 | 1.346e-08
[120 empty] | 7.3.3.17.5 (Remote Grid) Updates to grid topology to minimize risk of ignition in HFTDs Remote GridWLDFRVegetation ContactAggregated | WLDFR | HFTD - Distribution - Tier 3 - 4QU CoRE ¦ 4QU LoRE | Non-Red Flag Warning - Catastrophic Fires | Vegetation Contact | Aggregated | 2057 | 6.3763e-08 | 202.884 | 1.2937e-05 | 2057 | Mitigation | 0.95 | 45 | 0 | esc | 0.00097009 | 6.1856e-11 | 0.00097009 | 6.1856e-11 | 0.034918 | 2.4122e-06 | 0.013666 | 1.346e-08
[120 empty] | 7.3.3.17.5 (Remote Grid) Updates to grid topology to minimize risk of ignition in HFTDs Remote GridWLDFRVegetation ContactAggregated | WLDFR | HFTD - Distribution - Tier 3 - 4QU CoRE ¦ 4QU LoRE | Non-Red Flag Warning - Catastrophic Fires | Vegetation Contact | Aggregated | 2058 | 6.3763e-08 | 202.884 | 1.2937e-05 | 2058 | Mitigation | 0.95 | 45 | 0 | esc | 0.00097009 | 6.1856e-11 | 0.00097009 | 6.1856e-11 | 0.034918 | 2.4122e-06 | 0.013666 | 1.346e-08
[120 empty] | 7.3.3.17.5 (Remote Grid) Updates to grid topology to minimize risk of ignition in HFTDs Remote GridWLDFRVegetation ContactAggregated | WLDFR | HFTD - Distribution - Tier 3 - 4QU CoRE ¦ 4QU LoRE | Non-Red Flag Warning - Catastrophic Fires | Vegetation Contact | Aggregated | 2059 | 6.3763e-08 | 202.884 | 1.2937e-05 | 2059 | Mitigation | 0.95 | 45 | 0 | esc | 0.00097009 | 6.1856e-11 | 0.00097009 | 6.1856e-11 | 0.034918 | 2.4122e-06 | 0.013666 | 1.346e-08
[120 empty] | 7.3.3.17.5 (Remote Grid) Updates to grid topology to minimize risk of ignition in HFTDs Remote GridWLDFRVegetation ContactAggregated | WLDFR | HFTD - Distribution - Tier 3 - 4QU CoRE ¦ 4QU LoRE | Non-Red Flag Warning - Catastrophic Fires | Vegetation Contact | Aggregated | 2060 | 6.3763e-08 | 202.884 | 1.2937e-05 | 2060 | Mitigation | 0.95 | 45 | 0 | esc | 0.00097009 | 6.1856e-11 | 0.00097009 | 6.1856e-11 | 0.034918 | 2.4122e-06 | 0.013666 | 1.346e-08
[120 empty] | 7.3.3.17.5 (Remote Grid) Updates to grid topology to minimize risk of ignition in HFTDs Remote GridWLDFRVegetation ContactAggregated | WLDFR | HFTD - Distribution - Tier 3 - 4QU CoRE ¦ 4QU LoRE | Non-Red Flag Warning - Catastrophic Fires | Vegetation Contact | Aggregated | 2061 | 6.3763e-08 | 202.884 | 1.2937e-05 | 2061 | Mitigation | 0.95 | 45 | 0 | esc | 0.00097009 | 6.1856e-11 | 0.00097009 | 6.1856e-11 | 0.034918 | 2.4122e-06 | 0.013666 | 1.346e-08
[120 empty] | 7.3.3.17.5 (Remote Grid) Updates to grid topology to minimize risk of ignition in HFTDs Remote GridWLDFRVegetation ContactAggregated | WLDFR | HFTD - Distribution - Tier 3 - 4QU CoRE ¦ 4QU LoRE | Non-Red Flag Warning - Catastrophic Fires | Vegetation Contact | Aggregated | 2062 | 6.3763e-08 | 202.884 | 1.2937e-05 | 2062 | Mitigation | 0.95 | 45 | 0 | esc | 0.00097009 | 6.1856e-11 | 0.00097009 | 6.1856e-11 | 0.034918 | 2.4122e-06 | 0.013666 | 1.346e-08
[120 empty] | 7.3.3.17.5 (Remote Grid) Updates to grid topology to minimize risk of ignition in HFTDs Remote GridWLDFRVegetation ContactAggregated | WLDFR | HFTD - Distribution - Tier 3 - 4QU CoRE ¦ 4QU LoRE | Non-Red Flag Warning - Catastrophic Fires | Vegetation Contact | Aggregated | 2063 | 6.3763e-08 | 202.884 | 1.2937e-05 | 2063 | Mitigation | 0.95 | 45 | 0 | esc | 0.00097009 | 6.1856e-11 | 0.00097009 | 6.1856e-11 | 0.034918 | 2.4122e-06 | 0.013666 | 1.346e-08
[120 empty] | 7.3.3.17.5 (Remote Grid) Updates to grid topology to minimize risk of ignition in HFTDs Remote GridWLDFRVegetation ContactAggregated | WLDFR | HFTD - Distribution - Tier 3 - 4QU CoRE ¦ 4QU LoRE | Non-Red Flag Warning - Catastrophic Fires | Vegetation Contact | Aggregated | 2064 | 6.3763e-08 | 202.884 | 1.2937e-05 | 2064 | Mitigation | 0.95 | 45 | 0 | esc | 0.00097009 | 6.1856e-11 | 0.00097009 | 6.1856e-11 | 0.034918 | 2.4122e-06 | 0.013666 | 1.346e-08
[120 empty] | 7.3.3.17.5 (Remote Grid) Updates to grid topology to minimize risk of ignition in HFTDs Remote GridWLDFRVegetation ContactAggregated | WLDFR | HFTD - Distribution - Tier 3 - 4QU CoRE ¦ 4QU LoRE | Non-Red Flag Warning - Catastrophic Fires | Vegetation Contact | Aggregated | 2065 | 6.3763e-08 | 202.884 | 1.2937e-05 | 2065 | Mitigation | 0.95 | 45 | 0 | esc | 0.00097009 | 6.1856e-11 | 0.00097009 | 6.1856e-11 | 0.034918 | 2.4122e-06 | 0.013666 | 1.346e-08
[120 empty] | 7.3.3.17.5 (Remote Grid) Updates to grid topology to minimize risk of ignition in HFTDs Remote GridWLDFRVegetation ContactAggregated | WLDFR | HFTD - Distribution - Tier 3 - 4QU CoRE ¦ 4QU LoRE | Non-Red Flag Warning - Catastrophic Fires | Vegetation Contact | Aggregated | 2066 | 6.3763e-08 | 202.884 | 1.2937e-05 | 2066 | Mitigation | 0.95 | 45 | 0 | esc | 0.00097009 | 6.1856e-11 | 0.00097009 | 6.1856e-11 | 0 | 0 | 0.013666 | 1.346e-08
[120 empty] | 7.3.3.17.5 (Remote Grid) Updates to grid topology to minimize risk of ignition in HFTDs Remote GridWLDFRVegetation ContactAggregated | WLDFR | HFTD - Distribution - Tier 3 - 4QU CoRE ¦ 4QU LoRE | Non-Red Flag Warning - Catastrophic Fires | Vegetation Contact | Aggregated | 2067 | 6.3763e-08 | 202.884 | 1.2937e-05 | 2067 | Mitigation | 0.95 | 45 | 0 | esc | 0 | 0 | 0.00097009 | 6.1856e-11 | 0.034918 | 8.652e-07 | 0.013666 | 1.346e-08
[120 empty] | 7.3.3.17.5 (Remote Grid) Updates to grid topology to minimize risk of ignition in HFTDs Remote GridWLDFRWire-to-wire contactAggregated | WLDFR | HFTD - Distribution - Tier 3 - 4QU CoRE ¦ 4QU LoRE | Non-Red Flag Warning - Catastrophic Fires | Wire-to-wire contact | Aggregated | 2022 | 6.7194e-08 | 202.884 | 1.3633e-05 | 2022 | Mitigation | 0.95 | 45 | 0 | esc | 0.00097009 | 6.5184e-11 | 0 | 0 | 0.034918 | 8.652e-07 | 0.013666 | 1.346e-08
[120 empty] | 7.3.3.17.5 (Remote Grid) Updates to grid topology to minimize risk of ignition in HFTDs Remote GridWLDFRWire-to-wire contactAggregated | WLDFR | HFTD - Distribution - Tier 3 - 4QU CoRE ¦ 4QU LoRE | Non-Red Flag Warning - Catastrophic Fires | Wire-to-wire contact | Aggregated | 2023 | 6.7194e-08 | 202.884 | 1.3633e-05 | 2023 | Mitigation | 0.95 | 45 | 0 | esc | 0.00097009 | 6.5184e-11 | 0.00097009 | 6.5184e-11 | 0.034918 | 8.652e-07 | 0.013666 | 1.346e-08
[120 empty] | 7.3.3.17.5 (Remote Grid) Updates to grid topology to minimize risk of ignition in HFTDs Remote GridWLDFRWire-to-wire contactAggregated | WLDFR | HFTD - Distribution - Tier 3 - 4QU CoRE ¦ 4QU LoRE | Non-Red Flag Warning - Catastrophic Fires | Wire-to-wire contact | Aggregated | 2024 | 6.7194e-08 | 202.884 | 1.3633e-05 | 2024 | Mitigation | 0.95 | 45 | 0 | esc | 0.00097009 | 6.5184e-11 | 0.00097009 | 6.5184e-11 | 0.034918 | 8.652e-07 | 0 | 0
[120 empty] | 7.3.3.17.5 (Remote Grid) Updates to grid topology to minimize risk of ignition in HFTDs Remote GridWLDFRWire-to-wire contactAggregated | WLDFR | HFTD - Distribution - Tier 3 - 4QU CoRE ¦ 4QU LoRE | Non-Red Flag Warning - Catastrophic Fires | Wire-to-wire contact | Aggregated | 2025 | 6.7194e-08 | 202.884 | 1.3633e-05 | 2025 | Mitigation | 0.95 | 45 | 0 | esc | 0.00097009 | 6.5184e-11 | 0.00097009 | 6.5184e-11 | 0.034918 | 8.652e-07 | 0 | 0
[120 empty] | 7.3.3.17.5 (Remote Grid) Updates to grid topology to minimize risk of ignition in HFTDs Remote GridWLDFRWire-to-wire contactAggregated | WLDFR | HFTD - Distribution - Tier 3 - 4QU CoRE ¦ 4QU LoRE | Non-Red Flag Warning - Catastrophic Fires | Wire-to-wire contact | Aggregated | 2026 | 6.7194e-08 | 202.884 | 1.3633e-05 | 2026 | Mitigation | 0.95 | 45 | 0 | esc | 0.00097009 | 6.5184e-11 | 0.00097009 | 6.5184e-11 | 0.034918 | 8.652e-07 | 0.0063316 | 7.9758e-10
[120 empty] | 7.3.3.17.5 (Remote Grid) Updates to grid topology to minimize risk of ignition in HFTDs Remote GridWLDFRWire-to-wire contactAggregated | WLDFR | HFTD - Distribution - Tier 3 - 4QU CoRE ¦ 4QU LoRE | Non-Red Flag Warning - Catastrophic Fires | Wire-to-wire contact | Aggregated | 2027 | 6.7194e-08 | 202.884 | 1.3633e-05 | 2027 | Mitigation | 0.95 | 45 | 0 | esc | 0.00097009 | 6.5184e-11 | 0.00097009 | 6.5184e-11 | 0.034918 | 8.652e-07 | 0.0063316 | 7.9758e-10
[120 empty] | 7.3.3.17.5 (Remote Grid) Updates to grid topology to minimize risk of ignition in HFTDs Remote GridWLDFRWire-to-wire contactAggregated | WLDFR | HFTD - Distribution - Tier 3 - 4QU CoRE ¦ 4QU LoRE | Non-Red Flag Warning - Catastrophic Fires | Wire-to-wire contact | Aggregated | 2028 | 6.7194e-08 | 202.884 | 1.3633e-05 | 2028 | Mitigation | 0.95 | 45 | 0 | esc | 0.00097009 | 6.5184e-11 | 0.00097009 | 6.5184e-11 | 0.034918 | 8.652e-07 | 0.0063316 | 7.9758e-10
[120 empty] | 7.3.3.17.5 (Remote Grid) Updates to grid topology to minimize risk of ignition in HFTDs Remote GridWLDFRWire-to-wire contactAggregated | WLDFR | HFTD - Distribution - Tier 3 - 4QU CoRE ¦ 4QU LoRE | Non-Red Flag Warning - Catastrophic Fires | Wire-to-wire contact | Aggregated | 2029 | 6.7194e-08 | 202.884 | 1.3633e-05 | 2029 | Mitigation | 0.95 | 45 | 0 | esc | 0.00097009 | 6.5184e-11 | 0.00097009 | 6.5184e-11 | 0.034918 | 8.652e-07 | 0.0063316 | 7.9758e-10
[120 empty] | 7.3.3.17.5 (Remote Grid) Updates to grid topology to minimize risk of ignition in HFTDs Remote GridWLDFRWire-to-wire contactAggregated | WLDFR | HFTD - Distribution - Tier 3 - 4QU CoRE ¦ 4QU LoRE | Non-Red Flag Warning - Catastrophic Fires | Wire-to-wire contact | Aggregated | 2030 | 6.7194e-08 | 202.884 | 1.3633e-05 | 2030 | Mitigation | 0.95 | 45 | 0 | esc | 0.00097009 | 6.5184e-11 | 0.00097009 | 6.5184e-11 | 0.034918 | 8.652e-07 | 0.0063316 | 7.9758e-10
[120 empty] | 7.3.3.17.5 (Remote Grid) Updates to grid topology to minimize risk of ignition in HFTDs Remote GridWLDFRWire-to-wire contactAggregated | WLDFR | HFTD - Distribution - Tier 3 - 4QU CoRE ¦ 4QU LoRE | Non-Red Flag Warning - Catastrophic Fires | Wire-to-wire contact | Aggregated | 2031 | 6.7194e-08 | 202.884 | 1.3633e-05 | 2031 | Mitigation | 0.95 | 45 | 0 | esc | 0.00097009 | 6.5184e-11 | 0.00097009 | 6.5184e-11 | 0.034918 | 8.652e-07 | 0.0063316 | 7.9758e-10
[120 empty] | 7.3.3.17.5 (Remote Grid) Updates to grid topology to minimize risk of ignition in HFTDs Remote GridWLDFRWire-to-wire contactAggregated | WLDFR | HFTD - Distribution - Tier 3 - 4QU CoRE ¦ 4QU LoRE | Non-Red Flag Warning - Catastrophic Fires | Wire-to-wire contact | Aggregated | 2032 | 6.7194e-08 | 202.884 | 1.3633e-05 | 2032 | Mitigation | 0.95 | 45 | 0 | esc | 0.00097009 | 6.5184e-11 | 0.00097009 | 6.5184e-11 | 0.034918 | 8.652e-07 | 0.0063316 | 7.9758e-10
[120 empty] | 7.3.3.17.5 (Remote Grid) Updates to grid topology to minimize risk of ignition in HFTDs Remote GridWLDFRWire-to-wire contactAggregated | WLDFR | HFTD - Distribution - Tier 3 - 4QU CoRE ¦ 4QU LoRE | Non-Red Flag Warning - Catastrophic Fires | Wire-to-wire contact | Aggregated | 2033 | 6.7194e-08 | 202.884 | 1.3633e-05 | 2033 | Mitigation | 0.95 | 45 | 0 | esc | 0.00097009 | 6.5184e-11 | 0.00097009 | 6.5184e-11 | 0.034918 | 8.652e-07 | 0.0063316 | 7.9758e-10
[120 empty] | 7.3.3.17.5 (Remote Grid) Updates to grid topology to minimize risk of ignition in HFTDs Remote GridWLDFRWire-to-wire contactAggregated | WLDFR | HFTD - Distribution - Tier 3 - 4QU CoRE ¦ 4QU LoRE | Non-Red Flag Warning - Catastrophic Fires | Wire-to-wire contact | Aggregated | 2034 | 6.7194e-08 | 202.884 | 1.3633e-05 | 2034 | Mitigation | 0.95 | 45 | 0 | esc | 0.00097009 | 6.5184e-11 | 0.00097009 | 6.5184e-11 | 0.034918 | 8.652e-07 | 0.0063316 | 7.9758e-10
[120 empty] | 7.3.3.17.5 (Remote Grid) Updates to grid topology to minimize risk of ignition in HFTDs Remote GridWLDFRWire-to-wire contactAggregated | WLDFR | HFTD - Distribution - Tier 3 - 4QU CoRE ¦ 4QU LoRE | Non-Red Flag Warning - Catastrophic Fires | Wire-to-wire contact | Aggregated | 2035 | 6.7194e-08 | 202.884 | 1.3633e-05 | 2035 | Mitigation | 0.95 | 45 | 0 | esc | 0.00097009 | 6.5184e-11 | 0.00097009 | 6.5184e-11 | 0.034918 | 8.652e-07 | 0.0063316 | 7.9758e-10
[120 empty] | 7.3.3.17.5 (Remote Grid) Updates to grid topology to minimize risk of ignition in HFTDs Remote GridWLDFRWire-to-wire contactAggregated | WLDFR | HFTD - Distribution - Tier 3 - 4QU CoRE ¦ 4QU LoRE | Non-Red Flag Warning - Catastrophic Fires | Wire-to-wire contact | Aggregated | 2036 | 6.7194e-08 | 202.884 | 1.3633e-05 | 2036 | Mitigation | 0.95 | 45 | 0 | esc | 0.00097009 | 6.5184e-11 | 0.00097009 | 6.5184e-11 | 0.034918 | 8.652e-07 | 0.0063316 | 7.9758e-10
[120 empty] | 7.3.3.17.5 (Remote Grid) Updates to grid topology to minimize risk of ignition in HFTDs Remote GridWLDFRWire-to-wire contactAggregated | WLDFR | HFTD - Distribution - Tier 3 - 4QU CoRE ¦ 4QU LoRE | Non-Red Flag Warning - Catastrophic Fires | Wire-to-wire contact | Aggregated | 2037 | 6.7194e-08 | 202.884 | 1.3633e-05 | 2037 | Mitigation | 0.95 | 45 | 0 | esc | 0.00097009 | 6.5184e-11 | 0.00097009 | 6.5184e-11 | 0.034918 | 8.652e-07 | 0.0063316 | 7.9758e-10
[120 empty] | 7.3.3.17.5 (Remote Grid) Updates to grid topology to minimize risk of ignition in HFTDs Remote GridWLDFRWire-to-wire contactAggregated | WLDFR | HFTD - Distribution - Tier 3 - 4QU CoRE ¦ 4QU LoRE | Non-Red Flag Warning - Catastrophic Fires | Wire-to-wire contact | Aggregated | 2038 | 6.7194e-08 | 202.884 | 1.3633e-05 | 2038 | Mitigation | 0.95 | 45 | 0 | esc | 0.00097009 | 6.5184e-11 | 0.00097009 | 6.5184e-11 | 0.034918 | 8.652e-07 | 0.0063316 | 7.9758e-10
[120 empty] | 7.3.3.17.5 (Remote Grid) Updates to grid topology to minimize risk of ignition in HFTDs Remote GridWLDFRWire-to-wire contactAggregated | WLDFR | HFTD - Distribution - Tier 3 - 4QU CoRE ¦ 4QU LoRE | Non-Red Flag Warning - Catastrophic Fires | Wire-to-wire contact | Aggregated | 2039 | 6.7194e-08 | 202.884 | 1.3633e-05 | 2039 | Mitigation | 0.95 | 45 | 0 | esc | 0.00097009 | 6.5184e-11 | 0.00097009 | 6.5184e-11 | 0.034918 | 8.652e-07 | 0.0063316 | 7.9758e-10
[120 empty] | 7.3.3.17.5 (Remote Grid) Updates to grid topology to minimize risk of ignition in HFTDs Remote GridWLDFRWire-to-wire contactAggregated | WLDFR | HFTD - Distribution - Tier 3 - 4QU CoRE ¦ 4QU LoRE | Non-Red Flag Warning - Catastrophic Fires | Wire-to-wire contact | Aggregated | 2040 | 6.7194e-08 | 202.884 | 1.3633e-05 | 2040 | Mitigation | 0.95 | 45 | 0 | esc | 0.00097009 | 6.5184e-11 | 0.00097009 | 6.5184e-11 | 0.034918 | 8.652e-07 | 0.0063316 | 7.9758e-10
[120 empty] | 7.3.3.17.5 (Remote Grid) Updates to grid topology to minimize risk of ignition in HFTDs Remote GridWLDFRWire-to-wire contactAggregated | WLDFR | HFTD - Distribution - Tier 3 - 4QU CoRE ¦ 4QU LoRE | Non-Red Flag Warning - Catastrophic Fires | Wire-to-wire contact | Aggregated | 2041 | 6.7194e-08 | 202.884 | 1.3633e-05 | 2041 | Mitigation | 0.95 | 45 | 0 | esc | 0.00097009 | 6.5184e-11 | 0.00097009 | 6.5184e-11 | 0.034918 | 8.652e-07 | 0.0063316 | 7.9758e-10
[120 empty] | 7.3.3.17.5 (Remote Grid) Updates to grid topology to minimize risk of ignition in HFTDs Remote GridWLDFRWire-to-wire contactAggregated | WLDFR | HFTD - Distribution - Tier 3 - 4QU CoRE ¦ 4QU LoRE | Non-Red Flag Warning - Catastrophic Fires | Wire-to-wire contact | Aggregated | 2042 | 6.7194e-08 | 202.884 | 1.3633e-05 | 2042 | Mitigation | 0.95 | 45 | 0 | esc | 0.00097009 | 6.5184e-11 | 0.00097009 | 6.5184e-11 | 0.034918 | 8.652e-07 | 0.0063316 | 7.9758e-10
[120 empty] | 7.3.3.17.5 (Remote Grid) Updates to grid topology to minimize risk of ignition in HFTDs Remote GridWLDFRWire-to-wire contactAggregated | WLDFR | HFTD - Distribution - Tier 3 - 4QU CoRE ¦ 4QU LoRE | Non-Red Flag Warning - Catastrophic Fires | Wire-to-wire contact | Aggregated | 2043 | 6.7194e-08 | 202.884 | 1.3633e-05 | 2043 | Mitigation | 0.95 | 45 | 0 | esc | 0.00097009 | 6.5184e-11 | 0.00097009 | 6.5184e-11 | 0.034918 | 8.652e-07 | 0.0063316 | 7.9758e-10
[120 empty] | 7.3.3.17.5 (Remote Grid) Updates to grid topology to minimize risk of ignition in HFTDs Remote GridWLDFRWire-to-wire contactAggregated | WLDFR | HFTD - Distribution - Tier 3 - 4QU CoRE ¦ 4QU LoRE | Non-Red Flag Warning - Catastrophic Fires | Wire-to-wire contact | Aggregated | 2044 | 6.7194e-08 | 202.884 | 1.3633e-05 | 2044 | Mitigation | 0.95 | 45 | 0 | esc | 0.00097009 | 6.5184e-11 | 0.00097009 | 6.5184e-11 | 0.034918 | 8.652e-07 | 0.0063316 | 7.9758e-10
[120 empty] | 7.3.3.17.5 (Remote Grid) Updates to grid topology to minimize risk of ignition in HFTDs Remote GridWLDFRWire-to-wire contactAggregated | WLDFR | HFTD - Distribution - Tier 3 - 4QU CoRE ¦ 4QU LoRE | Non-Red Flag Warning - Catastrophic Fires | Wire-to-wire contact | Aggregated | 2045 | 6.7194e-08 | 202.884 | 1.3633e-05 | 2045 | Mitigation | 0.95 | 45 | 0 | esc | 0.00097009 | 6.5184e-11 | 0.00097009 | 6.5184e-11 | 0.034918 | 8.652e-07 | 0.0063316 | 7.9758e-10
[120 empty] | 7.3.3.17.5 (Remote Grid) Updates to grid topology to minimize risk of ignition in HFTDs Remote GridWLDFRWire-to-wire contactAggregated | WLDFR | HFTD - Distribution - Tier 3 - 4QU CoRE ¦ 4QU LoRE | Non-Red Flag Warning - Catastrophic Fires | Wire-to-wire contact | Aggregated | 2046 | 6.7194e-08 | 202.884 | 1.3633e-05 | 2046 | Mitigation | 0.95 | 45 | 0 | esc | 0.00097009 | 6.5184e-11 | 0.00097009 | 6.5184e-11 | 0.034918 | 8.652e-07 | 0.0063316 | 7.9758e-10
[120 empty] | 7.3.3.17.5 (Remote Grid) Updates to grid topology to minimize risk of ignition in HFTDs Remote GridWLDFRWire-to-wire contactAggregated | WLDFR | HFTD - Distribution - Tier 3 - 4QU CoRE ¦ 4QU LoRE | Non-Red Flag Warning - Catastrophic Fires | Wire-to-wire contact | Aggregated | 2047 | 6.7194e-08 | 202.884 | 1.3633e-05 | 2047 | Mitigation | 0.95 | 45 | 0 | esc | 0.00097009 | 6.5184e-11 | 0.00097009 | 6.5184e-11 | 0.034918 | 8.652e-07 | 0.0063316 | 7.9758e-10
[120 empty] | 7.3.3.17.5 (Remote Grid) Updates to grid topology to minimize risk of ignition in HFTDs Remote GridWLDFRWire-to-wire contactAggregated | WLDFR | HFTD - Distribution - Tier 3 - 4QU CoRE ¦ 4QU LoRE | Non-Red Flag Warning - Catastrophic Fires | Wire-to-wire contact | Aggregated | 2048 | 6.7194e-08 | 202.884 | 1.3633e-05 | 2048 | Mitigation | 0.95 | 45 | 0 | esc | 0.00097009 | 6.5184e-11 | 0.00097009 | 6.5184e-11 | 0.034918 | 8.652e-07 | 0.0063316 | 7.9758e-10
[120 empty] | 7.3.3.17.5 (Remote Grid) Updates to grid topology to minimize risk of ignition in HFTDs Remote GridWLDFRWire-to-wire contactAggregated | WLDFR | HFTD - Distribution - Tier 3 - 4QU CoRE ¦ 4QU LoRE | Non-Red Flag Warning - Catastrophic Fires | Wire-to-wire contact | Aggregated | 2049 | 6.7194e-08 | 202.884 | 1.3633e-05 | 2049 | Mitigation | 0.95 | 45 | 0 | esc | 0.00097009 | 6.5184e-11 | 0.00097009 | 6.5184e-11 | 0.034918 | 8.652e-07 | 0.0063316 | 7.9758e-10
[120 empty] | 7.3.3.17.5 (Remote Grid) Updates to grid topology to minimize risk of ignition in HFTDs Remote GridWLDFRWire-to-wire contactAggregated | WLDFR | HFTD - Distribution - Tier 3 - 4QU CoRE ¦ 4QU LoRE | Non-Red Flag Warning - Catastrophic Fires | Wire-to-wire contact | Aggregated | 2050 | 6.7194e-08 | 202.884 | 1.3633e-05 | 2050 | Mitigation | 0.95 | 45 | 0 | esc | 0.00097009 | 6.5184e-11 | 0.00097009 | 6.5184e-11 | 0.034918 | 8.652e-07 | 0.0063316 | 7.9758e-10
[120 empty] | 7.3.3.17.5 (Remote Grid) Updates to grid topology to minimize risk of ignition in HFTDs Remote GridWLDFRWire-to-wire contactAggregated | WLDFR | HFTD - Distribution - Tier 3 - 4QU CoRE ¦ 4QU LoRE | Non-Red Flag Warning - Catastrophic Fires | Wire-to-wire contact | Aggregated | 2051 | 6.7194e-08 | 202.884 | 1.3633e-05 | 2051 | Mitigation | 0.95 | 45 | 0 | esc | 0.00097009 | 6.5184e-11 | 0.00097009 | 6.5184e-11 | 0.034918 | 8.652e-07 | 0.0063316 | 7.9758e-10
[120 empty] | 7.3.3.17.5 (Remote Grid) Updates to grid topology to minimize risk of ignition in HFTDs Remote GridWLDFRWire-to-wire contactAggregated | WLDFR | HFTD - Distribution - Tier 3 - 4QU CoRE ¦ 4QU LoRE | Non-Red Flag Warning - Catastrophic Fires | Wire-to-wire contact | Aggregated | 2052 | 6.7194e-08 | 202.884 | 1.3633e-05 | 2052 | Mitigation | 0.95 | 45 | 0 | esc | 0.00097009 | 6.5184e-11 | 0.00097009 | 6.5184e-11 | 0.034918 | 8.652e-07 | 0.0063316 | 7.9758e-10
[120 empty] | 7.3.3.17.5 (Remote Grid) Updates to grid topology to minimize risk of ignition in HFTDs Remote GridWLDFRWire-to-wire contactAggregated | WLDFR | HFTD - Distribution - Tier 3 - 4QU CoRE ¦ 4QU LoRE | Non-Red Flag Warning - Catastrophic Fires | Wire-to-wire contact | Aggregated | 2053 | 6.7194e-08 | 202.884 | 1.3633e-05 | 2053 | Mitigation | 0.95 | 45 | 0 | esc | 0.00097009 | 6.5184e-11 | 0.00097009 | 6.5184e-11 | 0.034918 | 8.652e-07 | 0.0063316 | 7.9758e-10
[120 empty] | 7.3.3.17.5 (Remote Grid) Updates to grid topology to minimize risk of ignition in HFTDs Remote GridWLDFRWire-to-wire contactAggregated | WLDFR | HFTD - Distribution - Tier 3 - 4QU CoRE ¦ 4QU LoRE | Non-Red Flag Warning - Catastrophic Fires | Wire-to-wire contact | Aggregated | 2054 | 6.7194e-08 | 202.884 | 1.3633e-05 | 2054 | Mitigation | 0.95 | 45 | 0 | esc | 0.00097009 | 6.5184e-11 | 0.00097009 | 6.5184e-11 | 0.034918 | 8.652e-07 | 0.0063316 | 7.9758e-10
[120 empty] | 7.3.3.17.5 (Remote Grid) Updates to grid topology to minimize risk of ignition in HFTDs Remote GridWLDFRWire-to-wire contactAggregated | WLDFR | HFTD - Distribution - Tier 3 - 4QU CoRE ¦ 4QU LoRE | Non-Red Flag Warning - Catastrophic Fires | Wire-to-wire contact | Aggregated | 2055 | 6.7194e-08 | 202.884 | 1.3633e-05 | 2055 | Mitigation | 0.95 | 45 | 0 | esc | 0.00097009 | 6.5184e-11 | 0.00097009 | 6.5184e-11 | 0.034918 | 8.652e-07 | 0.0063316 | 7.9758e-10
[120 empty] | 7.3.3.17.5 (Remote Grid) Updates to grid topology to minimize risk of ignition in HFTDs Remote GridWLDFRWire-to-wire contactAggregated | WLDFR | HFTD - Distribution - Tier 3 - 4QU CoRE ¦ 4QU LoRE | Non-Red Flag Warning - Catastrophic Fires | Wire-to-wire contact | Aggregated | 2056 | 6.7194e-08 | 202.884 | 1.3633e-05 | 2056 | Mitigation | 0.95 | 45 | 0 | esc | 0.00097009 | 6.5184e-11 | 0.00097009 | 6.5184e-11 | 0.034918 | 8.652e-07 | 0 | 0
[120 empty] | 7.3.3.17.5 (Remote Grid) Updates to grid topology to minimize risk of ignition in HFTDs Remote GridWLDFRWire-to-wire contactAggregated | WLDFR | HFTD - Distribution - Tier 3 - 4QU CoRE ¦ 4QU LoRE | Non-Red Flag Warning - Catastrophic Fires | Wire-to-wire contact | Aggregated | 2057 | 6.7194e-08 | 202.884 | 1.3633e-05 | 2057 | Mitigation | 0.95 | 45 | 0 | esc | 0.00097009 | 6.5184e-11 | 0.00097009 | 6.5184e-11 | 0.034918 | 8.652e-07 | 0 | 0
[120 empty] | 7.3.3.17.5 (Remote Grid) Updates to grid topology to minimize risk of ignition in HFTDs Remote GridWLDFRWire-to-wire contactAggregated | WLDFR | HFTD - Distribution - Tier 3 - 4QU CoRE ¦ 4QU LoRE | Non-Red Flag Warning - Catastrophic Fires | Wire-to-wire contact | Aggregated | 2058 | 6.7194e-08 | 202.884 | 1.3633e-05 | 2058 | Mitigation | 0.95 | 45 | 0 | esc | 0.00097009 | 6.5184e-11 | 0.00097009 | 6.5184e-11 | 0.034918 | 8.652e-07 | 0.012004 | 3.3314e-09
[120 empty] | 7.3.3.17.5 (Remote Grid) Updates to grid topology to minimize risk of ignition in HFTDs Remote GridWLDFRWire-to-wire contactAggregated | WLDFR | HFTD - Distribution - Tier 3 - 4QU CoRE ¦ 4QU LoRE | Non-Red Flag Warning - Catastrophic Fires | Wire-to-wire contact | Aggregated | 2059 | 6.7194e-08 | 202.884 | 1.3633e-05 | 2059 | Mitigation | 0.95 | 45 | 0 | esc | 0.00097009 | 6.5184e-11 | 0.00097009 | 6.5184e-11 | 0.034918 | 8.652e-07 | 0.012004 | 3.3314e-09
[120 empty] | 7.3.3.17.5 (Remote Grid) Updates to grid topology to minimize risk of ignition in HFTDs Remote GridWLDFRWire-to-wire contactAggregated | WLDFR | HFTD - Distribution - Tier 3 - 4QU CoRE ¦ 4QU LoRE | Non-Red Flag Warning - Catastrophic Fires | Wire-to-wire contact | Aggregated | 2060 | 6.7194e-08 | 202.884 | 1.3633e-05 | 2060 | Mitigation | 0.95 | 45 | 0 | esc | 0.00097009 | 6.5184e-11 | 0.00097009 | 6.5184e-11 | 0.034918 | 8.652e-07 | 0.012004 | 3.3314e-09
[120 empty] | 7.3.3.17.5 (Remote Grid) Updates to grid topology to minimize risk of ignition in HFTDs Remote GridWLDFRWire-to-wire contactAggregated | WLDFR | HFTD - Distribution - Tier 3 - 4QU CoRE ¦ 4QU LoRE | Non-Red Flag Warning - Catastrophic Fires | Wire-to-wire contact | Aggregated | 2061 | 6.7194e-08 | 202.884 | 1.3633e-05 | 2061 | Mitigation | 0.95 | 45 | 0 | esc | 0.00097009 | 6.5184e-11 | 0.00097009 | 6.5184e-11 | 0.034918 | 8.652e-07 | 0.012004 | 3.3314e-09
[120 empty] | 7.3.3.17.5 (Remote Grid) Updates to grid topology to minimize risk of ignition in HFTDs Remote GridWLDFRWire-to-wire contactAggregated | WLDFR | HFTD - Distribution - Tier 3 - 4QU CoRE ¦ 4QU LoRE | Non-Red Flag Warning - Catastrophic Fires | Wire-to-wire contact | Aggregated | 2062 | 6.7194e-08 | 202.884 | 1.3633e-05 | 2062 | Mitigation | 0.95 | 45 | 0 | esc | 0.00097009 | 6.5184e-11 | 0.00097009 | 6.5184e-11 | 0.034918 | 8.652e-07 | 0.012004 | 3.3314e-09
[120 empty] | 7.3.3.17.5 (Remote Grid) Updates to grid topology to minimize risk of ignition in HFTDs Remote GridWLDFRWire-to-wire contactAggregated | WLDFR | HFTD - Distribution - Tier 3 - 4QU CoRE ¦ 4QU LoRE | Non-Red Flag Warning - Catastrophic Fires | Wire-to-wire contact | Aggregated | 2063 | 6.7194e-08 | 202.884 | 1.3633e-05 | 2063 | Mitigation | 0.95 | 45 | 0 | esc | 0.00097009 | 6.5184e-11 | 0.00097009 | 6.5184e-11 | 0.034918 | 8.652e-07 | 0.012004 | 3.3314e-09
[120 empty] | 7.3.3.17.5 (Remote Grid) Updates to grid topology to minimize risk of ignition in HFTDs Remote GridWLDFRWire-to-wire contactAggregated | WLDFR | HFTD - Distribution - Tier 3 - 4QU CoRE ¦ 4QU LoRE | Non-Red Flag Warning - Catastrophic Fires | Wire-to-wire contact | Aggregated | 2064 | 6.7194e-08 | 202.884 | 1.3633e-05 | 2064 | Mitigation | 0.95 | 45 | 0 | esc | 0.00097009 | 6.5184e-11 | 0.00097009 | 6.5184e-11 | 0.034918 | 8.652e-07 | 0.012004 | 3.3314e-09
[120 empty] | 7.3.3.17.5 (Remote Grid) Updates to grid topology to minimize risk of ignition in HFTDs Remote GridWLDFRWire-to-wire contactAggregated | WLDFR | HFTD - Distribution - Tier 3 - 4QU CoRE ¦ 4QU LoRE | Non-Red Flag Warning - Catastrophic Fires | Wire-to-wire contact | Aggregated | 2065 | 6.7194e-08 | 202.884 | 1.3633e-05 | 2065 | Mitigation | 0.95 | 45 | 0 | esc | 0.00097009 | 6.5184e-11 | 0.00097009 | 6.5184e-11 | 0.034918 | 8.652e-07 | 0.012004 | 3.3314e-09
[120 empty] | 7.3.3.17.5 (Remote Grid) Updates to grid topology to minimize risk of ignition in HFTDs Remote GridWLDFRWire-to-wire contactAggregated | WLDFR | HFTD - Distribution - Tier 3 - 4QU CoRE ¦ 4QU LoRE | Non-Red Flag Warning - Catastrophic Fires | Wire-to-wire contact | Aggregated | 2066 | 6.7194e-08 | 202.884 | 1.3633e-05 | 2066 | Mitigation | 0.95 | 45 | 0 | esc | 0.00097009 | 6.5184e-11 | 0.00097009 | 6.5184e-11 | 0.034918 | 8.652e-07 | 0.012004 | 3.3314e-09
[120 empty] | 7.3.3.17.5 (Remote Grid) Updates to grid topology to minimize risk of ignition in HFTDs Remote GridWLDFRWire-to-wire contactAggregated | WLDFR | HFTD - Distribution - Tier 3 - 4QU CoRE ¦ 4QU LoRE | Non-Red Flag Warning - Catastrophic Fires | Wire-to-wire contact | Aggregated | 2067 | 6.7194e-08 | 202.884 | 1.3633e-05 | 2067 | Mitigation | 0.95 | 45 | 0 | esc | 0 | 0 | 0.00097009 | 6.5184e-11 | 0.034918 | 8.652e-07 | 0.012004 | 3.3314e-09
[120 empty] | 7.3.3.17.5 (Remote Grid) Updates to grid topology to minimize risk of ignition in HFTDs Remote GridWLDFRContact from objectAggregated | WLDFR | HFTD - Distribution - Tier 3 - 4QU CoRE ¦ 4QU LoRE | Non-Red Flag Warning - Destructive Fires | Contact from object | Aggregated | 2022 | 1.1503e-07 | 202.884 | 2.3338e-05 | 2022 | Mitigation | 0.95 | 45 | 0 | esc | 0.00097009 | 1.1159e-10 | 0 | 0 | 0.034918 | 8.652e-07 | 0.012004 | 3.3314e-09
[120 empty] | 7.3.3.17.5 (Remote Grid) Updates to grid topology to minimize risk of ignition in HFTDs Remote GridWLDFRContact from objectAggregated | WLDFR | HFTD - Distribution - Tier 3 - 4QU CoRE ¦ 4QU LoRE | Non-Red Flag Warning - Destructive Fires | Contact from object | Aggregated | 2023 | 1.1503e-07 | 202.884 | 2.3338e-05 | 2023 | Mitigation | 0.95 | 45 | 0 | esc | 0.00097009 | 1.1159e-10 | 0.00097009 | 1.1159e-10 | 0.034918 | 8.652e-07 | 0.012004 | 3.3314e-09
[120 empty] | 7.3.3.17.5 (Remote Grid) Updates to grid topology to minimize risk of ignition in HFTDs Remote GridWLDFRContact from objectAggregated | WLDFR | HFTD - Distribution - Tier 3 - 4QU CoRE ¦ 4QU LoRE | Non-Red Flag Warning - Destructive Fires | Contact from object | Aggregated | 2024 | 1.1503e-07 | 202.884 | 2.3338e-05 | 2024 | Mitigation | 0.95 | 45 | 0 | esc | 0.00097009 | 1.1159e-10 | 0.00097009 | 1.1159e-10 | 0 | 0 | 0.012004 | 3.3314e-09
[120 empty] | 7.3.3.17.5 (Remote Grid) Updates to grid topology to minimize risk of ignition in HFTDs Remote GridWLDFRContact from objectAggregated | WLDFR | HFTD - Distribution - Tier 3 - 4QU CoRE ¦ 4QU LoRE | Non-Red Flag Warning - Destructive Fires | Contact from object | Aggregated | 2025 | 1.1503e-07 | 202.884 | 2.3338e-05 | 2025 | Mitigation | 0.95 | 45 | 0 | esc | 0.00097009 | 1.1159e-10 | 0.00097009 | 1.1159e-10 | 0.034918 | 8.6963e-09 | 0.012004 | 3.3314e-09
[120 empty] | 7.3.3.17.5 (Remote Grid) Updates to grid topology to minimize risk of ignition in HFTDs Remote GridWLDFRContact from objectAggregated | WLDFR | HFTD - Distribution - Tier 3 - 4QU CoRE ¦ 4QU LoRE | Non-Red Flag Warning - Destructive Fires | Contact from object | Aggregated | 2026 | 1.1503e-07 | 202.884 | 2.3338e-05 | 2026 | Mitigation | 0.95 | 45 | 0 | esc | 0.00097009 | 1.1159e-10 | 0.00097009 | 1.1159e-10 | 0.034918 | 8.6963e-09 | 0.012004 | 3.3314e-09
[120 empty] | 7.3.3.17.5 (Remote Grid) Updates to grid topology to minimize risk of ignition in HFTDs Remote GridWLDFRContact from objectAggregated | WLDFR | HFTD - Distribution - Tier 3 - 4QU CoRE ¦ 4QU LoRE | Non-Red Flag Warning - Destructive Fires | Contact from object | Aggregated | 2027 | 1.1503e-07 | 202.884 | 2.3338e-05 | 2027 | Mitigation | 0.95 | 45 | 0 | esc | 0.00097009 | 1.1159e-10 | 0.00097009 | 1.1159e-10 | 0.034918 | 8.6963e-09 | 0.012004 | 3.3314e-09
[120 empty] | 7.3.3.17.5 (Remote Grid) Updates to grid topology to minimize risk of ignition in HFTDs Remote GridWLDFRContact from objectAggregated | WLDFR | HFTD - Distribution - Tier 3 - 4QU CoRE ¦ 4QU LoRE | Non-Red Flag Warning - Destructive Fires | Contact from object | Aggregated | 2028 | 1.1503e-07 | 202.884 | 2.3338e-05 | 2028 | Mitigation | 0.95 | 45 | 0 | esc | 0.00097009 | 1.1159e-10 | 0.00097009 | 1.1159e-10 | 0.034918 | 8.6963e-09 | 0.012004 | 3.3314e-09
[120 empty] | 7.3.3.17.5 (Remote Grid) Updates to grid topology to minimize risk of ignition in HFTDs Remote GridWLDFRContact from objectAggregated | WLDFR | HFTD - Distribution - Tier 3 - 4QU CoRE ¦ 4QU LoRE | Non-Red Flag Warning - Destructive Fires | Contact from object | Aggregated | 2029 | 1.1503e-07 | 202.884 | 2.3338e-05 | 2029 | Mitigation | 0.95 | 45 | 0 | esc | 0.00097009 | 1.1159e-10 | 0.00097009 | 1.1159e-10 | 0.034918 | 8.6963e-09 | 0.012004 | 3.3314e-09
[120 empty] | 7.3.3.17.5 (Remote Grid) Updates to grid topology to minimize risk of ignition in HFTDs Remote GridWLDFRContact from objectAggregated | WLDFR | HFTD - Distribution - Tier 3 - 4QU CoRE ¦ 4QU LoRE | Non-Red Flag Warning - Destructive Fires | Contact from object | Aggregated | 2030 | 1.1503e-07 | 202.884 | 2.3338e-05 | 2030 | Mitigation | 0.95 | 45 | 0 | esc | 0.00097009 | 1.1159e-10 | 0.00097009 | 1.1159e-10 | 0.034918 | 8.6963e-09 | 0.012004 | 3.3314e-09
[120 empty] | 7.3.3.17.5 (Remote Grid) Updates to grid topology to minimize risk of ignition in HFTDs Remote GridWLDFRContact from objectAggregated | WLDFR | HFTD - Distribution - Tier 3 - 4QU CoRE ¦ 4QU LoRE | Non-Red Flag Warning - Destructive Fires | Contact from object | Aggregated | 2031 | 1.1503e-07 | 202.884 | 2.3338e-05 | 2031 | Mitigation | 0.95 | 45 | 0 | esc | 0.00097009 | 1.1159e-10 | 0.00097009 | 1.1159e-10 | 0.034918 | 8.6963e-09 | 0.012004 | 3.3314e-09
[120 empty] | 7.3.3.17.5 (Remote Grid) Updates to grid topology to minimize risk of ignition in HFTDs Remote GridWLDFRContact from objectAggregated | WLDFR | HFTD - Distribution - Tier 3 - 4QU CoRE ¦ 4QU LoRE | Non-Red Flag Warning - Destructive Fires | Contact from object | Aggregated | 2032 | 1.1503e-07 | 202.884 | 2.3338e-05 | 2032 | Mitigation | 0.95 | 45 | 0 | esc | 0.00097009 | 1.1159e-10 | 0.00097009 | 1.1159e-10 | 0.034918 | 8.6963e-09 | 0.012004 | 3.3314e-09
[120 empty] | 7.3.3.17.5 (Remote Grid) Updates to grid topology to minimize risk of ignition in HFTDs Remote GridWLDFRContact from objectAggregated | WLDFR | HFTD - Distribution - Tier 3 - 4QU CoRE ¦ 4QU LoRE | Non-Red Flag Warning - Destructive Fires | Contact from object | Aggregated | 2033 | 1.1503e-07 | 202.884 | 2.3338e-05 | 2033 | Mitigation | 0.95 | 45 | 0 | esc | 0.00097009 | 1.1159e-10 | 0.00097009 | 1.1159e-10 | 0.034918 | 8.6963e-09 | 0.012004 | 3.3314e-09
[120 empty] | 7.3.3.17.5 (Remote Grid) Updates to grid topology to minimize risk of ignition in HFTDs Remote GridWLDFRContact from objectAggregated | WLDFR | HFTD - Distribution - Tier 3 - 4QU CoRE ¦ 4QU LoRE | Non-Red Flag Warning - Destructive Fires | Contact from object | Aggregated | 2034 | 1.1503e-07 | 202.884 | 2.3338e-05 | 2034 | Mitigation | 0.95 | 45 | 0 | esc | 0.00097009 | 1.1159e-10 | 0.00097009 | 1.1159e-10 | 0.034918 | 8.6963e-09 | 0.012004 | 3.3314e-09
[120 empty] | 7.3.3.17.5 (Remote Grid) Updates to grid topology to minimize risk of ignition in HFTDs Remote GridWLDFRContact from objectAggregated | WLDFR | HFTD - Distribution - Tier 3 - 4QU CoRE ¦ 4QU LoRE | Non-Red Flag Warning - Destructive Fires | Contact from object | Aggregated | 2035 | 1.1503e-07 | 202.884 | 2.3338e-05 | 2035 | Mitigation | 0.95 | 45 | 0 | esc | 0.00097009 | 1.1159e-10 | 0.00097009 | 1.1159e-10 | 0.034918 | 8.6963e-09 | 0.012004 | 3.3314e-09
[120 empty] | 7.3.3.17.5 (Remote Grid) Updates to grid topology to minimize risk of ignition in HFTDs Remote GridWLDFRContact from objectAggregated | WLDFR | HFTD - Distribution - Tier 3 - 4QU CoRE ¦ 4QU LoRE | Non-Red Flag Warning - Destructive Fires | Contact from object | Aggregated | 2036 | 1.1503e-07 | 202.884 | 2.3338e-05 | 2036 | Mitigation | 0.95 | 45 | 0 | esc | 0.00097009 | 1.1159e-10 | 0.00097009 | 1.1159e-10 | 0.034918 | 8.6963e-09 | 0.012004 | 3.3314e-09
[120 empty] | 7.3.3.17.5 (Remote Grid) Updates to grid topology to minimize risk of ignition in HFTDs Remote GridWLDFRContact from objectAggregated | WLDFR | HFTD - Distribution - Tier 3 - 4QU CoRE ¦ 4QU LoRE | Non-Red Flag Warning - Destructive Fires | Contact from object | Aggregated | 2037 | 1.1503e-07 | 202.884 | 2.3338e-05 | 2037 | Mitigation | 0.95 | 45 | 0 | esc | 0.00097009 | 1.1159e-10 | 0.00097009 | 1.1159e-10 | 0.034918 | 8.6963e-09 | 0.012004 | 3.3314e-09
[120 empty] | 7.3.3.17.5 (Remote Grid) Updates to grid topology to minimize risk of ignition in HFTDs Remote GridWLDFRContact from objectAggregated | WLDFR | HFTD - Distribution - Tier 3 - 4QU CoRE ¦ 4QU LoRE | Non-Red Flag Warning - Destructive Fires | Contact from object | Aggregated | 2038 | 1.1503e-07 | 202.884 | 2.3338e-05 | 2038 | Mitigation | 0.95 | 45 | 0 | esc | 0.00097009 | 1.1159e-10 | 0.00097009 | 1.1159e-10 | 0.034918 | 8.6963e-09 | 0.012004 | 3.3314e-09
[120 empty] | 7.3.3.17.5 (Remote Grid) Updates to grid topology to minimize risk of ignition in HFTDs Remote GridWLDFRContact from objectAggregated | WLDFR | HFTD - Distribution - Tier 3 - 4QU CoRE ¦ 4QU LoRE | Non-Red Flag Warning - Destructive Fires | Contact from object | Aggregated | 2039 | 1.1503e-07 | 202.884 | 2.3338e-05 | 2039 | Mitigation | 0.95 | 45 | 0 | esc | 0.00097009 | 1.1159e-10 | 0.00097009 | 1.1159e-10 | 0.034918 | 8.6963e-09 | 0.012004 | 3.3314e-09
[120 empty] | 7.3.3.17.5 (Remote Grid) Updates to grid topology to minimize risk of ignition in HFTDs Remote GridWLDFRContact from objectAggregated | WLDFR | HFTD - Distribution - Tier 3 - 4QU CoRE ¦ 4QU LoRE | Non-Red Flag Warning - Destructive Fires | Contact from object | Aggregated | 2040 | 1.1503e-07 | 202.884 | 2.3338e-05 | 2040 | Mitigation | 0.95 | 45 | 0 | esc | 0.00097009 | 1.1159e-10 | 0.00097009 | 1.1159e-10 | 0.034918 | 8.6963e-09 | 0.012004 | 3.3314e-09
[120 empty] | 7.3.3.17.5 (Remote Grid) Updates to grid topology to minimize risk of ignition in HFTDs Remote GridWLDFRContact from objectAggregated | WLDFR | HFTD - Distribution - Tier 3 - 4QU CoRE ¦ 4QU LoRE | Non-Red Flag Warning - Destructive Fires | Contact from object | Aggregated | 2041 | 1.1503e-07 | 202.884 | 2.3338e-05 | 2041 | Mitigation | 0.95 | 45 | 0 | esc | 0.00097009 | 1.1159e-10 | 0.00097009 | 1.1159e-10 | 0.034918 | 8.6963e-09 | 0.012004 | 3.3314e-09
[120 empty] | 7.3.3.17.5 (Remote Grid) Updates to grid topology to minimize risk of ignition in HFTDs Remote GridWLDFRContact from objectAggregated | WLDFR | HFTD - Distribution - Tier 3 - 4QU CoRE ¦ 4QU LoRE | Non-Red Flag Warning - Destructive Fires | Contact from object | Aggregated | 2042 | 1.1503e-07 | 202.884 | 2.3338e-05 | 2042 | Mitigation | 0.95 | 45 | 0 | esc | 0.00097009 | 1.1159e-10 | 0.00097009 | 1.1159e-10 | 0.034918 | 8.6963e-09 | 0 | 0
[120 empty] | 7.3.3.17.5 (Remote Grid) Updates to grid topology to minimize risk of ignition in HFTDs Remote GridWLDFRContact from objectAggregated | WLDFR | HFTD - Distribution - Tier 3 - 4QU CoRE ¦ 4QU LoRE | Non-Red Flag Warning - Destructive Fires | Contact from object | Aggregated | 2043 | 1.1503e-07 | 202.884 | 2.3338e-05 | 2043 | Mitigation | 0.95 | 45 | 0 | esc | 0.00097009 | 1.1159e-10 | 0.00097009 | 1.1159e-10 | 0.034918 | 8.6963e-09 | 0 | 0
[120 empty] | 7.3.3.17.5 (Remote Grid) Updates to grid topology to minimize risk of ignition in HFTDs Remote GridWLDFRContact from objectAggregated | WLDFR | HFTD - Distribution - Tier 3 - 4QU CoRE ¦ 4QU LoRE | Non-Red Flag Warning - Destructive Fires | Contact from object | Aggregated | 2044 | 1.1503e-07 | 202.884 | 2.3338e-05 | 2044 | Mitigation | 0.95 | 45 | 0 | esc | 0.00097009 | 1.1159e-10 | 0.00097009 | 1.1159e-10 | 0.034918 | 8.6963e-09 | 0.010025 | 4.664e-09
[120 empty] | 7.3.3.17.5 (Remote Grid) Updates to grid topology to minimize risk of ignition in HFTDs Remote GridWLDFRContact from objectAggregated | WLDFR | HFTD - Distribution - Tier 3 - 4QU CoRE ¦ 4QU LoRE | Non-Red Flag Warning - Destructive Fires | Contact from object | Aggregated | 2045 | 1.1503e-07 | 202.884 | 2.3338e-05 | 2045 | Mitigation | 0.95 | 45 | 0 | esc | 0.00097009 | 1.1159e-10 | 0.00097009 | 1.1159e-10 | 0.034918 | 8.6963e-09 | 0.010025 | 4.664e-09
[120 empty] | 7.3.3.17.5 (Remote Grid) Updates to grid topology to minimize risk of ignition in HFTDs Remote GridWLDFRContact from objectAggregated | WLDFR | HFTD - Distribution - Tier 3 - 4QU CoRE ¦ 4QU LoRE | Non-Red Flag Warning - Destructive Fires | Contact from object | Aggregated | 2046 | 1.1503e-07 | 202.884 | 2.3338e-05 | 2046 | Mitigation | 0.95 | 45 | 0 | esc | 0.00097009 | 1.1159e-10 | 0.00097009 | 1.1159e-10 | 0.034918 | 8.6963e-09 | 0.010025 | 4.664e-09
[120 empty] | 7.3.3.17.5 (Remote Grid) Updates to grid topology to minimize risk of ignition in HFTDs Remote GridWLDFRContact from objectAggregated | WLDFR | HFTD - Distribution - Tier 3 - 4QU CoRE ¦ 4QU LoRE | Non-Red Flag Warning - Destructive Fires | Contact from object | Aggregated | 2047 | 1.1503e-07 | 202.884 | 2.3338e-05 | 2047 | Mitigation | 0.95 | 45 | 0 | esc | 0.00097009 | 1.1159e-10 | 0.00097009 | 1.1159e-10 | 0.034918 | 8.6963e-09 | 0.010025 | 4.664e-09
[120 empty] | 7.3.3.17.5 (Remote Grid) Updates to grid topology to minimize risk of ignition in HFTDs Remote GridWLDFRContact from objectAggregated | WLDFR | HFTD - Distribution - Tier 3 - 4QU CoRE ¦ 4QU LoRE | Non-Red Flag Warning - Destructive Fires | Contact from object | Aggregated | 2048 | 1.1503e-07 | 202.884 | 2.3338e-05 | 2048 | Mitigation | 0.95 | 45 | 0 | esc | 0.00097009 | 1.1159e-10 | 0.00097009 | 1.1159e-10 | 0.034918 | 8.6963e-09 | 0.010025 | 4.664e-09
[120 empty] | 7.3.3.17.5 (Remote Grid) Updates to grid topology to minimize risk of ignition in HFTDs Remote GridWLDFRContact from objectAggregated | WLDFR | HFTD - Distribution - Tier 3 - 4QU CoRE ¦ 4QU LoRE | Non-Red Flag Warning - Destructive Fires | Contact from object | Aggregated | 2049 | 1.1503e-07 | 202.884 | 2.3338e-05 | 2049 | Mitigation | 0.95 | 45 | 0 | esc | 0.00097009 | 1.1159e-10 | 0.00097009 | 1.1159e-10 | 0.034918 | 8.6963e-09 | 0.010025 | 4.664e-09
[120 empty] | 7.3.3.17.5 (Remote Grid) Updates to grid topology to minimize risk of ignition in HFTDs Remote GridWLDFRContact from objectAggregated | WLDFR | HFTD - Distribution - Tier 3 - 4QU CoRE ¦ 4QU LoRE | Non-Red Flag Warning - Destructive Fires | Contact from object | Aggregated | 2050 | 1.1503e-07 | 202.884 | 2.3338e-05 | 2050 | Mitigation | 0.95 | 45 | 0 | esc | 0.00097009 | 1.1159e-10 | 0.00097009 | 1.1159e-10 | 0.034918 | 8.6963e-09 | 0.010025 | 4.664e-09
[120 empty] | 7.3.3.17.5 (Remote Grid) Updates to grid topology to minimize risk of ignition in HFTDs Remote GridWLDFRContact from objectAggregated | WLDFR | HFTD - Distribution - Tier 3 - 4QU CoRE ¦ 4QU LoRE | Non-Red Flag Warning - Destructive Fires | Contact from object | Aggregated | 2051 | 1.1503e-07 | 202.884 | 2.3338e-05 | 2051 | Mitigation | 0.95 | 45 | 0 | esc | 0.00097009 | 1.1159e-10 | 0.00097009 | 1.1159e-10 | 0.034918 | 8.6963e-09 | 0.010025 | 4.664e-09
[120 empty] | 7.3.3.17.5 (Remote Grid) Updates to grid topology to minimize risk of ignition in HFTDs Remote GridWLDFRContact from objectAggregated | WLDFR | HFTD - Distribution - Tier 3 - 4QU CoRE ¦ 4QU LoRE | Non-Red Flag Warning - Destructive Fires | Contact from object | Aggregated | 2052 | 1.1503e-07 | 202.884 | 2.3338e-05 | 2052 | Mitigation | 0.95 | 45 | 0 | esc | 0.00097009 | 1.1159e-10 | 0.00097009 | 1.1159e-10 | 0.034918 | 8.6963e-09 | 0.010025 | 4.664e-09
[120 empty] | 7.3.3.17.5 (Remote Grid) Updates to grid topology to minimize risk of ignition in HFTDs Remote GridWLDFRContact from objectAggregated | WLDFR | HFTD - Distribution - Tier 3 - 4QU CoRE ¦ 4QU LoRE | Non-Red Flag Warning - Destructive Fires | Contact from object | Aggregated | 2053 | 1.1503e-07 | 202.884 | 2.3338e-05 | 2053 | Mitigation | 0.95 | 45 | 0 | esc | 0.00097009 | 1.1159e-10 | 0.00097009 | 1.1159e-10 | 0.034918 | 8.6963e-09 | 0.010025 | 4.664e-09
[120 empty] | 7.3.3.17.5 (Remote Grid) Updates to grid topology to minimize risk of ignition in HFTDs Remote GridWLDFRContact from objectAggregated | WLDFR | HFTD - Distribution - Tier 3 - 4QU CoRE ¦ 4QU LoRE | Non-Red Flag Warning - Destructive Fires | Contact from object | Aggregated | 2054 | 1.1503e-07 | 202.884 | 2.3338e-05 | 2054 | Mitigation | 0.95 | 45 | 0 | esc | 0.00097009 | 1.1159e-10 | 0.00097009 | 1.1159e-10 | 0.034918 | 8.6963e-09 | 0.010025 | 4.664e-09
[120 empty] | 7.3.3.17.5 (Remote Grid) Updates to grid topology to minimize risk of ignition in HFTDs Remote GridWLDFRContact from objectAggregated | WLDFR | HFTD - Distribution - Tier 3 - 4QU CoRE ¦ 4QU LoRE | Non-Red Flag Warning - Destructive Fires | Contact from object | Aggregated | 2055 | 1.1503e-07 | 202.884 | 2.3338e-05 | 2055 | Mitigation | 0.95 | 45 | 0 | esc | 0.00097009 | 1.1159e-10 | 0.00097009 | 1.1159e-10 | 0.034918 | 8.6963e-09 | 0.010025 | 4.664e-09
[120 empty] | 7.3.3.17.5 (Remote Grid) Updates to grid topology to minimize risk of ignition in HFTDs Remote GridWLDFRContact from objectAggregated | WLDFR | HFTD - Distribution - Tier 3 - 4QU CoRE ¦ 4QU LoRE | Non-Red Flag Warning - Destructive Fires | Contact from object | Aggregated | 2056 | 1.1503e-07 | 202.884 | 2.3338e-05 | 2056 | Mitigation | 0.95 | 45 | 0 | esc | 0.00097009 | 1.1159e-10 | 0.00097009 | 1.1159e-10 | 0.034918 | 8.6963e-09 | 0.010025 | 4.664e-09
[120 empty] | 7.3.3.17.5 (Remote Grid) Updates to grid topology to minimize risk of ignition in HFTDs Remote GridWLDFRContact from objectAggregated | WLDFR | HFTD - Distribution - Tier 3 - 4QU CoRE ¦ 4QU LoRE | Non-Red Flag Warning - Destructive Fires | Contact from object | Aggregated | 2057 | 1.1503e-07 | 202.884 | 2.3338e-05 | 2057 | Mitigation | 0.95 | 45 | 0 | esc | 0.00097009 | 1.1159e-10 | 0.00097009 | 1.1159e-10 | 0.034918 | 8.6963e-09 | 0.010025 | 4.664e-09
[120 empty] | 7.3.3.17.5 (Remote Grid) Updates to grid topology to minimize risk of ignition in HFTDs Remote GridWLDFRContact from objectAggregated | WLDFR | HFTD - Distribution - Tier 3 - 4QU CoRE ¦ 4QU LoRE | Non-Red Flag Warning - Destructive Fires | Contact from object | Aggregated | 2058 | 1.1503e-07 | 202.884 | 2.3338e-05 | 2058 | Mitigation | 0.95 | 45 | 0 | esc | 0.00097009 | 1.1159e-10 | 0.00097009 | 1.1159e-10 | 0.034918 | 8.6963e-09 | 0.010025 | 4.664e-09
[120 empty] | 7.3.3.17.5 (Remote Grid) Updates to grid topology to minimize risk of ignition in HFTDs Remote GridWLDFRContact from objectAggregated | WLDFR | HFTD - Distribution - Tier 3 - 4QU CoRE ¦ 4QU LoRE | Non-Red Flag Warning - Destructive Fires | Contact from object | Aggregated | 2059 | 1.1503e-07 | 202.884 | 2.3338e-05 | 2059 | Mitigation | 0.95 | 45 | 0 | esc | 0.00097009 | 1.1159e-10 | 0.00097009 | 1.1159e-10 | 0.034918 | 8.6963e-09 | 0.010025 | 4.664e-09
[120 empty] | 7.3.3.17.5 (Remote Grid) Updates to grid topology to minimize risk of ignition in HFTDs Remote GridWLDFRContact from objectAggregated | WLDFR | HFTD - Distribution - Tier 3 - 4QU CoRE ¦ 4QU LoRE | Non-Red Flag Warning - Destructive Fires | Contact from object | Aggregated | 2060 | 1.1503e-07 | 202.884 | 2.3338e-05 | 2060 | Mitigation | 0.95 | 45 | 0 | esc | 0.00097009 | 1.1159e-10 | 0.00097009 | 1.1159e-10 | 0.034918 | 8.6963e-09 | 0.010025 | 4.664e-09
[120 empty] | 7.3.3.17.5 (Remote Grid) Updates to grid topology to minimize risk of ignition in HFTDs Remote GridWLDFRContact from objectAggregated | WLDFR | HFTD - Distribution - Tier 3 - 4QU CoRE ¦ 4QU LoRE | Non-Red Flag Warning - Destructive Fires | Contact from object | Aggregated | 2061 | 1.1503e-07 | 202.884 | 2.3338e-05 | 2061 | Mitigation | 0.95 | 45 | 0 | esc | 0.00097009 | 1.1159e-10 | 0.00097009 | 1.1159e-10 | 0.034918 | 8.6963e-09 | 0.010025 | 4.664e-09
[120 empty] | 7.3.3.17.5 (Remote Grid) Updates to grid topology to minimize risk of ignition in HFTDs Remote GridWLDFRContact from objectAggregated | WLDFR | HFTD - Distribution - Tier 3 - 4QU CoRE ¦ 4QU LoRE | Non-Red Flag Warning - Destructive Fires | Contact from object | Aggregated | 2062 | 1.1503e-07 | 202.884 | 2.3338e-05 | 2062 | Mitigation | 0.95 | 45 | 0 | esc | 0.00097009 | 1.1159e-10 | 0.00097009 | 1.1159e-10 | 0.034918 | 8.6963e-09 | 0.010025 | 4.664e-09
[120 empty] | 7.3.3.17.5 (Remote Grid) Updates to grid topology to minimize risk of ignition in HFTDs Remote GridWLDFRContact from objectAggregated | WLDFR | HFTD - Distribution - Tier 3 - 4QU CoRE ¦ 4QU LoRE | Non-Red Flag Warning - Destructive Fires | Contact from object | Aggregated | 2063 | 1.1503e-07 | 202.884 | 2.3338e-05 | 2063 | Mitigation | 0.95 | 45 | 0 | esc | 0.00097009 | 1.1159e-10 | 0.00097009 | 1.1159e-10 | 0.034918 | 8.6963e-09 | 0.010025 | 4.664e-09
[120 empty] | 7.3.3.17.5 (Remote Grid) Updates to grid topology to minimize risk of ignition in HFTDs Remote GridWLDFRContact from objectAggregated | WLDFR | HFTD - Distribution - Tier 3 - 4QU CoRE ¦ 4QU LoRE | Non-Red Flag Warning - Destructive Fires | Contact from object | Aggregated | 2064 | 1.1503e-07 | 202.884 | 2.3338e-05 | 2064 | Mitigation | 0.95 | 45 | 0 | esc | 0.00097009 | 1.1159e-10 | 0.00097009 | 1.1159e-10 | 0.034918 | 8.6963e-09 | 0.010025 | 4.664e-09
[120 empty] | 7.3.3.17.5 (Remote Grid) Updates to grid topology to minimize risk of ignition in HFTDs Remote GridWLDFRContact from objectAggregated | WLDFR | HFTD - Distribution - Tier 3 - 4QU CoRE ¦ 4QU LoRE | Non-Red Flag Warning - Destructive Fires | Contact from object | Aggregated | 2065 | 1.1503e-07 | 202.884 | 2.3338e-05 | 2065 | Mitigation | 0.95 | 45 | 0 | esc | 0.00097009 | 1.1159e-10 | 0.00097009 | 1.1159e-10 | 0.034918 | 8.6963e-09 | 0.010025 | 4.664e-09
[120 empty] | 7.3.3.17.5 (Remote Grid) Updates to grid topology to minimize risk of ignition in HFTDs Remote GridWLDFRContact from objectAggregated | WLDFR | HFTD - Distribution - Tier 3 - 4QU CoRE ¦ 4QU LoRE | Non-Red Flag Warning - Destructive Fires | Contact from object | Aggregated | 2066 | 1.1503e-07 | 202.884 | 2.3338e-05 | 2066 | Mitigation | 0.95 | 45 | 0 | esc | 0.00097009 | 1.1159e-10 | 0.00097009 | 1.1159e-10 | 0.034918 | 8.6963e-09 | 0.010025 | 4.664e-09
[120 empty] | 7.3.3.17.5 (Remote Grid) Updates to grid topology to minimize risk of ignition in HFTDs Remote GridWLDFRContact from objectAggregated | WLDFR | HFTD - Distribution - Tier 3 - 4QU CoRE ¦ 4QU LoRE | Non-Red Flag Warning - Destructive Fires | Contact from object | Aggregated | 2067 | 1.1503e-07 | 202.884 | 2.3338e-05 | 2067 | Mitigation | 0.95 | 45 | 0 | esc | 0 | 0 | 0.00097009 | 1.1159e-10 | 0.034918 | 8.6963e-09 | 0.010025 | 4.664e-09
[120 empty] | 7.3.3.17.5 (Remote Grid) Updates to grid topology to minimize risk of ignition in HFTDs Remote GridWLDFRContaminationAggregated | WLDFR | HFTD - Distribution - Tier 3 - 4QU CoRE ¦ 4QU LoRE | Non-Red Flag Warning - Destructive Fires | Contamination | Aggregated | 2022 | 3.1533e-09 | 202.884 | 6.3975e-07 | 2022 | Mitigation | 0.95 | 45 | 0 | esc | 0.00097009 | 3.059e-12 | 0 | 0 | 0.034918 | 8.6963e-09 | 0.010025 | 4.664e-09
[120 empty] | 7.3.3.17.5 (Remote Grid) Updates to grid topology to minimize risk of ignition in HFTDs Remote GridWLDFRContaminationAggregated | WLDFR | HFTD - Distribution - Tier 3 - 4QU CoRE ¦ 4QU LoRE | Non-Red Flag Warning - Destructive Fires | Contamination | Aggregated | 2023 | 3.1533e-09 | 202.884 | 6.3975e-07 | 2023 | Mitigation | 0.95 | 45 | 0 | esc | 0.00097009 | 3.059e-12 | 0.00097009 | 3.059e-12 | 0.034918 | 8.6963e-09 | 0.010025 | 4.664e-09
[120 empty] | 7.3.3.17.5 (Remote Grid) Updates to grid topology to minimize risk of ignition in HFTDs Remote GridWLDFRContaminationAggregated | WLDFR | HFTD - Distribution - Tier 3 - 4QU CoRE ¦ 4QU LoRE | Non-Red Flag Warning - Destructive Fires | Contamination | Aggregated | 2024 | 3.1533e-09 | 202.884 | 6.3975e-07 | 2024 | Mitigation | 0.95 | 45 | 0 | esc | 0.00097009 | 3.059e-12 | 0.00097009 | 3.059e-12 | 0.034918 | 8.6963e-09 | 0.010025 | 4.664e-09
[120 empty] | 7.3.3.17.5 (Remote Grid) Updates to grid topology to minimize risk of ignition in HFTDs Remote GridWLDFRContaminationAggregated | WLDFR | HFTD - Distribution - Tier 3 - 4QU CoRE ¦ 4QU LoRE | Non-Red Flag Warning - Destructive Fires | Contamination | Aggregated | 2025 | 3.1533e-09 | 202.884 | 6.3975e-07 | 2025 | Mitigation | 0.95 | 45 | 0 | esc | 0.00097009 | 3.059e-12 | 0.00097009 | 3.059e-12 | 0.034918 | 8.6963e-09 | 0.010025 | 4.664e-09
[120 empty] | 7.3.3.17.5 (Remote Grid) Updates to grid topology to minimize risk of ignition in HFTDs Remote GridWLDFRContaminationAggregated | WLDFR | HFTD - Distribution - Tier 3 - 4QU CoRE ¦ 4QU LoRE | Non-Red Flag Warning - Destructive Fires | Contamination | Aggregated | 2026 | 3.1533e-09 | 202.884 | 6.3975e-07 | 2026 | Mitigation | 0.95 | 45 | 0 | esc | 0.00097009 | 3.059e-12 | 0.00097009 | 3.059e-12 | 0.034918 | 8.6963e-09 | 0.010025 | 4.664e-09
[120 empty] | 7.3.3.17.5 (Remote Grid) Updates to grid topology to minimize risk of ignition in HFTDs Remote GridWLDFRContaminationAggregated | WLDFR | HFTD - Distribution - Tier 3 - 4QU CoRE ¦ 4QU LoRE | Non-Red Flag Warning - Destructive Fires | Contamination | Aggregated | 2027 | 3.1533e-09 | 202.884 | 6.3975e-07 | 2027 | Mitigation | 0.95 | 45 | 0 | esc | 0.00097009 | 3.059e-12 | 0.00097009 | 3.059e-12 | 0.034918 | 8.6963e-09 | 0.010025 | 4.664e-09
[120 empty] | 7.3.3.17.5 (Remote Grid) Updates to grid topology to minimize risk of ignition in HFTDs Remote GridWLDFRContaminationAggregated | WLDFR | HFTD - Distribution - Tier 3 - 4QU CoRE ¦ 4QU LoRE | Non-Red Flag Warning - Destructive Fires | Contamination | Aggregated | 2028 | 3.1533e-09 | 202.884 | 6.3975e-07 | 2028 | Mitigation | 0.95 | 45 | 0 | esc | 0.00097009 | 3.059e-12 | 0.00097009 | 3.059e-12 | 0 | 0 | 0 | 0
[120 empty] | 7.3.3.17.5 (Remote Grid) Updates to grid topology to minimize risk of ignition in HFTDs Remote GridWLDFRContaminationAggregated | WLDFR | HFTD - Distribution - Tier 3 - 4QU CoRE ¦ 4QU LoRE | Non-Red Flag Warning - Destructive Fires | Contamination | Aggregated | 2029 | 3.1533e-09 | 202.884 | 6.3975e-07 | 2029 | Mitigation | 0.95 | 45 | 0 | esc | 0.00097009 | 3.059e-12 | 0.00097009 | 3.059e-12 | 0.034918 | 3.0802e-06 | 0 | 0
[120 empty] | 7.3.3.17.5 (Remote Grid) Updates to grid topology to minimize risk of ignition in HFTDs Remote GridWLDFRContaminationAggregated | WLDFR | HFTD - Distribution - Tier 3 - 4QU CoRE ¦ 4QU LoRE | Non-Red Flag Warning - Destructive Fires | Contamination | Aggregated | 2030 | 3.1533e-09 | 202.884 | 6.3975e-07 | 2030 | Mitigation | 0.95 | 45 | 0 | esc | 0.00097009 | 3.059e-12 | 0.00097009 | 3.059e-12 | 0.034918 | 3.0802e-06 | 0.0094681 | 2.129e-08
[120 empty] | 7.3.3.17.5 (Remote Grid) Updates to grid topology to minimize risk of ignition in HFTDs Remote GridWLDFRContaminationAggregated | WLDFR | HFTD - Distribution - Tier 3 - 4QU CoRE ¦ 4QU LoRE | Non-Red Flag Warning - Destructive Fires | Contamination | Aggregated | 2031 | 3.1533e-09 | 202.884 | 6.3975e-07 | 2031 | Mitigation | 0.95 | 45 | 0 | esc | 0.00097009 | 3.059e-12 | 0.00097009 | 3.059e-12 | 0.034918 | 3.0802e-06 | 0.0094681 | 2.129e-08
[120 empty] | 7.3.3.17.5 (Remote Grid) Updates to grid topology to minimize risk of ignition in HFTDs Remote GridWLDFRContaminationAggregated | WLDFR | HFTD - Distribution - Tier 3 - 4QU CoRE ¦ 4QU LoRE | Non-Red Flag Warning - Destructive Fires | Contamination | Aggregated | 2032 | 3.1533e-09 | 202.884 | 6.3975e-07 | 2032 | Mitigation | 0.95 | 45 | 0 | esc | 0.00097009 | 3.059e-12 | 0.00097009 | 3.059e-12 | 0.034918 | 3.0802e-06 | 0.0094681 | 2.129e-08
[120 empty] | 7.3.3.17.5 (Remote Grid) Updates to grid topology to minimize risk of ignition in HFTDs Remote GridWLDFRContaminationAggregated | WLDFR | HFTD - Distribution - Tier 3 - 4QU CoRE ¦ 4QU LoRE | Non-Red Flag Warning - Destructive Fires | Contamination | Aggregated | 2033 | 3.1533e-09 | 202.884 | 6.3975e-07 | 2033 | Mitigation | 0.95 | 45 | 0 | esc | 0.00097009 | 3.059e-12 | 0.00097009 | 3.059e-12 | 0.034918 | 3.0802e-06 | 0.0094681 | 2.129e-08
[120 empty] | 7.3.3.17.5 (Remote Grid) Updates to grid topology to minimize risk of ignition in HFTDs Remote GridWLDFRContaminationAggregated | WLDFR | HFTD - Distribution - Tier 3 - 4QU CoRE ¦ 4QU LoRE | Non-Red Flag Warning - Destructive Fires | Contamination | Aggregated | 2034 | 3.1533e-09 | 202.884 | 6.3975e-07 | 2034 | Mitigation | 0.95 | 45 | 0 | esc | 0.00097009 | 3.059e-12 | 0.00097009 | 3.059e-12 | 0.034918 | 3.0802e-06 | 0.0094681 | 2.129e-08
[120 empty] | 7.3.3.17.5 (Remote Grid) Updates to grid topology to minimize risk of ignition in HFTDs Remote GridWLDFRContaminationAggregated | WLDFR | HFTD - Distribution - Tier 3 - 4QU CoRE ¦ 4QU LoRE | Non-Red Flag Warning - Destructive Fires | Contamination | Aggregated | 2035 | 3.1533e-09 | 202.884 | 6.3975e-07 | 2035 | Mitigation | 0.95 | 45 | 0 | esc | 0.00097009 | 3.059e-12 | 0.00097009 | 3.059e-12 | 0.034918 | 3.0802e-06 | 0.0094681 | 2.129e-08
[120 empty] | 7.3.3.17.5 (Remote Grid) Updates to grid topology to minimize risk of ignition in HFTDs Remote GridWLDFRContaminationAggregated | WLDFR | HFTD - Distribution - Tier 3 - 4QU CoRE ¦ 4QU LoRE | Non-Red Flag Warning - Destructive Fires | Contamination | Aggregated | 2036 | 3.1533e-09 | 202.884 | 6.3975e-07 | 2036 | Mitigation | 0.95 | 45 | 0 | esc | 0.00097009 | 3.059e-12 | 0.00097009 | 3.059e-12 | 0.034918 | 3.0802e-06 | 0.0094681 | 2.129e-08
[120 empty] | 7.3.3.17.5 (Remote Grid) Updates to grid topology to minimize risk of ignition in HFTDs Remote GridWLDFRContaminationAggregated | WLDFR | HFTD - Distribution - Tier 3 - 4QU CoRE ¦ 4QU LoRE | Non-Red Flag Warning - Destructive Fires | Contamination | Aggregated | 2037 | 3.1533e-09 | 202.884 | 6.3975e-07 | 2037 | Mitigation | 0.95 | 45 | 0 | esc | 0.00097009 | 3.059e-12 | 0.00097009 | 3.059e-12 | 0.034918 | 3.0802e-06 | 0.0094681 | 2.129e-08
[120 empty] | 7.3.3.17.5 (Remote Grid) Updates to grid topology to minimize risk of ignition in HFTDs Remote GridWLDFRContaminationAggregated | WLDFR | HFTD - Distribution - Tier 3 - 4QU CoRE ¦ 4QU LoRE | Non-Red Flag Warning - Destructive Fires | Contamination | Aggregated | 2038 | 3.1533e-09 | 202.884 | 6.3975e-07 | 2038 | Mitigation | 0.95 | 45 | 0 | esc | 0.00097009 | 3.059e-12 | 0.00097009 | 3.059e-12 | 0.034918 | 3.0802e-06 | 0.0094681 | 2.129e-08
[120 empty] | 7.3.3.17.5 (Remote Grid) Updates to grid topology to minimize risk of ignition in HFTDs Remote GridWLDFRContaminationAggregated | WLDFR | HFTD - Distribution - Tier 3 - 4QU CoRE ¦ 4QU LoRE | Non-Red Flag Warning - Destructive Fires | Contamination | Aggregated | 2039 | 3.1533e-09 | 202.884 | 6.3975e-07 | 2039 | Mitigation | 0.95 | 45 | 0 | esc | 0.00097009 | 3.059e-12 | 0.00097009 | 3.059e-12 | 0.034918 | 3.0802e-06 | 0.0094681 | 2.129e-08
[120 empty] | 7.3.3.17.5 (Remote Grid) Updates to grid topology to minimize risk of ignition in HFTDs Remote GridWLDFRContaminationAggregated | WLDFR | HFTD - Distribution - Tier 3 - 4QU CoRE ¦ 4QU LoRE | Non-Red Flag Warning - Destructive Fires | Contamination | Aggregated | 2040 | 3.1533e-09 | 202.884 | 6.3975e-07 | 2040 | Mitigation | 0.95 | 45 | 0 | esc | 0.00097009 | 3.059e-12 | 0.00097009 | 3.059e-12 | 0.034918 | 3.0802e-06 | 0.0094681 | 2.129e-08
[120 empty] | 7.3.3.17.5 (Remote Grid) Updates to grid topology to minimize risk of ignition in HFTDs Remote GridWLDFRContaminationAggregated | WLDFR | HFTD - Distribution - Tier 3 - 4QU CoRE ¦ 4QU LoRE | Non-Red Flag Warning - Destructive Fires | Contamination | Aggregated | 2041 | 3.1533e-09 | 202.884 | 6.3975e-07 | 2041 | Mitigation | 0.95 | 45 | 0 | esc | 0.00097009 | 3.059e-12 | 0.00097009 | 3.059e-12 | 0.034918 | 3.0802e-06 | 0.0094681 | 2.129e-08
[120 empty] | 7.3.3.17.5 (Remote Grid) Updates to grid topology to minimize risk of ignition in HFTDs Remote GridWLDFRContaminationAggregated | WLDFR | HFTD - Distribution - Tier 3 - 4QU CoRE ¦ 4QU LoRE | Non-Red Flag Warning - Destructive Fires | Contamination | Aggregated | 2042 | 3.1533e-09 | 202.884 | 6.3975e-07 | 2042 | Mitigation | 0.95 | 45 | 0 | esc | 0.00097009 | 3.059e-12 | 0.00097009 | 3.059e-12 | 0.034918 | 3.0802e-06 | 0.0094681 | 2.129e-08
[120 empty] | 7.3.3.17.5 (Remote Grid) Updates to grid topology to minimize risk of ignition in HFTDs Remote GridWLDFRContaminationAggregated | WLDFR | HFTD - Distribution - Tier 3 - 4QU CoRE ¦ 4QU LoRE | Non-Red Flag Warning - Destructive Fires | Contamination | Aggregated | 2043 | 3.1533e-09 | 202.884 | 6.3975e-07 | 2043 | Mitigation | 0.95 | 45 | 0 | esc | 0.00097009 | 3.059e-12 | 0.00097009 | 3.059e-12 | 0.034918 | 3.0802e-06 | 0.0094681 | 2.129e-08
[120 empty] | 7.3.3.17.5 (Remote Grid) Updates to grid topology to minimize risk of ignition in HFTDs Remote GridWLDFRContaminationAggregated | WLDFR | HFTD - Distribution - Tier 3 - 4QU CoRE ¦ 4QU LoRE | Non-Red Flag Warning - Destructive Fires | Contamination | Aggregated | 2044 | 3.1533e-09 | 202.884 | 6.3975e-07 | 2044 | Mitigation | 0.95 | 45 | 0 | esc | 0.00097009 | 3.059e-12 | 0.00097009 | 3.059e-12 | 0.034918 | 3.0802e-06 | 0.0094681 | 2.129e-08
[120 empty] | 7.3.3.17.5 (Remote Grid) Updates to grid topology to minimize risk of ignition in HFTDs Remote GridWLDFRContaminationAggregated | WLDFR | HFTD - Distribution - Tier 3 - 4QU CoRE ¦ 4QU LoRE | Non-Red Flag Warning - Destructive Fires | Contamination | Aggregated | 2045 | 3.1533e-09 | 202.884 | 6.3975e-07 | 2045 | Mitigation | 0.95 | 45 | 0 | esc | 0.00097009 | 3.059e-12 | 0.00097009 | 3.059e-12 | 0.034918 | 3.0802e-06 | 0.0094681 | 2.129e-08
[120 empty] | 7.3.3.17.5 (Remote Grid) Updates to grid topology to minimize risk of ignition in HFTDs Remote GridWLDFRContaminationAggregated | WLDFR | HFTD - Distribution - Tier 3 - 4QU CoRE ¦ 4QU LoRE | Non-Red Flag Warning - Destructive Fires | Contamination | Aggregated | 2046 | 3.1533e-09 | 202.884 | 6.3975e-07 | 2046 | Mitigation | 0.95 | 45 | 0 | esc | 0.00097009 | 3.059e-12 | 0.00097009 | 3.059e-12 | 0.034918 | 3.0802e-06 | 0.0094681 | 2.129e-08
[120 empty] | 7.3.3.17.5 (Remote Grid) Updates to grid topology to minimize risk of ignition in HFTDs Remote GridWLDFRContaminationAggregated | WLDFR | HFTD - Distribution - Tier 3 - 4QU CoRE ¦ 4QU LoRE | Non-Red Flag Warning - Destructive Fires | Contamination | Aggregated | 2047 | 3.1533e-09 | 202.884 | 6.3975e-07 | 2047 | Mitigation | 0.95 | 45 | 0 | esc | 0.00097009 | 3.059e-12 | 0.00097009 | 3.059e-12 | 0.034918 | 3.0802e-06 | 0.0094681 | 2.129e-08
[120 empty] | 7.3.3.17.5 (Remote Grid) Updates to grid topology to minimize risk of ignition in HFTDs Remote GridWLDFRContaminationAggregated | WLDFR | HFTD - Distribution - Tier 3 - 4QU CoRE ¦ 4QU LoRE | Non-Red Flag Warning - Destructive Fires | Contamination | Aggregated | 2048 | 3.1533e-09 | 202.884 | 6.3975e-07 | 2048 | Mitigation | 0.95 | 45 | 0 | esc | 0.00097009 | 3.059e-12 | 0.00097009 | 3.059e-12 | 0.034918 | 3.0802e-06 | 0.0094681 | 2.129e-08
[120 empty] | 7.3.3.17.5 (Remote Grid) Updates to grid topology to minimize risk of ignition in HFTDs Remote GridWLDFRContaminationAggregated | WLDFR | HFTD - Distribution - Tier 3 - 4QU CoRE ¦ 4QU LoRE | Non-Red Flag Warning - Destructive Fires | Contamination | Aggregated | 2049 | 3.1533e-09 | 202.884 | 6.3975e-07 | 2049 | Mitigation | 0.95 | 45 | 0 | esc | 0.00097009 | 3.059e-12 | 0.00097009 | 3.059e-12 | 0.034918 | 3.0802e-06 | 0.0094681 | 2.129e-08
[120 empty] | 7.3.3.17.5 (Remote Grid) Updates to grid topology to minimize risk of ignition in HFTDs Remote GridWLDFRContaminationAggregated | WLDFR | HFTD - Distribution - Tier 3 - 4QU CoRE ¦ 4QU LoRE | Non-Red Flag Warning - Destructive Fires | Contamination | Aggregated | 2050 | 3.1533e-09 | 202.884 | 6.3975e-07 | 2050 | Mitigation | 0.95 | 45 | 0 | esc | 0.00097009 | 3.059e-12 | 0.00097009 | 3.059e-12 | 0.034918 | 3.0802e-06 | 0.0094681 | 2.129e-08
[120 empty] | 7.3.3.17.5 (Remote Grid) Updates to grid topology to minimize risk of ignition in HFTDs Remote GridWLDFRContaminationAggregated | WLDFR | HFTD - Distribution - Tier 3 - 4QU CoRE ¦ 4QU LoRE | Non-Red Flag Warning - Destructive Fires | Contamination | Aggregated | 2051 | 3.1533e-09 | 202.884 | 6.3975e-07 | 2051 | Mitigation | 0.95 | 45 | 0 | esc | 0.00097009 | 3.059e-12 | 0.00097009 | 3.059e-12 | 0.034918 | 3.0802e-06 | 0.0094681 | 2.129e-08
[120 empty] | 7.3.3.17.5 (Remote Grid) Updates to grid topology to minimize risk of ignition in HFTDs Remote GridWLDFRContaminationAggregated | WLDFR | HFTD - Distribution - Tier 3 - 4QU CoRE ¦ 4QU LoRE | Non-Red Flag Warning - Destructive Fires | Contamination | Aggregated | 2052 | 3.1533e-09 | 202.884 | 6.3975e-07 | 2052 | Mitigation | 0.95 | 45 | 0 | esc | 0.00097009 | 3.059e-12 | 0.00097009 | 3.059e-12 | 0.034918 | 3.0802e-06 | 0.0094681 | 2.129e-08
[120 empty] | 7.3.3.17.5 (Remote Grid) Updates to grid topology to minimize risk of ignition in HFTDs Remote GridWLDFRContaminationAggregated | WLDFR | HFTD - Distribution - Tier 3 - 4QU CoRE ¦ 4QU LoRE | Non-Red Flag Warning - Destructive Fires | Contamination | Aggregated | 2053 | 3.1533e-09 | 202.884 | 6.3975e-07 | 2053 | Mitigation | 0.95 | 45 | 0 | esc | 0.00097009 | 3.059e-12 | 0.00097009 | 3.059e-12 | 0.034918 | 3.0802e-06 | 0.0094681 | 2.129e-08
[120 empty] | 7.3.3.17.5 (Remote Grid) Updates to grid topology to minimize risk of ignition in HFTDs Remote GridWLDFRContaminationAggregated | WLDFR | HFTD - Distribution - Tier 3 - 4QU CoRE ¦ 4QU LoRE | Non-Red Flag Warning - Destructive Fires | Contamination | Aggregated | 2054 | 3.1533e-09 | 202.884 | 6.3975e-07 | 2054 | Mitigation | 0.95 | 45 | 0 | esc | 0.00097009 | 3.059e-12 | 0.00097009 | 3.059e-12 | 0.034918 | 3.0802e-06 | 0.0094681 | 2.129e-08
[120 empty] | 7.3.3.17.5 (Remote Grid) Updates to grid topology to minimize risk of ignition in HFTDs Remote GridWLDFRContaminationAggregated | WLDFR | HFTD - Distribution - Tier 3 - 4QU CoRE ¦ 4QU LoRE | Non-Red Flag Warning - Destructive Fires | Contamination | Aggregated | 2055 | 3.1533e-09 | 202.884 | 6.3975e-07 | 2055 | Mitigation | 0.95 | 45 | 0 | esc | 0.00097009 | 3.059e-12 | 0.00097009 | 3.059e-12 | 0.034918 | 3.0802e-06 | 0.0094681 | 2.129e-08
[120 empty] | 7.3.3.17.5 (Remote Grid) Updates to grid topology to minimize risk of ignition in HFTDs Remote GridWLDFRContaminationAggregated | WLDFR | HFTD - Distribution - Tier 3 - 4QU CoRE ¦ 4QU LoRE | Non-Red Flag Warning - Destructive Fires | Contamination | Aggregated | 2056 | 3.1533e-09 | 202.884 | 6.3975e-07 | 2056 | Mitigation | 0.95 | 45 | 0 | esc | 0.00097009 | 3.059e-12 | 0.00097009 | 3.059e-12 | 0.034918 | 3.0802e-06 | 0.0094681 | 2.129e-08
[120 empty] | 7.3.3.17.5 (Remote Grid) Updates to grid topology to minimize risk of ignition in HFTDs Remote GridWLDFRContaminationAggregated | WLDFR | HFTD - Distribution - Tier 3 - 4QU CoRE ¦ 4QU LoRE | Non-Red Flag Warning - Destructive Fires | Contamination | Aggregated | 2057 | 3.1533e-09 | 202.884 | 6.3975e-07 | 2057 | Mitigation | 0.95 | 45 | 0 | esc | 0.00097009 | 3.059e-12 | 0.00097009 | 3.059e-12 | 0.034918 | 3.0802e-06 | 0.0094681 | 2.129e-08
[120 empty] | 7.3.3.17.5 (Remote Grid) Updates to grid topology to minimize risk of ignition in HFTDs Remote GridWLDFRContaminationAggregated | WLDFR | HFTD - Distribution - Tier 3 - 4QU CoRE ¦ 4QU LoRE | Non-Red Flag Warning - Destructive Fires | Contamination | Aggregated | 2058 | 3.1533e-09 | 202.884 | 6.3975e-07 | 2058 | Mitigation | 0.95 | 45 | 0 | esc | 0.00097009 | 3.059e-12 | 0.00097009 | 3.059e-12 | 0.034918 | 3.0802e-06 | 0.0094681 | 2.129e-08
[120 empty] | 7.3.3.17.5 (Remote Grid) Updates to grid topology to minimize risk of ignition in HFTDs Remote GridWLDFRContaminationAggregated | WLDFR | HFTD - Distribution - Tier 3 - 4QU CoRE ¦ 4QU LoRE | Non-Red Flag Warning - Destructive Fires | Contamination | Aggregated | 2059 | 3.1533e-09 | 202.884 | 6.3975e-07 | 2059 | Mitigation | 0.95 | 45 | 0 | esc | 0.00097009 | 3.059e-12 | 0.00097009 | 3.059e-12 | 0.034918 | 3.0802e-06 | 0.0094681 | 2.129e-08
[120 empty] | 7.3.3.17.5 (Remote Grid) Updates to grid topology to minimize risk of ignition in HFTDs Remote GridWLDFRContaminationAggregated | WLDFR | HFTD - Distribution - Tier 3 - 4QU CoRE ¦ 4QU LoRE | Non-Red Flag Warning - Destructive Fires | Contamination | Aggregated | 2060 | 3.1533e-09 | 202.884 | 6.3975e-07 | 2060 | Mitigation | 0.95 | 45 | 0 | esc | 0.00097009 | 3.059e-12 | 0.00097009 | 3.059e-12 | 0.034918 | 3.0802e-06 | 0 | 0
[120 empty] | 7.3.3.17.5 (Remote Grid) Updates to grid topology to minimize risk of ignition in HFTDs Remote GridWLDFRContaminationAggregated | WLDFR | HFTD - Distribution - Tier 3 - 4QU CoRE ¦ 4QU LoRE | Non-Red Flag Warning - Destructive Fires | Contamination | Aggregated | 2061 | 3.1533e-09 | 202.884 | 6.3975e-07 | 2061 | Mitigation | 0.95 | 45 | 0 | esc | 0.00097009 | 3.059e-12 | 0.00097009 | 3.059e-12 | 0.034918 | 3.0802e-06 | 0 | 0
[120 empty] | 7.3.3.17.5 (Remote Grid) Updates to grid topology to minimize risk of ignition in HFTDs Remote GridWLDFRContaminationAggregated | WLDFR | HFTD - Distribution - Tier 3 - 4QU CoRE ¦ 4QU LoRE | Non-Red Flag Warning - Destructive Fires | Contamination | Aggregated | 2062 | 3.1533e-09 | 202.884 | 6.3975e-07 | 2062 | Mitigation | 0.95 | 45 | 0 | esc | 0.00097009 | 3.059e-12 | 0.00097009 | 3.059e-12 | 0.034918 | 3.0802e-06 | 0.010598 | 6.6045e-10
[120 empty] | 7.3.3.17.5 (Remote Grid) Updates to grid topology to minimize risk of ignition in HFTDs Remote GridWLDFRContaminationAggregated | WLDFR | HFTD - Distribution - Tier 3 - 4QU CoRE ¦ 4QU LoRE | Non-Red Flag Warning - Destructive Fires | Contamination | Aggregated | 2063 | 3.1533e-09 | 202.884 | 6.3975e-07 | 2063 | Mitigation | 0.95 | 45 | 0 | esc | 0.00097009 | 3.059e-12 | 0.00097009 | 3.059e-12 | 0.034918 | 3.0802e-06 | 0.010598 | 6.6045e-10
[120 empty] | 7.3.3.17.5 (Remote Grid) Updates to grid topology to minimize risk of ignition in HFTDs Remote GridWLDFRContaminationAggregated | WLDFR | HFTD - Distribution - Tier 3 - 4QU CoRE ¦ 4QU LoRE | Non-Red Flag Warning - Destructive Fires | Contamination | Aggregated | 2064 | 3.1533e-09 | 202.884 | 6.3975e-07 | 2064 | Mitigation | 0.95 | 45 | 0 | esc | 0.00097009 | 3.059e-12 | 0.00097009 | 3.059e-12 | 0.034918 | 3.0802e-06 | 0.010598 | 6.6045e-10
[120 empty] | 7.3.3.17.5 (Remote Grid) Updates to grid topology to minimize risk of ignition in HFTDs Remote GridWLDFRContaminationAggregated | WLDFR | HFTD - Distribution - Tier 3 - 4QU CoRE ¦ 4QU LoRE | Non-Red Flag Warning - Destructive Fires | Contamination | Aggregated | 2065 | 3.1533e-09 | 202.884 | 6.3975e-07 | 2065 | Mitigation | 0.95 | 45 | 0 | esc | 0.00097009 | 3.059e-12 | 0.00097009 | 3.059e-12 | 0.034918 | 3.0802e-06 | 0.010598 | 6.6045e-10
[120 empty] | 7.3.3.17.5 (Remote Grid) Updates to grid topology to minimize risk of ignition in HFTDs Remote GridWLDFRContaminationAggregated | WLDFR | HFTD - Distribution - Tier 3 - 4QU CoRE ¦ 4QU LoRE | Non-Red Flag Warning - Destructive Fires | Contamination | Aggregated | 2066 | 3.1533e-09 | 202.884 | 6.3975e-07 | 2066 | Mitigation | 0.95 | 45 | 0 | esc | 0.00097009 | 3.059e-12 | 0.00097009 | 3.059e-12 | 0.034918 | 3.0802e-06 | 0.010598 | 6.6045e-10
[120 empty] | 7.3.3.17.5 (Remote Grid) Updates to grid topology to minimize risk of ignition in HFTDs Remote GridWLDFRContaminationAggregated | WLDFR | HFTD - Distribution - Tier 3 - 4QU CoRE ¦ 4QU LoRE | Non-Red Flag Warning - Destructive Fires | Contamination | Aggregated | 2067 | 3.1533e-09 | 202.884 | 6.3975e-07 | 2067 | Mitigation | 0.95 | 45 | 0 | esc | 0 | 0 | 0.00097009 | 3.059e-12 | 0.034918 | 3.0802e-06 | 0.010598 | 6.6045e-10
[120 empty] | 7.3.3.17.5 (Remote Grid) Updates to grid topology to minimize risk of ignition in HFTDs Remote GridWLDFREquipment / facility failureAggregated | WLDFR | HFTD - Distribution - Tier 3 - 4QU CoRE ¦ 4QU LoRE | Non-Red Flag Warning - Destructive Fires | Equipment / facility failure | Aggregated | 2022 | 3.7393e-08 | 202.884 | 7.5865e-06 | 2022 | Mitigation | 0.95 | 45 | 0 | esc | 0.00097009 | 3.6275e-11 | 0 | 0 | 0.034918 | 3.0802e-06 | 0.010598 | 6.6045e-10
[120 empty] | 7.3.3.17.5 (Remote Grid) Updates to grid topology to minimize risk of ignition in HFTDs Remote GridWLDFREquipment / facility failureAggregated | WLDFR | HFTD - Distribution - Tier 3 - 4QU CoRE ¦ 4QU LoRE | Non-Red Flag Warning - Destructive Fires | Equipment / facility failure | Aggregated | 2023 | 3.7393e-08 | 202.884 | 7.5865e-06 | 2023 | Mitigation | 0.95 | 45 | 0 | esc | 0.00097009 | 3.6275e-11 | 0.00097009 | 3.6275e-11 | 0.034918 | 3.0802e-06 | 0.010598 | 6.6045e-10
[120 empty] | 7.3.3.17.5 (Remote Grid) Updates to grid topology to minimize risk of ignition in HFTDs Remote GridWLDFREquipment / facility failureAggregated | WLDFR | HFTD - Distribution - Tier 3 - 4QU CoRE ¦ 4QU LoRE | Non-Red Flag Warning - Destructive Fires | Equipment / facility failure | Aggregated | 2024 | 3.7393e-08 | 202.884 | 7.5865e-06 | 2024 | Mitigation | 0.95 | 45 | 0 | esc | 0.00097009 | 3.6275e-11 | 0.00097009 | 3.6275e-11 | 0.034918 | 3.0802e-06 | 0.010598 | 6.6045e-10
[120 empty] | 7.3.3.17.5 (Remote Grid) Updates to grid topology to minimize risk of ignition in HFTDs Remote GridWLDFREquipment / facility failureAggregated | WLDFR | HFTD - Distribution - Tier 3 - 4QU CoRE ¦ 4QU LoRE | Non-Red Flag Warning - Destructive Fires | Equipment / facility failure | Aggregated | 2025 | 3.7393e-08 | 202.884 | 7.5865e-06 | 2025 | Mitigation | 0.95 | 45 | 0 | esc | 0.00097009 | 3.6275e-11 | 0.00097009 | 3.6275e-11 | 0.034918 | 3.0802e-06 | 0.010598 | 6.6045e-10
[120 empty] | 7.3.3.17.5 (Remote Grid) Updates to grid topology to minimize risk of ignition in HFTDs Remote GridWLDFREquipment / facility failureAggregated | WLDFR | HFTD - Distribution - Tier 3 - 4QU CoRE ¦ 4QU LoRE | Non-Red Flag Warning - Destructive Fires | Equipment / facility failure | Aggregated | 2026 | 3.7393e-08 | 202.884 | 7.5865e-06 | 2026 | Mitigation | 0.95 | 45 | 0 | esc | 0.00097009 | 3.6275e-11 | 0.00097009 | 3.6275e-11 | 0.034918 | 3.0802e-06 | 0.010598 | 6.6045e-10
[120 empty] | 7.3.3.17.5 (Remote Grid) Updates to grid topology to minimize risk of ignition in HFTDs Remote GridWLDFREquipment / facility failureAggregated | WLDFR | HFTD - Distribution - Tier 3 - 4QU CoRE ¦ 4QU LoRE | Non-Red Flag Warning - Destructive Fires | Equipment / facility failure | Aggregated | 2027 | 3.7393e-08 | 202.884 | 7.5865e-06 | 2027 | Mitigation | 0.95 | 45 | 0 | esc | 0.00097009 | 3.6275e-11 | 0.00097009 | 3.6275e-11 | 0.034918 | 3.0802e-06 | 0.010598 | 6.6045e-10
[120 empty] | 7.3.3.17.5 (Remote Grid) Updates to grid topology to minimize risk of ignition in HFTDs Remote GridWLDFREquipment / facility failureAggregated | WLDFR | HFTD - Distribution - Tier 3 - 4QU CoRE ¦ 4QU LoRE | Non-Red Flag Warning - Destructive Fires | Equipment / facility failure | Aggregated | 2028 | 3.7393e-08 | 202.884 | 7.5865e-06 | 2028 | Mitigation | 0.95 | 45 | 0 | esc | 0.00097009 | 3.6275e-11 | 0.00097009 | 3.6275e-11 | 0.034918 | 3.0802e-06 | 0.010598 | 6.6045e-10
[120 empty] | 7.3.3.17.5 (Remote Grid) Updates to grid topology to minimize risk of ignition in HFTDs Remote GridWLDFREquipment / facility failureAggregated | WLDFR | HFTD - Distribution - Tier 3 - 4QU CoRE ¦ 4QU LoRE | Non-Red Flag Warning - Destructive Fires | Equipment / facility failure | Aggregated | 2029 | 3.7393e-08 | 202.884 | 7.5865e-06 | 2029 | Mitigation | 0.95 | 45 | 0 | esc | 0.00097009 | 3.6275e-11 | 0.00097009 | 3.6275e-11 | 0.034918 | 3.0802e-06 | 0.010598 | 6.6045e-10
[120 empty] | 7.3.3.17.5 (Remote Grid) Updates to grid topology to minimize risk of ignition in HFTDs Remote GridWLDFREquipment / facility failureAggregated | WLDFR | HFTD - Distribution - Tier 3 - 4QU CoRE ¦ 4QU LoRE | Non-Red Flag Warning - Destructive Fires | Equipment / facility failure | Aggregated | 2030 | 3.7393e-08 | 202.884 | 7.5865e-06 | 2030 | Mitigation | 0.95 | 45 | 0 | esc | 0.00097009 | 3.6275e-11 | 0.00097009 | 3.6275e-11 | 0.034918 | 3.0802e-06 | 0.010598 | 6.6045e-10
[120 empty] | 7.3.3.17.5 (Remote Grid) Updates to grid topology to minimize risk of ignition in HFTDs Remote GridWLDFREquipment / facility failureAggregated | WLDFR | HFTD - Distribution - Tier 3 - 4QU CoRE ¦ 4QU LoRE | Non-Red Flag Warning - Destructive Fires | Equipment / facility failure | Aggregated | 2031 | 3.7393e-08 | 202.884 | 7.5865e-06 | 2031 | Mitigation | 0.95 | 45 | 0 | esc | 0.00097009 | 3.6275e-11 | 0.00097009 | 3.6275e-11 | 0.034918 | 3.0802e-06 | 0.010598 | 6.6045e-10
[120 empty] | 7.3.3.17.5 (Remote Grid) Updates to grid topology to minimize risk of ignition in HFTDs Remote GridWLDFREquipment / facility failureAggregated | WLDFR | HFTD - Distribution - Tier 3 - 4QU CoRE ¦ 4QU LoRE | Non-Red Flag Warning - Destructive Fires | Equipment / facility failure | Aggregated | 2032 | 3.7393e-08 | 202.884 | 7.5865e-06 | 2032 | Mitigation | 0.95 | 45 | 0 | esc | 0.00097009 | 3.6275e-11 | 0.00097009 | 3.6275e-11 | 0 | 0 | 0.010598 | 6.6045e-10
[120 empty] | 7.3.3.17.5 (Remote Grid) Updates to grid topology to minimize risk of ignition in HFTDs Remote GridWLDFREquipment / facility failureAggregated | WLDFR | HFTD - Distribution - Tier 3 - 4QU CoRE ¦ 4QU LoRE | Non-Red Flag Warning - Destructive Fires | Equipment / facility failure | Aggregated | 2033 | 3.7393e-08 | 202.884 | 7.5865e-06 | 2033 | Mitigation | 0.95 | 45 | 0 | esc | 0.00097009 | 3.6275e-11 | 0.00097009 | 3.6275e-11 | 0.034918 | 2.9954e-07 | 0.010598 | 6.6045e-10
[120 empty] | 7.3.3.17.5 (Remote Grid) Updates to grid topology to minimize risk of ignition in HFTDs Remote GridWLDFREquipment / facility failureAggregated | WLDFR | HFTD - Distribution - Tier 3 - 4QU CoRE ¦ 4QU LoRE | Non-Red Flag Warning - Destructive Fires | Equipment / facility failure | Aggregated | 2034 | 3.7393e-08 | 202.884 | 7.5865e-06 | 2034 | Mitigation | 0.95 | 45 | 0 | esc | 0.00097009 | 3.6275e-11 | 0.00097009 | 3.6275e-11 | 0.034918 | 2.9954e-07 | 0.010598 | 6.6045e-10
[120 empty] | 7.3.3.17.5 (Remote Grid) Updates to grid topology to minimize risk of ignition in HFTDs Remote GridWLDFREquipment / facility failureAggregated | WLDFR | HFTD - Distribution - Tier 3 - 4QU CoRE ¦ 4QU LoRE | Non-Red Flag Warning - Destructive Fires | Equipment / facility failure | Aggregated | 2035 | 3.7393e-08 | 202.884 | 7.5865e-06 | 2035 | Mitigation | 0.95 | 45 | 0 | esc | 0.00097009 | 3.6275e-11 | 0.00097009 | 3.6275e-11 | 0.034918 | 2.9954e-07 | 0.010598 | 6.6045e-10
[120 empty] | 7.3.3.17.5 (Remote Grid) Updates to grid topology to minimize risk of ignition in HFTDs Remote GridWLDFREquipment / facility failureAggregated | WLDFR | HFTD - Distribution - Tier 3 - 4QU CoRE ¦ 4QU LoRE | Non-Red Flag Warning - Destructive Fires | Equipment / facility failure | Aggregated | 2036 | 3.7393e-08 | 202.884 | 7.5865e-06 | 2036 | Mitigation | 0.95 | 45 | 0 | esc | 0.00097009 | 3.6275e-11 | 0.00097009 | 3.6275e-11 | 0.034918 | 2.9954e-07 | 0.010598 | 6.6045e-10
[120 empty] | 7.3.3.17.5 (Remote Grid) Updates to grid topology to minimize risk of ignition in HFTDs Remote GridWLDFREquipment / facility failureAggregated | WLDFR | HFTD - Distribution - Tier 3 - 4QU CoRE ¦ 4QU LoRE | Non-Red Flag Warning - Destructive Fires | Equipment / facility failure | Aggregated | 2037 | 3.7393e-08 | 202.884 | 7.5865e-06 | 2037 | Mitigation | 0.95 | 45 | 0 | esc | 0.00097009 | 3.6275e-11 | 0.00097009 | 3.6275e-11 | 0.034918 | 2.9954e-07 | 0.010598 | 6.6045e-10
[120 empty] | 7.3.3.17.5 (Remote Grid) Updates to grid topology to minimize risk of ignition in HFTDs Remote GridWLDFREquipment / facility failureAggregated | WLDFR | HFTD - Distribution - Tier 3 - 4QU CoRE ¦ 4QU LoRE | Non-Red Flag Warning - Destructive Fires | Equipment / facility failure | Aggregated | 2038 | 3.7393e-08 | 202.884 | 7.5865e-06 | 2038 | Mitigation | 0.95 | 45 | 0 | esc | 0.00097009 | 3.6275e-11 | 0.00097009 | 3.6275e-11 | 0.034918 | 2.9954e-07 | 0.010598 | 6.6045e-10
[120 empty] | 7.3.3.17.5 (Remote Grid) Updates to grid topology to minimize risk of ignition in HFTDs Remote GridWLDFREquipment / facility failureAggregated | WLDFR | HFTD - Distribution - Tier 3 - 4QU CoRE ¦ 4QU LoRE | Non-Red Flag Warning - Destructive Fires | Equipment / facility failure | Aggregated | 2039 | 3.7393e-08 | 202.884 | 7.5865e-06 | 2039 | Mitigation | 0.95 | 45 | 0 | esc | 0.00097009 | 3.6275e-11 | 0.00097009 | 3.6275e-11 | 0.034918 | 2.9954e-07 | 0.010598 | 6.6045e-10
[120 empty] | 7.3.3.17.5 (Remote Grid) Updates to grid topology to minimize risk of ignition in HFTDs Remote GridWLDFREquipment / facility failureAggregated | WLDFR | HFTD - Distribution - Tier 3 - 4QU CoRE ¦ 4QU LoRE | Non-Red Flag Warning - Destructive Fires | Equipment / facility failure | Aggregated | 2040 | 3.7393e-08 | 202.884 | 7.5865e-06 | 2040 | Mitigation | 0.95 | 45 | 0 | esc | 0.00097009 | 3.6275e-11 | 0.00097009 | 3.6275e-11 | 0.034918 | 2.9954e-07 | 0.010598 | 6.6045e-10
[120 empty] | 7.3.3.17.5 (Remote Grid) Updates to grid topology to minimize risk of ignition in HFTDs Remote GridWLDFREquipment / facility failureAggregated | WLDFR | HFTD - Distribution - Tier 3 - 4QU CoRE ¦ 4QU LoRE | Non-Red Flag Warning - Destructive Fires | Equipment / facility failure | Aggregated | 2041 | 3.7393e-08 | 202.884 | 7.5865e-06 | 2041 | Mitigation | 0.95 | 45 | 0 | esc | 0.00097009 | 3.6275e-11 | 0.00097009 | 3.6275e-11 | 0.034918 | 2.9954e-07 | 0.010598 | 6.6045e-10
[120 empty] | 7.3.3.17.5 (Remote Grid) Updates to grid topology to minimize risk of ignition in HFTDs Remote GridWLDFREquipment / facility failureAggregated | WLDFR | HFTD - Distribution - Tier 3 - 4QU CoRE ¦ 4QU LoRE | Non-Red Flag Warning - Destructive Fires | Equipment / facility failure | Aggregated | 2042 | 3.7393e-08 | 202.884 | 7.5865e-06 | 2042 | Mitigation | 0.95 | 45 | 0 | esc | 0.00097009 | 3.6275e-11 | 0.00097009 | 3.6275e-11 | 0.034918 | 2.9954e-07 | 0.010598 | 6.6045e-10
[120 empty] | 7.3.3.17.5 (Remote Grid) Updates to grid topology to minimize risk of ignition in HFTDs Remote GridWLDFREquipment / facility failureAggregated | WLDFR | HFTD - Distribution - Tier 3 - 4QU CoRE ¦ 4QU LoRE | Non-Red Flag Warning - Destructive Fires | Equipment / facility failure | Aggregated | 2043 | 3.7393e-08 | 202.884 | 7.5865e-06 | 2043 | Mitigation | 0.95 | 45 | 0 | esc | 0.00097009 | 3.6275e-11 | 0.00097009 | 3.6275e-11 | 0.034918 | 2.9954e-07 | 0.010598 | 6.6045e-10
[120 empty] | 7.3.3.17.5 (Remote Grid) Updates to grid topology to minimize risk of ignition in HFTDs Remote GridWLDFREquipment / facility failureAggregated | WLDFR | HFTD - Distribution - Tier 3 - 4QU CoRE ¦ 4QU LoRE | Non-Red Flag Warning - Destructive Fires | Equipment / facility failure | Aggregated | 2044 | 3.7393e-08 | 202.884 | 7.5865e-06 | 2044 | Mitigation | 0.95 | 45 | 0 | esc | 0.00097009 | 3.6275e-11 | 0.00097009 | 3.6275e-11 | 0.034918 | 2.9954e-07 | 0.010598 | 6.6045e-10
[120 empty] | 7.3.3.17.5 (Remote Grid) Updates to grid topology to minimize risk of ignition in HFTDs Remote GridWLDFREquipment / facility failureAggregated | WLDFR | HFTD - Distribution - Tier 3 - 4QU CoRE ¦ 4QU LoRE | Non-Red Flag Warning - Destructive Fires | Equipment / facility failure | Aggregated | 2045 | 3.7393e-08 | 202.884 | 7.5865e-06 | 2045 | Mitigation | 0.95 | 45 | 0 | esc | 0.00097009 | 3.6275e-11 | 0.00097009 | 3.6275e-11 | 0.034918 | 2.9954e-07 | 0.010598 | 6.6045e-10
[120 empty] | 7.3.3.17.5 (Remote Grid) Updates to grid topology to minimize risk of ignition in HFTDs Remote GridWLDFREquipment / facility failureAggregated | WLDFR | HFTD - Distribution - Tier 3 - 4QU CoRE ¦ 4QU LoRE | Non-Red Flag Warning - Destructive Fires | Equipment / facility failure | Aggregated | 2046 | 3.7393e-08 | 202.884 | 7.5865e-06 | 2046 | Mitigation | 0.95 | 45 | 0 | esc | 0.00097009 | 3.6275e-11 | 0.00097009 | 3.6275e-11 | 0.034918 | 2.9954e-07 | 0 | 0
[120 empty] | 7.3.3.17.5 (Remote Grid) Updates to grid topology to minimize risk of ignition in HFTDs Remote GridWLDFREquipment / facility failureAggregated | WLDFR | HFTD - Distribution - Tier 3 - 4QU CoRE ¦ 4QU LoRE | Non-Red Flag Warning - Destructive Fires | Equipment / facility failure | Aggregated | 2047 | 3.7393e-08 | 202.884 | 7.5865e-06 | 2047 | Mitigation | 0.95 | 45 | 0 | esc | 0.00097009 | 3.6275e-11 | 0.00097009 | 3.6275e-11 | 0.034918 | 2.9954e-07 | 0 | 0
[120 empty] | 7.3.3.17.5 (Remote Grid) Updates to grid topology to minimize risk of ignition in HFTDs Remote GridWLDFREquipment / facility failureAggregated | WLDFR | HFTD - Distribution - Tier 3 - 4QU CoRE ¦ 4QU LoRE | Non-Red Flag Warning - Destructive Fires | Equipment / facility failure | Aggregated | 2048 | 3.7393e-08 | 202.884 | 7.5865e-06 | 2048 | Mitigation | 0.95 | 45 | 0 | esc | 0.00097009 | 3.6275e-11 | 0.00097009 | 3.6275e-11 | 0.034918 | 2.9954e-07 | 0.0087991 | 3.2352e-08
[120 empty] | 7.3.3.17.5 (Remote Grid) Updates to grid topology to minimize risk of ignition in HFTDs Remote GridWLDFREquipment / facility failureAggregated | WLDFR | HFTD - Distribution - Tier 3 - 4QU CoRE ¦ 4QU LoRE | Non-Red Flag Warning - Destructive Fires | Equipment / facility failure | Aggregated | 2049 | 3.7393e-08 | 202.884 | 7.5865e-06 | 2049 | Mitigation | 0.95 | 45 | 0 | esc | 0.00097009 | 3.6275e-11 | 0.00097009 | 3.6275e-11 | 0.034918 | 2.9954e-07 | 0.0087991 | 3.2352e-08
[120 empty] | 7.3.3.17.5 (Remote Grid) Updates to grid topology to minimize risk of ignition in HFTDs Remote GridWLDFREquipment / facility failureAggregated | WLDFR | HFTD - Distribution - Tier 3 - 4QU CoRE ¦ 4QU LoRE | Non-Red Flag Warning - Destructive Fires | Equipment / facility failure | Aggregated | 2050 | 3.7393e-08 | 202.884 | 7.5865e-06 | 2050 | Mitigation | 0.95 | 45 | 0 | esc | 0.00097009 | 3.6275e-11 | 0.00097009 | 3.6275e-11 | 0.034918 | 2.9954e-07 | 0.0087991 | 3.2352e-08
[120 empty] | 7.3.3.17.5 (Remote Grid) Updates to grid topology to minimize risk of ignition in HFTDs Remote GridWLDFREquipment / facility failureAggregated | WLDFR | HFTD - Distribution - Tier 3 - 4QU CoRE ¦ 4QU LoRE | Non-Red Flag Warning - Destructive Fires | Equipment / facility failure | Aggregated | 2051 | 3.7393e-08 | 202.884 | 7.5865e-06 | 2051 | Mitigation | 0.95 | 45 | 0 | esc | 0.00097009 | 3.6275e-11 | 0.00097009 | 3.6275e-11 | 0.034918 | 2.9954e-07 | 0.0087991 | 3.2352e-08
[120 empty] | 7.3.3.17.5 (Remote Grid) Updates to grid topology to minimize risk of ignition in HFTDs Remote GridWLDFREquipment / facility failureAggregated | WLDFR | HFTD - Distribution - Tier 3 - 4QU CoRE ¦ 4QU LoRE | Non-Red Flag Warning - Destructive Fires | Equipment / facility failure | Aggregated | 2052 | 3.7393e-08 | 202.884 | 7.5865e-06 | 2052 | Mitigation | 0.95 | 45 | 0 | esc | 0.00097009 | 3.6275e-11 | 0.00097009 | 3.6275e-11 | 0.034918 | 2.9954e-07 | 0.0087991 | 3.2352e-08
[120 empty] | 7.3.3.17.5 (Remote Grid) Updates to grid topology to minimize risk of ignition in HFTDs Remote GridWLDFREquipment / facility failureAggregated | WLDFR | HFTD - Distribution - Tier 3 - 4QU CoRE ¦ 4QU LoRE | Non-Red Flag Warning - Destructive Fires | Equipment / facility failure | Aggregated | 2053 | 3.7393e-08 | 202.884 | 7.5865e-06 | 2053 | Mitigation | 0.95 | 45 | 0 | esc | 0.00097009 | 3.6275e-11 | 0.00097009 | 3.6275e-11 | 0.034918 | 2.9954e-07 | 0.0087991 | 3.2352e-08
[120 empty] | 7.3.3.17.5 (Remote Grid) Updates to grid topology to minimize risk of ignition in HFTDs Remote GridWLDFREquipment / facility failureAggregated | WLDFR | HFTD - Distribution - Tier 3 - 4QU CoRE ¦ 4QU LoRE | Non-Red Flag Warning - Destructive Fires | Equipment / facility failure | Aggregated | 2054 | 3.7393e-08 | 202.884 | 7.5865e-06 | 2054 | Mitigation | 0.95 | 45 | 0 | esc | 0.00097009 | 3.6275e-11 | 0.00097009 | 3.6275e-11 | 0.034918 | 2.9954e-07 | 0.0087991 | 3.2352e-08
[120 empty] | 7.3.3.17.5 (Remote Grid) Updates to grid topology to minimize risk of ignition in HFTDs Remote GridWLDFREquipment / facility failureAggregated | WLDFR | HFTD - Distribution - Tier 3 - 4QU CoRE ¦ 4QU LoRE | Non-Red Flag Warning - Destructive Fires | Equipment / facility failure | Aggregated | 2055 | 3.7393e-08 | 202.884 | 7.5865e-06 | 2055 | Mitigation | 0.95 | 45 | 0 | esc | 0.00097009 | 3.6275e-11 | 0.00097009 | 3.6275e-11 | 0.034918 | 2.9954e-07 | 0.0087991 | 3.2352e-08
[120 empty] | 7.3.3.17.5 (Remote Grid) Updates to grid topology to minimize risk of ignition in HFTDs Remote GridWLDFREquipment / facility failureAggregated | WLDFR | HFTD - Distribution - Tier 3 - 4QU CoRE ¦ 4QU LoRE | Non-Red Flag Warning - Destructive Fires | Equipment / facility failure | Aggregated | 2056 | 3.7393e-08 | 202.884 | 7.5865e-06 | 2056 | Mitigation | 0.95 | 45 | 0 | esc | 0.00097009 | 3.6275e-11 | 0.00097009 | 3.6275e-11 | 0.034918 | 2.9954e-07 | 0.0087991 | 3.2352e-08
[120 empty] | 7.3.3.17.5 (Remote Grid) Updates to grid topology to minimize risk of ignition in HFTDs Remote GridWLDFREquipment / facility failureAggregated | WLDFR | HFTD - Distribution - Tier 3 - 4QU CoRE ¦ 4QU LoRE | Non-Red Flag Warning - Destructive Fires | Equipment / facility failure | Aggregated | 2057 | 3.7393e-08 | 202.884 | 7.5865e-06 | 2057 | Mitigation | 0.95 | 45 | 0 | esc | 0.00097009 | 3.6275e-11 | 0.00097009 | 3.6275e-11 | 0.034918 | 2.9954e-07 | 0.0087991 | 3.2352e-08
[120 empty] | 7.3.3.17.5 (Remote Grid) Updates to grid topology to minimize risk of ignition in HFTDs Remote GridWLDFREquipment / facility failureAggregated | WLDFR | HFTD - Distribution - Tier 3 - 4QU CoRE ¦ 4QU LoRE | Non-Red Flag Warning - Destructive Fires | Equipment / facility failure | Aggregated | 2058 | 3.7393e-08 | 202.884 | 7.5865e-06 | 2058 | Mitigation | 0.95 | 45 | 0 | esc | 0.00097009 | 3.6275e-11 | 0.00097009 | 3.6275e-11 | 0.034918 | 2.9954e-07 | 0.0087991 | 3.2352e-08
[120 empty] | 7.3.3.17.5 (Remote Grid) Updates to grid topology to minimize risk of ignition in HFTDs Remote GridWLDFREquipment / facility failureAggregated | WLDFR | HFTD - Distribution - Tier 3 - 4QU CoRE ¦ 4QU LoRE | Non-Red Flag Warning - Destructive Fires | Equipment / facility failure | Aggregated | 2059 | 3.7393e-08 | 202.884 | 7.5865e-06 | 2059 | Mitigation | 0.95 | 45 | 0 | esc | 0.00097009 | 3.6275e-11 | 0.00097009 | 3.6275e-11 | 0.034918 | 2.9954e-07 | 0.0087991 | 3.2352e-08
[120 empty] | 7.3.3.17.5 (Remote Grid) Updates to grid topology to minimize risk of ignition in HFTDs Remote GridWLDFREquipment / facility failureAggregated | WLDFR | HFTD - Distribution - Tier 3 - 4QU CoRE ¦ 4QU LoRE | Non-Red Flag Warning - Destructive Fires | Equipment / facility failure | Aggregated | 2060 | 3.7393e-08 | 202.884 | 7.5865e-06 | 2060 | Mitigation | 0.95 | 45 | 0 | esc | 0.00097009 | 3.6275e-11 | 0.00097009 | 3.6275e-11 | 0.034918 | 2.9954e-07 | 0.0087991 | 3.2352e-08
[120 empty] | 7.3.3.17.5 (Remote Grid) Updates to grid topology to minimize risk of ignition in HFTDs Remote GridWLDFREquipment / facility failureAggregated | WLDFR | HFTD - Distribution - Tier 3 - 4QU CoRE ¦ 4QU LoRE | Non-Red Flag Warning - Destructive Fires | Equipment / facility failure | Aggregated | 2061 | 3.7393e-08 | 202.884 | 7.5865e-06 | 2061 | Mitigation | 0.95 | 45 | 0 | esc | 0.00097009 | 3.6275e-11 | 0.00097009 | 3.6275e-11 | 0.034918 | 2.9954e-07 | 0.0087991 | 3.2352e-08
[120 empty] | 7.3.3.17.5 (Remote Grid) Updates to grid topology to minimize risk of ignition in HFTDs Remote GridWLDFREquipment / facility failureAggregated | WLDFR | HFTD - Distribution - Tier 3 - 4QU CoRE ¦ 4QU LoRE | Non-Red Flag Warning - Destructive Fires | Equipment / facility failure | Aggregated | 2062 | 3.7393e-08 | 202.884 | 7.5865e-06 | 2062 | Mitigation | 0.95 | 45 | 0 | esc | 0.00097009 | 3.6275e-11 | 0.00097009 | 3.6275e-11 | 0.034918 | 2.9954e-07 | 0.0087991 | 3.2352e-08
[120 empty] | 7.3.3.17.5 (Remote Grid) Updates to grid topology to minimize risk of ignition in HFTDs Remote GridWLDFREquipment / facility failureAggregated | WLDFR | HFTD - Distribution - Tier 3 - 4QU CoRE ¦ 4QU LoRE | Non-Red Flag Warning - Destructive Fires | Equipment / facility failure | Aggregated | 2063 | 3.7393e-08 | 202.884 | 7.5865e-06 | 2063 | Mitigation | 0.95 | 45 | 0 | esc | 0.00097009 | 3.6275e-11 | 0.00097009 | 3.6275e-11 | 0.034918 | 2.9954e-07 | 0.0087991 | 3.2352e-08
[120 empty] | 7.3.3.17.5 (Remote Grid) Updates to grid topology to minimize risk of ignition in HFTDs Remote GridWLDFREquipment / facility failureAggregated | WLDFR | HFTD - Distribution - Tier 3 - 4QU CoRE ¦ 4QU LoRE | Non-Red Flag Warning - Destructive Fires | Equipment / facility failure | Aggregated | 2064 | 3.7393e-08 | 202.884 | 7.5865e-06 | 2064 | Mitigation | 0.95 | 45 | 0 | esc | 0.00097009 | 3.6275e-11 | 0.00097009 | 3.6275e-11 | 0.034918 | 2.9954e-07 | 0.0087991 | 3.2352e-08
[120 empty] | 7.3.3.17.5 (Remote Grid) Updates to grid topology to minimize risk of ignition in HFTDs Remote GridWLDFREquipment / facility failureAggregated | WLDFR | HFTD - Distribution - Tier 3 - 4QU CoRE ¦ 4QU LoRE | Non-Red Flag Warning - Destructive Fires | Equipment / facility failure | Aggregated | 2065 | 3.7393e-08 | 202.884 | 7.5865e-06 | 2065 | Mitigation | 0.95 | 45 | 0 | esc | 0.00097009 | 3.6275e-11 | 0.00097009 | 3.6275e-11 | 0.034918 | 2.9954e-07 | 0.0087991 | 3.2352e-08
[120 empty] | 7.3.3.17.5 (Remote Grid) Updates to grid topology to minimize risk of ignition in HFTDs Remote GridWLDFREquipment / facility failureAggregated | WLDFR | HFTD - Distribution - Tier 3 - 4QU CoRE ¦ 4QU LoRE | Non-Red Flag Warning - Destructive Fires | Equipment / facility failure | Aggregated | 2066 | 3.7393e-08 | 202.884 | 7.5865e-06 | 2066 | Mitigation | 0.95 | 45 | 0 | esc | 0.00097009 | 3.6275e-11 | 0.00097009 | 3.6275e-11 | 0.034918 | 2.9954e-07 | 0.0087991 | 3.2352e-08
[120 empty] | 7.3.3.17.5 (Remote Grid) Updates to grid topology to minimize risk of ignition in HFTDs Remote GridWLDFREquipment / facility failureAggregated | WLDFR | HFTD - Distribution - Tier 3 - 4QU CoRE ¦ 4QU LoRE | Non-Red Flag Warning - Destructive Fires | Equipment / facility failure | Aggregated | 2067 | 3.7393e-08 | 202.884 | 7.5865e-06 | 2067 | Mitigation | 0.95 | 45 | 0 | esc | 0 | 0 | 0.00097009 | 3.6275e-11 | 0.034918 | 2.9954e-07 | 0.0087991 | 3.2352e-08
[120 empty] | 7.3.3.17.5 (Remote Grid) Updates to grid topology to minimize risk of ignition in HFTDs Remote GridWLDFRVegetation ContactAggregated | WLDFR | HFTD - Distribution - Tier 3 - 4QU CoRE ¦ 4QU LoRE | Non-Red Flag Warning - Destructive Fires | Vegetation Contact | Aggregated | 2022 | 1.8161e-07 | 202.884 | 3.6847e-05 | 2022 | Mitigation | 0.95 | 45 | 0 | esc | 0.00097009 | 1.7618e-10 | 0 | 0 | 0.034918 | 2.9954e-07 | 0.0087991 | 3.2352e-08
[120 empty] | 7.3.3.17.5 (Remote Grid) Updates to grid topology to minimize risk of ignition in HFTDs Remote GridWLDFRVegetation ContactAggregated | WLDFR | HFTD - Distribution - Tier 3 - 4QU CoRE ¦ 4QU LoRE | Non-Red Flag Warning - Destructive Fires | Vegetation Contact | Aggregated | 2023 | 1.8161e-07 | 202.884 | 3.6847e-05 | 2023 | Mitigation | 0.95 | 45 | 0 | esc | 0.00097009 | 1.7618e-10 | 0.00097009 | 1.7618e-10 | 0.034918 | 2.9954e-07 | 0.0087991 | 3.2352e-08
[120 empty] | 7.3.3.17.5 (Remote Grid) Updates to grid topology to minimize risk of ignition in HFTDs Remote GridWLDFRVegetation ContactAggregated | WLDFR | HFTD - Distribution - Tier 3 - 4QU CoRE ¦ 4QU LoRE | Non-Red Flag Warning - Destructive Fires | Vegetation Contact | Aggregated | 2024 | 1.8161e-07 | 202.884 | 3.6847e-05 | 2024 | Mitigation | 0.95 | 45 | 0 | esc | 0.00097009 | 1.7618e-10 | 0.00097009 | 1.7618e-10 | 0.034918 | 2.9954e-07 | 0.0087991 | 3.2352e-08
[120 empty] | 7.3.3.17.5 (Remote Grid) Updates to grid topology to minimize risk of ignition in HFTDs Remote GridWLDFRVegetation ContactAggregated | WLDFR | HFTD - Distribution - Tier 3 - 4QU CoRE ¦ 4QU LoRE | Non-Red Flag Warning - Destructive Fires | Vegetation Contact | Aggregated | 2025 | 1.8161e-07 | 202.884 | 3.6847e-05 | 2025 | Mitigation | 0.95 | 45 | 0 | esc | 0.00097009 | 1.7618e-10 | 0.00097009 | 1.7618e-10 | 0.034918 | 2.9954e-07 | 0.0087991 | 3.2352e-08
[120 empty] | 7.3.3.17.5 (Remote Grid) Updates to grid topology to minimize risk of ignition in HFTDs Remote GridWLDFRVegetation ContactAggregated | WLDFR | HFTD - Distribution - Tier 3 - 4QU CoRE ¦ 4QU LoRE | Non-Red Flag Warning - Destructive Fires | Vegetation Contact | Aggregated | 2026 | 1.8161e-07 | 202.884 | 3.6847e-05 | 2026 | Mitigation | 0.95 | 45 | 0 | esc | 0.00097009 | 1.7618e-10 | 0.00097009 | 1.7618e-10 | 0.034918 | 2.9954e-07 | 0.0087991 | 3.2352e-08
[120 empty] | 7.3.3.17.5 (Remote Grid) Updates to grid topology to minimize risk of ignition in HFTDs Remote GridWLDFRVegetation ContactAggregated | WLDFR | HFTD - Distribution - Tier 3 - 4QU CoRE ¦ 4QU LoRE | Non-Red Flag Warning - Destructive Fires | Vegetation Contact | Aggregated | 2027 | 1.8161e-07 | 202.884 | 3.6847e-05 | 2027 | Mitigation | 0.95 | 45 | 0 | esc | 0.00097009 | 1.7618e-10 | 0.00097009 | 1.7618e-10 | 0.034918 | 2.9954e-07 | 0.0087991 | 3.2352e-08
[120 empty] | 7.3.3.17.5 (Remote Grid) Updates to grid topology to minimize risk of ignition in HFTDs Remote GridWLDFRVegetation ContactAggregated | WLDFR | HFTD - Distribution - Tier 3 - 4QU CoRE ¦ 4QU LoRE | Non-Red Flag Warning - Destructive Fires | Vegetation Contact | Aggregated | 2028 | 1.8161e-07 | 202.884 | 3.6847e-05 | 2028 | Mitigation | 0.95 | 45 | 0 | esc | 0.00097009 | 1.7618e-10 | 0.00097009 | 1.7618e-10 | 0.034918 | 2.9954e-07 | 0.0087991 | 3.2352e-08
[120 empty] | 7.3.3.17.5 (Remote Grid) Updates to grid topology to minimize risk of ignition in HFTDs Remote GridWLDFRVegetation ContactAggregated | WLDFR | HFTD - Distribution - Tier 3 - 4QU CoRE ¦ 4QU LoRE | Non-Red Flag Warning - Destructive Fires | Vegetation Contact | Aggregated | 2029 | 1.8161e-07 | 202.884 | 3.6847e-05 | 2029 | Mitigation | 0.95 | 45 | 0 | esc | 0.00097009 | 1.7618e-10 | 0.00097009 | 1.7618e-10 | 0.034918 | 2.9954e-07 | 0.0087991 | 3.2352e-08
[120 empty] | 7.3.3.17.5 (Remote Grid) Updates to grid topology to minimize risk of ignition in HFTDs Remote GridWLDFRVegetation ContactAggregated | WLDFR | HFTD - Distribution - Tier 3 - 4QU CoRE ¦ 4QU LoRE | Non-Red Flag Warning - Destructive Fires | Vegetation Contact | Aggregated | 2030 | 1.8161e-07 | 202.884 | 3.6847e-05 | 2030 | Mitigation | 0.95 | 45 | 0 | esc | 0.00097009 | 1.7618e-10 | 0.00097009 | 1.7618e-10 | 0.034918 | 2.9954e-07 | 0.0087991 | 3.2352e-08
[120 empty] | 7.3.3.17.5 (Remote Grid) Updates to grid topology to minimize risk of ignition in HFTDs Remote GridWLDFRVegetation ContactAggregated | WLDFR | HFTD - Distribution - Tier 3 - 4QU CoRE ¦ 4QU LoRE | Non-Red Flag Warning - Destructive Fires | Vegetation Contact | Aggregated | 2031 | 1.8161e-07 | 202.884 | 3.6847e-05 | 2031 | Mitigation | 0.95 | 45 | 0 | esc | 0.00097009 | 1.7618e-10 | 0.00097009 | 1.7618e-10 | 0.034918 | 2.9954e-07 | 0.0087991 | 3.2352e-08
[120 empty] | 7.3.3.17.5 (Remote Grid) Updates to grid topology to minimize risk of ignition in HFTDs Remote GridWLDFRVegetation ContactAggregated | WLDFR | HFTD - Distribution - Tier 3 - 4QU CoRE ¦ 4QU LoRE | Non-Red Flag Warning - Destructive Fires | Vegetation Contact | Aggregated | 2032 | 1.8161e-07 | 202.884 | 3.6847e-05 | 2032 | Mitigation | 0.95 | 45 | 0 | esc | 0.00097009 | 1.7618e-10 | 0.00097009 | 1.7618e-10 | 0.034918 | 2.9954e-07 | 0 | 0
[120 empty] | 7.3.3.17.5 (Remote Grid) Updates to grid topology to minimize risk of ignition in HFTDs Remote GridWLDFRVegetation ContactAggregated | WLDFR | HFTD - Distribution - Tier 3 - 4QU CoRE ¦ 4QU LoRE | Non-Red Flag Warning - Destructive Fires | Vegetation Contact | Aggregated | 2033 | 1.8161e-07 | 202.884 | 3.6847e-05 | 2033 | Mitigation | 0.95 | 45 | 0 | esc | 0.00097009 | 1.7618e-10 | 0.00097009 | 1.7618e-10 | 0.034918 | 2.9954e-07 | 0 | 0
[120 empty] | 7.3.3.17.5 (Remote Grid) Updates to grid topology to minimize risk of ignition in HFTDs Remote GridWLDFRVegetation ContactAggregated | WLDFR | HFTD - Distribution - Tier 3 - 4QU CoRE ¦ 4QU LoRE | Non-Red Flag Warning - Destructive Fires | Vegetation Contact | Aggregated | 2034 | 1.8161e-07 | 202.884 | 3.6847e-05 | 2034 | Mitigation | 0.95 | 45 | 0 | esc | 0.00097009 | 1.7618e-10 | 0.00097009 | 1.7618e-10 | 0.034918 | 2.9954e-07 | 0.00988 | 1.6854e-08
[120 empty] | 7.3.3.17.5 (Remote Grid) Updates to grid topology to minimize risk of ignition in HFTDs Remote GridWLDFRVegetation ContactAggregated | WLDFR | HFTD - Distribution - Tier 3 - 4QU CoRE ¦ 4QU LoRE | Non-Red Flag Warning - Destructive Fires | Vegetation Contact | Aggregated | 2035 | 1.8161e-07 | 202.884 | 3.6847e-05 | 2035 | Mitigation | 0.95 | 45 | 0 | esc | 0.00097009 | 1.7618e-10 | 0.00097009 | 1.7618e-10 | 0.034918 | 2.9954e-07 | 0.00988 | 1.6854e-08
[120 empty] | 7.3.3.17.5 (Remote Grid) Updates to grid topology to minimize risk of ignition in HFTDs Remote GridWLDFRVegetation ContactAggregated | WLDFR | HFTD - Distribution - Tier 3 - 4QU CoRE ¦ 4QU LoRE | Non-Red Flag Warning - Destructive Fires | Vegetation Contact | Aggregated | 2036 | 1.8161e-07 | 202.884 | 3.6847e-05 | 2036 | Mitigation | 0.95 | 45 | 0 | esc | 0.00097009 | 1.7618e-10 | 0.00097009 | 1.7618e-10 | 0 | 0 | 0.00988 | 1.6854e-08
[120 empty] | 7.3.3.17.5 (Remote Grid) Updates to grid topology to minimize risk of ignition in HFTDs Remote GridWLDFRVegetation ContactAggregated | WLDFR | HFTD - Distribution - Tier 3 - 4QU CoRE ¦ 4QU LoRE | Non-Red Flag Warning - Destructive Fires | Vegetation Contact | Aggregated | 2037 | 1.8161e-07 | 202.884 | 3.6847e-05 | 2037 | Mitigation | 0.95 | 45 | 0 | esc | 0.00097009 | 1.7618e-10 | 0.00097009 | 1.7618e-10 | 0.034918 | 1.9285e-07 | 0.00988 | 1.6854e-08
[120 empty] | 7.3.3.17.5 (Remote Grid) Updates to grid topology to minimize risk of ignition in HFTDs Remote GridWLDFRVegetation ContactAggregated | WLDFR | HFTD - Distribution - Tier 3 - 4QU CoRE ¦ 4QU LoRE | Non-Red Flag Warning - Destructive Fires | Vegetation Contact | Aggregated | 2038 | 1.8161e-07 | 202.884 | 3.6847e-05 | 2038 | Mitigation | 0.95 | 45 | 0 | esc | 0.00097009 | 1.7618e-10 | 0.00097009 | 1.7618e-10 | 0.034918 | 1.9285e-07 | 0.00988 | 1.6854e-08
[120 empty] | 7.3.3.17.5 (Remote Grid) Updates to grid topology to minimize risk of ignition in HFTDs Remote GridWLDFRVegetation ContactAggregated | WLDFR | HFTD - Distribution - Tier 3 - 4QU CoRE ¦ 4QU LoRE | Non-Red Flag Warning - Destructive Fires | Vegetation Contact | Aggregated | 2039 | 1.8161e-07 | 202.884 | 3.6847e-05 | 2039 | Mitigation | 0.95 | 45 | 0 | esc | 0.00097009 | 1.7618e-10 | 0.00097009 | 1.7618e-10 | 0.034918 | 1.9285e-07 | 0.00988 | 1.6854e-08
[120 empty] | 7.3.3.17.5 (Remote Grid) Updates to grid topology to minimize risk of ignition in HFTDs Remote GridWLDFRVegetation ContactAggregated | WLDFR | HFTD - Distribution - Tier 3 - 4QU CoRE ¦ 4QU LoRE | Non-Red Flag Warning - Destructive Fires | Vegetation Contact | Aggregated | 2040 | 1.8161e-07 | 202.884 | 3.6847e-05 | 2040 | Mitigation | 0.95 | 45 | 0 | esc | 0.00097009 | 1.7618e-10 | 0.00097009 | 1.7618e-10 | 0.034918 | 1.9285e-07 | 0.00988 | 1.6854e-08
[120 empty] | 7.3.3.17.5 (Remote Grid) Updates to grid topology to minimize risk of ignition in HFTDs Remote GridWLDFRVegetation ContactAggregated | WLDFR | HFTD - Distribution - Tier 3 - 4QU CoRE ¦ 4QU LoRE | Non-Red Flag Warning - Destructive Fires | Vegetation Contact | Aggregated | 2041 | 1.8161e-07 | 202.884 | 3.6847e-05 | 2041 | Mitigation | 0.95 | 45 | 0 | esc | 0.00097009 | 1.7618e-10 | 0.00097009 | 1.7618e-10 | 0.034918 | 1.9285e-07 | 0.00988 | 1.6854e-08
[120 empty] | 7.3.3.17.5 (Remote Grid) Updates to grid topology to minimize risk of ignition in HFTDs Remote GridWLDFRVegetation ContactAggregated | WLDFR | HFTD - Distribution - Tier 3 - 4QU CoRE ¦ 4QU LoRE | Non-Red Flag Warning - Destructive Fires | Vegetation Contact | Aggregated | 2042 | 1.8161e-07 | 202.884 | 3.6847e-05 | 2042 | Mitigation | 0.95 | 45 | 0 | esc | 0.00097009 | 1.7618e-10 | 0.00097009 | 1.7618e-10 | 0.034918 | 1.9285e-07 | 0.00988 | 1.6854e-08
[120 empty] | 7.3.3.17.5 (Remote Grid) Updates to grid topology to minimize risk of ignition in HFTDs Remote GridWLDFRVegetation ContactAggregated | WLDFR | HFTD - Distribution - Tier 3 - 4QU CoRE ¦ 4QU LoRE | Non-Red Flag Warning - Destructive Fires | Vegetation Contact | Aggregated | 2043 | 1.8161e-07 | 202.884 | 3.6847e-05 | 2043 | Mitigation | 0.95 | 45 | 0 | esc | 0.00097009 | 1.7618e-10 | 0.00097009 | 1.7618e-10 | 0.034918 | 1.9285e-07 | 0.00988 | 1.6854e-08
[120 empty] | 7.3.3.17.5 (Remote Grid) Updates to grid topology to minimize risk of ignition in HFTDs Remote GridWLDFRVegetation ContactAggregated | WLDFR | HFTD - Distribution - Tier 3 - 4QU CoRE ¦ 4QU LoRE | Non-Red Flag Warning - Destructive Fires | Vegetation Contact | Aggregated | 2044 | 1.8161e-07 | 202.884 | 3.6847e-05 | 2044 | Mitigation | 0.95 | 45 | 0 | esc | 0.00097009 | 1.7618e-10 | 0.00097009 | 1.7618e-10 | 0.034918 | 1.9285e-07 | 0.00988 | 1.6854e-08
[120 empty] | 7.3.3.17.5 (Remote Grid) Updates to grid topology to minimize risk of ignition in HFTDs Remote GridWLDFRVegetation ContactAggregated | WLDFR | HFTD - Distribution - Tier 3 - 4QU CoRE ¦ 4QU LoRE | Non-Red Flag Warning - Destructive Fires | Vegetation Contact | Aggregated | 2045 | 1.8161e-07 | 202.884 | 3.6847e-05 | 2045 | Mitigation | 0.95 | 45 | 0 | esc | 0.00097009 | 1.7618e-10 | 0.00097009 | 1.7618e-10 | 0.034918 | 1.9285e-07 | 0.00988 | 1.6854e-08
[120 empty] | 7.3.3.17.5 (Remote Grid) Updates to grid topology to minimize risk of ignition in HFTDs Remote GridWLDFRVegetation ContactAggregated | WLDFR | HFTD - Distribution - Tier 3 - 4QU CoRE ¦ 4QU LoRE | Non-Red Flag Warning - Destructive Fires | Vegetation Contact | Aggregated | 2046 | 1.8161e-07 | 202.884 | 3.6847e-05 | 2046 | Mitigation | 0.95 | 45 | 0 | esc | 0.00097009 | 1.7618e-10 | 0.00097009 | 1.7618e-10 | 0.034918 | 1.9285e-07 | 0.00988 | 1.6854e-08
[120 empty] | 7.3.3.17.5 (Remote Grid) Updates to grid topology to minimize risk of ignition in HFTDs Remote GridWLDFRVegetation ContactAggregated | WLDFR | HFTD - Distribution - Tier 3 - 4QU CoRE ¦ 4QU LoRE | Non-Red Flag Warning - Destructive Fires | Vegetation Contact | Aggregated | 2047 | 1.8161e-07 | 202.884 | 3.6847e-05 | 2047 | Mitigation | 0.95 | 45 | 0 | esc | 0.00097009 | 1.7618e-10 | 0.00097009 | 1.7618e-10 | 0.034918 | 1.9285e-07 | 0.00988 | 1.6854e-08
[120 empty] | 7.3.3.17.5 (Remote Grid) Updates to grid topology to minimize risk of ignition in HFTDs Remote GridWLDFRVegetation ContactAggregated | WLDFR | HFTD - Distribution - Tier 3 - 4QU CoRE ¦ 4QU LoRE | Non-Red Flag Warning - Destructive Fires | Vegetation Contact | Aggregated | 2048 | 1.8161e-07 | 202.884 | 3.6847e-05 | 2048 | Mitigation | 0.95 | 45 | 0 | esc | 0.00097009 | 1.7618e-10 | 0.00097009 | 1.7618e-10 | 0.034918 | 1.9285e-07 | 0.00988 | 1.6854e-08
[120 empty] | 7.3.3.17.5 (Remote Grid) Updates to grid topology to minimize risk of ignition in HFTDs Remote GridWLDFRVegetation ContactAggregated | WLDFR | HFTD - Distribution - Tier 3 - 4QU CoRE ¦ 4QU LoRE | Non-Red Flag Warning - Destructive Fires | Vegetation Contact | Aggregated | 2049 | 1.8161e-07 | 202.884 | 3.6847e-05 | 2049 | Mitigation | 0.95 | 45 | 0 | esc | 0.00097009 | 1.7618e-10 | 0.00097009 | 1.7618e-10 | 0.034918 | 1.9285e-07 | 0.00988 | 1.6854e-08
[120 empty] | 7.3.3.17.5 (Remote Grid) Updates to grid topology to minimize risk of ignition in HFTDs Remote GridWLDFRVegetation ContactAggregated | WLDFR | HFTD - Distribution - Tier 3 - 4QU CoRE ¦ 4QU LoRE | Non-Red Flag Warning - Destructive Fires | Vegetation Contact | Aggregated | 2050 | 1.8161e-07 | 202.884 | 3.6847e-05 | 2050 | Mitigation | 0.95 | 45 | 0 | esc | 0.00097009 | 1.7618e-10 | 0.00097009 | 1.7618e-10 | 0.034918 | 1.9285e-07 | 0.00988 | 1.6854e-08
[120 empty] | 7.3.3.17.5 (Remote Grid) Updates to grid topology to minimize risk of ignition in HFTDs Remote GridWLDFRVegetation ContactAggregated | WLDFR | HFTD - Distribution - Tier 3 - 4QU CoRE ¦ 4QU LoRE | Non-Red Flag Warning - Destructive Fires | Vegetation Contact | Aggregated | 2051 | 1.8161e-07 | 202.884 | 3.6847e-05 | 2051 | Mitigation | 0.95 | 45 | 0 | esc | 0.00097009 | 1.7618e-10 | 0.00097009 | 1.7618e-10 | 0.034918 | 1.9285e-07 | 0.00988 | 1.6854e-08
[120 empty] | 7.3.3.17.5 (Remote Grid) Updates to grid topology to minimize risk of ignition in HFTDs Remote GridWLDFRVegetation ContactAggregated | WLDFR | HFTD - Distribution - Tier 3 - 4QU CoRE ¦ 4QU LoRE | Non-Red Flag Warning - Destructive Fires | Vegetation Contact | Aggregated | 2052 | 1.8161e-07 | 202.884 | 3.6847e-05 | 2052 | Mitigation | 0.95 | 45 | 0 | esc | 0.00097009 | 1.7618e-10 | 0.00097009 | 1.7618e-10 | 0.034918 | 1.9285e-07 | 0.00988 | 1.6854e-08
[120 empty] | 7.3.3.17.5 (Remote Grid) Updates to grid topology to minimize risk of ignition in HFTDs Remote GridWLDFRVegetation ContactAggregated | WLDFR | HFTD - Distribution - Tier 3 - 4QU CoRE ¦ 4QU LoRE | Non-Red Flag Warning - Destructive Fires | Vegetation Contact | Aggregated | 2053 | 1.8161e-07 | 202.884 | 3.6847e-05 | 2053 | Mitigation | 0.95 | 45 | 0 | esc | 0.00097009 | 1.7618e-10 | 0.00097009 | 1.7618e-10 | 0.034918 | 1.9285e-07 | 0.00988 | 1.6854e-08
[120 empty] | 7.3.3.17.5 (Remote Grid) Updates to grid topology to minimize risk of ignition in HFTDs Remote GridWLDFRVegetation ContactAggregated | WLDFR | HFTD - Distribution - Tier 3 - 4QU CoRE ¦ 4QU LoRE | Non-Red Flag Warning - Destructive Fires | Vegetation Contact | Aggregated | 2054 | 1.8161e-07 | 202.884 | 3.6847e-05 | 2054 | Mitigation | 0.95 | 45 | 0 | esc | 0.00097009 | 1.7618e-10 | 0.00097009 | 1.7618e-10 | 0.034918 | 1.9285e-07 | 0.00988 | 1.6854e-08
[120 empty] | 7.3.3.17.5 (Remote Grid) Updates to grid topology to minimize risk of ignition in HFTDs Remote GridWLDFRVegetation ContactAggregated | WLDFR | HFTD - Distribution - Tier 3 - 4QU CoRE ¦ 4QU LoRE | Non-Red Flag Warning - Destructive Fires | Vegetation Contact | Aggregated | 2055 | 1.8161e-07 | 202.884 | 3.6847e-05 | 2055 | Mitigation | 0.95 | 45 | 0 | esc | 0.00097009 | 1.7618e-10 | 0.00097009 | 1.7618e-10 | 0.034918 | 1.9285e-07 | 0.00988 | 1.6854e-08
[120 empty] | 7.3.3.17.5 (Remote Grid) Updates to grid topology to minimize risk of ignition in HFTDs Remote GridWLDFRVegetation ContactAggregated | WLDFR | HFTD - Distribution - Tier 3 - 4QU CoRE ¦ 4QU LoRE | Non-Red Flag Warning - Destructive Fires | Vegetation Contact | Aggregated | 2056 | 1.8161e-07 | 202.884 | 3.6847e-05 | 2056 | Mitigation | 0.95 | 45 | 0 | esc | 0.00097009 | 1.7618e-10 | 0.00097009 | 1.7618e-10 | 0.034918 | 1.9285e-07 | 0.00988 | 1.6854e-08
[120 empty] | 7.3.3.17.5 (Remote Grid) Updates to grid topology to minimize risk of ignition in HFTDs Remote GridWLDFRVegetation ContactAggregated | WLDFR | HFTD - Distribution - Tier 3 - 4QU CoRE ¦ 4QU LoRE | Non-Red Flag Warning - Destructive Fires | Vegetation Contact | Aggregated | 2057 | 1.8161e-07 | 202.884 | 3.6847e-05 | 2057 | Mitigation | 0.95 | 45 | 0 | esc | 0.00097009 | 1.7618e-10 | 0.00097009 | 1.7618e-10 | 0.034918 | 1.9285e-07 | 0.00988 | 1.6854e-08
[120 empty] | 7.3.3.17.5 (Remote Grid) Updates to grid topology to minimize risk of ignition in HFTDs Remote GridWLDFRVegetation ContactAggregated | WLDFR | HFTD - Distribution - Tier 3 - 4QU CoRE ¦ 4QU LoRE | Non-Red Flag Warning - Destructive Fires | Vegetation Contact | Aggregated | 2058 | 1.8161e-07 | 202.884 | 3.6847e-05 | 2058 | Mitigation | 0.95 | 45 | 0 | esc | 0.00097009 | 1.7618e-10 | 0.00097009 | 1.7618e-10 | 0.034918 | 1.9285e-07 | 0.00988 | 1.6854e-08
[120 empty] | 7.3.3.17.5 (Remote Grid) Updates to grid topology to minimize risk of ignition in HFTDs Remote GridWLDFRVegetation ContactAggregated | WLDFR | HFTD - Distribution - Tier 3 - 4QU CoRE ¦ 4QU LoRE | Non-Red Flag Warning - Destructive Fires | Vegetation Contact | Aggregated | 2059 | 1.8161e-07 | 202.884 | 3.6847e-05 | 2059 | Mitigation | 0.95 | 45 | 0 | esc | 0.00097009 | 1.7618e-10 | 0.00097009 | 1.7618e-10 | 0.034918 | 1.9285e-07 | 0.00988 | 1.6854e-08
[120 empty] | 7.3.3.17.5 (Remote Grid) Updates to grid topology to minimize risk of ignition in HFTDs Remote GridWLDFRVegetation ContactAggregated | WLDFR | HFTD - Distribution - Tier 3 - 4QU CoRE ¦ 4QU LoRE | Non-Red Flag Warning - Destructive Fires | Vegetation Contact | Aggregated | 2060 | 1.8161e-07 | 202.884 | 3.6847e-05 | 2060 | Mitigation | 0.95 | 45 | 0 | esc | 0.00097009 | 1.7618e-10 | 0.00097009 | 1.7618e-10 | 0.034918 | 1.9285e-07 | 0.00988 | 1.6854e-08
[120 empty] | 7.3.3.17.5 (Remote Grid) Updates to grid topology to minimize risk of ignition in HFTDs Remote GridWLDFRVegetation ContactAggregated | WLDFR | HFTD - Distribution - Tier 3 - 4QU CoRE ¦ 4QU LoRE | Non-Red Flag Warning - Destructive Fires | Vegetation Contact | Aggregated | 2061 | 1.8161e-07 | 202.884 | 3.6847e-05 | 2061 | Mitigation | 0.95 | 45 | 0 | esc | 0.00097009 | 1.7618e-10 | 0.00097009 | 1.7618e-10 | 0.034918 | 1.9285e-07 | 0.00988 | 1.6854e-08
[120 empty] | 7.3.3.17.5 (Remote Grid) Updates to grid topology to minimize risk of ignition in HFTDs Remote GridWLDFRVegetation ContactAggregated | WLDFR | HFTD - Distribution - Tier 3 - 4QU CoRE ¦ 4QU LoRE | Non-Red Flag Warning - Destructive Fires | Vegetation Contact | Aggregated | 2062 | 1.8161e-07 | 202.884 | 3.6847e-05 | 2062 | Mitigation | 0.95 | 45 | 0 | esc | 0.00097009 | 1.7618e-10 | 0.00097009 | 1.7618e-10 | 0.034918 | 1.9285e-07 | 0.00988 | 1.6854e-08
[120 empty] | 7.3.3.17.5 (Remote Grid) Updates to grid topology to minimize risk of ignition in HFTDs Remote GridWLDFRVegetation ContactAggregated | WLDFR | HFTD - Distribution - Tier 3 - 4QU CoRE ¦ 4QU LoRE | Non-Red Flag Warning - Destructive Fires | Vegetation Contact | Aggregated | 2063 | 1.8161e-07 | 202.884 | 3.6847e-05 | 2063 | Mitigation | 0.95 | 45 | 0 | esc | 0.00097009 | 1.7618e-10 | 0.00097009 | 1.7618e-10 | 0.034918 | 1.9285e-07 | 0.00988 | 1.6854e-08
[120 empty] | 7.3.3.17.5 (Remote Grid) Updates to grid topology to minimize risk of ignition in HFTDs Remote GridWLDFRVegetation ContactAggregated | WLDFR | HFTD - Distribution - Tier 3 - 4QU CoRE ¦ 4QU LoRE | Non-Red Flag Warning - Destructive Fires | Vegetation Contact | Aggregated | 2064 | 1.8161e-07 | 202.884 | 3.6847e-05 | 2064 | Mitigation | 0.95 | 45 | 0 | esc | 0.00097009 | 1.7618e-10 | 0.00097009 | 1.7618e-10 | 0.034918 | 1.9285e-07 | 0 | 0
[120 empty] | 7.3.3.17.5 (Remote Grid) Updates to grid topology to minimize risk of ignition in HFTDs Remote GridWLDFRVegetation ContactAggregated | WLDFR | HFTD - Distribution - Tier 3 - 4QU CoRE ¦ 4QU LoRE | Non-Red Flag Warning - Destructive Fires | Vegetation Contact | Aggregated | 2065 | 1.8161e-07 | 202.884 | 3.6847e-05 | 2065 | Mitigation | 0.95 | 45 | 0 | esc | 0.00097009 | 1.7618e-10 | 0.00097009 | 1.7618e-10 | 0.034918 | 1.9285e-07 | 0 | 0
[120 empty] | 7.3.3.17.5 (Remote Grid) Updates to grid topology to minimize risk of ignition in HFTDs Remote GridWLDFRVegetation ContactAggregated | WLDFR | HFTD - Distribution - Tier 3 - 4QU CoRE ¦ 4QU LoRE | Non-Red Flag Warning - Destructive Fires | Vegetation Contact | Aggregated | 2066 | 1.8161e-07 | 202.884 | 3.6847e-05 | 2066 | Mitigation | 0.95 | 45 | 0 | esc | 0.00097009 | 1.7618e-10 | 0.00097009 | 1.7618e-10 | 0.034918 | 1.9285e-07 | 0.0085129 | 1.1928e-08
[120 empty] | 7.3.3.17.5 (Remote Grid) Updates to grid topology to minimize risk of ignition in HFTDs Remote GridWLDFRVegetation ContactAggregated | WLDFR | HFTD - Distribution - Tier 3 - 4QU CoRE ¦ 4QU LoRE | Non-Red Flag Warning - Destructive Fires | Vegetation Contact | Aggregated | 2067 | 1.8161e-07 | 202.884 | 3.6847e-05 | 2067 | Mitigation | 0.95 | 45 | 0 | esc | 0 | 0 | 0.00097009 | 1.7618e-10 | 0.034918 | 1.9285e-07 | 0.0085129 | 1.1928e-08
[120 empty] | 7.3.3.17.5 (Remote Grid) Updates to grid topology to minimize risk of ignition in HFTDs Remote GridWLDFRWire-to-wire contactAggregated | WLDFR | HFTD - Distribution - Tier 3 - 4QU CoRE ¦ 4QU LoRE | Non-Red Flag Warning - Destructive Fires | Wire-to-wire contact | Aggregated | 2022 | 5.0967e-08 | 202.884 | 1.034e-05 | 2022 | Mitigation | 0.95 | 45 | 0 | esc | 0.00097009 | 4.9442e-11 | 0 | 0 | 0.034918 | 1.9285e-07 | 0.0085129 | 1.1928e-08
[120 empty] | 7.3.3.17.5 (Remote Grid) Updates to grid topology to minimize risk of ignition in HFTDs Remote GridWLDFRWire-to-wire contactAggregated | WLDFR | HFTD - Distribution - Tier 3 - 4QU CoRE ¦ 4QU LoRE | Non-Red Flag Warning - Destructive Fires | Wire-to-wire contact | Aggregated | 2023 | 5.0967e-08 | 202.884 | 1.034e-05 | 2023 | Mitigation | 0.95 | 45 | 0 | esc | 0.00097009 | 4.9442e-11 | 0.00097009 | 4.9442e-11 | 0.034918 | 1.9285e-07 | 0.0085129 | 1.1928e-08
[120 empty] | 7.3.3.17.5 (Remote Grid) Updates to grid topology to minimize risk of ignition in HFTDs Remote GridWLDFRWire-to-wire contactAggregated | WLDFR | HFTD - Distribution - Tier 3 - 4QU CoRE ¦ 4QU LoRE | Non-Red Flag Warning - Destructive Fires | Wire-to-wire contact | Aggregated | 2024 | 5.0967e-08 | 202.884 | 1.034e-05 | 2024 | Mitigation | 0.95 | 45 | 0 | esc | 0.00097009 | 4.9442e-11 | 0.00097009 | 4.9442e-11 | 0.034918 | 1.9285e-07 | 0.0085129 | 1.1928e-08
[120 empty] | 7.3.3.17.5 (Remote Grid) Updates to grid topology to minimize risk of ignition in HFTDs Remote GridWLDFRWire-to-wire contactAggregated | WLDFR | HFTD - Distribution - Tier 3 - 4QU CoRE ¦ 4QU LoRE | Non-Red Flag Warning - Destructive Fires | Wire-to-wire contact | Aggregated | 2025 | 5.0967e-08 | 202.884 | 1.034e-05 | 2025 | Mitigation | 0.95 | 45 | 0 | esc | 0.00097009 | 4.9442e-11 | 0.00097009 | 4.9442e-11 | 0.034918 | 1.9285e-07 | 0.0085129 | 1.1928e-08
[120 empty] | 7.3.3.17.5 (Remote Grid) Updates to grid topology to minimize risk of ignition in HFTDs Remote GridWLDFRWire-to-wire contactAggregated | WLDFR | HFTD - Distribution - Tier 3 - 4QU CoRE ¦ 4QU LoRE | Non-Red Flag Warning - Destructive Fires | Wire-to-wire contact | Aggregated | 2026 | 5.0967e-08 | 202.884 | 1.034e-05 | 2026 | Mitigation | 0.95 | 45 | 0 | esc | 0.00097009 | 4.9442e-11 | 0.00097009 | 4.9442e-11 | 0.034918 | 1.9285e-07 | 0.0085129 | 1.1928e-08
[120 empty] | 7.3.3.17.5 (Remote Grid) Updates to grid topology to minimize risk of ignition in HFTDs Remote GridWLDFRWire-to-wire contactAggregated | WLDFR | HFTD - Distribution - Tier 3 - 4QU CoRE ¦ 4QU LoRE | Non-Red Flag Warning - Destructive Fires | Wire-to-wire contact | Aggregated | 2027 | 5.0967e-08 | 202.884 | 1.034e-05 | 2027 | Mitigation | 0.95 | 45 | 0 | esc | 0.00097009 | 4.9442e-11 | 0.00097009 | 4.9442e-11 | 0.034918 | 1.9285e-07 | 0.0085129 | 1.1928e-08
[120 empty] | 7.3.3.17.5 (Remote Grid) Updates to grid topology to minimize risk of ignition in HFTDs Remote GridWLDFRWire-to-wire contactAggregated | WLDFR | HFTD - Distribution - Tier 3 - 4QU CoRE ¦ 4QU LoRE | Non-Red Flag Warning - Destructive Fires | Wire-to-wire contact | Aggregated | 2028 | 5.0967e-08 | 202.884 | 1.034e-05 | 2028 | Mitigation | 0.95 | 45 | 0 | esc | 0.00097009 | 4.9442e-11 | 0.00097009 | 4.9442e-11 | 0.034918 | 1.9285e-07 | 0.0085129 | 1.1928e-08
[120 empty] | 7.3.3.17.5 (Remote Grid) Updates to grid topology to minimize risk of ignition in HFTDs Remote GridWLDFRWire-to-wire contactAggregated | WLDFR | HFTD - Distribution - Tier 3 - 4QU CoRE ¦ 4QU LoRE | Non-Red Flag Warning - Destructive Fires | Wire-to-wire contact | Aggregated | 2029 | 5.0967e-08 | 202.884 | 1.034e-05 | 2029 | Mitigation | 0.95 | 45 | 0 | esc | 0.00097009 | 4.9442e-11 | 0.00097009 | 4.9442e-11 | 0.034918 | 1.9285e-07 | 0.0085129 | 1.1928e-08
[120 empty] | 7.3.3.17.5 (Remote Grid) Updates to grid topology to minimize risk of ignition in HFTDs Remote GridWLDFRWire-to-wire contactAggregated | WLDFR | HFTD - Distribution - Tier 3 - 4QU CoRE ¦ 4QU LoRE | Non-Red Flag Warning - Destructive Fires | Wire-to-wire contact | Aggregated | 2030 | 5.0967e-08 | 202.884 | 1.034e-05 | 2030 | Mitigation | 0.95 | 45 | 0 | esc | 0.00097009 | 4.9442e-11 | 0.00097009 | 4.9442e-11 | 0.034918 | 1.9285e-07 | 0.0085129 | 1.1928e-08
[120 empty] | 7.3.3.17.5 (Remote Grid) Updates to grid topology to minimize risk of ignition in HFTDs Remote GridWLDFRWire-to-wire contactAggregated | WLDFR | HFTD - Distribution - Tier 3 - 4QU CoRE ¦ 4QU LoRE | Non-Red Flag Warning - Destructive Fires | Wire-to-wire contact | Aggregated | 2031 | 5.0967e-08 | 202.884 | 1.034e-05 | 2031 | Mitigation | 0.95 | 45 | 0 | esc | 0.00097009 | 4.9442e-11 | 0.00097009 | 4.9442e-11 | 0.034918 | 1.9285e-07 | 0.0085129 | 1.1928e-08
[120 empty] | 7.3.3.17.5 (Remote Grid) Updates to grid topology to minimize risk of ignition in HFTDs Remote GridWLDFRWire-to-wire contactAggregated | WLDFR | HFTD - Distribution - Tier 3 - 4QU CoRE ¦ 4QU LoRE | Non-Red Flag Warning - Destructive Fires | Wire-to-wire contact | Aggregated | 2032 | 5.0967e-08 | 202.884 | 1.034e-05 | 2032 | Mitigation | 0.95 | 45 | 0 | esc | 0.00097009 | 4.9442e-11 | 0.00097009 | 4.9442e-11 | 0.034918 | 1.9285e-07 | 0.0085129 | 1.1928e-08
[120 empty] | 7.3.3.17.5 (Remote Grid) Updates to grid topology to minimize risk of ignition in HFTDs Remote GridWLDFRWire-to-wire contactAggregated | WLDFR | HFTD - Distribution - Tier 3 - 4QU CoRE ¦ 4QU LoRE | Non-Red Flag Warning - Destructive Fires | Wire-to-wire contact | Aggregated | 2033 | 5.0967e-08 | 202.884 | 1.034e-05 | 2033 | Mitigation | 0.95 | 45 | 0 | esc | 0.00097009 | 4.9442e-11 | 0.00097009 | 4.9442e-11 | 0.034918 | 1.9285e-07 | 0.0085129 | 1.1928e-08
[120 empty] | 7.3.3.17.5 (Remote Grid) Updates to grid topology to minimize risk of ignition in HFTDs Remote GridWLDFRWire-to-wire contactAggregated | WLDFR | HFTD - Distribution - Tier 3 - 4QU CoRE ¦ 4QU LoRE | Non-Red Flag Warning - Destructive Fires | Wire-to-wire contact | Aggregated | 2034 | 5.0967e-08 | 202.884 | 1.034e-05 | 2034 | Mitigation | 0.95 | 45 | 0 | esc | 0.00097009 | 4.9442e-11 | 0.00097009 | 4.9442e-11 | 0.034918 | 1.9285e-07 | 0.0085129 | 1.1928e-08
[120 empty] | 7.3.3.17.5 (Remote Grid) Updates to grid topology to minimize risk of ignition in HFTDs Remote GridWLDFRWire-to-wire contactAggregated | WLDFR | HFTD - Distribution - Tier 3 - 4QU CoRE ¦ 4QU LoRE | Non-Red Flag Warning - Destructive Fires | Wire-to-wire contact | Aggregated | 2035 | 5.0967e-08 | 202.884 | 1.034e-05 | 2035 | Mitigation | 0.95 | 45 | 0 | esc | 0.00097009 | 4.9442e-11 | 0.00097009 | 4.9442e-11 | 0.034918 | 1.9285e-07 | 0.0085129 | 1.1928e-08
[120 empty] | 7.3.3.17.5 (Remote Grid) Updates to grid topology to minimize risk of ignition in HFTDs Remote GridWLDFRWire-to-wire contactAggregated | WLDFR | HFTD - Distribution - Tier 3 - 4QU CoRE ¦ 4QU LoRE | Non-Red Flag Warning - Destructive Fires | Wire-to-wire contact | Aggregated | 2036 | 5.0967e-08 | 202.884 | 1.034e-05 | 2036 | Mitigation | 0.95 | 45 | 0 | esc | 0.00097009 | 4.9442e-11 | 0.00097009 | 4.9442e-11 | 0.034918 | 1.9285e-07 | 0.0085129 | 1.1928e-08
[120 empty] | 7.3.3.17.5 (Remote Grid) Updates to grid topology to minimize risk of ignition in HFTDs Remote GridWLDFRWire-to-wire contactAggregated | WLDFR | HFTD - Distribution - Tier 3 - 4QU CoRE ¦ 4QU LoRE | Non-Red Flag Warning - Destructive Fires | Wire-to-wire contact | Aggregated | 2037 | 5.0967e-08 | 202.884 | 1.034e-05 | 2037 | Mitigation | 0.95 | 45 | 0 | esc | 0.00097009 | 4.9442e-11 | 0.00097009 | 4.9442e-11 | 0.034918 | 1.9285e-07 | 0.0085129 | 1.1928e-08
[120 empty] | 7.3.3.17.5 (Remote Grid) Updates to grid topology to minimize risk of ignition in HFTDs Remote GridWLDFRWire-to-wire contactAggregated | WLDFR | HFTD - Distribution - Tier 3 - 4QU CoRE ¦ 4QU LoRE | Non-Red Flag Warning - Destructive Fires | Wire-to-wire contact | Aggregated | 2038 | 5.0967e-08 | 202.884 | 1.034e-05 | 2038 | Mitigation | 0.95 | 45 | 0 | esc | 0.00097009 | 4.9442e-11 | 0.00097009 | 4.9442e-11 | 0.034918 | 1.9285e-07 | 0.0085129 | 1.1928e-08
[120 empty] | 7.3.3.17.5 (Remote Grid) Updates to grid topology to minimize risk of ignition in HFTDs Remote GridWLDFRWire-to-wire contactAggregated | WLDFR | HFTD - Distribution - Tier 3 - 4QU CoRE ¦ 4QU LoRE | Non-Red Flag Warning - Destructive Fires | Wire-to-wire contact | Aggregated | 2039 | 5.0967e-08 | 202.884 | 1.034e-05 | 2039 | Mitigation | 0.95 | 45 | 0 | esc | 0.00097009 | 4.9442e-11 | 0.00097009 | 4.9442e-11 | 0.034918 | 1.9285e-07 | 0.0085129 | 1.1928e-08
[120 empty] | 7.3.3.17.5 (Remote Grid) Updates to grid topology to minimize risk of ignition in HFTDs Remote GridWLDFRWire-to-wire contactAggregated | WLDFR | HFTD - Distribution - Tier 3 - 4QU CoRE ¦ 4QU LoRE | Non-Red Flag Warning - Destructive Fires | Wire-to-wire contact | Aggregated | 2040 | 5.0967e-08 | 202.884 | 1.034e-05 | 2040 | Mitigation | 0.95 | 45 | 0 | esc | 0.00097009 | 4.9442e-11 | 0.00097009 | 4.9442e-11 | 0 | 0 | 0.0085129 | 1.1928e-08
[120 empty] | 7.3.3.17.5 (Remote Grid) Updates to grid topology to minimize risk of ignition in HFTDs Remote GridWLDFRWire-to-wire contactAggregated | WLDFR | HFTD - Distribution - Tier 3 - 4QU CoRE ¦ 4QU LoRE | Non-Red Flag Warning - Destructive Fires | Wire-to-wire contact | Aggregated | 2041 | 5.0967e-08 | 202.884 | 1.034e-05 | 2041 | Mitigation | 0.95 | 45 | 0 | esc | 0.00097009 | 4.9442e-11 | 0.00097009 | 4.9442e-11 | 0.034918 | 2.2916e-05 | 0.0085129 | 1.1928e-08
[120 empty] | 7.3.3.17.5 (Remote Grid) Updates to grid topology to minimize risk of ignition in HFTDs Remote GridWLDFRWire-to-wire contactAggregated | WLDFR | HFTD - Distribution - Tier 3 - 4QU CoRE ¦ 4QU LoRE | Non-Red Flag Warning - Destructive Fires | Wire-to-wire contact | Aggregated | 2042 | 5.0967e-08 | 202.884 | 1.034e-05 | 2042 | Mitigation | 0.95 | 45 | 0 | esc | 0.00097009 | 4.9442e-11 | 0.00097009 | 4.9442e-11 | 0.034918 | 2.2916e-05 | 0.0085129 | 1.1928e-08
[120 empty] | 7.3.3.17.5 (Remote Grid) Updates to grid topology to minimize risk of ignition in HFTDs Remote GridWLDFRWire-to-wire contactAggregated | WLDFR | HFTD - Distribution - Tier 3 - 4QU CoRE ¦ 4QU LoRE | Non-Red Flag Warning - Destructive Fires | Wire-to-wire contact | Aggregated | 2043 | 5.0967e-08 | 202.884 | 1.034e-05 | 2043 | Mitigation | 0.95 | 45 | 0 | esc | 0.00097009 | 4.9442e-11 | 0.00097009 | 4.9442e-11 | 0.034918 | 2.2916e-05 | 0.0085129 | 1.1928e-08
[120 empty] | 7.3.3.17.5 (Remote Grid) Updates to grid topology to minimize risk of ignition in HFTDs Remote GridWLDFRWire-to-wire contactAggregated | WLDFR | HFTD - Distribution - Tier 3 - 4QU CoRE ¦ 4QU LoRE | Non-Red Flag Warning - Destructive Fires | Wire-to-wire contact | Aggregated | 2044 | 5.0967e-08 | 202.884 | 1.034e-05 | 2044 | Mitigation | 0.95 | 45 | 0 | esc | 0.00097009 | 4.9442e-11 | 0.00097009 | 4.9442e-11 | 0.034918 | 2.2916e-05 | 0.0085129 | 1.1928e-08
[120 empty] | 7.3.3.17.5 (Remote Grid) Updates to grid topology to minimize risk of ignition in HFTDs Remote GridWLDFRWire-to-wire contactAggregated | WLDFR | HFTD - Distribution - Tier 3 - 4QU CoRE ¦ 4QU LoRE | Non-Red Flag Warning - Destructive Fires | Wire-to-wire contact | Aggregated | 2045 | 5.0967e-08 | 202.884 | 1.034e-05 | 2045 | Mitigation | 0.95 | 45 | 0 | esc | 0.00097009 | 4.9442e-11 | 0.00097009 | 4.9442e-11 | 0.034918 | 2.2916e-05 | 0.0085129 | 1.1928e-08
[120 empty] | 7.3.3.17.5 (Remote Grid) Updates to grid topology to minimize risk of ignition in HFTDs Remote GridWLDFRWire-to-wire contactAggregated | WLDFR | HFTD - Distribution - Tier 3 - 4QU CoRE ¦ 4QU LoRE | Non-Red Flag Warning - Destructive Fires | Wire-to-wire contact | Aggregated | 2046 | 5.0967e-08 | 202.884 | 1.034e-05 | 2046 | Mitigation | 0.95 | 45 | 0 | esc | 0.00097009 | 4.9442e-11 | 0.00097009 | 4.9442e-11 | 0.034918 | 2.2916e-05 | 0.0085129 | 1.1928e-08
[120 empty] | 7.3.3.17.5 (Remote Grid) Updates to grid topology to minimize risk of ignition in HFTDs Remote GridWLDFRWire-to-wire contactAggregated | WLDFR | HFTD - Distribution - Tier 3 - 4QU CoRE ¦ 4QU LoRE | Non-Red Flag Warning - Destructive Fires | Wire-to-wire contact | Aggregated | 2047 | 5.0967e-08 | 202.884 | 1.034e-05 | 2047 | Mitigation | 0.95 | 45 | 0 | esc | 0.00097009 | 4.9442e-11 | 0.00097009 | 4.9442e-11 | 0.034918 | 2.2916e-05 | 0.0085129 | 1.1928e-08
[120 empty] | 7.3.3.17.5 (Remote Grid) Updates to grid topology to minimize risk of ignition in HFTDs Remote GridWLDFRWire-to-wire contactAggregated | WLDFR | HFTD - Distribution - Tier 3 - 4QU CoRE ¦ 4QU LoRE | Non-Red Flag Warning - Destructive Fires | Wire-to-wire contact | Aggregated | 2048 | 5.0967e-08 | 202.884 | 1.034e-05 | 2048 | Mitigation | 0.95 | 45 | 0 | esc | 0.00097009 | 4.9442e-11 | 0.00097009 | 4.9442e-11 | 0.034918 | 2.2916e-05 | 0.0085129 | 1.1928e-08
[120 empty] | 7.3.3.17.5 (Remote Grid) Updates to grid topology to minimize risk of ignition in HFTDs Remote GridWLDFRWire-to-wire contactAggregated | WLDFR | HFTD - Distribution - Tier 3 - 4QU CoRE ¦ 4QU LoRE | Non-Red Flag Warning - Destructive Fires | Wire-to-wire contact | Aggregated | 2049 | 5.0967e-08 | 202.884 | 1.034e-05 | 2049 | Mitigation | 0.95 | 45 | 0 | esc | 0.00097009 | 4.9442e-11 | 0.00097009 | 4.9442e-11 | 0.034918 | 2.2916e-05 | 0.0085129 | 1.1928e-08
[120 empty] | 7.3.3.17.5 (Remote Grid) Updates to grid topology to minimize risk of ignition in HFTDs Remote GridWLDFRWire-to-wire contactAggregated | WLDFR | HFTD - Distribution - Tier 3 - 4QU CoRE ¦ 4QU LoRE | Non-Red Flag Warning - Destructive Fires | Wire-to-wire contact | Aggregated | 2050 | 5.0967e-08 | 202.884 | 1.034e-05 | 2050 | Mitigation | 0.95 | 45 | 0 | esc | 0.00097009 | 4.9442e-11 | 0.00097009 | 4.9442e-11 | 0.034918 | 2.2916e-05 | 0 | 0
[120 empty] | 7.3.3.17.5 (Remote Grid) Updates to grid topology to minimize risk of ignition in HFTDs Remote GridWLDFRWire-to-wire contactAggregated | WLDFR | HFTD - Distribution - Tier 3 - 4QU CoRE ¦ 4QU LoRE | Non-Red Flag Warning - Destructive Fires | Wire-to-wire contact | Aggregated | 2051 | 5.0967e-08 | 202.884 | 1.034e-05 | 2051 | Mitigation | 0.95 | 45 | 0 | esc | 0.00097009 | 4.9442e-11 | 0.00097009 | 4.9442e-11 | 0.034918 | 2.2916e-05 | 0 | 0
[120 empty] | 7.3.3.17.5 (Remote Grid) Updates to grid topology to minimize risk of ignition in HFTDs Remote GridWLDFRWire-to-wire contactAggregated | WLDFR | HFTD - Distribution - Tier 3 - 4QU CoRE ¦ 4QU LoRE | Non-Red Flag Warning - Destructive Fires | Wire-to-wire contact | Aggregated | 2052 | 5.0967e-08 | 202.884 | 1.034e-05 | 2052 | Mitigation | 0.95 | 45 | 0 | esc | 0.00097009 | 4.9442e-11 | 0.00097009 | 4.9442e-11 | 0.034918 | 2.2916e-05 | 0.0093087 | 5.3412e-08
[120 empty] | 7.3.3.17.5 (Remote Grid) Updates to grid topology to minimize risk of ignition in HFTDs Remote GridWLDFRWire-to-wire contactAggregated | WLDFR | HFTD - Distribution - Tier 3 - 4QU CoRE ¦ 4QU LoRE | Non-Red Flag Warning - Destructive Fires | Wire-to-wire contact | Aggregated | 2053 | 5.0967e-08 | 202.884 | 1.034e-05 | 2053 | Mitigation | 0.95 | 45 | 0 | esc | 0.00097009 | 4.9442e-11 | 0.00097009 | 4.9442e-11 | 0.034918 | 2.2916e-05 | 0.0093087 | 5.3412e-08
[120 empty] | 7.3.3.17.5 (Remote Grid) Updates to grid topology to minimize risk of ignition in HFTDs Remote GridWLDFRWire-to-wire contactAggregated | WLDFR | HFTD - Distribution - Tier 3 - 4QU CoRE ¦ 4QU LoRE | Non-Red Flag Warning - Destructive Fires | Wire-to-wire contact | Aggregated | 2054 | 5.0967e-08 | 202.884 | 1.034e-05 | 2054 | Mitigation | 0.95 | 45 | 0 | esc | 0.00097009 | 4.9442e-11 | 0.00097009 | 4.9442e-11 | 0.034918 | 2.2916e-05 | 0.0093087 | 5.3412e-08
[120 empty] | 7.3.3.17.5 (Remote Grid) Updates to grid topology to minimize risk of ignition in HFTDs Remote GridWLDFRWire-to-wire contactAggregated | WLDFR | HFTD - Distribution - Tier 3 - 4QU CoRE ¦ 4QU LoRE | Non-Red Flag Warning - Destructive Fires | Wire-to-wire contact | Aggregated | 2055 | 5.0967e-08 | 202.884 | 1.034e-05 | 2055 | Mitigation | 0.95 | 45 | 0 | esc | 0.00097009 | 4.9442e-11 | 0.00097009 | 4.9442e-11 | 0.034918 | 2.2916e-05 | 0.0093087 | 5.3412e-08
[120 empty] | 7.3.3.17.5 (Remote Grid) Updates to grid topology to minimize risk of ignition in HFTDs Remote GridWLDFRWire-to-wire contactAggregated | WLDFR | HFTD - Distribution - Tier 3 - 4QU CoRE ¦ 4QU LoRE | Non-Red Flag Warning - Destructive Fires | Wire-to-wire contact | Aggregated | 2056 | 5.0967e-08 | 202.884 | 1.034e-05 | 2056 | Mitigation | 0.95 | 45 | 0 | esc | 0.00097009 | 4.9442e-11 | 0.00097009 | 4.9442e-11 | 0.034918 | 2.2916e-05 | 0.0093087 | 5.3412e-08
[120 empty] | 7.3.3.17.5 (Remote Grid) Updates to grid topology to minimize risk of ignition in HFTDs Remote GridWLDFRWire-to-wire contactAggregated | WLDFR | HFTD - Distribution - Tier 3 - 4QU CoRE ¦ 4QU LoRE | Non-Red Flag Warning - Destructive Fires | Wire-to-wire contact | Aggregated | 2057 | 5.0967e-08 | 202.884 | 1.034e-05 | 2057 | Mitigation | 0.95 | 45 | 0 | esc | 0.00097009 | 4.9442e-11 | 0.00097009 | 4.9442e-11 | 0.034918 | 2.2916e-05 | 0.0093087 | 5.3412e-08
[120 empty] | 7.3.3.17.5 (Remote Grid) Updates to grid topology to minimize risk of ignition in HFTDs Remote GridWLDFRWire-to-wire contactAggregated | WLDFR | HFTD - Distribution - Tier 3 - 4QU CoRE ¦ 4QU LoRE | Non-Red Flag Warning - Destructive Fires | Wire-to-wire contact | Aggregated | 2058 | 5.0967e-08 | 202.884 | 1.034e-05 | 2058 | Mitigation | 0.95 | 45 | 0 | esc | 0.00097009 | 4.9442e-11 | 0.00097009 | 4.9442e-11 | 0.034918 | 2.2916e-05 | 0.0093087 | 5.3412e-08
[120 empty] | 7.3.3.17.5 (Remote Grid) Updates to grid topology to minimize risk of ignition in HFTDs Remote GridWLDFRWire-to-wire contactAggregated | WLDFR | HFTD - Distribution - Tier 3 - 4QU CoRE ¦ 4QU LoRE | Non-Red Flag Warning - Destructive Fires | Wire-to-wire contact | Aggregated | 2059 | 5.0967e-08 | 202.884 | 1.034e-05 | 2059 | Mitigation | 0.95 | 45 | 0 | esc | 0.00097009 | 4.9442e-11 | 0.00097009 | 4.9442e-11 | 0.034918 | 2.2916e-05 | 0.0093087 | 5.3412e-08
[120 empty] | 7.3.3.17.5 (Remote Grid) Updates to grid topology to minimize risk of ignition in HFTDs Remote GridWLDFRWire-to-wire contactAggregated | WLDFR | HFTD - Distribution - Tier 3 - 4QU CoRE ¦ 4QU LoRE | Non-Red Flag Warning - Destructive Fires | Wire-to-wire contact | Aggregated | 2060 | 5.0967e-08 | 202.884 | 1.034e-05 | 2060 | Mitigation | 0.95 | 45 | 0 | esc | 0.00097009 | 4.9442e-11 | 0.00097009 | 4.9442e-11 | 0.034918 | 2.2916e-05 | 0.0093087 | 5.3412e-08
[120 empty] | 7.3.3.17.5 (Remote Grid) Updates to grid topology to minimize risk of ignition in HFTDs Remote GridWLDFRWire-to-wire contactAggregated | WLDFR | HFTD - Distribution - Tier 3 - 4QU CoRE ¦ 4QU LoRE | Non-Red Flag Warning - Destructive Fires | Wire-to-wire contact | Aggregated | 2061 | 5.0967e-08 | 202.884 | 1.034e-05 | 2061 | Mitigation | 0.95 | 45 | 0 | esc | 0.00097009 | 4.9442e-11 | 0.00097009 | 4.9442e-11 | 0.034918 | 2.2916e-05 | 0.0093087 | 5.3412e-08
[120 empty] | 7.3.3.17.5 (Remote Grid) Updates to grid topology to minimize risk of ignition in HFTDs Remote GridWLDFRWire-to-wire contactAggregated | WLDFR | HFTD - Distribution - Tier 3 - 4QU CoRE ¦ 4QU LoRE | Non-Red Flag Warning - Destructive Fires | Wire-to-wire contact | Aggregated | 2062 | 5.0967e-08 | 202.884 | 1.034e-05 | 2062 | Mitigation | 0.95 | 45 | 0 | esc | 0.00097009 | 4.9442e-11 | 0.00097009 | 4.9442e-11 | 0.034918 | 2.2916e-05 | 0.0093087 | 5.3412e-08
[120 empty] | 7.3.3.17.5 (Remote Grid) Updates to grid topology to minimize risk of ignition in HFTDs Remote GridWLDFRWire-to-wire contactAggregated | WLDFR | HFTD - Distribution - Tier 3 - 4QU CoRE ¦ 4QU LoRE | Non-Red Flag Warning - Destructive Fires | Wire-to-wire contact | Aggregated | 2063 | 5.0967e-08 | 202.884 | 1.034e-05 | 2063 | Mitigation | 0.95 | 45 | 0 | esc | 0.00097009 | 4.9442e-11 | 0.00097009 | 4.9442e-11 | 0.034918 | 2.2916e-05 | 0.0093087 | 5.3412e-08
[120 empty] | 7.3.3.17.5 (Remote Grid) Updates to grid topology to minimize risk of ignition in HFTDs Remote GridWLDFRWire-to-wire contactAggregated | WLDFR | HFTD - Distribution - Tier 3 - 4QU CoRE ¦ 4QU LoRE | Non-Red Flag Warning - Destructive Fires | Wire-to-wire contact | Aggregated | 2064 | 5.0967e-08 | 202.884 | 1.034e-05 | 2064 | Mitigation | 0.95 | 45 | 0 | esc | 0.00097009 | 4.9442e-11 | 0.00097009 | 4.9442e-11 | 0.034918 | 2.2916e-05 | 0.0093087 | 5.3412e-08
[120 empty] | 7.3.3.17.5 (Remote Grid) Updates to grid topology to minimize risk of ignition in HFTDs Remote GridWLDFRWire-to-wire contactAggregated | WLDFR | HFTD - Distribution - Tier 3 - 4QU CoRE ¦ 4QU LoRE | Non-Red Flag Warning - Destructive Fires | Wire-to-wire contact | Aggregated | 2065 | 5.0967e-08 | 202.884 | 1.034e-05 | 2065 | Mitigation | 0.95 | 45 | 0 | esc | 0.00097009 | 4.9442e-11 | 0.00097009 | 4.9442e-11 | 0.034918 | 2.2916e-05 | 0.0093087 | 5.3412e-08
[120 empty] | 7.3.3.17.5 (Remote Grid) Updates to grid topology to minimize risk of ignition in HFTDs Remote GridWLDFRWire-to-wire contactAggregated | WLDFR | HFTD - Distribution - Tier 3 - 4QU CoRE ¦ 4QU LoRE | Non-Red Flag Warning - Destructive Fires | Wire-to-wire contact | Aggregated | 2066 | 5.0967e-08 | 202.884 | 1.034e-05 | 2066 | Mitigation | 0.95 | 45 | 0 | esc | 0.00097009 | 4.9442e-11 | 0.00097009 | 4.9442e-11 | 0.034918 | 2.2916e-05 | 0.0093087 | 5.3412e-08
[120 empty] | 7.3.3.17.5 (Remote Grid) Updates to grid topology to minimize risk of ignition in HFTDs Remote GridWLDFRWire-to-wire contactAggregated | WLDFR | HFTD - Distribution - Tier 3 - 4QU CoRE ¦ 4QU LoRE | Non-Red Flag Warning - Destructive Fires | Wire-to-wire contact | Aggregated | 2067 | 5.0967e-08 | 202.884 | 1.034e-05 | 2067 | Mitigation | 0.95 | 45 | 0 | esc | 0 | 0 | 0.00097009 | 4.9442e-11 | 0.034918 | 2.2916e-05 | 0.0093087 | 5.3412e-08
[120 empty] | 7.3.3.17.5 (Remote Grid) Updates to grid topology to minimize risk of ignition in HFTDs Remote GridWLDFRContact from objectAggregated | WLDFR | HFTD - Distribution - Tier 3 - 4QU CoRE ¦ 4QU LoRE | Non-Red Flag Warning - Large Fires | Contact from object | Aggregated | 2022 | 1.898e-06 | 202.884 | 0.00038508 | 2022 | Mitigation | 0.95 | 45 | 0 | esc | 0.00097009 | 1.8413e-09 | 0 | 0 | 0.034918 | 2.2916e-05 | 0.0093087 | 5.3412e-08
[120 empty] | 7.3.3.17.5 (Remote Grid) Updates to grid topology to minimize risk of ignition in HFTDs Remote GridWLDFRContact from objectAggregated | WLDFR | HFTD - Distribution - Tier 3 - 4QU CoRE ¦ 4QU LoRE | Non-Red Flag Warning - Large Fires | Contact from object | Aggregated | 2023 | 1.898e-06 | 202.884 | 0.00038508 | 2023 | Mitigation | 0.95 | 45 | 0 | esc | 0.00097009 | 1.8413e-09 | 0.00097009 | 1.8413e-09 | 0.034918 | 2.2916e-05 | 0.0093087 | 5.3412e-08
[120 empty] | 7.3.3.17.5 (Remote Grid) Updates to grid topology to minimize risk of ignition in HFTDs Remote GridWLDFRContact from objectAggregated | WLDFR | HFTD - Distribution - Tier 3 - 4QU CoRE ¦ 4QU LoRE | Non-Red Flag Warning - Large Fires | Contact from object | Aggregated | 2024 | 1.898e-06 | 202.884 | 0.00038508 | 2024 | Mitigation | 0.95 | 45 | 0 | esc | 0.00097009 | 1.8413e-09 | 0.00097009 | 1.8413e-09 | 0.034918 | 2.2916e-05 | 0.0093087 | 5.3412e-08
[120 empty] | 7.3.3.17.5 (Remote Grid) Updates to grid topology to minimize risk of ignition in HFTDs Remote GridWLDFRContact from objectAggregated | WLDFR | HFTD - Distribution - Tier 3 - 4QU CoRE ¦ 4QU LoRE | Non-Red Flag Warning - Large Fires | Contact from object | Aggregated | 2025 | 1.898e-06 | 202.884 | 0.00038508 | 2025 | Mitigation | 0.95 | 45 | 0 | esc | 0.00097009 | 1.8413e-09 | 0.00097009 | 1.8413e-09 | 0.034918 | 2.2916e-05 | 0.0093087 | 5.3412e-08
[120 empty] | 7.3.3.17.5 (Remote Grid) Updates to grid topology to minimize risk of ignition in HFTDs Remote GridWLDFRContact from objectAggregated | WLDFR | HFTD - Distribution - Tier 3 - 4QU CoRE ¦ 4QU LoRE | Non-Red Flag Warning - Large Fires | Contact from object | Aggregated | 2026 | 1.898e-06 | 202.884 | 0.00038508 | 2026 | Mitigation | 0.95 | 45 | 0 | esc | 0.00097009 | 1.8413e-09 | 0.00097009 | 1.8413e-09 | 0.034918 | 2.2916e-05 | 0.0093087 | 5.3412e-08
[120 empty] | 7.3.3.17.5 (Remote Grid) Updates to grid topology to minimize risk of ignition in HFTDs Remote GridWLDFRContact from objectAggregated | WLDFR | HFTD - Distribution - Tier 3 - 4QU CoRE ¦ 4QU LoRE | Non-Red Flag Warning - Large Fires | Contact from object | Aggregated | 2027 | 1.898e-06 | 202.884 | 0.00038508 | 2027 | Mitigation | 0.95 | 45 | 0 | esc | 0.00097009 | 1.8413e-09 | 0.00097009 | 1.8413e-09 | 0.034918 | 2.2916e-05 | 0.0093087 | 5.3412e-08
[120 empty] | 7.3.3.17.5 (Remote Grid) Updates to grid topology to minimize risk of ignition in HFTDs Remote GridWLDFRContact from objectAggregated | WLDFR | HFTD - Distribution - Tier 3 - 4QU CoRE ¦ 4QU LoRE | Non-Red Flag Warning - Large Fires | Contact from object | Aggregated | 2028 | 1.898e-06 | 202.884 | 0.00038508 | 2028 | Mitigation | 0.95 | 45 | 0 | esc | 0.00097009 | 1.8413e-09 | 0.00097009 | 1.8413e-09 | 0.034918 | 2.2916e-05 | 0.0093087 | 5.3412e-08
[120 empty] | 7.3.3.17.5 (Remote Grid) Updates to grid topology to minimize risk of ignition in HFTDs Remote GridWLDFRContact from objectAggregated | WLDFR | HFTD - Distribution - Tier 3 - 4QU CoRE ¦ 4QU LoRE | Non-Red Flag Warning - Large Fires | Contact from object | Aggregated | 2029 | 1.898e-06 | 202.884 | 0.00038508 | 2029 | Mitigation | 0.95 | 45 | 0 | esc | 0.00097009 | 1.8413e-09 | 0.00097009 | 1.8413e-09 | 0.034918 | 2.2916e-05 | 0.0093087 | 5.3412e-08
[120 empty] | 7.3.3.17.5 (Remote Grid) Updates to grid topology to minimize risk of ignition in HFTDs Remote GridWLDFRContact from objectAggregated | WLDFR | HFTD - Distribution - Tier 3 - 4QU CoRE ¦ 4QU LoRE | Non-Red Flag Warning - Large Fires | Contact from object | Aggregated | 2030 | 1.898e-06 | 202.884 | 0.00038508 | 2030 | Mitigation | 0.95 | 45 | 0 | esc | 0.00097009 | 1.8413e-09 | 0.00097009 | 1.8413e-09 | 0.034918 | 2.2916e-05 | 0.0093087 | 5.3412e-08
[120 empty] | 7.3.3.17.5 (Remote Grid) Updates to grid topology to minimize risk of ignition in HFTDs Remote GridWLDFRContact from objectAggregated | WLDFR | HFTD - Distribution - Tier 3 - 4QU CoRE ¦ 4QU LoRE | Non-Red Flag Warning - Large Fires | Contact from object | Aggregated | 2031 | 1.898e-06 | 202.884 | 0.00038508 | 2031 | Mitigation | 0.95 | 45 | 0 | esc | 0.00097009 | 1.8413e-09 | 0.00097009 | 1.8413e-09 | 0.034918 | 2.2916e-05 | 0.0093087 | 5.3412e-08
[120 empty] | 7.3.3.17.5 (Remote Grid) Updates to grid topology to minimize risk of ignition in HFTDs Remote GridWLDFRContact from objectAggregated | WLDFR | HFTD - Distribution - Tier 3 - 4QU CoRE ¦ 4QU LoRE | Non-Red Flag Warning - Large Fires | Contact from object | Aggregated | 2032 | 1.898e-06 | 202.884 | 0.00038508 | 2032 | Mitigation | 0.95 | 45 | 0 | esc | 0.00097009 | 1.8413e-09 | 0.00097009 | 1.8413e-09 | 0.034918 | 2.2916e-05 | 0.0093087 | 5.3412e-08
[120 empty] | 7.3.3.17.5 (Remote Grid) Updates to grid topology to minimize risk of ignition in HFTDs Remote GridWLDFRContact from objectAggregated | WLDFR | HFTD - Distribution - Tier 3 - 4QU CoRE ¦ 4QU LoRE | Non-Red Flag Warning - Large Fires | Contact from object | Aggregated | 2033 | 1.898e-06 | 202.884 | 0.00038508 | 2033 | Mitigation | 0.95 | 45 | 0 | esc | 0.00097009 | 1.8413e-09 | 0.00097009 | 1.8413e-09 | 0.034918 | 2.2916e-05 | 0.0093087 | 5.3412e-08
[120 empty] | 7.3.3.17.5 (Remote Grid) Updates to grid topology to minimize risk of ignition in HFTDs Remote GridWLDFRContact from objectAggregated | WLDFR | HFTD - Distribution - Tier 3 - 4QU CoRE ¦ 4QU LoRE | Non-Red Flag Warning - Large Fires | Contact from object | Aggregated | 2034 | 1.898e-06 | 202.884 | 0.00038508 | 2034 | Mitigation | 0.95 | 45 | 0 | esc | 0.00097009 | 1.8413e-09 | 0.00097009 | 1.8413e-09 | 0.034918 | 2.2916e-05 | 0.0093087 | 5.3412e-08
[120 empty] | 7.3.3.17.5 (Remote Grid) Updates to grid topology to minimize risk of ignition in HFTDs Remote GridWLDFRContact from objectAggregated | WLDFR | HFTD - Distribution - Tier 3 - 4QU CoRE ¦ 4QU LoRE | Non-Red Flag Warning - Large Fires | Contact from object | Aggregated | 2035 | 1.898e-06 | 202.884 | 0.00038508 | 2035 | Mitigation | 0.95 | 45 | 0 | esc | 0.00097009 | 1.8413e-09 | 0.00097009 | 1.8413e-09 | 0.034918 | 2.2916e-05 | 0.0093087 | 5.3412e-08
[120 empty] | 7.3.3.17.5 (Remote Grid) Updates to grid topology to minimize risk of ignition in HFTDs Remote GridWLDFRContact from objectAggregated | WLDFR | HFTD - Distribution - Tier 3 - 4QU CoRE ¦ 4QU LoRE | Non-Red Flag Warning - Large Fires | Contact from object | Aggregated | 2036 | 1.898e-06 | 202.884 | 0.00038508 | 2036 | Mitigation | 0.95 | 45 | 0 | esc | 0.00097009 | 1.8413e-09 | 0.00097009 | 1.8413e-09 | 0.034918 | 2.2916e-05 | 0 | 0
[120 empty] | 7.3.3.17.5 (Remote Grid) Updates to grid topology to minimize risk of ignition in HFTDs Remote GridWLDFRContact from objectAggregated | WLDFR | HFTD - Distribution - Tier 3 - 4QU CoRE ¦ 4QU LoRE | Non-Red Flag Warning - Large Fires | Contact from object | Aggregated | 2037 | 1.898e-06 | 202.884 | 0.00038508 | 2037 | Mitigation | 0.95 | 45 | 0 | esc | 0.00097009 | 1.8413e-09 | 0.00097009 | 1.8413e-09 | 0.034918 | 2.2916e-05 | 0 | 0
[120 empty] | 7.3.3.17.5 (Remote Grid) Updates to grid topology to minimize risk of ignition in HFTDs Remote GridWLDFRContact from objectAggregated | WLDFR | HFTD - Distribution - Tier 3 - 4QU CoRE ¦ 4QU LoRE | Non-Red Flag Warning - Large Fires | Contact from object | Aggregated | 2038 | 1.898e-06 | 202.884 | 0.00038508 | 2038 | Mitigation | 0.95 | 45 | 0 | esc | 0.00097009 | 1.8413e-09 | 0.00097009 | 1.8413e-09 | 0.034918 | 2.2916e-05 | 0.0083522 | 1.2614e-08
[120 empty] | 7.3.3.17.5 (Remote Grid) Updates to grid topology to minimize risk of ignition in HFTDs Remote GridWLDFRContact from objectAggregated | WLDFR | HFTD - Distribution - Tier 3 - 4QU CoRE ¦ 4QU LoRE | Non-Red Flag Warning - Large Fires | Contact from object | Aggregated | 2039 | 1.898e-06 | 202.884 | 0.00038508 | 2039 | Mitigation | 0.95 | 45 | 0 | esc | 0.00097009 | 1.8413e-09 | 0.00097009 | 1.8413e-09 | 0.034918 | 2.2916e-05 | 0.0083522 | 1.2614e-08
[120 empty] | 7.3.3.17.5 (Remote Grid) Updates to grid topology to minimize risk of ignition in HFTDs Remote GridWLDFRContact from objectAggregated | WLDFR | HFTD - Distribution - Tier 3 - 4QU CoRE ¦ 4QU LoRE | Non-Red Flag Warning - Large Fires | Contact from object | Aggregated | 2040 | 1.898e-06 | 202.884 | 0.00038508 | 2040 | Mitigation | 0.95 | 45 | 0 | esc | 0.00097009 | 1.8413e-09 | 0.00097009 | 1.8413e-09 | 0.034918 | 2.2916e-05 | 0.0083522 | 1.2614e-08
[120 empty] | 7.3.3.17.5 (Remote Grid) Updates to grid topology to minimize risk of ignition in HFTDs Remote GridWLDFRContact from objectAggregated | WLDFR | HFTD - Distribution - Tier 3 - 4QU CoRE ¦ 4QU LoRE | Non-Red Flag Warning - Large Fires | Contact from object | Aggregated | 2041 | 1.898e-06 | 202.884 | 0.00038508 | 2041 | Mitigation | 0.95 | 45 | 0 | esc | 0.00097009 | 1.8413e-09 | 0.00097009 | 1.8413e-09 | 0.034918 | 2.2916e-05 | 0.0083522 | 1.2614e-08
[120 empty] | 7.3.3.17.5 (Remote Grid) Updates to grid topology to minimize risk of ignition in HFTDs Remote GridWLDFRContact from objectAggregated | WLDFR | HFTD - Distribution - Tier 3 - 4QU CoRE ¦ 4QU LoRE | Non-Red Flag Warning - Large Fires | Contact from object | Aggregated | 2042 | 1.898e-06 | 202.884 | 0.00038508 | 2042 | Mitigation | 0.95 | 45 | 0 | esc | 0.00097009 | 1.8413e-09 | 0.00097009 | 1.8413e-09 | 0.034918 | 2.2916e-05 | 0.0083522 | 1.2614e-08
[120 empty] | 7.3.3.17.5 (Remote Grid) Updates to grid topology to minimize risk of ignition in HFTDs Remote GridWLDFRContact from objectAggregated | WLDFR | HFTD - Distribution - Tier 3 - 4QU CoRE ¦ 4QU LoRE | Non-Red Flag Warning - Large Fires | Contact from object | Aggregated | 2043 | 1.898e-06 | 202.884 | 0.00038508 | 2043 | Mitigation | 0.95 | 45 | 0 | esc | 0.00097009 | 1.8413e-09 | 0.00097009 | 1.8413e-09 | 0.034918 | 2.2916e-05 | 0.0083522 | 1.2614e-08
[120 empty] | 7.3.3.17.5 (Remote Grid) Updates to grid topology to minimize risk of ignition in HFTDs Remote GridWLDFRContact from objectAggregated | WLDFR | HFTD - Distribution - Tier 3 - 4QU CoRE ¦ 4QU LoRE | Non-Red Flag Warning - Large Fires | Contact from object | Aggregated | 2044 | 1.898e-06 | 202.884 | 0.00038508 | 2044 | Mitigation | 0.95 | 45 | 0 | esc | 0.00097009 | 1.8413e-09 | 0.00097009 | 1.8413e-09 | 0 | 0 | 0.0083522 | 1.2614e-08
[120 empty] | 7.3.3.17.5 (Remote Grid) Updates to grid topology to minimize risk of ignition in HFTDs Remote GridWLDFRContact from objectAggregated | WLDFR | HFTD - Distribution - Tier 3 - 4QU CoRE ¦ 4QU LoRE | Non-Red Flag Warning - Large Fires | Contact from object | Aggregated | 2045 | 1.898e-06 | 202.884 | 0.00038508 | 2045 | Mitigation | 0.95 | 45 | 0 | esc | 0.00097009 | 1.8413e-09 | 0.00097009 | 1.8413e-09 | 0.034918 | 1.5118e-07 | 0.0083522 | 1.2614e-08
[120 empty] | 7.3.3.17.5 (Remote Grid) Updates to grid topology to minimize risk of ignition in HFTDs Remote GridWLDFRContact from objectAggregated | WLDFR | HFTD - Distribution - Tier 3 - 4QU CoRE ¦ 4QU LoRE | Non-Red Flag Warning - Large Fires | Contact from object | Aggregated | 2046 | 1.898e-06 | 202.884 | 0.00038508 | 2046 | Mitigation | 0.95 | 45 | 0 | esc | 0.00097009 | 1.8413e-09 | 0.00097009 | 1.8413e-09 | 0.034918 | 1.5118e-07 | 0.0083522 | 1.2614e-08
[120 empty] | 7.3.3.17.5 (Remote Grid) Updates to grid topology to minimize risk of ignition in HFTDs Remote GridWLDFRContact from objectAggregated | WLDFR | HFTD - Distribution - Tier 3 - 4QU CoRE ¦ 4QU LoRE | Non-Red Flag Warning - Large Fires | Contact from object | Aggregated | 2047 | 1.898e-06 | 202.884 | 0.00038508 | 2047 | Mitigation | 0.95 | 45 | 0 | esc | 0.00097009 | 1.8413e-09 | 0.00097009 | 1.8413e-09 | 0.034918 | 1.5118e-07 | 0.0083522 | 1.2614e-08
[120 empty] | 7.3.3.17.5 (Remote Grid) Updates to grid topology to minimize risk of ignition in HFTDs Remote GridWLDFRContact from objectAggregated | WLDFR | HFTD - Distribution - Tier 3 - 4QU CoRE ¦ 4QU LoRE | Non-Red Flag Warning - Large Fires | Contact from object | Aggregated | 2048 | 1.898e-06 | 202.884 | 0.00038508 | 2048 | Mitigation | 0.95 | 45 | 0 | esc | 0.00097009 | 1.8413e-09 | 0.00097009 | 1.8413e-09 | 0.034918 | 1.5118e-07 | 0.0083522 | 1.2614e-08
[120 empty] | 7.3.3.17.5 (Remote Grid) Updates to grid topology to minimize risk of ignition in HFTDs Remote GridWLDFRContact from objectAggregated | WLDFR | HFTD - Distribution - Tier 3 - 4QU CoRE ¦ 4QU LoRE | Non-Red Flag Warning - Large Fires | Contact from object | Aggregated | 2049 | 1.898e-06 | 202.884 | 0.00038508 | 2049 | Mitigation | 0.95 | 45 | 0 | esc | 0.00097009 | 1.8413e-09 | 0.00097009 | 1.8413e-09 | 0.034918 | 1.5118e-07 | 0.0083522 | 1.2614e-08
[120 empty] | 7.3.3.17.5 (Remote Grid) Updates to grid topology to minimize risk of ignition in HFTDs Remote GridWLDFRContact from objectAggregated | WLDFR | HFTD - Distribution - Tier 3 - 4QU CoRE ¦ 4QU LoRE | Non-Red Flag Warning - Large Fires | Contact from object | Aggregated | 2050 | 1.898e-06 | 202.884 | 0.00038508 | 2050 | Mitigation | 0.95 | 45 | 0 | esc | 0.00097009 | 1.8413e-09 | 0.00097009 | 1.8413e-09 | 0.034918 | 1.5118e-07 | 0.0083522 | 1.2614e-08
[120 empty] | 7.3.3.17.5 (Remote Grid) Updates to grid topology to minimize risk of ignition in HFTDs Remote GridWLDFRContact from objectAggregated | WLDFR | HFTD - Distribution - Tier 3 - 4QU CoRE ¦ 4QU LoRE | Non-Red Flag Warning - Large Fires | Contact from object | Aggregated | 2051 | 1.898e-06 | 202.884 | 0.00038508 | 2051 | Mitigation | 0.95 | 45 | 0 | esc | 0.00097009 | 1.8413e-09 | 0.00097009 | 1.8413e-09 | 0.034918 | 1.5118e-07 | 0.0083522 | 1.2614e-08
[120 empty] | 7.3.3.17.5 (Remote Grid) Updates to grid topology to minimize risk of ignition in HFTDs Remote GridWLDFRContact from objectAggregated | WLDFR | HFTD - Distribution - Tier 3 - 4QU CoRE ¦ 4QU LoRE | Non-Red Flag Warning - Large Fires | Contact from object | Aggregated | 2052 | 1.898e-06 | 202.884 | 0.00038508 | 2052 | Mitigation | 0.95 | 45 | 0 | esc | 0.00097009 | 1.8413e-09 | 0.00097009 | 1.8413e-09 | 0.034918 | 1.5118e-07 | 0.0083522 | 1.2614e-08
[120 empty] | 7.3.3.17.5 (Remote Grid) Updates to grid topology to minimize risk of ignition in HFTDs Remote GridWLDFRContact from objectAggregated | WLDFR | HFTD - Distribution - Tier 3 - 4QU CoRE ¦ 4QU LoRE | Non-Red Flag Warning - Large Fires | Contact from object | Aggregated | 2053 | 1.898e-06 | 202.884 | 0.00038508 | 2053 | Mitigation | 0.95 | 45 | 0 | esc | 0.00097009 | 1.8413e-09 | 0.00097009 | 1.8413e-09 | 0.034918 | 1.5118e-07 | 0.0083522 | 1.2614e-08
[120 empty] | 7.3.3.17.5 (Remote Grid) Updates to grid topology to minimize risk of ignition in HFTDs Remote GridWLDFRContact from objectAggregated | WLDFR | HFTD - Distribution - Tier 3 - 4QU CoRE ¦ 4QU LoRE | Non-Red Flag Warning - Large Fires | Contact from object | Aggregated | 2054 | 1.898e-06 | 202.884 | 0.00038508 | 2054 | Mitigation | 0.95 | 45 | 0 | esc | 0.00097009 | 1.8413e-09 | 0.00097009 | 1.8413e-09 | 0.034918 | 1.5118e-07 | 0.0083522 | 1.2614e-08
[120 empty] | 7.3.3.17.5 (Remote Grid) Updates to grid topology to minimize risk of ignition in HFTDs Remote GridWLDFRContact from objectAggregated | WLDFR | HFTD - Distribution - Tier 3 - 4QU CoRE ¦ 4QU LoRE | Non-Red Flag Warning - Large Fires | Contact from object | Aggregated | 2055 | 1.898e-06 | 202.884 | 0.00038508 | 2055 | Mitigation | 0.95 | 45 | 0 | esc | 0.00097009 | 1.8413e-09 | 0.00097009 | 1.8413e-09 | 0.034918 | 1.5118e-07 | 0.0083522 | 1.2614e-08
[120 empty] | 7.3.3.17.5 (Remote Grid) Updates to grid topology to minimize risk of ignition in HFTDs Remote GridWLDFRContact from objectAggregated | WLDFR | HFTD - Distribution - Tier 3 - 4QU CoRE ¦ 4QU LoRE | Non-Red Flag Warning - Large Fires | Contact from object | Aggregated | 2056 | 1.898e-06 | 202.884 | 0.00038508 | 2056 | Mitigation | 0.95 | 45 | 0 | esc | 0.00097009 | 1.8413e-09 | 0.00097009 | 1.8413e-09 | 0.034918 | 1.5118e-07 | 0.0083522 | 1.2614e-08
[120 empty] | 7.3.3.17.5 (Remote Grid) Updates to grid topology to minimize risk of ignition in HFTDs Remote GridWLDFRContact from objectAggregated | WLDFR | HFTD - Distribution - Tier 3 - 4QU CoRE ¦ 4QU LoRE | Non-Red Flag Warning - Large Fires | Contact from object | Aggregated | 2057 | 1.898e-06 | 202.884 | 0.00038508 | 2057 | Mitigation | 0.95 | 45 | 0 | esc | 0.00097009 | 1.8413e-09 | 0.00097009 | 1.8413e-09 | 0.034918 | 1.5118e-07 | 0.0083522 | 1.2614e-08
[120 empty] | 7.3.3.17.5 (Remote Grid) Updates to grid topology to minimize risk of ignition in HFTDs Remote GridWLDFRContact from objectAggregated | WLDFR | HFTD - Distribution - Tier 3 - 4QU CoRE ¦ 4QU LoRE | Non-Red Flag Warning - Large Fires | Contact from object | Aggregated | 2058 | 1.898e-06 | 202.884 | 0.00038508 | 2058 | Mitigation | 0.95 | 45 | 0 | esc | 0.00097009 | 1.8413e-09 | 0.00097009 | 1.8413e-09 | 0.034918 | 1.5118e-07 | 0.0083522 | 1.2614e-08
[120 empty] | 7.3.3.17.5 (Remote Grid) Updates to grid topology to minimize risk of ignition in HFTDs Remote GridWLDFRContact from objectAggregated | WLDFR | HFTD - Distribution - Tier 3 - 4QU CoRE ¦ 4QU LoRE | Non-Red Flag Warning - Large Fires | Contact from object | Aggregated | 2059 | 1.898e-06 | 202.884 | 0.00038508 | 2059 | Mitigation | 0.95 | 45 | 0 | esc | 0.00097009 | 1.8413e-09 | 0.00097009 | 1.8413e-09 | 0.034918 | 1.5118e-07 | 0.0083522 | 1.2614e-08
[120 empty] | 7.3.3.17.5 (Remote Grid) Updates to grid topology to minimize risk of ignition in HFTDs Remote GridWLDFRContact from objectAggregated | WLDFR | HFTD - Distribution - Tier 3 - 4QU CoRE ¦ 4QU LoRE | Non-Red Flag Warning - Large Fires | Contact from object | Aggregated | 2060 | 1.898e-06 | 202.884 | 0.00038508 | 2060 | Mitigation | 0.95 | 45 | 0 | esc | 0.00097009 | 1.8413e-09 | 0.00097009 | 1.8413e-09 | 0.034918 | 1.5118e-07 | 0.0083522 | 1.2614e-08
[120 empty] | 7.3.3.17.5 (Remote Grid) Updates to grid topology to minimize risk of ignition in HFTDs Remote GridWLDFRContact from objectAggregated | WLDFR | HFTD - Distribution - Tier 3 - 4QU CoRE ¦ 4QU LoRE | Non-Red Flag Warning - Large Fires | Contact from object | Aggregated | 2061 | 1.898e-06 | 202.884 | 0.00038508 | 2061 | Mitigation | 0.95 | 45 | 0 | esc | 0.00097009 | 1.8413e-09 | 0.00097009 | 1.8413e-09 | 0.034918 | 1.5118e-07 | 0.0083522 | 1.2614e-08
[120 empty] | 7.3.3.17.5 (Remote Grid) Updates to grid topology to minimize risk of ignition in HFTDs Remote GridWLDFRContact from objectAggregated | WLDFR | HFTD - Distribution - Tier 3 - 4QU CoRE ¦ 4QU LoRE | Non-Red Flag Warning - Large Fires | Contact from object | Aggregated | 2062 | 1.898e-06 | 202.884 | 0.00038508 | 2062 | Mitigation | 0.95 | 45 | 0 | esc | 0.00097009 | 1.8413e-09 | 0.00097009 | 1.8413e-09 | 0.034918 | 1.5118e-07 | 0.0083522 | 1.2614e-08
[120 empty] | 7.3.3.17.5 (Remote Grid) Updates to grid topology to minimize risk of ignition in HFTDs Remote GridWLDFRContact from objectAggregated | WLDFR | HFTD - Distribution - Tier 3 - 4QU CoRE ¦ 4QU LoRE | Non-Red Flag Warning - Large Fires | Contact from object | Aggregated | 2063 | 1.898e-06 | 202.884 | 0.00038508 | 2063 | Mitigation | 0.95 | 45 | 0 | esc | 0.00097009 | 1.8413e-09 | 0.00097009 | 1.8413e-09 | 0.034918 | 1.5118e-07 | 0.0083522 | 1.2614e-08
[120 empty] | 7.3.3.17.5 (Remote Grid) Updates to grid topology to minimize risk of ignition in HFTDs Remote GridWLDFRContact from objectAggregated | WLDFR | HFTD - Distribution - Tier 3 - 4QU CoRE ¦ 4QU LoRE | Non-Red Flag Warning - Large Fires | Contact from object | Aggregated | 2064 | 1.898e-06 | 202.884 | 0.00038508 | 2064 | Mitigation | 0.95 | 45 | 0 | esc | 0.00097009 | 1.8413e-09 | 0.00097009 | 1.8413e-09 | 0.034918 | 1.5118e-07 | 0.0083522 | 1.2614e-08
[120 empty] | 7.3.3.17.5 (Remote Grid) Updates to grid topology to minimize risk of ignition in HFTDs Remote GridWLDFRContact from objectAggregated | WLDFR | HFTD - Distribution - Tier 3 - 4QU CoRE ¦ 4QU LoRE | Non-Red Flag Warning - Large Fires | Contact from object | Aggregated | 2065 | 1.898e-06 | 202.884 | 0.00038508 | 2065 | Mitigation | 0.95 | 45 | 0 | esc | 0.00097009 | 1.8413e-09 | 0.00097009 | 1.8413e-09 | 0.034918 | 1.5118e-07 | 0.0083522 | 1.2614e-08
[120 empty] | 7.3.3.17.5 (Remote Grid) Updates to grid topology to minimize risk of ignition in HFTDs Remote GridWLDFRContact from objectAggregated | WLDFR | HFTD - Distribution - Tier 3 - 4QU CoRE ¦ 4QU LoRE | Non-Red Flag Warning - Large Fires | Contact from object | Aggregated | 2066 | 1.898e-06 | 202.884 | 0.00038508 | 2066 | Mitigation | 0.95 | 45 | 0 | esc | 0.00097009 | 1.8413e-09 | 0.00097009 | 1.8413e-09 | 0.034918 | 1.5118e-07 | 0.0083522 | 1.2614e-08
[120 empty] | 7.3.3.17.5 (Remote Grid) Updates to grid topology to minimize risk of ignition in HFTDs Remote GridWLDFRContact from objectAggregated | WLDFR | HFTD - Distribution - Tier 3 - 4QU CoRE ¦ 4QU LoRE | Non-Red Flag Warning - Large Fires | Contact from object | Aggregated | 2067 | 1.898e-06 | 202.884 | 0.00038508 | 2067 | Mitigation | 0.95 | 45 | 0 | esc | 0 | 0 | 0.00097009 | 1.8413e-09 | 0.034918 | 1.5118e-07 | 0.0083522 | 1.2614e-08
[120 empty] | 7.3.3.17.5 (Remote Grid) Updates to grid topology to minimize risk of ignition in HFTDs Remote GridWLDFRContaminationAggregated | WLDFR | HFTD - Distribution - Tier 3 - 4QU CoRE ¦ 4QU LoRE | Non-Red Flag Warning - Large Fires | Contamination | Aggregated | 2022 | 5.8061e-08 | 202.884 | 1.178e-05 | 2022 | Mitigation | 0.95 | 45 | 0 | esc | 0.00097009 | 5.6324e-11 | 0 | 0 | 0.034918 | 1.5118e-07 | 0 | 0
[120 empty] | 7.3.3.17.5 (Remote Grid) Updates to grid topology to minimize risk of ignition in HFTDs Remote GridWLDFRContaminationAggregated | WLDFR | HFTD - Distribution - Tier 3 - 4QU CoRE ¦ 4QU LoRE | Non-Red Flag Warning - Large Fires | Contamination | Aggregated | 2023 | 5.8061e-08 | 202.884 | 1.178e-05 | 2023 | Mitigation | 0.95 | 45 | 0 | esc | 0.00097009 | 5.6324e-11 | 0.00097009 | 5.6324e-11 | 0.034918 | 1.5118e-07 | 0 | 0
[120 empty] | 7.3.3.17.5 (Remote Grid) Updates to grid topology to minimize risk of ignition in HFTDs Remote GridWLDFRContaminationAggregated | WLDFR | HFTD - Distribution - Tier 3 - 4QU CoRE ¦ 4QU LoRE | Non-Red Flag Warning - Large Fires | Contamination | Aggregated | 2024 | 5.8061e-08 | 202.884 | 1.178e-05 | 2024 | Mitigation | 0.95 | 45 | 0 | esc | 0.00097009 | 5.6324e-11 | 0.00097009 | 5.6324e-11 | 0.034918 | 1.5118e-07 | 0.0092336 | 1.4679e-09
[120 empty] | 7.3.3.17.5 (Remote Grid) Updates to grid topology to minimize risk of ignition in HFTDs Remote GridWLDFRContaminationAggregated | WLDFR | HFTD - Distribution - Tier 3 - 4QU CoRE ¦ 4QU LoRE | Non-Red Flag Warning - Large Fires | Contamination | Aggregated | 2025 | 5.8061e-08 | 202.884 | 1.178e-05 | 2025 | Mitigation | 0.95 | 45 | 0 | esc | 0.00097009 | 5.6324e-11 | 0.00097009 | 5.6324e-11 | 0.034918 | 1.5118e-07 | 0.0092336 | 1.4679e-09
[120 empty] | 7.3.3.17.5 (Remote Grid) Updates to grid topology to minimize risk of ignition in HFTDs Remote GridWLDFRContaminationAggregated | WLDFR | HFTD - Distribution - Tier 3 - 4QU CoRE ¦ 4QU LoRE | Non-Red Flag Warning - Large Fires | Contamination | Aggregated | 2026 | 5.8061e-08 | 202.884 | 1.178e-05 | 2026 | Mitigation | 0.95 | 45 | 0 | esc | 0.00097009 | 5.6324e-11 | 0.00097009 | 5.6324e-11 | 0.034918 | 1.5118e-07 | 0.0092336 | 1.4679e-09
[120 empty] | 7.3.3.17.5 (Remote Grid) Updates to grid topology to minimize risk of ignition in HFTDs Remote GridWLDFRContaminationAggregated | WLDFR | HFTD - Distribution - Tier 3 - 4QU CoRE ¦ 4QU LoRE | Non-Red Flag Warning - Large Fires | Contamination | Aggregated | 2027 | 5.8061e-08 | 202.884 | 1.178e-05 | 2027 | Mitigation | 0.95 | 45 | 0 | esc | 0.00097009 | 5.6324e-11 | 0.00097009 | 5.6324e-11 | 0.034918 | 1.5118e-07 | 0.0092336 | 1.4679e-09
[120 empty] | 7.3.3.17.5 (Remote Grid) Updates to grid topology to minimize risk of ignition in HFTDs Remote GridWLDFRContaminationAggregated | WLDFR | HFTD - Distribution - Tier 3 - 4QU CoRE ¦ 4QU LoRE | Non-Red Flag Warning - Large Fires | Contamination | Aggregated | 2028 | 5.8061e-08 | 202.884 | 1.178e-05 | 2028 | Mitigation | 0.95 | 45 | 0 | esc | 0.00097009 | 5.6324e-11 | 0.00097009 | 5.6324e-11 | 0.034918 | 1.5118e-07 | 0.0092336 | 1.4679e-09
[120 empty] | 7.3.3.17.5 (Remote Grid) Updates to grid topology to minimize risk of ignition in HFTDs Remote GridWLDFRContaminationAggregated | WLDFR | HFTD - Distribution - Tier 3 - 4QU CoRE ¦ 4QU LoRE | Non-Red Flag Warning - Large Fires | Contamination | Aggregated | 2029 | 5.8061e-08 | 202.884 | 1.178e-05 | 2029 | Mitigation | 0.95 | 45 | 0 | esc | 0.00097009 | 5.6324e-11 | 0.00097009 | 5.6324e-11 | 0.034918 | 1.5118e-07 | 0.0092336 | 1.4679e-09
[120 empty] | 7.3.3.17.5 (Remote Grid) Updates to grid topology to minimize risk of ignition in HFTDs Remote GridWLDFRContaminationAggregated | WLDFR | HFTD - Distribution - Tier 3 - 4QU CoRE ¦ 4QU LoRE | Non-Red Flag Warning - Large Fires | Contamination | Aggregated | 2030 | 5.8061e-08 | 202.884 | 1.178e-05 | 2030 | Mitigation | 0.95 | 45 | 0 | esc | 0.00097009 | 5.6324e-11 | 0.00097009 | 5.6324e-11 | 0.034918 | 1.5118e-07 | 0.0092336 | 1.4679e-09
[120 empty] | 7.3.3.17.5 (Remote Grid) Updates to grid topology to minimize risk of ignition in HFTDs Remote GridWLDFRContaminationAggregated | WLDFR | HFTD - Distribution - Tier 3 - 4QU CoRE ¦ 4QU LoRE | Non-Red Flag Warning - Large Fires | Contamination | Aggregated | 2031 | 5.8061e-08 | 202.884 | 1.178e-05 | 2031 | Mitigation | 0.95 | 45 | 0 | esc | 0.00097009 | 5.6324e-11 | 0.00097009 | 5.6324e-11 | 0.034918 | 1.5118e-07 | 0.0092336 | 1.4679e-09
[120 empty] | 7.3.3.17.5 (Remote Grid) Updates to grid topology to minimize risk of ignition in HFTDs Remote GridWLDFRContaminationAggregated | WLDFR | HFTD - Distribution - Tier 3 - 4QU CoRE ¦ 4QU LoRE | Non-Red Flag Warning - Large Fires | Contamination | Aggregated | 2032 | 5.8061e-08 | 202.884 | 1.178e-05 | 2032 | Mitigation | 0.95 | 45 | 0 | esc | 0.00097009 | 5.6324e-11 | 0.00097009 | 5.6324e-11 | 0.034918 | 1.5118e-07 | 0.0092336 | 1.4679e-09
[120 empty] | 7.3.3.17.5 (Remote Grid) Updates to grid topology to minimize risk of ignition in HFTDs Remote GridWLDFRContaminationAggregated | WLDFR | HFTD - Distribution - Tier 3 - 4QU CoRE ¦ 4QU LoRE | Non-Red Flag Warning - Large Fires | Contamination | Aggregated | 2033 | 5.8061e-08 | 202.884 | 1.178e-05 | 2033 | Mitigation | 0.95 | 45 | 0 | esc | 0.00097009 | 5.6324e-11 | 0.00097009 | 5.6324e-11 | 0.034918 | 1.5118e-07 | 0.0092336 | 1.4679e-09
[120 empty] | 7.3.3.17.5 (Remote Grid) Updates to grid topology to minimize risk of ignition in HFTDs Remote GridWLDFRContaminationAggregated | WLDFR | HFTD - Distribution - Tier 3 - 4QU CoRE ¦ 4QU LoRE | Non-Red Flag Warning - Large Fires | Contamination | Aggregated | 2034 | 5.8061e-08 | 202.884 | 1.178e-05 | 2034 | Mitigation | 0.95 | 45 | 0 | esc | 0.00097009 | 5.6324e-11 | 0.00097009 | 5.6324e-11 | 0.034918 | 1.5118e-07 | 0.0092336 | 1.4679e-09
[120 empty] | 7.3.3.17.5 (Remote Grid) Updates to grid topology to minimize risk of ignition in HFTDs Remote GridWLDFRContaminationAggregated | WLDFR | HFTD - Distribution - Tier 3 - 4QU CoRE ¦ 4QU LoRE | Non-Red Flag Warning - Large Fires | Contamination | Aggregated | 2035 | 5.8061e-08 | 202.884 | 1.178e-05 | 2035 | Mitigation | 0.95 | 45 | 0 | esc | 0.00097009 | 5.6324e-11 | 0.00097009 | 5.6324e-11 | 0.034918 | 1.5118e-07 | 0.0092336 | 1.4679e-09
[120 empty] | 7.3.3.17.5 (Remote Grid) Updates to grid topology to minimize risk of ignition in HFTDs Remote GridWLDFRContaminationAggregated | WLDFR | HFTD - Distribution - Tier 3 - 4QU CoRE ¦ 4QU LoRE | Non-Red Flag Warning - Large Fires | Contamination | Aggregated | 2036 | 5.8061e-08 | 202.884 | 1.178e-05 | 2036 | Mitigation | 0.95 | 45 | 0 | esc | 0.00097009 | 5.6324e-11 | 0.00097009 | 5.6324e-11 | 0.034918 | 1.5118e-07 | 0.0092336 | 1.4679e-09
[120 empty] | 7.3.3.17.5 (Remote Grid) Updates to grid topology to minimize risk of ignition in HFTDs Remote GridWLDFRContaminationAggregated | WLDFR | HFTD - Distribution - Tier 3 - 4QU CoRE ¦ 4QU LoRE | Non-Red Flag Warning - Large Fires | Contamination | Aggregated | 2037 | 5.8061e-08 | 202.884 | 1.178e-05 | 2037 | Mitigation | 0.95 | 45 | 0 | esc | 0.00097009 | 5.6324e-11 | 0.00097009 | 5.6324e-11 | 0.034918 | 1.5118e-07 | 0.0092336 | 1.4679e-09
[120 empty] | 7.3.3.17.5 (Remote Grid) Updates to grid topology to minimize risk of ignition in HFTDs Remote GridWLDFRContaminationAggregated | WLDFR | HFTD - Distribution - Tier 3 - 4QU CoRE ¦ 4QU LoRE | Non-Red Flag Warning - Large Fires | Contamination | Aggregated | 2038 | 5.8061e-08 | 202.884 | 1.178e-05 | 2038 | Mitigation | 0.95 | 45 | 0 | esc | 0.00097009 | 5.6324e-11 | 0.00097009 | 5.6324e-11 | 0.034918 | 1.5118e-07 | 0.0092336 | 1.4679e-09
[120 empty] | 7.3.3.17.5 (Remote Grid) Updates to grid topology to minimize risk of ignition in HFTDs Remote GridWLDFRContaminationAggregated | WLDFR | HFTD - Distribution - Tier 3 - 4QU CoRE ¦ 4QU LoRE | Non-Red Flag Warning - Large Fires | Contamination | Aggregated | 2039 | 5.8061e-08 | 202.884 | 1.178e-05 | 2039 | Mitigation | 0.95 | 45 | 0 | esc | 0.00097009 | 5.6324e-11 | 0.00097009 | 5.6324e-11 | 0.034918 | 1.5118e-07 | 0.0092336 | 1.4679e-09
[120 empty] | 7.3.3.17.5 (Remote Grid) Updates to grid topology to minimize risk of ignition in HFTDs Remote GridWLDFRContaminationAggregated | WLDFR | HFTD - Distribution - Tier 3 - 4QU CoRE ¦ 4QU LoRE | Non-Red Flag Warning - Large Fires | Contamination | Aggregated | 2040 | 5.8061e-08 | 202.884 | 1.178e-05 | 2040 | Mitigation | 0.95 | 45 | 0 | esc | 0.00097009 | 5.6324e-11 | 0.00097009 | 5.6324e-11 | 0.034918 | 1.5118e-07 | 0.0092336 | 1.4679e-09
[120 empty] | 7.3.3.17.5 (Remote Grid) Updates to grid topology to minimize risk of ignition in HFTDs Remote GridWLDFRContaminationAggregated | WLDFR | HFTD - Distribution - Tier 3 - 4QU CoRE ¦ 4QU LoRE | Non-Red Flag Warning - Large Fires | Contamination | Aggregated | 2041 | 5.8061e-08 | 202.884 | 1.178e-05 | 2041 | Mitigation | 0.95 | 45 | 0 | esc | 0.00097009 | 5.6324e-11 | 0.00097009 | 5.6324e-11 | 0.034918 | 1.5118e-07 | 0.0092336 | 1.4679e-09
[120 empty] | 7.3.3.17.5 (Remote Grid) Updates to grid topology to minimize risk of ignition in HFTDs Remote GridWLDFRContaminationAggregated | WLDFR | HFTD - Distribution - Tier 3 - 4QU CoRE ¦ 4QU LoRE | Non-Red Flag Warning - Large Fires | Contamination | Aggregated | 2042 | 5.8061e-08 | 202.884 | 1.178e-05 | 2042 | Mitigation | 0.95 | 45 | 0 | esc | 0.00097009 | 5.6324e-11 | 0.00097009 | 5.6324e-11 | 0.034918 | 1.5118e-07 | 0.0092336 | 1.4679e-09
[120 empty] | 7.3.3.17.5 (Remote Grid) Updates to grid topology to minimize risk of ignition in HFTDs Remote GridWLDFRContaminationAggregated | WLDFR | HFTD - Distribution - Tier 3 - 4QU CoRE ¦ 4QU LoRE | Non-Red Flag Warning - Large Fires | Contamination | Aggregated | 2043 | 5.8061e-08 | 202.884 | 1.178e-05 | 2043 | Mitigation | 0.95 | 45 | 0 | esc | 0.00097009 | 5.6324e-11 | 0.00097009 | 5.6324e-11 | 0.034918 | 1.5118e-07 | 0.0092336 | 1.4679e-09
[120 empty] | 7.3.3.17.5 (Remote Grid) Updates to grid topology to minimize risk of ignition in HFTDs Remote GridWLDFRContaminationAggregated | WLDFR | HFTD - Distribution - Tier 3 - 4QU CoRE ¦ 4QU LoRE | Non-Red Flag Warning - Large Fires | Contamination | Aggregated | 2044 | 5.8061e-08 | 202.884 | 1.178e-05 | 2044 | Mitigation | 0.95 | 45 | 0 | esc | 0.00097009 | 5.6324e-11 | 0.00097009 | 5.6324e-11 | 0.034918 | 1.5118e-07 | 0.0092336 | 1.4679e-09
[120 empty] | 7.3.3.17.5 (Remote Grid) Updates to grid topology to minimize risk of ignition in HFTDs Remote GridWLDFRContaminationAggregated | WLDFR | HFTD - Distribution - Tier 3 - 4QU CoRE ¦ 4QU LoRE | Non-Red Flag Warning - Large Fires | Contamination | Aggregated | 2045 | 5.8061e-08 | 202.884 | 1.178e-05 | 2045 | Mitigation | 0.95 | 45 | 0 | esc | 0.00097009 | 5.6324e-11 | 0.00097009 | 5.6324e-11 | 0.034918 | 1.5118e-07 | 0.0092336 | 1.4679e-09
[120 empty] | 7.3.3.17.5 (Remote Grid) Updates to grid topology to minimize risk of ignition in HFTDs Remote GridWLDFRContaminationAggregated | WLDFR | HFTD - Distribution - Tier 3 - 4QU CoRE ¦ 4QU LoRE | Non-Red Flag Warning - Large Fires | Contamination | Aggregated | 2046 | 5.8061e-08 | 202.884 | 1.178e-05 | 2046 | Mitigation | 0.95 | 45 | 0 | esc | 0.00097009 | 5.6324e-11 | 0.00097009 | 5.6324e-11 | 0.034918 | 1.5118e-07 | 0.0092336 | 1.4679e-09
[120 empty] | 7.3.3.17.5 (Remote Grid) Updates to grid topology to minimize risk of ignition in HFTDs Remote GridWLDFRContaminationAggregated | WLDFR | HFTD - Distribution - Tier 3 - 4QU CoRE ¦ 4QU LoRE | Non-Red Flag Warning - Large Fires | Contamination | Aggregated | 2047 | 5.8061e-08 | 202.884 | 1.178e-05 | 2047 | Mitigation | 0.95 | 45 | 0 | esc | 0.00097009 | 5.6324e-11 | 0.00097009 | 5.6324e-11 | 0.034918 | 1.5118e-07 | 0.0092336 | 1.4679e-09
[120 empty] | 7.3.3.17.5 (Remote Grid) Updates to grid topology to minimize risk of ignition in HFTDs Remote GridWLDFRContaminationAggregated | WLDFR | HFTD - Distribution - Tier 3 - 4QU CoRE ¦ 4QU LoRE | Non-Red Flag Warning - Large Fires | Contamination | Aggregated | 2048 | 5.8061e-08 | 202.884 | 1.178e-05 | 2048 | Mitigation | 0.95 | 45 | 0 | esc | 0.00097009 | 5.6324e-11 | 0.00097009 | 5.6324e-11 | 0 | 0 | 0.0092336 | 1.4679e-09
[120 empty] | 7.3.3.17.5 (Remote Grid) Updates to grid topology to minimize risk of ignition in HFTDs Remote GridWLDFRContaminationAggregated | WLDFR | HFTD - Distribution - Tier 3 - 4QU CoRE ¦ 4QU LoRE | Non-Red Flag Warning - Large Fires | Contamination | Aggregated | 2049 | 5.8061e-08 | 202.884 | 1.178e-05 | 2049 | Mitigation | 0.95 | 45 | 0 | esc | 0.00097009 | 5.6324e-11 | 0.00097009 | 5.6324e-11 | 0.03594 | 4.4917e-08 | 0.0092336 | 1.4679e-09
[120 empty] | 7.3.3.17.5 (Remote Grid) Updates to grid topology to minimize risk of ignition in HFTDs Remote GridWLDFRContaminationAggregated | WLDFR | HFTD - Distribution - Tier 3 - 4QU CoRE ¦ 4QU LoRE | Non-Red Flag Warning - Large Fires | Contamination | Aggregated | 2050 | 5.8061e-08 | 202.884 | 1.178e-05 | 2050 | Mitigation | 0.95 | 45 | 0 | esc | 0.00097009 | 5.6324e-11 | 0.00097009 | 5.6324e-11 | 0.03594 | 4.4917e-08 | 0.0092336 | 1.4679e-09
[120 empty] | 7.3.3.17.5 (Remote Grid) Updates to grid topology to minimize risk of ignition in HFTDs Remote GridWLDFRContaminationAggregated | WLDFR | HFTD - Distribution - Tier 3 - 4QU CoRE ¦ 4QU LoRE | Non-Red Flag Warning - Large Fires | Contamination | Aggregated | 2051 | 5.8061e-08 | 202.884 | 1.178e-05 | 2051 | Mitigation | 0.95 | 45 | 0 | esc | 0.00097009 | 5.6324e-11 | 0.00097009 | 5.6324e-11 | 0.03594 | 4.4917e-08 | 0.0092336 | 1.4679e-09
[120 empty] | 7.3.3.17.5 (Remote Grid) Updates to grid topology to minimize risk of ignition in HFTDs Remote GridWLDFRContaminationAggregated | WLDFR | HFTD - Distribution - Tier 3 - 4QU CoRE ¦ 4QU LoRE | Non-Red Flag Warning - Large Fires | Contamination | Aggregated | 2052 | 5.8061e-08 | 202.884 | 1.178e-05 | 2052 | Mitigation | 0.95 | 45 | 0 | esc | 0.00097009 | 5.6324e-11 | 0.00097009 | 5.6324e-11 | 0.03594 | 4.4917e-08 | 0.0092336 | 1.4679e-09
[120 empty] | 7.3.3.17.5 (Remote Grid) Updates to grid topology to minimize risk of ignition in HFTDs Remote GridWLDFRContaminationAggregated | WLDFR | HFTD - Distribution - Tier 3 - 4QU CoRE ¦ 4QU LoRE | Non-Red Flag Warning - Large Fires | Contamination | Aggregated | 2053 | 5.8061e-08 | 202.884 | 1.178e-05 | 2053 | Mitigation | 0.95 | 45 | 0 | esc | 0.00097009 | 5.6324e-11 | 0.00097009 | 5.6324e-11 | 0.03594 | 4.4917e-08 | 0.0092336 | 1.4679e-09
[120 empty] | 7.3.3.17.5 (Remote Grid) Updates to grid topology to minimize risk of ignition in HFTDs Remote GridWLDFRContaminationAggregated | WLDFR | HFTD - Distribution - Tier 3 - 4QU CoRE ¦ 4QU LoRE | Non-Red Flag Warning - Large Fires | Contamination | Aggregated | 2054 | 5.8061e-08 | 202.884 | 1.178e-05 | 2054 | Mitigation | 0.95 | 45 | 0 | esc | 0.00097009 | 5.6324e-11 | 0.00097009 | 5.6324e-11 | 0.03594 | 4.4917e-08 | 0 | 0
[120 empty] | 7.3.3.17.5 (Remote Grid) Updates to grid topology to minimize risk of ignition in HFTDs Remote GridWLDFRContaminationAggregated | WLDFR | HFTD - Distribution - Tier 3 - 4QU CoRE ¦ 4QU LoRE | Non-Red Flag Warning - Large Fires | Contamination | Aggregated | 2055 | 5.8061e-08 | 202.884 | 1.178e-05 | 2055 | Mitigation | 0.95 | 45 | 0 | esc | 0.00097009 | 5.6324e-11 | 0.00097009 | 5.6324e-11 | 0.03594 | 4.4917e-08 | 0 | 0
[120 empty] | 7.3.3.17.5 (Remote Grid) Updates to grid topology to minimize risk of ignition in HFTDs Remote GridWLDFRContaminationAggregated | WLDFR | HFTD - Distribution - Tier 3 - 4QU CoRE ¦ 4QU LoRE | Non-Red Flag Warning - Large Fires | Contamination | Aggregated | 2056 | 5.8061e-08 | 202.884 | 1.178e-05 | 2056 | Mitigation | 0.95 | 45 | 0 | esc | 0.00097009 | 5.6324e-11 | 0.00097009 | 5.6324e-11 | 0.03594 | 4.4917e-08 | 0.0033164 | 2.5715e-08
[120 empty] | 7.3.3.17.5 (Remote Grid) Updates to grid topology to minimize risk of ignition in HFTDs Remote GridWLDFRContaminationAggregated | WLDFR | HFTD - Distribution - Tier 3 - 4QU CoRE ¦ 4QU LoRE | Non-Red Flag Warning - Large Fires | Contamination | Aggregated | 2057 | 5.8061e-08 | 202.884 | 1.178e-05 | 2057 | Mitigation | 0.95 | 45 | 0 | esc | 0.00097009 | 5.6324e-11 | 0.00097009 | 5.6324e-11 | 0.03594 | 4.4917e-08 | 0.0033164 | 2.5715e-08
[120 empty] | 7.3.3.17.5 (Remote Grid) Updates to grid topology to minimize risk of ignition in HFTDs Remote GridWLDFRContaminationAggregated | WLDFR | HFTD - Distribution - Tier 3 - 4QU CoRE ¦ 4QU LoRE | Non-Red Flag Warning - Large Fires | Contamination | Aggregated | 2058 | 5.8061e-08 | 202.884 | 1.178e-05 | 2058 | Mitigation | 0.95 | 45 | 0 | esc | 0.00097009 | 5.6324e-11 | 0.00097009 | 5.6324e-11 | 0.03594 | 4.4917e-08 | 0.0033164 | 2.5715e-08
[120 empty] | 7.3.3.17.5 (Remote Grid) Updates to grid topology to minimize risk of ignition in HFTDs Remote GridWLDFRContaminationAggregated | WLDFR | HFTD - Distribution - Tier 3 - 4QU CoRE ¦ 4QU LoRE | Non-Red Flag Warning - Large Fires | Contamination | Aggregated | 2059 | 5.8061e-08 | 202.884 | 1.178e-05 | 2059 | Mitigation | 0.95 | 45 | 0 | esc | 0.00097009 | 5.6324e-11 | 0.00097009 | 5.6324e-11 | 0.03594 | 4.4917e-08 | 0.0033164 | 2.5715e-08
[120 empty] | 7.3.3.17.5 (Remote Grid) Updates to grid topology to minimize risk of ignition in HFTDs Remote GridWLDFRContaminationAggregated | WLDFR | HFTD - Distribution - Tier 3 - 4QU CoRE ¦ 4QU LoRE | Non-Red Flag Warning - Large Fires | Contamination | Aggregated | 2060 | 5.8061e-08 | 202.884 | 1.178e-05 | 2060 | Mitigation | 0.95 | 45 | 0 | esc | 0.00097009 | 5.6324e-11 | 0.00097009 | 5.6324e-11 | 0.03594 | 4.4917e-08 | 0.0033164 | 2.5715e-08
[120 empty] | 7.3.3.17.5 (Remote Grid) Updates to grid topology to minimize risk of ignition in HFTDs Remote GridWLDFRContaminationAggregated | WLDFR | HFTD - Distribution - Tier 3 - 4QU CoRE ¦ 4QU LoRE | Non-Red Flag Warning - Large Fires | Contamination | Aggregated | 2061 | 5.8061e-08 | 202.884 | 1.178e-05 | 2061 | Mitigation | 0.95 | 45 | 0 | esc | 0.00097009 | 5.6324e-11 | 0.00097009 | 5.6324e-11 | 0.03594 | 4.4917e-08 | 0.0033164 | 2.5715e-08
[120 empty] | 7.3.3.17.5 (Remote Grid) Updates to grid topology to minimize risk of ignition in HFTDs Remote GridWLDFRContaminationAggregated | WLDFR | HFTD - Distribution - Tier 3 - 4QU CoRE ¦ 4QU LoRE | Non-Red Flag Warning - Large Fires | Contamination | Aggregated | 2062 | 5.8061e-08 | 202.884 | 1.178e-05 | 2062 | Mitigation | 0.95 | 45 | 0 | esc | 0.00097009 | 5.6324e-11 | 0.00097009 | 5.6324e-11 | 0.03594 | 4.4917e-08 | 0.0033164 | 2.5715e-08
[120 empty] | 7.3.3.17.5 (Remote Grid) Updates to grid topology to minimize risk of ignition in HFTDs Remote GridWLDFRContaminationAggregated | WLDFR | HFTD - Distribution - Tier 3 - 4QU CoRE ¦ 4QU LoRE | Non-Red Flag Warning - Large Fires | Contamination | Aggregated | 2063 | 5.8061e-08 | 202.884 | 1.178e-05 | 2063 | Mitigation | 0.95 | 45 | 0 | esc | 0.00097009 | 5.6324e-11 | 0.00097009 | 5.6324e-11 | 0.03594 | 4.4917e-08 | 0.0033164 | 2.5715e-08
[120 empty] | 7.3.3.17.5 (Remote Grid) Updates to grid topology to minimize risk of ignition in HFTDs Remote GridWLDFRContaminationAggregated | WLDFR | HFTD - Distribution - Tier 3 - 4QU CoRE ¦ 4QU LoRE | Non-Red Flag Warning - Large Fires | Contamination | Aggregated | 2064 | 5.8061e-08 | 202.884 | 1.178e-05 | 2064 | Mitigation | 0.95 | 45 | 0 | esc | 0.00097009 | 5.6324e-11 | 0.00097009 | 5.6324e-11 | 0.03594 | 4.4917e-08 | 0.0033164 | 2.5715e-08
[120 empty] | 7.3.3.17.5 (Remote Grid) Updates to grid topology to minimize risk of ignition in HFTDs Remote GridWLDFRContaminationAggregated | WLDFR | HFTD - Distribution - Tier 3 - 4QU CoRE ¦ 4QU LoRE | Non-Red Flag Warning - Large Fires | Contamination | Aggregated | 2065 | 5.8061e-08 | 202.884 | 1.178e-05 | 2065 | Mitigation | 0.95 | 45 | 0 | esc | 0.00097009 | 5.6324e-11 | 0.00097009 | 5.6324e-11 | 0.03594 | 4.4917e-08 | 0.0033164 | 2.5715e-08
[120 empty] | 7.3.3.17.5 (Remote Grid) Updates to grid topology to minimize risk of ignition in HFTDs Remote GridWLDFRContaminationAggregated | WLDFR | HFTD - Distribution - Tier 3 - 4QU CoRE ¦ 4QU LoRE | Non-Red Flag Warning - Large Fires | Contamination | Aggregated | 2066 | 5.8061e-08 | 202.884 | 1.178e-05 | 2066 | Mitigation | 0.95 | 45 | 0 | esc | 0.00097009 | 5.6324e-11 | 0.00097009 | 5.6324e-11 | 0.03594 | 4.4917e-08 | 0.0033164 | 2.5715e-08
[120 empty] | 7.3.3.17.5 (Remote Grid) Updates to grid topology to minimize risk of ignition in HFTDs Remote GridWLDFRContaminationAggregated | WLDFR | HFTD - Distribution - Tier 3 - 4QU CoRE ¦ 4QU LoRE | Non-Red Flag Warning - Large Fires | Contamination | Aggregated | 2067 | 5.8061e-08 | 202.884 | 1.178e-05 | 2067 | Mitigation | 0.95 | 45 | 0 | esc | 0 | 0 | 0.00097009 | 5.6324e-11 | 0.03594 | 4.4917e-08 | 0.0033164 | 2.5715e-08
[120 empty] | 7.3.3.17.5 (Remote Grid) Updates to grid topology to minimize risk of ignition in HFTDs Remote GridWLDFREquipment / facility failureAggregated | WLDFR | HFTD - Distribution - Tier 3 - 4QU CoRE ¦ 4QU LoRE | Non-Red Flag Warning - Large Fires | Equipment / facility failure | Aggregated | 2022 | 8.8615e-07 | 202.884 | 0.00017979 | 2022 | Mitigation | 0.95 | 45 | 0 | esc | 0.00097009 | 8.5964e-10 | 0 | 0 | 0.03594 | 4.4917e-08 | 0.0033164 | 2.5715e-08
[120 empty] | 7.3.3.17.5 (Remote Grid) Updates to grid topology to minimize risk of ignition in HFTDs Remote GridWLDFREquipment / facility failureAggregated | WLDFR | HFTD - Distribution - Tier 3 - 4QU CoRE ¦ 4QU LoRE | Non-Red Flag Warning - Large Fires | Equipment / facility failure | Aggregated | 2023 | 8.8615e-07 | 202.884 | 0.00017979 | 2023 | Mitigation | 0.95 | 45 | 0 | esc | 0.00097009 | 8.5964e-10 | 0.00097009 | 8.5964e-10 | 0.03594 | 4.4917e-08 | 0.0033164 | 2.5715e-08
[120 empty] | 7.3.3.17.5 (Remote Grid) Updates to grid topology to minimize risk of ignition in HFTDs Remote GridWLDFREquipment / facility failureAggregated | WLDFR | HFTD - Distribution - Tier 3 - 4QU CoRE ¦ 4QU LoRE | Non-Red Flag Warning - Large Fires | Equipment / facility failure | Aggregated | 2024 | 8.8615e-07 | 202.884 | 0.00017979 | 2024 | Mitigation | 0.95 | 45 | 0 | esc | 0.00097009 | 8.5964e-10 | 0.00097009 | 8.5964e-10 | 0.03594 | 4.4917e-08 | 0.0033164 | 2.5715e-08
[120 empty] | 7.3.3.17.5 (Remote Grid) Updates to grid topology to minimize risk of ignition in HFTDs Remote GridWLDFREquipment / facility failureAggregated | WLDFR | HFTD - Distribution - Tier 3 - 4QU CoRE ¦ 4QU LoRE | Non-Red Flag Warning - Large Fires | Equipment / facility failure | Aggregated | 2025 | 8.8615e-07 | 202.884 | 0.00017979 | 2025 | Mitigation | 0.95 | 45 | 0 | esc | 0.00097009 | 8.5964e-10 | 0.00097009 | 8.5964e-10 | 0.03594 | 4.4917e-08 | 0.0033164 | 2.5715e-08
[120 empty] | 7.3.3.17.5 (Remote Grid) Updates to grid topology to minimize risk of ignition in HFTDs Remote GridWLDFREquipment / facility failureAggregated | WLDFR | HFTD - Distribution - Tier 3 - 4QU CoRE ¦ 4QU LoRE | Non-Red Flag Warning - Large Fires | Equipment / facility failure | Aggregated | 2026 | 8.8615e-07 | 202.884 | 0.00017979 | 2026 | Mitigation | 0.95 | 45 | 0 | esc | 0.00097009 | 8.5964e-10 | 0.00097009 | 8.5964e-10 | 0.03594 | 4.4917e-08 | 0.0033164 | 2.5715e-08
[120 empty] | 7.3.3.17.5 (Remote Grid) Updates to grid topology to minimize risk of ignition in HFTDs Remote GridWLDFREquipment / facility failureAggregated | WLDFR | HFTD - Distribution - Tier 3 - 4QU CoRE ¦ 4QU LoRE | Non-Red Flag Warning - Large Fires | Equipment / facility failure | Aggregated | 2027 | 8.8615e-07 | 202.884 | 0.00017979 | 2027 | Mitigation | 0.95 | 45 | 0 | esc | 0.00097009 | 8.5964e-10 | 0.00097009 | 8.5964e-10 | 0.03594 | 4.4917e-08 | 0.0033164 | 2.5715e-08
[120 empty] | 7.3.3.17.5 (Remote Grid) Updates to grid topology to minimize risk of ignition in HFTDs Remote GridWLDFREquipment / facility failureAggregated | WLDFR | HFTD - Distribution - Tier 3 - 4QU CoRE ¦ 4QU LoRE | Non-Red Flag Warning - Large Fires | Equipment / facility failure | Aggregated | 2028 | 8.8615e-07 | 202.884 | 0.00017979 | 2028 | Mitigation | 0.95 | 45 | 0 | esc | 0.00097009 | 8.5964e-10 | 0.00097009 | 8.5964e-10 | 0.03594 | 4.4917e-08 | 0.0033164 | 2.5715e-08
[120 empty] | 7.3.3.17.5 (Remote Grid) Updates to grid topology to minimize risk of ignition in HFTDs Remote GridWLDFREquipment / facility failureAggregated | WLDFR | HFTD - Distribution - Tier 3 - 4QU CoRE ¦ 4QU LoRE | Non-Red Flag Warning - Large Fires | Equipment / facility failure | Aggregated | 2029 | 8.8615e-07 | 202.884 | 0.00017979 | 2029 | Mitigation | 0.95 | 45 | 0 | esc | 0.00097009 | 8.5964e-10 | 0.00097009 | 8.5964e-10 | 0.03594 | 4.4917e-08 | 0.0033164 | 2.5715e-08
[120 empty] | 7.3.3.17.5 (Remote Grid) Updates to grid topology to minimize risk of ignition in HFTDs Remote GridWLDFREquipment / facility failureAggregated | WLDFR | HFTD - Distribution - Tier 3 - 4QU CoRE ¦ 4QU LoRE | Non-Red Flag Warning - Large Fires | Equipment / facility failure | Aggregated | 2030 | 8.8615e-07 | 202.884 | 0.00017979 | 2030 | Mitigation | 0.95 | 45 | 0 | esc | 0.00097009 | 8.5964e-10 | 0.00097009 | 8.5964e-10 | 0.03594 | 4.4917e-08 | 0.0033164 | 2.5715e-08
[120 empty] | 7.3.3.17.5 (Remote Grid) Updates to grid topology to minimize risk of ignition in HFTDs Remote GridWLDFREquipment / facility failureAggregated | WLDFR | HFTD - Distribution - Tier 3 - 4QU CoRE ¦ 4QU LoRE | Non-Red Flag Warning - Large Fires | Equipment / facility failure | Aggregated | 2031 | 8.8615e-07 | 202.884 | 0.00017979 | 2031 | Mitigation | 0.95 | 45 | 0 | esc | 0.00097009 | 8.5964e-10 | 0.00097009 | 8.5964e-10 | 0.03594 | 4.4917e-08 | 0.0033164 | 2.5715e-08
[120 empty] | 7.3.3.17.5 (Remote Grid) Updates to grid topology to minimize risk of ignition in HFTDs Remote GridWLDFREquipment / facility failureAggregated | WLDFR | HFTD - Distribution - Tier 3 - 4QU CoRE ¦ 4QU LoRE | Non-Red Flag Warning - Large Fires | Equipment / facility failure | Aggregated | 2032 | 8.8615e-07 | 202.884 | 0.00017979 | 2032 | Mitigation | 0.95 | 45 | 0 | esc | 0.00097009 | 8.5964e-10 | 0.00097009 | 8.5964e-10 | 0.03594 | 4.4917e-08 | 0.0033164 | 2.5715e-08
[120 empty] | 7.3.3.17.5 (Remote Grid) Updates to grid topology to minimize risk of ignition in HFTDs Remote GridWLDFREquipment / facility failureAggregated | WLDFR | HFTD - Distribution - Tier 3 - 4QU CoRE ¦ 4QU LoRE | Non-Red Flag Warning - Large Fires | Equipment / facility failure | Aggregated | 2033 | 8.8615e-07 | 202.884 | 0.00017979 | 2033 | Mitigation | 0.95 | 45 | 0 | esc | 0.00097009 | 8.5964e-10 | 0.00097009 | 8.5964e-10 | 0.03594 | 4.4917e-08 | 0.0033164 | 2.5715e-08
[120 empty] | 7.3.3.17.5 (Remote Grid) Updates to grid topology to minimize risk of ignition in HFTDs Remote GridWLDFREquipment / facility failureAggregated | WLDFR | HFTD - Distribution - Tier 3 - 4QU CoRE ¦ 4QU LoRE | Non-Red Flag Warning - Large Fires | Equipment / facility failure | Aggregated | 2034 | 8.8615e-07 | 202.884 | 0.00017979 | 2034 | Mitigation | 0.95 | 45 | 0 | esc | 0.00097009 | 8.5964e-10 | 0.00097009 | 8.5964e-10 | 0.03594 | 4.4917e-08 | 0.0033164 | 2.5715e-08
[120 empty] | 7.3.3.17.5 (Remote Grid) Updates to grid topology to minimize risk of ignition in HFTDs Remote GridWLDFREquipment / facility failureAggregated | WLDFR | HFTD - Distribution - Tier 3 - 4QU CoRE ¦ 4QU LoRE | Non-Red Flag Warning - Large Fires | Equipment / facility failure | Aggregated | 2035 | 8.8615e-07 | 202.884 | 0.00017979 | 2035 | Mitigation | 0.95 | 45 | 0 | esc | 0.00097009 | 8.5964e-10 | 0.00097009 | 8.5964e-10 | 0.03594 | 4.4917e-08 | 0.0033164 | 2.5715e-08
[120 empty] | 7.3.3.17.5 (Remote Grid) Updates to grid topology to minimize risk of ignition in HFTDs Remote GridWLDFREquipment / facility failureAggregated | WLDFR | HFTD - Distribution - Tier 3 - 4QU CoRE ¦ 4QU LoRE | Non-Red Flag Warning - Large Fires | Equipment / facility failure | Aggregated | 2036 | 8.8615e-07 | 202.884 | 0.00017979 | 2036 | Mitigation | 0.95 | 45 | 0 | esc | 0.00097009 | 8.5964e-10 | 0.00097009 | 8.5964e-10 | 0.03594 | 4.4917e-08 | 0.0033164 | 2.5715e-08
[120 empty] | 7.3.3.17.5 (Remote Grid) Updates to grid topology to minimize risk of ignition in HFTDs Remote GridWLDFREquipment / facility failureAggregated | WLDFR | HFTD - Distribution - Tier 3 - 4QU CoRE ¦ 4QU LoRE | Non-Red Flag Warning - Large Fires | Equipment / facility failure | Aggregated | 2037 | 8.8615e-07 | 202.884 | 0.00017979 | 2037 | Mitigation | 0.95 | 45 | 0 | esc | 0.00097009 | 8.5964e-10 | 0.00097009 | 8.5964e-10 | 0.03594 | 4.4917e-08 | 0.0033164 | 2.5715e-08
[120 empty] | 7.3.3.17.5 (Remote Grid) Updates to grid topology to minimize risk of ignition in HFTDs Remote GridWLDFREquipment / facility failureAggregated | WLDFR | HFTD - Distribution - Tier 3 - 4QU CoRE ¦ 4QU LoRE | Non-Red Flag Warning - Large Fires | Equipment / facility failure | Aggregated | 2038 | 8.8615e-07 | 202.884 | 0.00017979 | 2038 | Mitigation | 0.95 | 45 | 0 | esc | 0.00097009 | 8.5964e-10 | 0.00097009 | 8.5964e-10 | 0.03594 | 4.4917e-08 | 0.0033164 | 2.5715e-08
[120 empty] | 7.3.3.17.5 (Remote Grid) Updates to grid topology to minimize risk of ignition in HFTDs Remote GridWLDFREquipment / facility failureAggregated | WLDFR | HFTD - Distribution - Tier 3 - 4QU CoRE ¦ 4QU LoRE | Non-Red Flag Warning - Large Fires | Equipment / facility failure | Aggregated | 2039 | 8.8615e-07 | 202.884 | 0.00017979 | 2039 | Mitigation | 0.95 | 45 | 0 | esc | 0.00097009 | 8.5964e-10 | 0.00097009 | 8.5964e-10 | 0.03594 | 4.4917e-08 | 0.0033164 | 2.5715e-08
[120 empty] | 7.3.3.17.5 (Remote Grid) Updates to grid topology to minimize risk of ignition in HFTDs Remote GridWLDFREquipment / facility failureAggregated | WLDFR | HFTD - Distribution - Tier 3 - 4QU CoRE ¦ 4QU LoRE | Non-Red Flag Warning - Large Fires | Equipment / facility failure | Aggregated | 2040 | 8.8615e-07 | 202.884 | 0.00017979 | 2040 | Mitigation | 0.95 | 45 | 0 | esc | 0.00097009 | 8.5964e-10 | 0.00097009 | 8.5964e-10 | 0.03594 | 4.4917e-08 | 0 | 0
[120 empty] | 7.3.3.17.5 (Remote Grid) Updates to grid topology to minimize risk of ignition in HFTDs Remote GridWLDFREquipment / facility failureAggregated | WLDFR | HFTD - Distribution - Tier 3 - 4QU CoRE ¦ 4QU LoRE | Non-Red Flag Warning - Large Fires | Equipment / facility failure | Aggregated | 2041 | 8.8615e-07 | 202.884 | 0.00017979 | 2041 | Mitigation | 0.95 | 45 | 0 | esc | 0.00097009 | 8.5964e-10 | 0.00097009 | 8.5964e-10 | 0.03594 | 4.4917e-08 | 0 | 0
[120 empty] | 7.3.3.17.5 (Remote Grid) Updates to grid topology to minimize risk of ignition in HFTDs Remote GridWLDFREquipment / facility failureAggregated | WLDFR | HFTD - Distribution - Tier 3 - 4QU CoRE ¦ 4QU LoRE | Non-Red Flag Warning - Large Fires | Equipment / facility failure | Aggregated | 2042 | 8.8615e-07 | 202.884 | 0.00017979 | 2042 | Mitigation | 0.95 | 45 | 0 | esc | 0.00097009 | 8.5964e-10 | 0.00097009 | 8.5964e-10 | 0.03594 | 4.4917e-08 | 0.013543 | 5.2932e-10
[120 empty] | 7.3.3.17.5 (Remote Grid) Updates to grid topology to minimize risk of ignition in HFTDs Remote GridWLDFREquipment / facility failureAggregated | WLDFR | HFTD - Distribution - Tier 3 - 4QU CoRE ¦ 4QU LoRE | Non-Red Flag Warning - Large Fires | Equipment / facility failure | Aggregated | 2043 | 8.8615e-07 | 202.884 | 0.00017979 | 2043 | Mitigation | 0.95 | 45 | 0 | esc | 0.00097009 | 8.5964e-10 | 0.00097009 | 8.5964e-10 | 0.03594 | 4.4917e-08 | 0.013543 | 5.2932e-10
[120 empty] | 7.3.3.17.5 (Remote Grid) Updates to grid topology to minimize risk of ignition in HFTDs Remote GridWLDFREquipment / facility failureAggregated | WLDFR | HFTD - Distribution - Tier 3 - 4QU CoRE ¦ 4QU LoRE | Non-Red Flag Warning - Large Fires | Equipment / facility failure | Aggregated | 2044 | 8.8615e-07 | 202.884 | 0.00017979 | 2044 | Mitigation | 0.95 | 45 | 0 | esc | 0.00097009 | 8.5964e-10 | 0.00097009 | 8.5964e-10 | 0.03594 | 4.4917e-08 | 0.013543 | 5.2932e-10
[120 empty] | 7.3.3.17.5 (Remote Grid) Updates to grid topology to minimize risk of ignition in HFTDs Remote GridWLDFREquipment / facility failureAggregated | WLDFR | HFTD - Distribution - Tier 3 - 4QU CoRE ¦ 4QU LoRE | Non-Red Flag Warning - Large Fires | Equipment / facility failure | Aggregated | 2045 | 8.8615e-07 | 202.884 | 0.00017979 | 2045 | Mitigation | 0.95 | 45 | 0 | esc | 0.00097009 | 8.5964e-10 | 0.00097009 | 8.5964e-10 | 0.03594 | 4.4917e-08 | 0.013543 | 5.2932e-10
[120 empty] | 7.3.3.17.5 (Remote Grid) Updates to grid topology to minimize risk of ignition in HFTDs Remote GridWLDFREquipment / facility failureAggregated | WLDFR | HFTD - Distribution - Tier 3 - 4QU CoRE ¦ 4QU LoRE | Non-Red Flag Warning - Large Fires | Equipment / facility failure | Aggregated | 2046 | 8.8615e-07 | 202.884 | 0.00017979 | 2046 | Mitigation | 0.95 | 45 | 0 | esc | 0.00097009 | 8.5964e-10 | 0.00097009 | 8.5964e-10 | 0.03594 | 4.4917e-08 | 0.013543 | 5.2932e-10
[120 empty] | 7.3.3.17.5 (Remote Grid) Updates to grid topology to minimize risk of ignition in HFTDs Remote GridWLDFREquipment / facility failureAggregated | WLDFR | HFTD - Distribution - Tier 3 - 4QU CoRE ¦ 4QU LoRE | Non-Red Flag Warning - Large Fires | Equipment / facility failure | Aggregated | 2047 | 8.8615e-07 | 202.884 | 0.00017979 | 2047 | Mitigation | 0.95 | 45 | 0 | esc | 0.00097009 | 8.5964e-10 | 0.00097009 | 8.5964e-10 | 0.03594 | 4.4917e-08 | 0.013543 | 5.2932e-10
[120 empty] | 7.3.3.17.5 (Remote Grid) Updates to grid topology to minimize risk of ignition in HFTDs Remote GridWLDFREquipment / facility failureAggregated | WLDFR | HFTD - Distribution - Tier 3 - 4QU CoRE ¦ 4QU LoRE | Non-Red Flag Warning - Large Fires | Equipment / facility failure | Aggregated | 2048 | 8.8615e-07 | 202.884 | 0.00017979 | 2048 | Mitigation | 0.95 | 45 | 0 | esc | 0.00097009 | 8.5964e-10 | 0.00097009 | 8.5964e-10 | 0.03594 | 4.4917e-08 | 0.013543 | 5.2932e-10
[120 empty] | 7.3.3.17.5 (Remote Grid) Updates to grid topology to minimize risk of ignition in HFTDs Remote GridWLDFREquipment / facility failureAggregated | WLDFR | HFTD - Distribution - Tier 3 - 4QU CoRE ¦ 4QU LoRE | Non-Red Flag Warning - Large Fires | Equipment / facility failure | Aggregated | 2049 | 8.8615e-07 | 202.884 | 0.00017979 | 2049 | Mitigation | 0.95 | 45 | 0 | esc | 0.00097009 | 8.5964e-10 | 0.00097009 | 8.5964e-10 | 0.03594 | 4.4917e-08 | 0.013543 | 5.2932e-10
[120 empty] | 7.3.3.17.5 (Remote Grid) Updates to grid topology to minimize risk of ignition in HFTDs Remote GridWLDFREquipment / facility failureAggregated | WLDFR | HFTD - Distribution - Tier 3 - 4QU CoRE ¦ 4QU LoRE | Non-Red Flag Warning - Large Fires | Equipment / facility failure | Aggregated | 2050 | 8.8615e-07 | 202.884 | 0.00017979 | 2050 | Mitigation | 0.95 | 45 | 0 | esc | 0.00097009 | 8.5964e-10 | 0.00097009 | 8.5964e-10 | 0.03594 | 4.4917e-08 | 0.013543 | 5.2932e-10
[120 empty] | 7.3.3.17.5 (Remote Grid) Updates to grid topology to minimize risk of ignition in HFTDs Remote GridWLDFREquipment / facility failureAggregated | WLDFR | HFTD - Distribution - Tier 3 - 4QU CoRE ¦ 4QU LoRE | Non-Red Flag Warning - Large Fires | Equipment / facility failure | Aggregated | 2051 | 8.8615e-07 | 202.884 | 0.00017979 | 2051 | Mitigation | 0.95 | 45 | 0 | esc | 0.00097009 | 8.5964e-10 | 0.00097009 | 8.5964e-10 | 0.03594 | 4.4917e-08 | 0.013543 | 5.2932e-10
[120 empty] | 7.3.3.17.5 (Remote Grid) Updates to grid topology to minimize risk of ignition in HFTDs Remote GridWLDFREquipment / facility failureAggregated | WLDFR | HFTD - Distribution - Tier 3 - 4QU CoRE ¦ 4QU LoRE | Non-Red Flag Warning - Large Fires | Equipment / facility failure | Aggregated | 2052 | 8.8615e-07 | 202.884 | 0.00017979 | 2052 | Mitigation | 0.95 | 45 | 0 | esc | 0.00097009 | 8.5964e-10 | 0.00097009 | 8.5964e-10 | 0 | 0 | 0.013543 | 5.2932e-10
[120 empty] | 7.3.3.17.5 (Remote Grid) Updates to grid topology to minimize risk of ignition in HFTDs Remote GridWLDFREquipment / facility failureAggregated | WLDFR | HFTD - Distribution - Tier 3 - 4QU CoRE ¦ 4QU LoRE | Non-Red Flag Warning - Large Fires | Equipment / facility failure | Aggregated | 2053 | 8.8615e-07 | 202.884 | 0.00017979 | 2053 | Mitigation | 0.95 | 45 | 0 | esc | 0.00097009 | 8.5964e-10 | 0.00097009 | 8.5964e-10 | 0.03594 | 2.5884e-09 | 0.013543 | 5.2932e-10
[120 empty] | 7.3.3.17.5 (Remote Grid) Updates to grid topology to minimize risk of ignition in HFTDs Remote GridWLDFREquipment / facility failureAggregated | WLDFR | HFTD - Distribution - Tier 3 - 4QU CoRE ¦ 4QU LoRE | Non-Red Flag Warning - Large Fires | Equipment / facility failure | Aggregated | 2054 | 8.8615e-07 | 202.884 | 0.00017979 | 2054 | Mitigation | 0.95 | 45 | 0 | esc | 0.00097009 | 8.5964e-10 | 0.00097009 | 8.5964e-10 | 0.03594 | 2.5884e-09 | 0.013543 | 5.2932e-10
[120 empty] | 7.3.3.17.5 (Remote Grid) Updates to grid topology to minimize risk of ignition in HFTDs Remote GridWLDFREquipment / facility failureAggregated | WLDFR | HFTD - Distribution - Tier 3 - 4QU CoRE ¦ 4QU LoRE | Non-Red Flag Warning - Large Fires | Equipment / facility failure | Aggregated | 2055 | 8.8615e-07 | 202.884 | 0.00017979 | 2055 | Mitigation | 0.95 | 45 | 0 | esc | 0.00097009 | 8.5964e-10 | 0.00097009 | 8.5964e-10 | 0.03594 | 2.5884e-09 | 0.013543 | 5.2932e-10
[120 empty] | 7.3.3.17.5 (Remote Grid) Updates to grid topology to minimize risk of ignition in HFTDs Remote GridWLDFREquipment / facility failureAggregated | WLDFR | HFTD - Distribution - Tier 3 - 4QU CoRE ¦ 4QU LoRE | Non-Red Flag Warning - Large Fires | Equipment / facility failure | Aggregated | 2056 | 8.8615e-07 | 202.884 | 0.00017979 | 2056 | Mitigation | 0.95 | 45 | 0 | esc | 0.00097009 | 8.5964e-10 | 0.00097009 | 8.5964e-10 | 0.03594 | 2.5884e-09 | 0.013543 | 5.2932e-10
[120 empty] | 7.3.3.17.5 (Remote Grid) Updates to grid topology to minimize risk of ignition in HFTDs Remote GridWLDFREquipment / facility failureAggregated | WLDFR | HFTD - Distribution - Tier 3 - 4QU CoRE ¦ 4QU LoRE | Non-Red Flag Warning - Large Fires | Equipment / facility failure | Aggregated | 2057 | 8.8615e-07 | 202.884 | 0.00017979 | 2057 | Mitigation | 0.95 | 45 | 0 | esc | 0.00097009 | 8.5964e-10 | 0.00097009 | 8.5964e-10 | 0.03594 | 2.5884e-09 | 0.013543 | 5.2932e-10
[120 empty] | 7.3.3.17.5 (Remote Grid) Updates to grid topology to minimize risk of ignition in HFTDs Remote GridWLDFREquipment / facility failureAggregated | WLDFR | HFTD - Distribution - Tier 3 - 4QU CoRE ¦ 4QU LoRE | Non-Red Flag Warning - Large Fires | Equipment / facility failure | Aggregated | 2058 | 8.8615e-07 | 202.884 | 0.00017979 | 2058 | Mitigation | 0.95 | 45 | 0 | esc | 0.00097009 | 8.5964e-10 | 0.00097009 | 8.5964e-10 | 0.03594 | 2.5884e-09 | 0.013543 | 5.2932e-10
[120 empty] | 7.3.3.17.5 (Remote Grid) Updates to grid topology to minimize risk of ignition in HFTDs Remote GridWLDFREquipment / facility failureAggregated | WLDFR | HFTD - Distribution - Tier 3 - 4QU CoRE ¦ 4QU LoRE | Non-Red Flag Warning - Large Fires | Equipment / facility failure | Aggregated | 2059 | 8.8615e-07 | 202.884 | 0.00017979 | 2059 | Mitigation | 0.95 | 45 | 0 | esc | 0.00097009 | 8.5964e-10 | 0.00097009 | 8.5964e-10 | 0.03594 | 2.5884e-09 | 0.013543 | 5.2932e-10
[120 empty] | 7.3.3.17.5 (Remote Grid) Updates to grid topology to minimize risk of ignition in HFTDs Remote GridWLDFREquipment / facility failureAggregated | WLDFR | HFTD - Distribution - Tier 3 - 4QU CoRE ¦ 4QU LoRE | Non-Red Flag Warning - Large Fires | Equipment / facility failure | Aggregated | 2060 | 8.8615e-07 | 202.884 | 0.00017979 | 2060 | Mitigation | 0.95 | 45 | 0 | esc | 0.00097009 | 8.5964e-10 | 0.00097009 | 8.5964e-10 | 0.03594 | 2.5884e-09 | 0.013543 | 5.2932e-10
[120 empty] | 7.3.3.17.5 (Remote Grid) Updates to grid topology to minimize risk of ignition in HFTDs Remote GridWLDFREquipment / facility failureAggregated | WLDFR | HFTD - Distribution - Tier 3 - 4QU CoRE ¦ 4QU LoRE | Non-Red Flag Warning - Large Fires | Equipment / facility failure | Aggregated | 2061 | 8.8615e-07 | 202.884 | 0.00017979 | 2061 | Mitigation | 0.95 | 45 | 0 | esc | 0.00097009 | 8.5964e-10 | 0.00097009 | 8.5964e-10 | 0.03594 | 2.5884e-09 | 0.013543 | 5.2932e-10
[120 empty] | 7.3.3.17.5 (Remote Grid) Updates to grid topology to minimize risk of ignition in HFTDs Remote GridWLDFREquipment / facility failureAggregated | WLDFR | HFTD - Distribution - Tier 3 - 4QU CoRE ¦ 4QU LoRE | Non-Red Flag Warning - Large Fires | Equipment / facility failure | Aggregated | 2062 | 8.8615e-07 | 202.884 | 0.00017979 | 2062 | Mitigation | 0.95 | 45 | 0 | esc | 0.00097009 | 8.5964e-10 | 0.00097009 | 8.5964e-10 | 0.03594 | 2.5884e-09 | 0.013543 | 5.2932e-10
[120 empty] | 7.3.3.17.5 (Remote Grid) Updates to grid topology to minimize risk of ignition in HFTDs Remote GridWLDFREquipment / facility failureAggregated | WLDFR | HFTD - Distribution - Tier 3 - 4QU CoRE ¦ 4QU LoRE | Non-Red Flag Warning - Large Fires | Equipment / facility failure | Aggregated | 2063 | 8.8615e-07 | 202.884 | 0.00017979 | 2063 | Mitigation | 0.95 | 45 | 0 | esc | 0.00097009 | 8.5964e-10 | 0.00097009 | 8.5964e-10 | 0.03594 | 2.5884e-09 | 0.013543 | 5.2932e-10
[120 empty] | 7.3.3.17.5 (Remote Grid) Updates to grid topology to minimize risk of ignition in HFTDs Remote GridWLDFREquipment / facility failureAggregated | WLDFR | HFTD - Distribution - Tier 3 - 4QU CoRE ¦ 4QU LoRE | Non-Red Flag Warning - Large Fires | Equipment / facility failure | Aggregated | 2064 | 8.8615e-07 | 202.884 | 0.00017979 | 2064 | Mitigation | 0.95 | 45 | 0 | esc | 0.00097009 | 8.5964e-10 | 0.00097009 | 8.5964e-10 | 0.03594 | 2.5884e-09 | 0.013543 | 5.2932e-10
[120 empty] | 7.3.3.17.5 (Remote Grid) Updates to grid topology to minimize risk of ignition in HFTDs Remote GridWLDFREquipment / facility failureAggregated | WLDFR | HFTD - Distribution - Tier 3 - 4QU CoRE ¦ 4QU LoRE | Non-Red Flag Warning - Large Fires | Equipment / facility failure | Aggregated | 2065 | 8.8615e-07 | 202.884 | 0.00017979 | 2065 | Mitigation | 0.95 | 45 | 0 | esc | 0.00097009 | 8.5964e-10 | 0.00097009 | 8.5964e-10 | 0.03594 | 2.5884e-09 | 0.013543 | 5.2932e-10
[120 empty] | 7.3.3.17.5 (Remote Grid) Updates to grid topology to minimize risk of ignition in HFTDs Remote GridWLDFREquipment / facility failureAggregated | WLDFR | HFTD - Distribution - Tier 3 - 4QU CoRE ¦ 4QU LoRE | Non-Red Flag Warning - Large Fires | Equipment / facility failure | Aggregated | 2066 | 8.8615e-07 | 202.884 | 0.00017979 | 2066 | Mitigation | 0.95 | 45 | 0 | esc | 0.00097009 | 8.5964e-10 | 0.00097009 | 8.5964e-10 | 0.03594 | 2.5884e-09 | 0.013543 | 5.2932e-10
[120 empty] | 7.3.3.17.5 (Remote Grid) Updates to grid topology to minimize risk of ignition in HFTDs Remote GridWLDFREquipment / facility failureAggregated | WLDFR | HFTD - Distribution - Tier 3 - 4QU CoRE ¦ 4QU LoRE | Non-Red Flag Warning - Large Fires | Equipment / facility failure | Aggregated | 2067 | 8.8615e-07 | 202.884 | 0.00017979 | 2067 | Mitigation | 0.95 | 45 | 0 | esc | 0 | 0 | 0.00097009 | 8.5964e-10 | 0.03594 | 2.5884e-09 | 0.013543 | 5.2932e-10
[120 empty] | 7.3.3.17.5 (Remote Grid) Updates to grid topology to minimize risk of ignition in HFTDs Remote GridWLDFRVegetation ContactAggregated | WLDFR | HFTD - Distribution - Tier 3 - 4QU CoRE ¦ 4QU LoRE | Non-Red Flag Warning - Large Fires | Vegetation Contact | Aggregated | 2022 | 4.5019e-06 | 202.884 | 0.00091337 | 2022 | Mitigation | 0.95 | 45 | 0 | esc | 0.00097009 | 4.3673e-09 | 0 | 0 | 0.03594 | 2.5884e-09 | 0.013543 | 5.2932e-10
[120 empty] | 7.3.3.17.5 (Remote Grid) Updates to grid topology to minimize risk of ignition in HFTDs Remote GridWLDFRVegetation ContactAggregated | WLDFR | HFTD - Distribution - Tier 3 - 4QU CoRE ¦ 4QU LoRE | Non-Red Flag Warning - Large Fires | Vegetation Contact | Aggregated | 2023 | 4.5019e-06 | 202.884 | 0.00091337 | 2023 | Mitigation | 0.95 | 45 | 0 | esc | 0.00097009 | 4.3673e-09 | 0.00097009 | 4.3673e-09 | 0.03594 | 2.5884e-09 | 0.013543 | 5.2932e-10
[120 empty] | 7.3.3.17.5 (Remote Grid) Updates to grid topology to minimize risk of ignition in HFTDs Remote GridWLDFRVegetation ContactAggregated | WLDFR | HFTD - Distribution - Tier 3 - 4QU CoRE ¦ 4QU LoRE | Non-Red Flag Warning - Large Fires | Vegetation Contact | Aggregated | 2024 | 4.5019e-06 | 202.884 | 0.00091337 | 2024 | Mitigation | 0.95 | 45 | 0 | esc | 0.00097009 | 4.3673e-09 | 0.00097009 | 4.3673e-09 | 0.03594 | 2.5884e-09 | 0.013543 | 5.2932e-10
[120 empty] | 7.3.3.17.5 (Remote Grid) Updates to grid topology to minimize risk of ignition in HFTDs Remote GridWLDFRVegetation ContactAggregated | WLDFR | HFTD - Distribution - Tier 3 - 4QU CoRE ¦ 4QU LoRE | Non-Red Flag Warning - Large Fires | Vegetation Contact | Aggregated | 2025 | 4.5019e-06 | 202.884 | 0.00091337 | 2025 | Mitigation | 0.95 | 45 | 0 | esc | 0.00097009 | 4.3673e-09 | 0.00097009 | 4.3673e-09 | 0.03594 | 2.5884e-09 | 0.013543 | 5.2932e-10
[120 empty] | 7.3.3.17.5 (Remote Grid) Updates to grid topology to minimize risk of ignition in HFTDs Remote GridWLDFRVegetation ContactAggregated | WLDFR | HFTD - Distribution - Tier 3 - 4QU CoRE ¦ 4QU LoRE | Non-Red Flag Warning - Large Fires | Vegetation Contact | Aggregated | 2026 | 4.5019e-06 | 202.884 | 0.00091337 | 2026 | Mitigation | 0.95 | 45 | 0 | esc | 0.00097009 | 4.3673e-09 | 0.00097009 | 4.3673e-09 | 0.03594 | 2.5884e-09 | 0 | 0
[120 empty] | 7.3.3.17.5 (Remote Grid) Updates to grid topology to minimize risk of ignition in HFTDs Remote GridWLDFRVegetation ContactAggregated | WLDFR | HFTD - Distribution - Tier 3 - 4QU CoRE ¦ 4QU LoRE | Non-Red Flag Warning - Large Fires | Vegetation Contact | Aggregated | 2027 | 4.5019e-06 | 202.884 | 0.00091337 | 2027 | Mitigation | 0.95 | 45 | 0 | esc | 0.00097009 | 4.3673e-09 | 0.00097009 | 4.3673e-09 | 0.03594 | 2.5884e-09 | 0 | 0
[120 empty] | 7.3.3.17.5 (Remote Grid) Updates to grid topology to minimize risk of ignition in HFTDs Remote GridWLDFRVegetation ContactAggregated | WLDFR | HFTD - Distribution - Tier 3 - 4QU CoRE ¦ 4QU LoRE | Non-Red Flag Warning - Large Fires | Vegetation Contact | Aggregated | 2028 | 4.5019e-06 | 202.884 | 0.00091337 | 2028 | Mitigation | 0.95 | 45 | 0 | esc | 0.00097009 | 4.3673e-09 | 0.00097009 | 4.3673e-09 | 0.03594 | 2.5884e-09 | 0.0093813 | 7.4045e-09
[120 empty] | 7.3.3.17.5 (Remote Grid) Updates to grid topology to minimize risk of ignition in HFTDs Remote GridWLDFRVegetation ContactAggregated | WLDFR | HFTD - Distribution - Tier 3 - 4QU CoRE ¦ 4QU LoRE | Non-Red Flag Warning - Large Fires | Vegetation Contact | Aggregated | 2029 | 4.5019e-06 | 202.884 | 0.00091337 | 2029 | Mitigation | 0.95 | 45 | 0 | esc | 0.00097009 | 4.3673e-09 | 0.00097009 | 4.3673e-09 | 0.03594 | 2.5884e-09 | 0.0093813 | 7.4045e-09
[120 empty] | 7.3.3.17.5 (Remote Grid) Updates to grid topology to minimize risk of ignition in HFTDs Remote GridWLDFRVegetation ContactAggregated | WLDFR | HFTD - Distribution - Tier 3 - 4QU CoRE ¦ 4QU LoRE | Non-Red Flag Warning - Large Fires | Vegetation Contact | Aggregated | 2030 | 4.5019e-06 | 202.884 | 0.00091337 | 2030 | Mitigation | 0.95 | 45 | 0 | esc | 0.00097009 | 4.3673e-09 | 0.00097009 | 4.3673e-09 | 0.03594 | 2.5884e-09 | 0.0093813 | 7.4045e-09
[120 empty] | 7.3.3.17.5 (Remote Grid) Updates to grid topology to minimize risk of ignition in HFTDs Remote GridWLDFRVegetation ContactAggregated | WLDFR | HFTD - Distribution - Tier 3 - 4QU CoRE ¦ 4QU LoRE | Non-Red Flag Warning - Large Fires | Vegetation Contact | Aggregated | 2031 | 4.5019e-06 | 202.884 | 0.00091337 | 2031 | Mitigation | 0.95 | 45 | 0 | esc | 0.00097009 | 4.3673e-09 | 0.00097009 | 4.3673e-09 | 0.03594 | 2.5884e-09 | 0.0093813 | 7.4045e-09
[120 empty] | 7.3.3.17.5 (Remote Grid) Updates to grid topology to minimize risk of ignition in HFTDs Remote GridWLDFRVegetation ContactAggregated | WLDFR | HFTD - Distribution - Tier 3 - 4QU CoRE ¦ 4QU LoRE | Non-Red Flag Warning - Large Fires | Vegetation Contact | Aggregated | 2032 | 4.5019e-06 | 202.884 | 0.00091337 | 2032 | Mitigation | 0.95 | 45 | 0 | esc | 0.00097009 | 4.3673e-09 | 0.00097009 | 4.3673e-09 | 0.03594 | 2.5884e-09 | 0.0093813 | 7.4045e-09
[120 empty] | 7.3.3.17.5 (Remote Grid) Updates to grid topology to minimize risk of ignition in HFTDs Remote GridWLDFRVegetation ContactAggregated | WLDFR | HFTD - Distribution - Tier 3 - 4QU CoRE ¦ 4QU LoRE | Non-Red Flag Warning - Large Fires | Vegetation Contact | Aggregated | 2033 | 4.5019e-06 | 202.884 | 0.00091337 | 2033 | Mitigation | 0.95 | 45 | 0 | esc | 0.00097009 | 4.3673e-09 | 0.00097009 | 4.3673e-09 | 0.03594 | 2.5884e-09 | 0.0093813 | 7.4045e-09
[120 empty] | 7.3.3.17.5 (Remote Grid) Updates to grid topology to minimize risk of ignition in HFTDs Remote GridWLDFRVegetation ContactAggregated | WLDFR | HFTD - Distribution - Tier 3 - 4QU CoRE ¦ 4QU LoRE | Non-Red Flag Warning - Large Fires | Vegetation Contact | Aggregated | 2034 | 4.5019e-06 | 202.884 | 0.00091337 | 2034 | Mitigation | 0.95 | 45 | 0 | esc | 0.00097009 | 4.3673e-09 | 0.00097009 | 4.3673e-09 | 0.03594 | 2.5884e-09 | 0.0093813 | 7.4045e-09
[120 empty] | 7.3.3.17.5 (Remote Grid) Updates to grid topology to minimize risk of ignition in HFTDs Remote GridWLDFRVegetation ContactAggregated | WLDFR | HFTD - Distribution - Tier 3 - 4QU CoRE ¦ 4QU LoRE | Non-Red Flag Warning - Large Fires | Vegetation Contact | Aggregated | 2035 | 4.5019e-06 | 202.884 | 0.00091337 | 2035 | Mitigation | 0.95 | 45 | 0 | esc | 0.00097009 | 4.3673e-09 | 0.00097009 | 4.3673e-09 | 0.03594 | 2.5884e-09 | 0.0093813 | 7.4045e-09
[120 empty] | 7.3.3.17.5 (Remote Grid) Updates to grid topology to minimize risk of ignition in HFTDs Remote GridWLDFRVegetation ContactAggregated | WLDFR | HFTD - Distribution - Tier 3 - 4QU CoRE ¦ 4QU LoRE | Non-Red Flag Warning - Large Fires | Vegetation Contact | Aggregated | 2036 | 4.5019e-06 | 202.884 | 0.00091337 | 2036 | Mitigation | 0.95 | 45 | 0 | esc | 0.00097009 | 4.3673e-09 | 0.00097009 | 4.3673e-09 | 0.03594 | 2.5884e-09 | 0.0093813 | 7.4045e-09
[120 empty] | 7.3.3.17.5 (Remote Grid) Updates to grid topology to minimize risk of ignition in HFTDs Remote GridWLDFRVegetation ContactAggregated | WLDFR | HFTD - Distribution - Tier 3 - 4QU CoRE ¦ 4QU LoRE | Non-Red Flag Warning - Large Fires | Vegetation Contact | Aggregated | 2037 | 4.5019e-06 | 202.884 | 0.00091337 | 2037 | Mitigation | 0.95 | 45 | 0 | esc | 0.00097009 | 4.3673e-09 | 0.00097009 | 4.3673e-09 | 0.03594 | 2.5884e-09 | 0.0093813 | 7.4045e-09
[120 empty] | 7.3.3.17.5 (Remote Grid) Updates to grid topology to minimize risk of ignition in HFTDs Remote GridWLDFRVegetation ContactAggregated | WLDFR | HFTD - Distribution - Tier 3 - 4QU CoRE ¦ 4QU LoRE | Non-Red Flag Warning - Large Fires | Vegetation Contact | Aggregated | 2038 | 4.5019e-06 | 202.884 | 0.00091337 | 2038 | Mitigation | 0.95 | 45 | 0 | esc | 0.00097009 | 4.3673e-09 | 0.00097009 | 4.3673e-09 | 0.03594 | 2.5884e-09 | 0.0093813 | 7.4045e-09
[120 empty] | 7.3.3.17.5 (Remote Grid) Updates to grid topology to minimize risk of ignition in HFTDs Remote GridWLDFRVegetation ContactAggregated | WLDFR | HFTD - Distribution - Tier 3 - 4QU CoRE ¦ 4QU LoRE | Non-Red Flag Warning - Large Fires | Vegetation Contact | Aggregated | 2039 | 4.5019e-06 | 202.884 | 0.00091337 | 2039 | Mitigation | 0.95 | 45 | 0 | esc | 0.00097009 | 4.3673e-09 | 0.00097009 | 4.3673e-09 | 0.03594 | 2.5884e-09 | 0.0093813 | 7.4045e-09
[120 empty] | 7.3.3.17.5 (Remote Grid) Updates to grid topology to minimize risk of ignition in HFTDs Remote GridWLDFRVegetation ContactAggregated | WLDFR | HFTD - Distribution - Tier 3 - 4QU CoRE ¦ 4QU LoRE | Non-Red Flag Warning - Large Fires | Vegetation Contact | Aggregated | 2040 | 4.5019e-06 | 202.884 | 0.00091337 | 2040 | Mitigation | 0.95 | 45 | 0 | esc | 0.00097009 | 4.3673e-09 | 0.00097009 | 4.3673e-09 | 0.03594 | 2.5884e-09 | 0.0093813 | 7.4045e-09
[120 empty] | 7.3.3.17.5 (Remote Grid) Updates to grid topology to minimize risk of ignition in HFTDs Remote GridWLDFRVegetation ContactAggregated | WLDFR | HFTD - Distribution - Tier 3 - 4QU CoRE ¦ 4QU LoRE | Non-Red Flag Warning - Large Fires | Vegetation Contact | Aggregated | 2041 | 4.5019e-06 | 202.884 | 0.00091337 | 2041 | Mitigation | 0.95 | 45 | 0 | esc | 0.00097009 | 4.3673e-09 | 0.00097009 | 4.3673e-09 | 0.03594 | 2.5884e-09 | 0.0093813 | 7.4045e-09
[120 empty] | 7.3.3.17.5 (Remote Grid) Updates to grid topology to minimize risk of ignition in HFTDs Remote GridWLDFRVegetation ContactAggregated | WLDFR | HFTD - Distribution - Tier 3 - 4QU CoRE ¦ 4QU LoRE | Non-Red Flag Warning - Large Fires | Vegetation Contact | Aggregated | 2042 | 4.5019e-06 | 202.884 | 0.00091337 | 2042 | Mitigation | 0.95 | 45 | 0 | esc | 0.00097009 | 4.3673e-09 | 0.00097009 | 4.3673e-09 | 0.03594 | 2.5884e-09 | 0.0093813 | 7.4045e-09
[120 empty] | 7.3.3.17.5 (Remote Grid) Updates to grid topology to minimize risk of ignition in HFTDs Remote GridWLDFRVegetation ContactAggregated | WLDFR | HFTD - Distribution - Tier 3 - 4QU CoRE ¦ 4QU LoRE | Non-Red Flag Warning - Large Fires | Vegetation Contact | Aggregated | 2043 | 4.5019e-06 | 202.884 | 0.00091337 | 2043 | Mitigation | 0.95 | 45 | 0 | esc | 0.00097009 | 4.3673e-09 | 0.00097009 | 4.3673e-09 | 0.03594 | 2.5884e-09 | 0.0093813 | 7.4045e-09
[120 empty] | 7.3.3.17.5 (Remote Grid) Updates to grid topology to minimize risk of ignition in HFTDs Remote GridWLDFRVegetation ContactAggregated | WLDFR | HFTD - Distribution - Tier 3 - 4QU CoRE ¦ 4QU LoRE | Non-Red Flag Warning - Large Fires | Vegetation Contact | Aggregated | 2044 | 4.5019e-06 | 202.884 | 0.00091337 | 2044 | Mitigation | 0.95 | 45 | 0 | esc | 0.00097009 | 4.3673e-09 | 0.00097009 | 4.3673e-09 | 0.03594 | 2.5884e-09 | 0.0093813 | 7.4045e-09
[120 empty] | 7.3.3.17.5 (Remote Grid) Updates to grid topology to minimize risk of ignition in HFTDs Remote GridWLDFRVegetation ContactAggregated | WLDFR | HFTD - Distribution - Tier 3 - 4QU CoRE ¦ 4QU LoRE | Non-Red Flag Warning - Large Fires | Vegetation Contact | Aggregated | 2045 | 4.5019e-06 | 202.884 | 0.00091337 | 2045 | Mitigation | 0.95 | 45 | 0 | esc | 0.00097009 | 4.3673e-09 | 0.00097009 | 4.3673e-09 | 0.03594 | 2.5884e-09 | 0.0093813 | 7.4045e-09
[120 empty] | 7.3.3.17.5 (Remote Grid) Updates to grid topology to minimize risk of ignition in HFTDs Remote GridWLDFRVegetation ContactAggregated | WLDFR | HFTD - Distribution - Tier 3 - 4QU CoRE ¦ 4QU LoRE | Non-Red Flag Warning - Large Fires | Vegetation Contact | Aggregated | 2046 | 4.5019e-06 | 202.884 | 0.00091337 | 2046 | Mitigation | 0.95 | 45 | 0 | esc | 0.00097009 | 4.3673e-09 | 0.00097009 | 4.3673e-09 | 0.03594 | 2.5884e-09 | 0.0093813 | 7.4045e-09
[120 empty] | 7.3.3.17.5 (Remote Grid) Updates to grid topology to minimize risk of ignition in HFTDs Remote GridWLDFRVegetation ContactAggregated | WLDFR | HFTD - Distribution - Tier 3 - 4QU CoRE ¦ 4QU LoRE | Non-Red Flag Warning - Large Fires | Vegetation Contact | Aggregated | 2047 | 4.5019e-06 | 202.884 | 0.00091337 | 2047 | Mitigation | 0.95 | 45 | 0 | esc | 0.00097009 | 4.3673e-09 | 0.00097009 | 4.3673e-09 | 0.03594 | 2.5884e-09 | 0.0093813 | 7.4045e-09
[120 empty] | 7.3.3.17.5 (Remote Grid) Updates to grid topology to minimize risk of ignition in HFTDs Remote GridWLDFRVegetation ContactAggregated | WLDFR | HFTD - Distribution - Tier 3 - 4QU CoRE ¦ 4QU LoRE | Non-Red Flag Warning - Large Fires | Vegetation Contact | Aggregated | 2048 | 4.5019e-06 | 202.884 | 0.00091337 | 2048 | Mitigation | 0.95 | 45 | 0 | esc | 0.00097009 | 4.3673e-09 | 0.00097009 | 4.3673e-09 | 0.03594 | 2.5884e-09 | 0.0093813 | 7.4045e-09
[120 empty] | 7.3.3.17.5 (Remote Grid) Updates to grid topology to minimize risk of ignition in HFTDs Remote GridWLDFRVegetation ContactAggregated | WLDFR | HFTD - Distribution - Tier 3 - 4QU CoRE ¦ 4QU LoRE | Non-Red Flag Warning - Large Fires | Vegetation Contact | Aggregated | 2049 | 4.5019e-06 | 202.884 | 0.00091337 | 2049 | Mitigation | 0.95 | 45 | 0 | esc | 0.00097009 | 4.3673e-09 | 0.00097009 | 4.3673e-09 | 0.03594 | 2.5884e-09 | 0.0093813 | 7.4045e-09
[120 empty] | 7.3.3.17.5 (Remote Grid) Updates to grid topology to minimize risk of ignition in HFTDs Remote GridWLDFRVegetation ContactAggregated | WLDFR | HFTD - Distribution - Tier 3 - 4QU CoRE ¦ 4QU LoRE | Non-Red Flag Warning - Large Fires | Vegetation Contact | Aggregated | 2050 | 4.5019e-06 | 202.884 | 0.00091337 | 2050 | Mitigation | 0.95 | 45 | 0 | esc | 0.00097009 | 4.3673e-09 | 0.00097009 | 4.3673e-09 | 0.03594 | 2.5884e-09 | 0.0093813 | 7.4045e-09
[120 empty] | 7.3.3.17.5 (Remote Grid) Updates to grid topology to minimize risk of ignition in HFTDs Remote GridWLDFRVegetation ContactAggregated | WLDFR | HFTD - Distribution - Tier 3 - 4QU CoRE ¦ 4QU LoRE | Non-Red Flag Warning - Large Fires | Vegetation Contact | Aggregated | 2051 | 4.5019e-06 | 202.884 | 0.00091337 | 2051 | Mitigation | 0.95 | 45 | 0 | esc | 0.00097009 | 4.3673e-09 | 0.00097009 | 4.3673e-09 | 0.03594 | 2.5884e-09 | 0.0093813 | 7.4045e-09
[120 empty] | 7.3.3.17.5 (Remote Grid) Updates to grid topology to minimize risk of ignition in HFTDs Remote GridWLDFRVegetation ContactAggregated | WLDFR | HFTD - Distribution - Tier 3 - 4QU CoRE ¦ 4QU LoRE | Non-Red Flag Warning - Large Fires | Vegetation Contact | Aggregated | 2052 | 4.5019e-06 | 202.884 | 0.00091337 | 2052 | Mitigation | 0.95 | 45 | 0 | esc | 0.00097009 | 4.3673e-09 | 0.00097009 | 4.3673e-09 | 0.03594 | 2.5884e-09 | 0.0093813 | 7.4045e-09
[120 empty] | 7.3.3.17.5 (Remote Grid) Updates to grid topology to minimize risk of ignition in HFTDs Remote GridWLDFRVegetation ContactAggregated | WLDFR | HFTD - Distribution - Tier 3 - 4QU CoRE ¦ 4QU LoRE | Non-Red Flag Warning - Large Fires | Vegetation Contact | Aggregated | 2053 | 4.5019e-06 | 202.884 | 0.00091337 | 2053 | Mitigation | 0.95 | 45 | 0 | esc | 0.00097009 | 4.3673e-09 | 0.00097009 | 4.3673e-09 | 0.03594 | 2.5884e-09 | 0.0093813 | 7.4045e-09
[120 empty] | 7.3.3.17.5 (Remote Grid) Updates to grid topology to minimize risk of ignition in HFTDs Remote GridWLDFRVegetation ContactAggregated | WLDFR | HFTD - Distribution - Tier 3 - 4QU CoRE ¦ 4QU LoRE | Non-Red Flag Warning - Large Fires | Vegetation Contact | Aggregated | 2054 | 4.5019e-06 | 202.884 | 0.00091337 | 2054 | Mitigation | 0.95 | 45 | 0 | esc | 0.00097009 | 4.3673e-09 | 0.00097009 | 4.3673e-09 | 0.03594 | 2.5884e-09 | 0.0093813 | 7.4045e-09
[120 empty] | 7.3.3.17.5 (Remote Grid) Updates to grid topology to minimize risk of ignition in HFTDs Remote GridWLDFRVegetation ContactAggregated | WLDFR | HFTD - Distribution - Tier 3 - 4QU CoRE ¦ 4QU LoRE | Non-Red Flag Warning - Large Fires | Vegetation Contact | Aggregated | 2055 | 4.5019e-06 | 202.884 | 0.00091337 | 2055 | Mitigation | 0.95 | 45 | 0 | esc | 0.00097009 | 4.3673e-09 | 0.00097009 | 4.3673e-09 | 0.03594 | 2.5884e-09 | 0.0093813 | 7.4045e-09
[120 empty] | 7.3.3.17.5 (Remote Grid) Updates to grid topology to minimize risk of ignition in HFTDs Remote GridWLDFRVegetation ContactAggregated | WLDFR | HFTD - Distribution - Tier 3 - 4QU CoRE ¦ 4QU LoRE | Non-Red Flag Warning - Large Fires | Vegetation Contact | Aggregated | 2056 | 4.5019e-06 | 202.884 | 0.00091337 | 2056 | Mitigation | 0.95 | 45 | 0 | esc | 0.00097009 | 4.3673e-09 | 0.00097009 | 4.3673e-09 | 0 | 0 | 0.0093813 | 7.4045e-09
[120 empty] | 7.3.3.17.5 (Remote Grid) Updates to grid topology to minimize risk of ignition in HFTDs Remote GridWLDFRVegetation ContactAggregated | WLDFR | HFTD - Distribution - Tier 3 - 4QU CoRE ¦ 4QU LoRE | Non-Red Flag Warning - Large Fires | Vegetation Contact | Aggregated | 2057 | 4.5019e-06 | 202.884 | 0.00091337 | 2057 | Mitigation | 0.95 | 45 | 0 | esc | 0.00097009 | 4.3673e-09 | 0.00097009 | 4.3673e-09 | 0.03594 | 2.4101e-09 | 0.0093813 | 7.4045e-09
[120 empty] | 7.3.3.17.5 (Remote Grid) Updates to grid topology to minimize risk of ignition in HFTDs Remote GridWLDFRVegetation ContactAggregated | WLDFR | HFTD - Distribution - Tier 3 - 4QU CoRE ¦ 4QU LoRE | Non-Red Flag Warning - Large Fires | Vegetation Contact | Aggregated | 2058 | 4.5019e-06 | 202.884 | 0.00091337 | 2058 | Mitigation | 0.95 | 45 | 0 | esc | 0.00097009 | 4.3673e-09 | 0.00097009 | 4.3673e-09 | 0.03594 | 2.4101e-09 | 0 | 0
[120 empty] | 7.3.3.17.5 (Remote Grid) Updates to grid topology to minimize risk of ignition in HFTDs Remote GridWLDFRVegetation ContactAggregated | WLDFR | HFTD - Distribution - Tier 3 - 4QU CoRE ¦ 4QU LoRE | Non-Red Flag Warning - Large Fires | Vegetation Contact | Aggregated | 2059 | 4.5019e-06 | 202.884 | 0.00091337 | 2059 | Mitigation | 0.95 | 45 | 0 | esc | 0.00097009 | 4.3673e-09 | 0.00097009 | 4.3673e-09 | 0.03594 | 2.4101e-09 | 0 | 0
[120 empty] | 7.3.3.17.5 (Remote Grid) Updates to grid topology to minimize risk of ignition in HFTDs Remote GridWLDFRVegetation ContactAggregated | WLDFR | HFTD - Distribution - Tier 3 - 4QU CoRE ¦ 4QU LoRE | Non-Red Flag Warning - Large Fires | Vegetation Contact | Aggregated | 2060 | 4.5019e-06 | 202.884 | 0.00091337 | 2060 | Mitigation | 0.95 | 45 | 0 | esc | 0.00097009 | 4.3673e-09 | 0.00097009 | 4.3673e-09 | 0.03594 | 2.4101e-09 | 0.014004 | 4.3562e-09
[120 empty] | 7.3.3.17.5 (Remote Grid) Updates to grid topology to minimize risk of ignition in HFTDs Remote GridWLDFRVegetation ContactAggregated | WLDFR | HFTD - Distribution - Tier 3 - 4QU CoRE ¦ 4QU LoRE | Non-Red Flag Warning - Large Fires | Vegetation Contact | Aggregated | 2061 | 4.5019e-06 | 202.884 | 0.00091337 | 2061 | Mitigation | 0.95 | 45 | 0 | esc | 0.00097009 | 4.3673e-09 | 0.00097009 | 4.3673e-09 | 0.03594 | 2.4101e-09 | 0.014004 | 4.3562e-09
[120 empty] | 7.3.3.17.5 (Remote Grid) Updates to grid topology to minimize risk of ignition in HFTDs Remote GridWLDFRVegetation ContactAggregated | WLDFR | HFTD - Distribution - Tier 3 - 4QU CoRE ¦ 4QU LoRE | Non-Red Flag Warning - Large Fires | Vegetation Contact | Aggregated | 2062 | 4.5019e-06 | 202.884 | 0.00091337 | 2062 | Mitigation | 0.95 | 45 | 0 | esc | 0.00097009 | 4.3673e-09 | 0.00097009 | 4.3673e-09 | 0.03594 | 2.4101e-09 | 0.014004 | 4.3562e-09
[120 empty] | 7.3.3.17.5 (Remote Grid) Updates to grid topology to minimize risk of ignition in HFTDs Remote GridWLDFRVegetation ContactAggregated | WLDFR | HFTD - Distribution - Tier 3 - 4QU CoRE ¦ 4QU LoRE | Non-Red Flag Warning - Large Fires | Vegetation Contact | Aggregated | 2063 | 4.5019e-06 | 202.884 | 0.00091337 | 2063 | Mitigation | 0.95 | 45 | 0 | esc | 0.00097009 | 4.3673e-09 | 0.00097009 | 4.3673e-09 | 0.03594 | 2.4101e-09 | 0.014004 | 4.3562e-09
[120 empty] | 7.3.3.17.5 (Remote Grid) Updates to grid topology to minimize risk of ignition in HFTDs Remote GridWLDFRVegetation ContactAggregated | WLDFR | HFTD - Distribution - Tier 3 - 4QU CoRE ¦ 4QU LoRE | Non-Red Flag Warning - Large Fires | Vegetation Contact | Aggregated | 2064 | 4.5019e-06 | 202.884 | 0.00091337 | 2064 | Mitigation | 0.95 | 45 | 0 | esc | 0.00097009 | 4.3673e-09 | 0.00097009 | 4.3673e-09 | 0.03594 | 2.4101e-09 | 0.014004 | 4.3562e-09
[120 empty] | 7.3.3.17.5 (Remote Grid) Updates to grid topology to minimize risk of ignition in HFTDs Remote GridWLDFRVegetation ContactAggregated | WLDFR | HFTD - Distribution - Tier 3 - 4QU CoRE ¦ 4QU LoRE | Non-Red Flag Warning - Large Fires | Vegetation Contact | Aggregated | 2065 | 4.5019e-06 | 202.884 | 0.00091337 | 2065 | Mitigation | 0.95 | 45 | 0 | esc | 0.00097009 | 4.3673e-09 | 0.00097009 | 4.3673e-09 | 0.03594 | 2.4101e-09 | 0.014004 | 4.3562e-09
[120 empty] | 7.3.3.17.5 (Remote Grid) Updates to grid topology to minimize risk of ignition in HFTDs Remote GridWLDFRVegetation ContactAggregated | WLDFR | HFTD - Distribution - Tier 3 - 4QU CoRE ¦ 4QU LoRE | Non-Red Flag Warning - Large Fires | Vegetation Contact | Aggregated | 2066 | 4.5019e-06 | 202.884 | 0.00091337 | 2066 | Mitigation | 0.95 | 45 | 0 | esc | 0.00097009 | 4.3673e-09 | 0.00097009 | 4.3673e-09 | 0.03594 | 2.4101e-09 | 0.014004 | 4.3562e-09
[120 empty] | 7.3.3.17.5 (Remote Grid) Updates to grid topology to minimize risk of ignition in HFTDs Remote GridWLDFRVegetation ContactAggregated | WLDFR | HFTD - Distribution - Tier 3 - 4QU CoRE ¦ 4QU LoRE | Non-Red Flag Warning - Large Fires | Vegetation Contact | Aggregated | 2067 | 4.5019e-06 | 202.884 | 0.00091337 | 2067 | Mitigation | 0.95 | 45 | 0 | esc | 0 | 0 | 0.00097009 | 4.3673e-09 | 0.03594 | 2.4101e-09 | 0.014004 | 4.3562e-09
[120 empty] | 7.3.3.17.5 (Remote Grid) Updates to grid topology to minimize risk of ignition in HFTDs Remote GridWLDFRWire-to-wire contactAggregated | WLDFR | HFTD - Distribution - Tier 3 - 4QU CoRE ¦ 4QU LoRE | Non-Red Flag Warning - Large Fires | Wire-to-wire contact | Aggregated | 2022 | 7.8251e-07 | 202.884 | 0.00015876 | 2022 | Mitigation | 0.95 | 45 | 0 | esc | 0.00097009 | 7.591e-10 | 0 | 0 | 0.03594 | 2.4101e-09 | 0.014004 | 4.3562e-09
[120 empty] | 7.3.3.17.5 (Remote Grid) Updates to grid topology to minimize risk of ignition in HFTDs Remote GridWLDFRWire-to-wire contactAggregated | WLDFR | HFTD - Distribution - Tier 3 - 4QU CoRE ¦ 4QU LoRE | Non-Red Flag Warning - Large Fires | Wire-to-wire contact | Aggregated | 2023 | 7.8251e-07 | 202.884 | 0.00015876 | 2023 | Mitigation | 0.95 | 45 | 0 | esc | 0.00097009 | 7.591e-10 | 0.00097009 | 7.591e-10 | 0.03594 | 2.4101e-09 | 0.014004 | 4.3562e-09
[120 empty] | 7.3.3.17.5 (Remote Grid) Updates to grid topology to minimize risk of ignition in HFTDs Remote GridWLDFRWire-to-wire contactAggregated | WLDFR | HFTD - Distribution - Tier 3 - 4QU CoRE ¦ 4QU LoRE | Non-Red Flag Warning - Large Fires | Wire-to-wire contact | Aggregated | 2024 | 7.8251e-07 | 202.884 | 0.00015876 | 2024 | Mitigation | 0.95 | 45 | 0 | esc | 0.00097009 | 7.591e-10 | 0.00097009 | 7.591e-10 | 0.03594 | 2.4101e-09 | 0.014004 | 4.3562e-09
[120 empty] | 7.3.3.17.5 (Remote Grid) Updates to grid topology to minimize risk of ignition in HFTDs Remote GridWLDFRWire-to-wire contactAggregated | WLDFR | HFTD - Distribution - Tier 3 - 4QU CoRE ¦ 4QU LoRE | Non-Red Flag Warning - Large Fires | Wire-to-wire contact | Aggregated | 2025 | 7.8251e-07 | 202.884 | 0.00015876 | 2025 | Mitigation | 0.95 | 45 | 0 | esc | 0.00097009 | 7.591e-10 | 0.00097009 | 7.591e-10 | 0.03594 | 2.4101e-09 | 0.014004 | 4.3562e-09
[120 empty] | 7.3.3.17.5 (Remote Grid) Updates to grid topology to minimize risk of ignition in HFTDs Remote GridWLDFRWire-to-wire contactAggregated | WLDFR | HFTD - Distribution - Tier 3 - 4QU CoRE ¦ 4QU LoRE | Non-Red Flag Warning - Large Fires | Wire-to-wire contact | Aggregated | 2026 | 7.8251e-07 | 202.884 | 0.00015876 | 2026 | Mitigation | 0.95 | 45 | 0 | esc | 0.00097009 | 7.591e-10 | 0.00097009 | 7.591e-10 | 0.03594 | 2.4101e-09 | 0.014004 | 4.3562e-09
[120 empty] | 7.3.3.17.5 (Remote Grid) Updates to grid topology to minimize risk of ignition in HFTDs Remote GridWLDFRWire-to-wire contactAggregated | WLDFR | HFTD - Distribution - Tier 3 - 4QU CoRE ¦ 4QU LoRE | Non-Red Flag Warning - Large Fires | Wire-to-wire contact | Aggregated | 2027 | 7.8251e-07 | 202.884 | 0.00015876 | 2027 | Mitigation | 0.95 | 45 | 0 | esc | 0.00097009 | 7.591e-10 | 0.00097009 | 7.591e-10 | 0.03594 | 2.4101e-09 | 0.014004 | 4.3562e-09
[120 empty] | 7.3.3.17.5 (Remote Grid) Updates to grid topology to minimize risk of ignition in HFTDs Remote GridWLDFRWire-to-wire contactAggregated | WLDFR | HFTD - Distribution - Tier 3 - 4QU CoRE ¦ 4QU LoRE | Non-Red Flag Warning - Large Fires | Wire-to-wire contact | Aggregated | 2028 | 7.8251e-07 | 202.884 | 0.00015876 | 2028 | Mitigation | 0.95 | 45 | 0 | esc | 0.00097009 | 7.591e-10 | 0.00097009 | 7.591e-10 | 0.03594 | 2.4101e-09 | 0.014004 | 4.3562e-09
[120 empty] | 7.3.3.17.5 (Remote Grid) Updates to grid topology to minimize risk of ignition in HFTDs Remote GridWLDFRWire-to-wire contactAggregated | WLDFR | HFTD - Distribution - Tier 3 - 4QU CoRE ¦ 4QU LoRE | Non-Red Flag Warning - Large Fires | Wire-to-wire contact | Aggregated | 2029 | 7.8251e-07 | 202.884 | 0.00015876 | 2029 | Mitigation | 0.95 | 45 | 0 | esc | 0.00097009 | 7.591e-10 | 0.00097009 | 7.591e-10 | 0.03594 | 2.4101e-09 | 0.014004 | 4.3562e-09
[120 empty] | 7.3.3.17.5 (Remote Grid) Updates to grid topology to minimize risk of ignition in HFTDs Remote GridWLDFRWire-to-wire contactAggregated | WLDFR | HFTD - Distribution - Tier 3 - 4QU CoRE ¦ 4QU LoRE | Non-Red Flag Warning - Large Fires | Wire-to-wire contact | Aggregated | 2030 | 7.8251e-07 | 202.884 | 0.00015876 | 2030 | Mitigation | 0.95 | 45 | 0 | esc | 0.00097009 | 7.591e-10 | 0.00097009 | 7.591e-10 | 0.03594 | 2.4101e-09 | 0.014004 | 4.3562e-09
[120 empty] | 7.3.3.17.5 (Remote Grid) Updates to grid topology to minimize risk of ignition in HFTDs Remote GridWLDFRWire-to-wire contactAggregated | WLDFR | HFTD - Distribution - Tier 3 - 4QU CoRE ¦ 4QU LoRE | Non-Red Flag Warning - Large Fires | Wire-to-wire contact | Aggregated | 2031 | 7.8251e-07 | 202.884 | 0.00015876 | 2031 | Mitigation | 0.95 | 45 | 0 | esc | 0.00097009 | 7.591e-10 | 0.00097009 | 7.591e-10 | 0.03594 | 2.4101e-09 | 0.014004 | 4.3562e-09
[120 empty] | 7.3.3.17.5 (Remote Grid) Updates to grid topology to minimize risk of ignition in HFTDs Remote GridWLDFRWire-to-wire contactAggregated | WLDFR | HFTD - Distribution - Tier 3 - 4QU CoRE ¦ 4QU LoRE | Non-Red Flag Warning - Large Fires | Wire-to-wire contact | Aggregated | 2032 | 7.8251e-07 | 202.884 | 0.00015876 | 2032 | Mitigation | 0.95 | 45 | 0 | esc | 0.00097009 | 7.591e-10 | 0.00097009 | 7.591e-10 | 0.03594 | 2.4101e-09 | 0.014004 | 4.3562e-09
[120 empty] | 7.3.3.17.5 (Remote Grid) Updates to grid topology to minimize risk of ignition in HFTDs Remote GridWLDFRWire-to-wire contactAggregated | WLDFR | HFTD - Distribution - Tier 3 - 4QU CoRE ¦ 4QU LoRE | Non-Red Flag Warning - Large Fires | Wire-to-wire contact | Aggregated | 2033 | 7.8251e-07 | 202.884 | 0.00015876 | 2033 | Mitigation | 0.95 | 45 | 0 | esc | 0.00097009 | 7.591e-10 | 0.00097009 | 7.591e-10 | 0.03594 | 2.4101e-09 | 0.014004 | 4.3562e-09
[120 empty] | 7.3.3.17.5 (Remote Grid) Updates to grid topology to minimize risk of ignition in HFTDs Remote GridWLDFRWire-to-wire contactAggregated | WLDFR | HFTD - Distribution - Tier 3 - 4QU CoRE ¦ 4QU LoRE | Non-Red Flag Warning - Large Fires | Wire-to-wire contact | Aggregated | 2034 | 7.8251e-07 | 202.884 | 0.00015876 | 2034 | Mitigation | 0.95 | 45 | 0 | esc | 0.00097009 | 7.591e-10 | 0.00097009 | 7.591e-10 | 0.03594 | 2.4101e-09 | 0.014004 | 4.3562e-09
[120 empty] | 7.3.3.17.5 (Remote Grid) Updates to grid topology to minimize risk of ignition in HFTDs Remote GridWLDFRWire-to-wire contactAggregated | WLDFR | HFTD - Distribution - Tier 3 - 4QU CoRE ¦ 4QU LoRE | Non-Red Flag Warning - Large Fires | Wire-to-wire contact | Aggregated | 2035 | 7.8251e-07 | 202.884 | 0.00015876 | 2035 | Mitigation | 0.95 | 45 | 0 | esc | 0.00097009 | 7.591e-10 | 0.00097009 | 7.591e-10 | 0.03594 | 2.4101e-09 | 0.014004 | 4.3562e-09
[120 empty] | 7.3.3.17.5 (Remote Grid) Updates to grid topology to minimize risk of ignition in HFTDs Remote GridWLDFRWire-to-wire contactAggregated | WLDFR | HFTD - Distribution - Tier 3 - 4QU CoRE ¦ 4QU LoRE | Non-Red Flag Warning - Large Fires | Wire-to-wire contact | Aggregated | 2036 | 7.8251e-07 | 202.884 | 0.00015876 | 2036 | Mitigation | 0.95 | 45 | 0 | esc | 0.00097009 | 7.591e-10 | 0.00097009 | 7.591e-10 | 0.03594 | 2.4101e-09 | 0.014004 | 4.3562e-09
[120 empty] | 7.3.3.17.5 (Remote Grid) Updates to grid topology to minimize risk of ignition in HFTDs Remote GridWLDFRWire-to-wire contactAggregated | WLDFR | HFTD - Distribution - Tier 3 - 4QU CoRE ¦ 4QU LoRE | Non-Red Flag Warning - Large Fires | Wire-to-wire contact | Aggregated | 2037 | 7.8251e-07 | 202.884 | 0.00015876 | 2037 | Mitigation | 0.95 | 45 | 0 | esc | 0.00097009 | 7.591e-10 | 0.00097009 | 7.591e-10 | 0.03594 | 2.4101e-09 | 0.014004 | 4.3562e-09
[120 empty] | 7.3.3.17.5 (Remote Grid) Updates to grid topology to minimize risk of ignition in HFTDs Remote GridWLDFRWire-to-wire contactAggregated | WLDFR | HFTD - Distribution - Tier 3 - 4QU CoRE ¦ 4QU LoRE | Non-Red Flag Warning - Large Fires | Wire-to-wire contact | Aggregated | 2038 | 7.8251e-07 | 202.884 | 0.00015876 | 2038 | Mitigation | 0.95 | 45 | 0 | esc | 0.00097009 | 7.591e-10 | 0.00097009 | 7.591e-10 | 0.03594 | 2.4101e-09 | 0.014004 | 4.3562e-09
[120 empty] | 7.3.3.17.5 (Remote Grid) Updates to grid topology to minimize risk of ignition in HFTDs Remote GridWLDFRWire-to-wire contactAggregated | WLDFR | HFTD - Distribution - Tier 3 - 4QU CoRE ¦ 4QU LoRE | Non-Red Flag Warning - Large Fires | Wire-to-wire contact | Aggregated | 2039 | 7.8251e-07 | 202.884 | 0.00015876 | 2039 | Mitigation | 0.95 | 45 | 0 | esc | 0.00097009 | 7.591e-10 | 0.00097009 | 7.591e-10 | 0.03594 | 2.4101e-09 | 0.014004 | 4.3562e-09
[120 empty] | 7.3.3.17.5 (Remote Grid) Updates to grid topology to minimize risk of ignition in HFTDs Remote GridWLDFRWire-to-wire contactAggregated | WLDFR | HFTD - Distribution - Tier 3 - 4QU CoRE ¦ 4QU LoRE | Non-Red Flag Warning - Large Fires | Wire-to-wire contact | Aggregated | 2040 | 7.8251e-07 | 202.884 | 0.00015876 | 2040 | Mitigation | 0.95 | 45 | 0 | esc | 0.00097009 | 7.591e-10 | 0.00097009 | 7.591e-10 | 0.03594 | 2.4101e-09 | 0.014004 | 4.3562e-09
[120 empty] | 7.3.3.17.5 (Remote Grid) Updates to grid topology to minimize risk of ignition in HFTDs Remote GridWLDFRWire-to-wire contactAggregated | WLDFR | HFTD - Distribution - Tier 3 - 4QU CoRE ¦ 4QU LoRE | Non-Red Flag Warning - Large Fires | Wire-to-wire contact | Aggregated | 2041 | 7.8251e-07 | 202.884 | 0.00015876 | 2041 | Mitigation | 0.95 | 45 | 0 | esc | 0.00097009 | 7.591e-10 | 0.00097009 | 7.591e-10 | 0.03594 | 2.4101e-09 | 0.014004 | 4.3562e-09
[120 empty] | 7.3.3.17.5 (Remote Grid) Updates to grid topology to minimize risk of ignition in HFTDs Remote GridWLDFRWire-to-wire contactAggregated | WLDFR | HFTD - Distribution - Tier 3 - 4QU CoRE ¦ 4QU LoRE | Non-Red Flag Warning - Large Fires | Wire-to-wire contact | Aggregated | 2042 | 7.8251e-07 | 202.884 | 0.00015876 | 2042 | Mitigation | 0.95 | 45 | 0 | esc | 0.00097009 | 7.591e-10 | 0.00097009 | 7.591e-10 | 0.03594 | 2.4101e-09 | 0.014004 | 4.3562e-09
[120 empty] | 7.3.3.17.5 (Remote Grid) Updates to grid topology to minimize risk of ignition in HFTDs Remote GridWLDFRWire-to-wire contactAggregated | WLDFR | HFTD - Distribution - Tier 3 - 4QU CoRE ¦ 4QU LoRE | Non-Red Flag Warning - Large Fires | Wire-to-wire contact | Aggregated | 2043 | 7.8251e-07 | 202.884 | 0.00015876 | 2043 | Mitigation | 0.95 | 45 | 0 | esc | 0.00097009 | 7.591e-10 | 0.00097009 | 7.591e-10 | 0.03594 | 2.4101e-09 | 0.014004 | 4.3562e-09
[120 empty] | 7.3.3.17.5 (Remote Grid) Updates to grid topology to minimize risk of ignition in HFTDs Remote GridWLDFRWire-to-wire contactAggregated | WLDFR | HFTD - Distribution - Tier 3 - 4QU CoRE ¦ 4QU LoRE | Non-Red Flag Warning - Large Fires | Wire-to-wire contact | Aggregated | 2044 | 7.8251e-07 | 202.884 | 0.00015876 | 2044 | Mitigation | 0.95 | 45 | 0 | esc | 0.00097009 | 7.591e-10 | 0.00097009 | 7.591e-10 | 0.03594 | 2.4101e-09 | 0 | 0
[120 empty] | 7.3.3.17.5 (Remote Grid) Updates to grid topology to minimize risk of ignition in HFTDs Remote GridWLDFRWire-to-wire contactAggregated | WLDFR | HFTD - Distribution - Tier 3 - 4QU CoRE ¦ 4QU LoRE | Non-Red Flag Warning - Large Fires | Wire-to-wire contact | Aggregated | 2045 | 7.8251e-07 | 202.884 | 0.00015876 | 2045 | Mitigation | 0.95 | 45 | 0 | esc | 0.00097009 | 7.591e-10 | 0.00097009 | 7.591e-10 | 0.03594 | 2.4101e-09 | 0 | 0
[120 empty] | 7.3.3.17.5 (Remote Grid) Updates to grid topology to minimize risk of ignition in HFTDs Remote GridWLDFRWire-to-wire contactAggregated | WLDFR | HFTD - Distribution - Tier 3 - 4QU CoRE ¦ 4QU LoRE | Non-Red Flag Warning - Large Fires | Wire-to-wire contact | Aggregated | 2046 | 7.8251e-07 | 202.884 | 0.00015876 | 2046 | Mitigation | 0.95 | 45 | 0 | esc | 0.00097009 | 7.591e-10 | 0.00097009 | 7.591e-10 | 0.03594 | 2.4101e-09 | 0.012777 | 3.166e-09
[120 empty] | 7.3.3.17.5 (Remote Grid) Updates to grid topology to minimize risk of ignition in HFTDs Remote GridWLDFRWire-to-wire contactAggregated | WLDFR | HFTD - Distribution - Tier 3 - 4QU CoRE ¦ 4QU LoRE | Non-Red Flag Warning - Large Fires | Wire-to-wire contact | Aggregated | 2047 | 7.8251e-07 | 202.884 | 0.00015876 | 2047 | Mitigation | 0.95 | 45 | 0 | esc | 0.00097009 | 7.591e-10 | 0.00097009 | 7.591e-10 | 0.03594 | 2.4101e-09 | 0.012777 | 3.166e-09
[120 empty] | 7.3.3.17.5 (Remote Grid) Updates to grid topology to minimize risk of ignition in HFTDs Remote GridWLDFRWire-to-wire contactAggregated | WLDFR | HFTD - Distribution - Tier 3 - 4QU CoRE ¦ 4QU LoRE | Non-Red Flag Warning - Large Fires | Wire-to-wire contact | Aggregated | 2048 | 7.8251e-07 | 202.884 | 0.00015876 | 2048 | Mitigation | 0.95 | 45 | 0 | esc | 0.00097009 | 7.591e-10 | 0.00097009 | 7.591e-10 | 0.03594 | 2.4101e-09 | 0.012777 | 3.166e-09
[120 empty] | 7.3.3.17.5 (Remote Grid) Updates to grid topology to minimize risk of ignition in HFTDs Remote GridWLDFRWire-to-wire contactAggregated | WLDFR | HFTD - Distribution - Tier 3 - 4QU CoRE ¦ 4QU LoRE | Non-Red Flag Warning - Large Fires | Wire-to-wire contact | Aggregated | 2049 | 7.8251e-07 | 202.884 | 0.00015876 | 2049 | Mitigation | 0.95 | 45 | 0 | esc | 0.00097009 | 7.591e-10 | 0.00097009 | 7.591e-10 | 0.03594 | 2.4101e-09 | 0.012777 | 3.166e-09
[120 empty] | 7.3.3.17.5 (Remote Grid) Updates to grid topology to minimize risk of ignition in HFTDs Remote GridWLDFRWire-to-wire contactAggregated | WLDFR | HFTD - Distribution - Tier 3 - 4QU CoRE ¦ 4QU LoRE | Non-Red Flag Warning - Large Fires | Wire-to-wire contact | Aggregated | 2050 | 7.8251e-07 | 202.884 | 0.00015876 | 2050 | Mitigation | 0.95 | 45 | 0 | esc | 0.00097009 | 7.591e-10 | 0.00097009 | 7.591e-10 | 0.03594 | 2.4101e-09 | 0.012777 | 3.166e-09
[120 empty] | 7.3.3.17.5 (Remote Grid) Updates to grid topology to minimize risk of ignition in HFTDs Remote GridWLDFRWire-to-wire contactAggregated | WLDFR | HFTD - Distribution - Tier 3 - 4QU CoRE ¦ 4QU LoRE | Non-Red Flag Warning - Large Fires | Wire-to-wire contact | Aggregated | 2051 | 7.8251e-07 | 202.884 | 0.00015876 | 2051 | Mitigation | 0.95 | 45 | 0 | esc | 0.00097009 | 7.591e-10 | 0.00097009 | 7.591e-10 | 0.03594 | 2.4101e-09 | 0.012777 | 3.166e-09
[120 empty] | 7.3.3.17.5 (Remote Grid) Updates to grid topology to minimize risk of ignition in HFTDs Remote GridWLDFRWire-to-wire contactAggregated | WLDFR | HFTD - Distribution - Tier 3 - 4QU CoRE ¦ 4QU LoRE | Non-Red Flag Warning - Large Fires | Wire-to-wire contact | Aggregated | 2052 | 7.8251e-07 | 202.884 | 0.00015876 | 2052 | Mitigation | 0.95 | 45 | 0 | esc | 0.00097009 | 7.591e-10 | 0.00097009 | 7.591e-10 | 0.03594 | 2.4101e-09 | 0.012777 | 3.166e-09
[120 empty] | 7.3.3.17.5 (Remote Grid) Updates to grid topology to minimize risk of ignition in HFTDs Remote GridWLDFRWire-to-wire contactAggregated | WLDFR | HFTD - Distribution - Tier 3 - 4QU CoRE ¦ 4QU LoRE | Non-Red Flag Warning - Large Fires | Wire-to-wire contact | Aggregated | 2053 | 7.8251e-07 | 202.884 | 0.00015876 | 2053 | Mitigation | 0.95 | 45 | 0 | esc | 0.00097009 | 7.591e-10 | 0.00097009 | 7.591e-10 | 0.03594 | 2.4101e-09 | 0.012777 | 3.166e-09
[120 empty] | 7.3.3.17.5 (Remote Grid) Updates to grid topology to minimize risk of ignition in HFTDs Remote GridWLDFRWire-to-wire contactAggregated | WLDFR | HFTD - Distribution - Tier 3 - 4QU CoRE ¦ 4QU LoRE | Non-Red Flag Warning - Large Fires | Wire-to-wire contact | Aggregated | 2054 | 7.8251e-07 | 202.884 | 0.00015876 | 2054 | Mitigation | 0.95 | 45 | 0 | esc | 0.00097009 | 7.591e-10 | 0.00097009 | 7.591e-10 | 0.03594 | 2.4101e-09 | 0.012777 | 3.166e-09
[120 empty] | 7.3.3.17.5 (Remote Grid) Updates to grid topology to minimize risk of ignition in HFTDs Remote GridWLDFRWire-to-wire contactAggregated | WLDFR | HFTD - Distribution - Tier 3 - 4QU CoRE ¦ 4QU LoRE | Non-Red Flag Warning - Large Fires | Wire-to-wire contact | Aggregated | 2055 | 7.8251e-07 | 202.884 | 0.00015876 | 2055 | Mitigation | 0.95 | 45 | 0 | esc | 0.00097009 | 7.591e-10 | 0.00097009 | 7.591e-10 | 0.03594 | 2.4101e-09 | 0.012777 | 3.166e-09
[120 empty] | 7.3.3.17.5 (Remote Grid) Updates to grid topology to minimize risk of ignition in HFTDs Remote GridWLDFRWire-to-wire contactAggregated | WLDFR | HFTD - Distribution - Tier 3 - 4QU CoRE ¦ 4QU LoRE | Non-Red Flag Warning - Large Fires | Wire-to-wire contact | Aggregated | 2056 | 7.8251e-07 | 202.884 | 0.00015876 | 2056 | Mitigation | 0.95 | 45 | 0 | esc | 0.00097009 | 7.591e-10 | 0.00097009 | 7.591e-10 | 0.03594 | 2.4101e-09 | 0.012777 | 3.166e-09
[120 empty] | 7.3.3.17.5 (Remote Grid) Updates to grid topology to minimize risk of ignition in HFTDs Remote GridWLDFRWire-to-wire contactAggregated | WLDFR | HFTD - Distribution - Tier 3 - 4QU CoRE ¦ 4QU LoRE | Non-Red Flag Warning - Large Fires | Wire-to-wire contact | Aggregated | 2057 | 7.8251e-07 | 202.884 | 0.00015876 | 2057 | Mitigation | 0.95 | 45 | 0 | esc | 0.00097009 | 7.591e-10 | 0.00097009 | 7.591e-10 | 0.03594 | 2.4101e-09 | 0.012777 | 3.166e-09
[120 empty] | 7.3.3.17.5 (Remote Grid) Updates to grid topology to minimize risk of ignition in HFTDs Remote GridWLDFRWire-to-wire contactAggregated | WLDFR | HFTD - Distribution - Tier 3 - 4QU CoRE ¦ 4QU LoRE | Non-Red Flag Warning - Large Fires | Wire-to-wire contact | Aggregated | 2058 | 7.8251e-07 | 202.884 | 0.00015876 | 2058 | Mitigation | 0.95 | 45 | 0 | esc | 0.00097009 | 7.591e-10 | 0.00097009 | 7.591e-10 | 0.03594 | 2.4101e-09 | 0.012777 | 3.166e-09
[120 empty] | 7.3.3.17.5 (Remote Grid) Updates to grid topology to minimize risk of ignition in HFTDs Remote GridWLDFRWire-to-wire contactAggregated | WLDFR | HFTD - Distribution - Tier 3 - 4QU CoRE ¦ 4QU LoRE | Non-Red Flag Warning - Large Fires | Wire-to-wire contact | Aggregated | 2059 | 7.8251e-07 | 202.884 | 0.00015876 | 2059 | Mitigation | 0.95 | 45 | 0 | esc | 0.00097009 | 7.591e-10 | 0.00097009 | 7.591e-10 | 0.03594 | 2.4101e-09 | 0.012777 | 3.166e-09
[120 empty] | 7.3.3.17.5 (Remote Grid) Updates to grid topology to minimize risk of ignition in HFTDs Remote GridWLDFRWire-to-wire contactAggregated | WLDFR | HFTD - Distribution - Tier 3 - 4QU CoRE ¦ 4QU LoRE | Non-Red Flag Warning - Large Fires | Wire-to-wire contact | Aggregated | 2060 | 7.8251e-07 | 202.884 | 0.00015876 | 2060 | Mitigation | 0.95 | 45 | 0 | esc | 0.00097009 | 7.591e-10 | 0.00097009 | 7.591e-10 | 0 | 0 | 0.012777 | 3.166e-09
[120 empty] | 7.3.3.17.5 (Remote Grid) Updates to grid topology to minimize risk of ignition in HFTDs Remote GridWLDFRWire-to-wire contactAggregated | WLDFR | HFTD - Distribution - Tier 3 - 4QU CoRE ¦ 4QU LoRE | Non-Red Flag Warning - Large Fires | Wire-to-wire contact | Aggregated | 2061 | 7.8251e-07 | 202.884 | 0.00015876 | 2061 | Mitigation | 0.95 | 45 | 0 | esc | 0.00097009 | 7.591e-10 | 0.00097009 | 7.591e-10 | 0.03594 | 1.348e-09 | 0.012777 | 3.166e-09
[120 empty] | 7.3.3.17.5 (Remote Grid) Updates to grid topology to minimize risk of ignition in HFTDs Remote GridWLDFRWire-to-wire contactAggregated | WLDFR | HFTD - Distribution - Tier 3 - 4QU CoRE ¦ 4QU LoRE | Non-Red Flag Warning - Large Fires | Wire-to-wire contact | Aggregated | 2062 | 7.8251e-07 | 202.884 | 0.00015876 | 2062 | Mitigation | 0.95 | 45 | 0 | esc | 0.00097009 | 7.591e-10 | 0.00097009 | 7.591e-10 | 0.03594 | 1.348e-09 | 0.012777 | 3.166e-09
[120 empty] | 7.3.3.17.5 (Remote Grid) Updates to grid topology to minimize risk of ignition in HFTDs Remote GridWLDFRWire-to-wire contactAggregated | WLDFR | HFTD - Distribution - Tier 3 - 4QU CoRE ¦ 4QU LoRE | Non-Red Flag Warning - Large Fires | Wire-to-wire contact | Aggregated | 2063 | 7.8251e-07 | 202.884 | 0.00015876 | 2063 | Mitigation | 0.95 | 45 | 0 | esc | 0.00097009 | 7.591e-10 | 0.00097009 | 7.591e-10 | 0.03594 | 1.348e-09 | 0.012777 | 3.166e-09
[120 empty] | 7.3.3.17.5 (Remote Grid) Updates to grid topology to minimize risk of ignition in HFTDs Remote GridWLDFRWire-to-wire contactAggregated | WLDFR | HFTD - Distribution - Tier 3 - 4QU CoRE ¦ 4QU LoRE | Non-Red Flag Warning - Large Fires | Wire-to-wire contact | Aggregated | 2064 | 7.8251e-07 | 202.884 | 0.00015876 | 2064 | Mitigation | 0.95 | 45 | 0 | esc | 0.00097009 | 7.591e-10 | 0.00097009 | 7.591e-10 | 0.03594 | 1.348e-09 | 0.012777 | 3.166e-09
[120 empty] | 7.3.3.17.5 (Remote Grid) Updates to grid topology to minimize risk of ignition in HFTDs Remote GridWLDFRWire-to-wire contactAggregated | WLDFR | HFTD - Distribution - Tier 3 - 4QU CoRE ¦ 4QU LoRE | Non-Red Flag Warning - Large Fires | Wire-to-wire contact | Aggregated | 2065 | 7.8251e-07 | 202.884 | 0.00015876 | 2065 | Mitigation | 0.95 | 45 | 0 | esc | 0.00097009 | 7.591e-10 | 0.00097009 | 7.591e-10 | 0.03594 | 1.348e-09 | 0.012777 | 3.166e-09
[120 empty] | 7.3.3.17.5 (Remote Grid) Updates to grid topology to minimize risk of ignition in HFTDs Remote GridWLDFRWire-to-wire contactAggregated | WLDFR | HFTD - Distribution - Tier 3 - 4QU CoRE ¦ 4QU LoRE | Non-Red Flag Warning - Large Fires | Wire-to-wire contact | Aggregated | 2066 | 7.8251e-07 | 202.884 | 0.00015876 | 2066 | Mitigation | 0.95 | 45 | 0 | esc | 0.00097009 | 7.591e-10 | 0.00097009 | 7.591e-10 | 0.03594 | 1.348e-09 | 0.012777 | 3.166e-09
[120 empty] | 7.3.3.17.5 (Remote Grid) Updates to grid topology to minimize risk of ignition in HFTDs Remote GridWLDFRWire-to-wire contactAggregated | WLDFR | HFTD - Distribution - Tier 3 - 4QU CoRE ¦ 4QU LoRE | Non-Red Flag Warning - Large Fires | Wire-to-wire contact | Aggregated | 2067 | 7.8251e-07 | 202.884 | 0.00015876 | 2067 | Mitigation | 0.95 | 45 | 0 | esc | 0 | 0 | 0.00097009 | 7.591e-10 | 0.03594 | 1.348e-09 | 0.012777 | 3.166e-09
[120 empty] | 7.3.3.17.5 (Remote Grid) Updates to grid topology to minimize risk of ignition in HFTDs Remote GridWLDFRContact from objectAggregated | WLDFR | HFTD - Distribution - Tier 3 - 4QU CoRE ¦ 4QU LoRE | Non-Red Flag Warning - Small Fires | Contact from object | Aggregated | 2022 | 0.00052092 | 202.884 | 0.10569 | 2022 | Mitigation | 0.95 | 45 | 0 | esc | 0.00097009 | 5.0534e-07 | 0 | 0 | 0.03594 | 1.348e-09 | 0.012777 | 3.166e-09
[120 empty] | 7.3.3.17.5 (Remote Grid) Updates to grid topology to minimize risk of ignition in HFTDs Remote GridWLDFRContact from objectAggregated | WLDFR | HFTD - Distribution - Tier 3 - 4QU CoRE ¦ 4QU LoRE | Non-Red Flag Warning - Small Fires | Contact from object | Aggregated | 2023 | 0.00052092 | 202.884 | 0.10569 | 2023 | Mitigation | 0.95 | 45 | 0 | esc | 0.00097009 | 5.0534e-07 | 0.00097009 | 5.0534e-07 | 0.03594 | 1.348e-09 | 0.012777 | 3.166e-09
[120 empty] | 7.3.3.17.5 (Remote Grid) Updates to grid topology to minimize risk of ignition in HFTDs Remote GridWLDFRContact from objectAggregated | WLDFR | HFTD - Distribution - Tier 3 - 4QU CoRE ¦ 4QU LoRE | Non-Red Flag Warning - Small Fires | Contact from object | Aggregated | 2024 | 0.00052092 | 202.884 | 0.10569 | 2024 | Mitigation | 0.95 | 45 | 0 | esc | 0.00097009 | 5.0534e-07 | 0.00097009 | 5.0534e-07 | 0.03594 | 1.348e-09 | 0.012777 | 3.166e-09
[120 empty] | 7.3.3.17.5 (Remote Grid) Updates to grid topology to minimize risk of ignition in HFTDs Remote GridWLDFRContact from objectAggregated | WLDFR | HFTD - Distribution - Tier 3 - 4QU CoRE ¦ 4QU LoRE | Non-Red Flag Warning - Small Fires | Contact from object | Aggregated | 2025 | 0.00052092 | 202.884 | 0.10569 | 2025 | Mitigation | 0.95 | 45 | 0 | esc | 0.00097009 | 5.0534e-07 | 0.00097009 | 5.0534e-07 | 0.03594 | 1.348e-09 | 0.012777 | 3.166e-09
[120 empty] | 7.3.3.17.5 (Remote Grid) Updates to grid topology to minimize risk of ignition in HFTDs Remote GridWLDFRContact from objectAggregated | WLDFR | HFTD - Distribution - Tier 3 - 4QU CoRE ¦ 4QU LoRE | Non-Red Flag Warning - Small Fires | Contact from object | Aggregated | 2026 | 0.00052092 | 202.884 | 0.10569 | 2026 | Mitigation | 0.95 | 45 | 0 | esc | 0.00097009 | 5.0534e-07 | 0.00097009 | 5.0534e-07 | 0.03594 | 1.348e-09 | 0.012777 | 3.166e-09
[120 empty] | 7.3.3.17.5 (Remote Grid) Updates to grid topology to minimize risk of ignition in HFTDs Remote GridWLDFRContact from objectAggregated | WLDFR | HFTD - Distribution - Tier 3 - 4QU CoRE ¦ 4QU LoRE | Non-Red Flag Warning - Small Fires | Contact from object | Aggregated | 2027 | 0.00052092 | 202.884 | 0.10569 | 2027 | Mitigation | 0.95 | 45 | 0 | esc | 0.00097009 | 5.0534e-07 | 0.00097009 | 5.0534e-07 | 0.03594 | 1.348e-09 | 0.012777 | 3.166e-09
[120 empty] | 7.3.3.17.5 (Remote Grid) Updates to grid topology to minimize risk of ignition in HFTDs Remote GridWLDFRContact from objectAggregated | WLDFR | HFTD - Distribution - Tier 3 - 4QU CoRE ¦ 4QU LoRE | Non-Red Flag Warning - Small Fires | Contact from object | Aggregated | 2028 | 0.00052092 | 202.884 | 0.10569 | 2028 | Mitigation | 0.95 | 45 | 0 | esc | 0.00097009 | 5.0534e-07 | 0.00097009 | 5.0534e-07 | 0.03594 | 1.348e-09 | 0.012777 | 3.166e-09
[120 empty] | 7.3.3.17.5 (Remote Grid) Updates to grid topology to minimize risk of ignition in HFTDs Remote GridWLDFRContact from objectAggregated | WLDFR | HFTD - Distribution - Tier 3 - 4QU CoRE ¦ 4QU LoRE | Non-Red Flag Warning - Small Fires | Contact from object | Aggregated | 2029 | 0.00052092 | 202.884 | 0.10569 | 2029 | Mitigation | 0.95 | 45 | 0 | esc | 0.00097009 | 5.0534e-07 | 0.00097009 | 5.0534e-07 | 0.03594 | 1.348e-09 | 0.012777 | 3.166e-09
[120 empty] | 7.3.3.17.5 (Remote Grid) Updates to grid topology to minimize risk of ignition in HFTDs Remote GridWLDFRContact from objectAggregated | WLDFR | HFTD - Distribution - Tier 3 - 4QU CoRE ¦ 4QU LoRE | Non-Red Flag Warning - Small Fires | Contact from object | Aggregated | 2030 | 0.00052092 | 202.884 | 0.10569 | 2030 | Mitigation | 0.95 | 45 | 0 | esc | 0.00097009 | 5.0534e-07 | 0.00097009 | 5.0534e-07 | 0.03594 | 1.348e-09 | 0 | 0
[120 empty] | 7.3.3.17.5 (Remote Grid) Updates to grid topology to minimize risk of ignition in HFTDs Remote GridWLDFRContact from objectAggregated | WLDFR | HFTD - Distribution - Tier 3 - 4QU CoRE ¦ 4QU LoRE | Non-Red Flag Warning - Small Fires | Contact from object | Aggregated | 2031 | 0.00052092 | 202.884 | 0.10569 | 2031 | Mitigation | 0.95 | 45 | 0 | esc | 0.00097009 | 5.0534e-07 | 0.00097009 | 5.0534e-07 | 0.03594 | 1.348e-09 | 0 | 0
[120 empty] | 7.3.3.17.5 (Remote Grid) Updates to grid topology to minimize risk of ignition in HFTDs Remote GridWLDFRContact from objectAggregated | WLDFR | HFTD - Distribution - Tier 3 - 4QU CoRE ¦ 4QU LoRE | Non-Red Flag Warning - Small Fires | Contact from object | Aggregated | 2032 | 0.00052092 | 202.884 | 0.10569 | 2032 | Mitigation | 0.95 | 45 | 0 | esc | 0.00097009 | 5.0534e-07 | 0.00097009 | 5.0534e-07 | 0.03594 | 1.348e-09 | 0.012705 | 3.2981e-09
[120 empty] | 7.3.3.17.5 (Remote Grid) Updates to grid topology to minimize risk of ignition in HFTDs Remote GridWLDFRContact from objectAggregated | WLDFR | HFTD - Distribution - Tier 3 - 4QU CoRE ¦ 4QU LoRE | Non-Red Flag Warning - Small Fires | Contact from object | Aggregated | 2033 | 0.00052092 | 202.884 | 0.10569 | 2033 | Mitigation | 0.95 | 45 | 0 | esc | 0.00097009 | 5.0534e-07 | 0.00097009 | 5.0534e-07 | 0.03594 | 1.348e-09 | 0.012705 | 3.2981e-09
[120 empty] | 7.3.3.17.5 (Remote Grid) Updates to grid topology to minimize risk of ignition in HFTDs Remote GridWLDFRContact from objectAggregated | WLDFR | HFTD - Distribution - Tier 3 - 4QU CoRE ¦ 4QU LoRE | Non-Red Flag Warning - Small Fires | Contact from object | Aggregated | 2034 | 0.00052092 | 202.884 | 0.10569 | 2034 | Mitigation | 0.95 | 45 | 0 | esc | 0.00097009 | 5.0534e-07 | 0.00097009 | 5.0534e-07 | 0.03594 | 1.348e-09 | 0.012705 | 3.2981e-09
[120 empty] | 7.3.3.17.5 (Remote Grid) Updates to grid topology to minimize risk of ignition in HFTDs Remote GridWLDFRContact from objectAggregated | WLDFR | HFTD - Distribution - Tier 3 - 4QU CoRE ¦ 4QU LoRE | Non-Red Flag Warning - Small Fires | Contact from object | Aggregated | 2035 | 0.00052092 | 202.884 | 0.10569 | 2035 | Mitigation | 0.95 | 45 | 0 | esc | 0.00097009 | 5.0534e-07 | 0.00097009 | 5.0534e-07 | 0.03594 | 1.348e-09 | 0.012705 | 3.2981e-09
[120 empty] | 7.3.3.17.5 (Remote Grid) Updates to grid topology to minimize risk of ignition in HFTDs Remote GridWLDFRContact from objectAggregated | WLDFR | HFTD - Distribution - Tier 3 - 4QU CoRE ¦ 4QU LoRE | Non-Red Flag Warning - Small Fires | Contact from object | Aggregated | 2036 | 0.00052092 | 202.884 | 0.10569 | 2036 | Mitigation | 0.95 | 45 | 0 | esc | 0.00097009 | 5.0534e-07 | 0.00097009 | 5.0534e-07 | 0.03594 | 1.348e-09 | 0.012705 | 3.2981e-09
[120 empty] | 7.3.3.17.5 (Remote Grid) Updates to grid topology to minimize risk of ignition in HFTDs Remote GridWLDFRContact from objectAggregated | WLDFR | HFTD - Distribution - Tier 3 - 4QU CoRE ¦ 4QU LoRE | Non-Red Flag Warning - Small Fires | Contact from object | Aggregated | 2037 | 0.00052092 | 202.884 | 0.10569 | 2037 | Mitigation | 0.95 | 45 | 0 | esc | 0.00097009 | 5.0534e-07 | 0.00097009 | 5.0534e-07 | 0.03594 | 1.348e-09 | 0.012705 | 3.2981e-09
[120 empty] | 7.3.3.17.5 (Remote Grid) Updates to grid topology to minimize risk of ignition in HFTDs Remote GridWLDFRContact from objectAggregated | WLDFR | HFTD - Distribution - Tier 3 - 4QU CoRE ¦ 4QU LoRE | Non-Red Flag Warning - Small Fires | Contact from object | Aggregated | 2038 | 0.00052092 | 202.884 | 0.10569 | 2038 | Mitigation | 0.95 | 45 | 0 | esc | 0.00097009 | 5.0534e-07 | 0.00097009 | 5.0534e-07 | 0.03594 | 1.348e-09 | 0.012705 | 3.2981e-09
[120 empty] | 7.3.3.17.5 (Remote Grid) Updates to grid topology to minimize risk of ignition in HFTDs Remote GridWLDFRContact from objectAggregated | WLDFR | HFTD - Distribution - Tier 3 - 4QU CoRE ¦ 4QU LoRE | Non-Red Flag Warning - Small Fires | Contact from object | Aggregated | 2039 | 0.00052092 | 202.884 | 0.10569 | 2039 | Mitigation | 0.95 | 45 | 0 | esc | 0.00097009 | 5.0534e-07 | 0.00097009 | 5.0534e-07 | 0.03594 | 1.348e-09 | 0.012705 | 3.2981e-09
[120 empty] | 7.3.3.17.5 (Remote Grid) Updates to grid topology to minimize risk of ignition in HFTDs Remote GridWLDFRContact from objectAggregated | WLDFR | HFTD - Distribution - Tier 3 - 4QU CoRE ¦ 4QU LoRE | Non-Red Flag Warning - Small Fires | Contact from object | Aggregated | 2040 | 0.00052092 | 202.884 | 0.10569 | 2040 | Mitigation | 0.95 | 45 | 0 | esc | 0.00097009 | 5.0534e-07 | 0.00097009 | 5.0534e-07 | 0.03594 | 1.348e-09 | 0.012705 | 3.2981e-09
[120 empty] | 7.3.3.17.5 (Remote Grid) Updates to grid topology to minimize risk of ignition in HFTDs Remote GridWLDFRContact from objectAggregated | WLDFR | HFTD - Distribution - Tier 3 - 4QU CoRE ¦ 4QU LoRE | Non-Red Flag Warning - Small Fires | Contact from object | Aggregated | 2041 | 0.00052092 | 202.884 | 0.10569 | 2041 | Mitigation | 0.95 | 45 | 0 | esc | 0.00097009 | 5.0534e-07 | 0.00097009 | 5.0534e-07 | 0.03594 | 1.348e-09 | 0.012705 | 3.2981e-09
[120 empty] | 7.3.3.17.5 (Remote Grid) Updates to grid topology to minimize risk of ignition in HFTDs Remote GridWLDFRContact from objectAggregated | WLDFR | HFTD - Distribution - Tier 3 - 4QU CoRE ¦ 4QU LoRE | Non-Red Flag Warning - Small Fires | Contact from object | Aggregated | 2042 | 0.00052092 | 202.884 | 0.10569 | 2042 | Mitigation | 0.95 | 45 | 0 | esc | 0.00097009 | 5.0534e-07 | 0.00097009 | 5.0534e-07 | 0.03594 | 1.348e-09 | 0.012705 | 3.2981e-09
[120 empty] | 7.3.3.17.5 (Remote Grid) Updates to grid topology to minimize risk of ignition in HFTDs Remote GridWLDFRContact from objectAggregated | WLDFR | HFTD - Distribution - Tier 3 - 4QU CoRE ¦ 4QU LoRE | Non-Red Flag Warning - Small Fires | Contact from object | Aggregated | 2043 | 0.00052092 | 202.884 | 0.10569 | 2043 | Mitigation | 0.95 | 45 | 0 | esc | 0.00097009 | 5.0534e-07 | 0.00097009 | 5.0534e-07 | 0.03594 | 1.348e-09 | 0.012705 | 3.2981e-09
[120 empty] | 7.3.3.17.5 (Remote Grid) Updates to grid topology to minimize risk of ignition in HFTDs Remote GridWLDFRContact from objectAggregated | WLDFR | HFTD - Distribution - Tier 3 - 4QU CoRE ¦ 4QU LoRE | Non-Red Flag Warning - Small Fires | Contact from object | Aggregated | 2044 | 0.00052092 | 202.884 | 0.10569 | 2044 | Mitigation | 0.95 | 45 | 0 | esc | 0.00097009 | 5.0534e-07 | 0.00097009 | 5.0534e-07 | 0.03594 | 1.348e-09 | 0.012705 | 3.2981e-09
[120 empty] | 7.3.3.17.5 (Remote Grid) Updates to grid topology to minimize risk of ignition in HFTDs Remote GridWLDFRContact from objectAggregated | WLDFR | HFTD - Distribution - Tier 3 - 4QU CoRE ¦ 4QU LoRE | Non-Red Flag Warning - Small Fires | Contact from object | Aggregated | 2045 | 0.00052092 | 202.884 | 0.10569 | 2045 | Mitigation | 0.95 | 45 | 0 | esc | 0.00097009 | 5.0534e-07 | 0.00097009 | 5.0534e-07 | 0.03594 | 1.348e-09 | 0.012705 | 3.2981e-09
[120 empty] | 7.3.3.17.5 (Remote Grid) Updates to grid topology to minimize risk of ignition in HFTDs Remote GridWLDFRContact from objectAggregated | WLDFR | HFTD - Distribution - Tier 3 - 4QU CoRE ¦ 4QU LoRE | Non-Red Flag Warning - Small Fires | Contact from object | Aggregated | 2046 | 0.00052092 | 202.884 | 0.10569 | 2046 | Mitigation | 0.95 | 45 | 0 | esc | 0.00097009 | 5.0534e-07 | 0.00097009 | 5.0534e-07 | 0.03594 | 1.348e-09 | 0.012705 | 3.2981e-09
[120 empty] | 7.3.3.17.5 (Remote Grid) Updates to grid topology to minimize risk of ignition in HFTDs Remote GridWLDFRContact from objectAggregated | WLDFR | HFTD - Distribution - Tier 3 - 4QU CoRE ¦ 4QU LoRE | Non-Red Flag Warning - Small Fires | Contact from object | Aggregated | 2047 | 0.00052092 | 202.884 | 0.10569 | 2047 | Mitigation | 0.95 | 45 | 0 | esc | 0.00097009 | 5.0534e-07 | 0.00097009 | 5.0534e-07 | 0.03594 | 1.348e-09 | 0.012705 | 3.2981e-09
[120 empty] | 7.3.3.17.5 (Remote Grid) Updates to grid topology to minimize risk of ignition in HFTDs Remote GridWLDFRContact from objectAggregated | WLDFR | HFTD - Distribution - Tier 3 - 4QU CoRE ¦ 4QU LoRE | Non-Red Flag Warning - Small Fires | Contact from object | Aggregated | 2048 | 0.00052092 | 202.884 | 0.10569 | 2048 | Mitigation | 0.95 | 45 | 0 | esc | 0.00097009 | 5.0534e-07 | 0.00097009 | 5.0534e-07 | 0.03594 | 1.348e-09 | 0.012705 | 3.2981e-09
[120 empty] | 7.3.3.17.5 (Remote Grid) Updates to grid topology to minimize risk of ignition in HFTDs Remote GridWLDFRContact from objectAggregated | WLDFR | HFTD - Distribution - Tier 3 - 4QU CoRE ¦ 4QU LoRE | Non-Red Flag Warning - Small Fires | Contact from object | Aggregated | 2049 | 0.00052092 | 202.884 | 0.10569 | 2049 | Mitigation | 0.95 | 45 | 0 | esc | 0.00097009 | 5.0534e-07 | 0.00097009 | 5.0534e-07 | 0.03594 | 1.348e-09 | 0.012705 | 3.2981e-09
[120 empty] | 7.3.3.17.5 (Remote Grid) Updates to grid topology to minimize risk of ignition in HFTDs Remote GridWLDFRContact from objectAggregated | WLDFR | HFTD - Distribution - Tier 3 - 4QU CoRE ¦ 4QU LoRE | Non-Red Flag Warning - Small Fires | Contact from object | Aggregated | 2050 | 0.00052092 | 202.884 | 0.10569 | 2050 | Mitigation | 0.95 | 45 | 0 | esc | 0.00097009 | 5.0534e-07 | 0.00097009 | 5.0534e-07 | 0.03594 | 1.348e-09 | 0.012705 | 3.2981e-09
[120 empty] | 7.3.3.17.5 (Remote Grid) Updates to grid topology to minimize risk of ignition in HFTDs Remote GridWLDFRContact from objectAggregated | WLDFR | HFTD - Distribution - Tier 3 - 4QU CoRE ¦ 4QU LoRE | Non-Red Flag Warning - Small Fires | Contact from object | Aggregated | 2051 | 0.00052092 | 202.884 | 0.10569 | 2051 | Mitigation | 0.95 | 45 | 0 | esc | 0.00097009 | 5.0534e-07 | 0.00097009 | 5.0534e-07 | 0.03594 | 1.348e-09 | 0.012705 | 3.2981e-09
[120 empty] | 7.3.3.17.5 (Remote Grid) Updates to grid topology to minimize risk of ignition in HFTDs Remote GridWLDFRContact from objectAggregated | WLDFR | HFTD - Distribution - Tier 3 - 4QU CoRE ¦ 4QU LoRE | Non-Red Flag Warning - Small Fires | Contact from object | Aggregated | 2052 | 0.00052092 | 202.884 | 0.10569 | 2052 | Mitigation | 0.95 | 45 | 0 | esc | 0.00097009 | 5.0534e-07 | 0.00097009 | 5.0534e-07 | 0.03594 | 1.348e-09 | 0.012705 | 3.2981e-09
[120 empty] | 7.3.3.17.5 (Remote Grid) Updates to grid topology to minimize risk of ignition in HFTDs Remote GridWLDFRContact from objectAggregated | WLDFR | HFTD - Distribution - Tier 3 - 4QU CoRE ¦ 4QU LoRE | Non-Red Flag Warning - Small Fires | Contact from object | Aggregated | 2053 | 0.00052092 | 202.884 | 0.10569 | 2053 | Mitigation | 0.95 | 45 | 0 | esc | 0.00097009 | 5.0534e-07 | 0.00097009 | 5.0534e-07 | 0.03594 | 1.348e-09 | 0.012705 | 3.2981e-09
[120 empty] | 7.3.3.17.5 (Remote Grid) Updates to grid topology to minimize risk of ignition in HFTDs Remote GridWLDFRContact from objectAggregated | WLDFR | HFTD - Distribution - Tier 3 - 4QU CoRE ¦ 4QU LoRE | Non-Red Flag Warning - Small Fires | Contact from object | Aggregated | 2054 | 0.00052092 | 202.884 | 0.10569 | 2054 | Mitigation | 0.95 | 45 | 0 | esc | 0.00097009 | 5.0534e-07 | 0.00097009 | 5.0534e-07 | 0.03594 | 1.348e-09 | 0.012705 | 3.2981e-09
[120 empty] | 7.3.3.17.5 (Remote Grid) Updates to grid topology to minimize risk of ignition in HFTDs Remote GridWLDFRContact from objectAggregated | WLDFR | HFTD - Distribution - Tier 3 - 4QU CoRE ¦ 4QU LoRE | Non-Red Flag Warning - Small Fires | Contact from object | Aggregated | 2055 | 0.00052092 | 202.884 | 0.10569 | 2055 | Mitigation | 0.95 | 45 | 0 | esc | 0.00097009 | 5.0534e-07 | 0.00097009 | 5.0534e-07 | 0.03594 | 1.348e-09 | 0.012705 | 3.2981e-09
[120 empty] | 7.3.3.17.5 (Remote Grid) Updates to grid topology to minimize risk of ignition in HFTDs Remote GridWLDFRContact from objectAggregated | WLDFR | HFTD - Distribution - Tier 3 - 4QU CoRE ¦ 4QU LoRE | Non-Red Flag Warning - Small Fires | Contact from object | Aggregated | 2056 | 0.00052092 | 202.884 | 0.10569 | 2056 | Mitigation | 0.95 | 45 | 0 | esc | 0.00097009 | 5.0534e-07 | 0.00097009 | 5.0534e-07 | 0.03594 | 1.348e-09 | 0.012705 | 3.2981e-09
[120 empty] | 7.3.3.17.5 (Remote Grid) Updates to grid topology to minimize risk of ignition in HFTDs Remote GridWLDFRContact from objectAggregated | WLDFR | HFTD - Distribution - Tier 3 - 4QU CoRE ¦ 4QU LoRE | Non-Red Flag Warning - Small Fires | Contact from object | Aggregated | 2057 | 0.00052092 | 202.884 | 0.10569 | 2057 | Mitigation | 0.95 | 45 | 0 | esc | 0.00097009 | 5.0534e-07 | 0.00097009 | 5.0534e-07 | 0.03594 | 1.348e-09 | 0.012705 | 3.2981e-09
[120 empty] | 7.3.3.17.5 (Remote Grid) Updates to grid topology to minimize risk of ignition in HFTDs Remote GridWLDFRContact from objectAggregated | WLDFR | HFTD - Distribution - Tier 3 - 4QU CoRE ¦ 4QU LoRE | Non-Red Flag Warning - Small Fires | Contact from object | Aggregated | 2058 | 0.00052092 | 202.884 | 0.10569 | 2058 | Mitigation | 0.95 | 45 | 0 | esc | 0.00097009 | 5.0534e-07 | 0.00097009 | 5.0534e-07 | 0.03594 | 1.348e-09 | 0.012705 | 3.2981e-09
[120 empty] | 7.3.3.17.5 (Remote Grid) Updates to grid topology to minimize risk of ignition in HFTDs Remote GridWLDFRContact from objectAggregated | WLDFR | HFTD - Distribution - Tier 3 - 4QU CoRE ¦ 4QU LoRE | Non-Red Flag Warning - Small Fires | Contact from object | Aggregated | 2059 | 0.00052092 | 202.884 | 0.10569 | 2059 | Mitigation | 0.95 | 45 | 0 | esc | 0.00097009 | 5.0534e-07 | 0.00097009 | 5.0534e-07 | 0.03594 | 1.348e-09 | 0.012705 | 3.2981e-09
[120 empty] | 7.3.3.17.5 (Remote Grid) Updates to grid topology to minimize risk of ignition in HFTDs Remote GridWLDFRContact from objectAggregated | WLDFR | HFTD - Distribution - Tier 3 - 4QU CoRE ¦ 4QU LoRE | Non-Red Flag Warning - Small Fires | Contact from object | Aggregated | 2060 | 0.00052092 | 202.884 | 0.10569 | 2060 | Mitigation | 0.95 | 45 | 0 | esc | 0.00097009 | 5.0534e-07 | 0.00097009 | 5.0534e-07 | 0.03594 | 1.348e-09 | 0.012705 | 3.2981e-09
[120 empty] | 7.3.3.17.5 (Remote Grid) Updates to grid topology to minimize risk of ignition in HFTDs Remote GridWLDFRContact from objectAggregated | WLDFR | HFTD - Distribution - Tier 3 - 4QU CoRE ¦ 4QU LoRE | Non-Red Flag Warning - Small Fires | Contact from object | Aggregated | 2061 | 0.00052092 | 202.884 | 0.10569 | 2061 | Mitigation | 0.95 | 45 | 0 | esc | 0.00097009 | 5.0534e-07 | 0.00097009 | 5.0534e-07 | 0.03594 | 1.348e-09 | 0.012705 | 3.2981e-09
[120 empty] | 7.3.3.17.5 (Remote Grid) Updates to grid topology to minimize risk of ignition in HFTDs Remote GridWLDFRContact from objectAggregated | WLDFR | HFTD - Distribution - Tier 3 - 4QU CoRE ¦ 4QU LoRE | Non-Red Flag Warning - Small Fires | Contact from object | Aggregated | 2062 | 0.00052092 | 202.884 | 0.10569 | 2062 | Mitigation | 0.95 | 45 | 0 | esc | 0.00097009 | 5.0534e-07 | 0.00097009 | 5.0534e-07 | 0.03594 | 1.348e-09 | 0 | 0
[120 empty] | 7.3.3.17.5 (Remote Grid) Updates to grid topology to minimize risk of ignition in HFTDs Remote GridWLDFRContact from objectAggregated | WLDFR | HFTD - Distribution - Tier 3 - 4QU CoRE ¦ 4QU LoRE | Non-Red Flag Warning - Small Fires | Contact from object | Aggregated | 2063 | 0.00052092 | 202.884 | 0.10569 | 2063 | Mitigation | 0.95 | 45 | 0 | esc | 0.00097009 | 5.0534e-07 | 0.00097009 | 5.0534e-07 | 0.03594 | 1.348e-09 | 0 | 0
[120 empty] | 7.3.3.17.5 (Remote Grid) Updates to grid topology to minimize risk of ignition in HFTDs Remote GridWLDFRContact from objectAggregated | WLDFR | HFTD - Distribution - Tier 3 - 4QU CoRE ¦ 4QU LoRE | Non-Red Flag Warning - Small Fires | Contact from object | Aggregated | 2064 | 0.00052092 | 202.884 | 0.10569 | 2064 | Mitigation | 0.95 | 45 | 0 | esc | 0.00097009 | 5.0534e-07 | 0.00097009 | 5.0534e-07 | 0 | 0 | 0.01662 | 8.0666e-10
[120 empty] | 7.3.3.17.5 (Remote Grid) Updates to grid topology to minimize risk of ignition in HFTDs Remote GridWLDFRContact from objectAggregated | WLDFR | HFTD - Distribution - Tier 3 - 4QU CoRE ¦ 4QU LoRE | Non-Red Flag Warning - Small Fires | Contact from object | Aggregated | 2065 | 0.00052092 | 202.884 | 0.10569 | 2065 | Mitigation | 0.95 | 45 | 0 | esc | 0.00097009 | 5.0534e-07 | 0.00097009 | 5.0534e-07 | 0.03594 | 5.1903e-09 | 0.01662 | 8.0666e-10
[120 empty] | 7.3.3.17.5 (Remote Grid) Updates to grid topology to minimize risk of ignition in HFTDs Remote GridWLDFRContact from objectAggregated | WLDFR | HFTD - Distribution - Tier 3 - 4QU CoRE ¦ 4QU LoRE | Non-Red Flag Warning - Small Fires | Contact from object | Aggregated | 2066 | 0.00052092 | 202.884 | 0.10569 | 2066 | Mitigation | 0.95 | 45 | 0 | esc | 0.00097009 | 5.0534e-07 | 0.00097009 | 5.0534e-07 | 0.03594 | 5.1903e-09 | 0.01662 | 8.0666e-10
[120 empty] | 7.3.3.17.5 (Remote Grid) Updates to grid topology to minimize risk of ignition in HFTDs Remote GridWLDFRContact from objectAggregated | WLDFR | HFTD - Distribution - Tier 3 - 4QU CoRE ¦ 4QU LoRE | Non-Red Flag Warning - Small Fires | Contact from object | Aggregated | 2067 | 0.00052092 | 202.884 | 0.10569 | 2067 | Mitigation | 0.95 | 45 | 0 | esc | 0 | 0 | 0.00097009 | 5.0534e-07 | 0.03594 | 5.1903e-09 | 0.01662 | 8.0666e-10
[120 empty] | 7.3.3.17.5 (Remote Grid) Updates to grid topology to minimize risk of ignition in HFTDs Remote GridWLDFRContaminationAggregated | WLDFR | HFTD - Distribution - Tier 3 - 4QU CoRE ¦ 4QU LoRE | Non-Red Flag Warning - Small Fires | Contamination | Aggregated | 2022 | 1.5689e-05 | 202.884 | 0.003183 | 2022 | Mitigation | 0.95 | 45 | 0 | esc | 0.00097009 | 1.522e-08 | 0 | 0 | 0.03594 | 5.1903e-09 | 0.01662 | 8.0666e-10
[120 empty] | 7.3.3.17.5 (Remote Grid) Updates to grid topology to minimize risk of ignition in HFTDs Remote GridWLDFRContaminationAggregated | WLDFR | HFTD - Distribution - Tier 3 - 4QU CoRE ¦ 4QU LoRE | Non-Red Flag Warning - Small Fires | Contamination | Aggregated | 2023 | 1.5689e-05 | 202.884 | 0.003183 | 2023 | Mitigation | 0.95 | 45 | 0 | esc | 0.00097009 | 1.522e-08 | 0.00097009 | 1.522e-08 | 0.03594 | 5.1903e-09 | 0.01662 | 8.0666e-10
[120 empty] | 7.3.3.17.5 (Remote Grid) Updates to grid topology to minimize risk of ignition in HFTDs Remote GridWLDFRContaminationAggregated | WLDFR | HFTD - Distribution - Tier 3 - 4QU CoRE ¦ 4QU LoRE | Non-Red Flag Warning - Small Fires | Contamination | Aggregated | 2024 | 1.5689e-05 | 202.884 | 0.003183 | 2024 | Mitigation | 0.95 | 45 | 0 | esc | 0.00097009 | 1.522e-08 | 0.00097009 | 1.522e-08 | 0.03594 | 5.1903e-09 | 0.01662 | 8.0666e-10
[120 empty] | 7.3.3.17.5 (Remote Grid) Updates to grid topology to minimize risk of ignition in HFTDs Remote GridWLDFRContaminationAggregated | WLDFR | HFTD - Distribution - Tier 3 - 4QU CoRE ¦ 4QU LoRE | Non-Red Flag Warning - Small Fires | Contamination | Aggregated | 2025 | 1.5689e-05 | 202.884 | 0.003183 | 2025 | Mitigation | 0.95 | 45 | 0 | esc | 0.00097009 | 1.522e-08 | 0.00097009 | 1.522e-08 | 0.03594 | 5.1903e-09 | 0.01662 | 8.0666e-10
[120 empty] | 7.3.3.17.5 (Remote Grid) Updates to grid topology to minimize risk of ignition in HFTDs Remote GridWLDFRContaminationAggregated | WLDFR | HFTD - Distribution - Tier 3 - 4QU CoRE ¦ 4QU LoRE | Non-Red Flag Warning - Small Fires | Contamination | Aggregated | 2026 | 1.5689e-05 | 202.884 | 0.003183 | 2026 | Mitigation | 0.95 | 45 | 0 | esc | 0.00097009 | 1.522e-08 | 0.00097009 | 1.522e-08 | 0.03594 | 5.1903e-09 | 0.01662 | 8.0666e-10
[120 empty] | 7.3.3.17.5 (Remote Grid) Updates to grid topology to minimize risk of ignition in HFTDs Remote GridWLDFRContaminationAggregated | WLDFR | HFTD - Distribution - Tier 3 - 4QU CoRE ¦ 4QU LoRE | Non-Red Flag Warning - Small Fires | Contamination | Aggregated | 2027 | 1.5689e-05 | 202.884 | 0.003183 | 2027 | Mitigation | 0.95 | 45 | 0 | esc | 0.00097009 | 1.522e-08 | 0.00097009 | 1.522e-08 | 0.03594 | 5.1903e-09 | 0.01662 | 8.0666e-10
[120 empty] | 7.3.3.17.5 (Remote Grid) Updates to grid topology to minimize risk of ignition in HFTDs Remote GridWLDFRContaminationAggregated | WLDFR | HFTD - Distribution - Tier 3 - 4QU CoRE ¦ 4QU LoRE | Non-Red Flag Warning - Small Fires | Contamination | Aggregated | 2028 | 1.5689e-05 | 202.884 | 0.003183 | 2028 | Mitigation | 0.95 | 45 | 0 | esc | 0.00097009 | 1.522e-08 | 0.00097009 | 1.522e-08 | 0.03594 | 5.1903e-09 | 0.01662 | 8.0666e-10
[120 empty] | 7.3.3.17.5 (Remote Grid) Updates to grid topology to minimize risk of ignition in HFTDs Remote GridWLDFRContaminationAggregated | WLDFR | HFTD - Distribution - Tier 3 - 4QU CoRE ¦ 4QU LoRE | Non-Red Flag Warning - Small Fires | Contamination | Aggregated | 2029 | 1.5689e-05 | 202.884 | 0.003183 | 2029 | Mitigation | 0.95 | 45 | 0 | esc | 0.00097009 | 1.522e-08 | 0.00097009 | 1.522e-08 | 0.03594 | 5.1903e-09 | 0.01662 | 8.0666e-10
[120 empty] | 7.3.3.17.5 (Remote Grid) Updates to grid topology to minimize risk of ignition in HFTDs Remote GridWLDFRContaminationAggregated | WLDFR | HFTD - Distribution - Tier 3 - 4QU CoRE ¦ 4QU LoRE | Non-Red Flag Warning - Small Fires | Contamination | Aggregated | 2030 | 1.5689e-05 | 202.884 | 0.003183 | 2030 | Mitigation | 0.95 | 45 | 0 | esc | 0.00097009 | 1.522e-08 | 0.00097009 | 1.522e-08 | 0.03594 | 5.1903e-09 | 0.01662 | 8.0666e-10
[120 empty] | 7.3.3.17.5 (Remote Grid) Updates to grid topology to minimize risk of ignition in HFTDs Remote GridWLDFRContaminationAggregated | WLDFR | HFTD - Distribution - Tier 3 - 4QU CoRE ¦ 4QU LoRE | Non-Red Flag Warning - Small Fires | Contamination | Aggregated | 2031 | 1.5689e-05 | 202.884 | 0.003183 | 2031 | Mitigation | 0.95 | 45 | 0 | esc | 0.00097009 | 1.522e-08 | 0.00097009 | 1.522e-08 | 0.03594 | 5.1903e-09 | 0.01662 | 8.0666e-10
[120 empty] | 7.3.3.17.5 (Remote Grid) Updates to grid topology to minimize risk of ignition in HFTDs Remote GridWLDFRContaminationAggregated | WLDFR | HFTD - Distribution - Tier 3 - 4QU CoRE ¦ 4QU LoRE | Non-Red Flag Warning - Small Fires | Contamination | Aggregated | 2032 | 1.5689e-05 | 202.884 | 0.003183 | 2032 | Mitigation | 0.95 | 45 | 0 | esc | 0.00097009 | 1.522e-08 | 0.00097009 | 1.522e-08 | 0.03594 | 5.1903e-09 | 0.01662 | 8.0666e-10
[120 empty] | 7.3.3.17.5 (Remote Grid) Updates to grid topology to minimize risk of ignition in HFTDs Remote GridWLDFRContaminationAggregated | WLDFR | HFTD - Distribution - Tier 3 - 4QU CoRE ¦ 4QU LoRE | Non-Red Flag Warning - Small Fires | Contamination | Aggregated | 2033 | 1.5689e-05 | 202.884 | 0.003183 | 2033 | Mitigation | 0.95 | 45 | 0 | esc | 0.00097009 | 1.522e-08 | 0.00097009 | 1.522e-08 | 0.03594 | 5.1903e-09 | 0.01662 | 8.0666e-10
[120 empty] | 7.3.3.17.5 (Remote Grid) Updates to grid topology to minimize risk of ignition in HFTDs Remote GridWLDFRContaminationAggregated | WLDFR | HFTD - Distribution - Tier 3 - 4QU CoRE ¦ 4QU LoRE | Non-Red Flag Warning - Small Fires | Contamination | Aggregated | 2034 | 1.5689e-05 | 202.884 | 0.003183 | 2034 | Mitigation | 0.95 | 45 | 0 | esc | 0.00097009 | 1.522e-08 | 0.00097009 | 1.522e-08 | 0.03594 | 5.1903e-09 | 0.01662 | 8.0666e-10
[120 empty] | 7.3.3.17.5 (Remote Grid) Updates to grid topology to minimize risk of ignition in HFTDs Remote GridWLDFRContaminationAggregated | WLDFR | HFTD - Distribution - Tier 3 - 4QU CoRE ¦ 4QU LoRE | Non-Red Flag Warning - Small Fires | Contamination | Aggregated | 2035 | 1.5689e-05 | 202.884 | 0.003183 | 2035 | Mitigation | 0.95 | 45 | 0 | esc | 0.00097009 | 1.522e-08 | 0.00097009 | 1.522e-08 | 0.03594 | 5.1903e-09 | 0.01662 | 8.0666e-10
[120 empty] | 7.3.3.17.5 (Remote Grid) Updates to grid topology to minimize risk of ignition in HFTDs Remote GridWLDFRContaminationAggregated | WLDFR | HFTD - Distribution - Tier 3 - 4QU CoRE ¦ 4QU LoRE | Non-Red Flag Warning - Small Fires | Contamination | Aggregated | 2036 | 1.5689e-05 | 202.884 | 0.003183 | 2036 | Mitigation | 0.95 | 45 | 0 | esc | 0.00097009 | 1.522e-08 | 0.00097009 | 1.522e-08 | 0.03594 | 5.1903e-09 | 0.01662 | 8.0666e-10
[120 empty] | 7.3.3.17.5 (Remote Grid) Updates to grid topology to minimize risk of ignition in HFTDs Remote GridWLDFRContaminationAggregated | WLDFR | HFTD - Distribution - Tier 3 - 4QU CoRE ¦ 4QU LoRE | Non-Red Flag Warning - Small Fires | Contamination | Aggregated | 2037 | 1.5689e-05 | 202.884 | 0.003183 | 2037 | Mitigation | 0.95 | 45 | 0 | esc | 0.00097009 | 1.522e-08 | 0.00097009 | 1.522e-08 | 0.03594 | 5.1903e-09 | 0.01662 | 8.0666e-10
[120 empty] | 7.3.3.17.5 (Remote Grid) Updates to grid topology to minimize risk of ignition in HFTDs Remote GridWLDFRContaminationAggregated | WLDFR | HFTD - Distribution - Tier 3 - 4QU CoRE ¦ 4QU LoRE | Non-Red Flag Warning - Small Fires | Contamination | Aggregated | 2038 | 1.5689e-05 | 202.884 | 0.003183 | 2038 | Mitigation | 0.95 | 45 | 0 | esc | 0.00097009 | 1.522e-08 | 0.00097009 | 1.522e-08 | 0.03594 | 5.1903e-09 | 0.01662 | 8.0666e-10
[120 empty] | 7.3.3.17.5 (Remote Grid) Updates to grid topology to minimize risk of ignition in HFTDs Remote GridWLDFRContaminationAggregated | WLDFR | HFTD - Distribution - Tier 3 - 4QU CoRE ¦ 4QU LoRE | Non-Red Flag Warning - Small Fires | Contamination | Aggregated | 2039 | 1.5689e-05 | 202.884 | 0.003183 | 2039 | Mitigation | 0.95 | 45 | 0 | esc | 0.00097009 | 1.522e-08 | 0.00097009 | 1.522e-08 | 0.03594 | 5.1903e-09 | 0.01662 | 8.0666e-10
[120 empty] | 7.3.3.17.5 (Remote Grid) Updates to grid topology to minimize risk of ignition in HFTDs Remote GridWLDFRContaminationAggregated | WLDFR | HFTD - Distribution - Tier 3 - 4QU CoRE ¦ 4QU LoRE | Non-Red Flag Warning - Small Fires | Contamination | Aggregated | 2040 | 1.5689e-05 | 202.884 | 0.003183 | 2040 | Mitigation | 0.95 | 45 | 0 | esc | 0.00097009 | 1.522e-08 | 0.00097009 | 1.522e-08 | 0.03594 | 5.1903e-09 | 0.01662 | 8.0666e-10
[120 empty] | 7.3.3.17.5 (Remote Grid) Updates to grid topology to minimize risk of ignition in HFTDs Remote GridWLDFRContaminationAggregated | WLDFR | HFTD - Distribution - Tier 3 - 4QU CoRE ¦ 4QU LoRE | Non-Red Flag Warning - Small Fires | Contamination | Aggregated | 2041 | 1.5689e-05 | 202.884 | 0.003183 | 2041 | Mitigation | 0.95 | 45 | 0 | esc | 0.00097009 | 1.522e-08 | 0.00097009 | 1.522e-08 | 0.03594 | 5.1903e-09 | 0.01662 | 8.0666e-10
[120 empty] | 7.3.3.17.5 (Remote Grid) Updates to grid topology to minimize risk of ignition in HFTDs Remote GridWLDFRContaminationAggregated | WLDFR | HFTD - Distribution - Tier 3 - 4QU CoRE ¦ 4QU LoRE | Non-Red Flag Warning - Small Fires | Contamination | Aggregated | 2042 | 1.5689e-05 | 202.884 | 0.003183 | 2042 | Mitigation | 0.95 | 45 | 0 | esc | 0.00097009 | 1.522e-08 | 0.00097009 | 1.522e-08 | 0.03594 | 5.1903e-09 | 0.01662 | 8.0666e-10
[120 empty] | 7.3.3.17.5 (Remote Grid) Updates to grid topology to minimize risk of ignition in HFTDs Remote GridWLDFRContaminationAggregated | WLDFR | HFTD - Distribution - Tier 3 - 4QU CoRE ¦ 4QU LoRE | Non-Red Flag Warning - Small Fires | Contamination | Aggregated | 2043 | 1.5689e-05 | 202.884 | 0.003183 | 2043 | Mitigation | 0.95 | 45 | 0 | esc | 0.00097009 | 1.522e-08 | 0.00097009 | 1.522e-08 | 0.03594 | 5.1903e-09 | 0.01662 | 8.0666e-10
[120 empty] | 7.3.3.17.5 (Remote Grid) Updates to grid topology to minimize risk of ignition in HFTDs Remote GridWLDFRContaminationAggregated | WLDFR | HFTD - Distribution - Tier 3 - 4QU CoRE ¦ 4QU LoRE | Non-Red Flag Warning - Small Fires | Contamination | Aggregated | 2044 | 1.5689e-05 | 202.884 | 0.003183 | 2044 | Mitigation | 0.95 | 45 | 0 | esc | 0.00097009 | 1.522e-08 | 0.00097009 | 1.522e-08 | 0.03594 | 5.1903e-09 | 0.01662 | 8.0666e-10
[120 empty] | 7.3.3.17.5 (Remote Grid) Updates to grid topology to minimize risk of ignition in HFTDs Remote GridWLDFRContaminationAggregated | WLDFR | HFTD - Distribution - Tier 3 - 4QU CoRE ¦ 4QU LoRE | Non-Red Flag Warning - Small Fires | Contamination | Aggregated | 2045 | 1.5689e-05 | 202.884 | 0.003183 | 2045 | Mitigation | 0.95 | 45 | 0 | esc | 0.00097009 | 1.522e-08 | 0.00097009 | 1.522e-08 | 0.03594 | 5.1903e-09 | 0.01662 | 8.0666e-10
[120 empty] | 7.3.3.17.5 (Remote Grid) Updates to grid topology to minimize risk of ignition in HFTDs Remote GridWLDFRContaminationAggregated | WLDFR | HFTD - Distribution - Tier 3 - 4QU CoRE ¦ 4QU LoRE | Non-Red Flag Warning - Small Fires | Contamination | Aggregated | 2046 | 1.5689e-05 | 202.884 | 0.003183 | 2046 | Mitigation | 0.95 | 45 | 0 | esc | 0.00097009 | 1.522e-08 | 0.00097009 | 1.522e-08 | 0.03594 | 5.1903e-09 | 0.01662 | 8.0666e-10
[120 empty] | 7.3.3.17.5 (Remote Grid) Updates to grid topology to minimize risk of ignition in HFTDs Remote GridWLDFRContaminationAggregated | WLDFR | HFTD - Distribution - Tier 3 - 4QU CoRE ¦ 4QU LoRE | Non-Red Flag Warning - Small Fires | Contamination | Aggregated | 2047 | 1.5689e-05 | 202.884 | 0.003183 | 2047 | Mitigation | 0.95 | 45 | 0 | esc | 0.00097009 | 1.522e-08 | 0.00097009 | 1.522e-08 | 0.03594 | 5.1903e-09 | 0.01662 | 8.0666e-10
[120 empty] | 7.3.3.17.5 (Remote Grid) Updates to grid topology to minimize risk of ignition in HFTDs Remote GridWLDFRContaminationAggregated | WLDFR | HFTD - Distribution - Tier 3 - 4QU CoRE ¦ 4QU LoRE | Non-Red Flag Warning - Small Fires | Contamination | Aggregated | 2048 | 1.5689e-05 | 202.884 | 0.003183 | 2048 | Mitigation | 0.95 | 45 | 0 | esc | 0.00097009 | 1.522e-08 | 0.00097009 | 1.522e-08 | 0.03594 | 5.1903e-09 | 0 | 0
[120 empty] | 7.3.3.17.5 (Remote Grid) Updates to grid topology to minimize risk of ignition in HFTDs Remote GridWLDFRContaminationAggregated | WLDFR | HFTD - Distribution - Tier 3 - 4QU CoRE ¦ 4QU LoRE | Non-Red Flag Warning - Small Fires | Contamination | Aggregated | 2049 | 1.5689e-05 | 202.884 | 0.003183 | 2049 | Mitigation | 0.95 | 45 | 0 | esc | 0.00097009 | 1.522e-08 | 0.00097009 | 1.522e-08 | 0.03594 | 5.1903e-09 | 0 | 0
[120 empty] | 7.3.3.17.5 (Remote Grid) Updates to grid topology to minimize risk of ignition in HFTDs Remote GridWLDFRContaminationAggregated | WLDFR | HFTD - Distribution - Tier 3 - 4QU CoRE ¦ 4QU LoRE | Non-Red Flag Warning - Small Fires | Contamination | Aggregated | 2050 | 1.5689e-05 | 202.884 | 0.003183 | 2050 | Mitigation | 0.95 | 45 | 0 | esc | 0.00097009 | 1.522e-08 | 0.00097009 | 1.522e-08 | 0.03594 | 5.1903e-09 | 0.0080352 | 3.0076e-09
[120 empty] | 7.3.3.17.5 (Remote Grid) Updates to grid topology to minimize risk of ignition in HFTDs Remote GridWLDFRContaminationAggregated | WLDFR | HFTD - Distribution - Tier 3 - 4QU CoRE ¦ 4QU LoRE | Non-Red Flag Warning - Small Fires | Contamination | Aggregated | 2051 | 1.5689e-05 | 202.884 | 0.003183 | 2051 | Mitigation | 0.95 | 45 | 0 | esc | 0.00097009 | 1.522e-08 | 0.00097009 | 1.522e-08 | 0.03594 | 5.1903e-09 | 0.0080352 | 3.0076e-09
[120 empty] | 7.3.3.17.5 (Remote Grid) Updates to grid topology to minimize risk of ignition in HFTDs Remote GridWLDFRContaminationAggregated | WLDFR | HFTD - Distribution - Tier 3 - 4QU CoRE ¦ 4QU LoRE | Non-Red Flag Warning - Small Fires | Contamination | Aggregated | 2052 | 1.5689e-05 | 202.884 | 0.003183 | 2052 | Mitigation | 0.95 | 45 | 0 | esc | 0.00097009 | 1.522e-08 | 0.00097009 | 1.522e-08 | 0.03594 | 5.1903e-09 | 0.0080352 | 3.0076e-09
[120 empty] | 7.3.3.17.5 (Remote Grid) Updates to grid topology to minimize risk of ignition in HFTDs Remote GridWLDFRContaminationAggregated | WLDFR | HFTD - Distribution - Tier 3 - 4QU CoRE ¦ 4QU LoRE | Non-Red Flag Warning - Small Fires | Contamination | Aggregated | 2053 | 1.5689e-05 | 202.884 | 0.003183 | 2053 | Mitigation | 0.95 | 45 | 0 | esc | 0.00097009 | 1.522e-08 | 0.00097009 | 1.522e-08 | 0.03594 | 5.1903e-09 | 0.0080352 | 3.0076e-09
[120 empty] | 7.3.3.17.5 (Remote Grid) Updates to grid topology to minimize risk of ignition in HFTDs Remote GridWLDFRContaminationAggregated | WLDFR | HFTD - Distribution - Tier 3 - 4QU CoRE ¦ 4QU LoRE | Non-Red Flag Warning - Small Fires | Contamination | Aggregated | 2054 | 1.5689e-05 | 202.884 | 0.003183 | 2054 | Mitigation | 0.95 | 45 | 0 | esc | 0.00097009 | 1.522e-08 | 0.00097009 | 1.522e-08 | 0.03594 | 5.1903e-09 | 0.0080352 | 3.0076e-09
[120 empty] | 7.3.3.17.5 (Remote Grid) Updates to grid topology to minimize risk of ignition in HFTDs Remote GridWLDFRContaminationAggregated | WLDFR | HFTD - Distribution - Tier 3 - 4QU CoRE ¦ 4QU LoRE | Non-Red Flag Warning - Small Fires | Contamination | Aggregated | 2055 | 1.5689e-05 | 202.884 | 0.003183 | 2055 | Mitigation | 0.95 | 45 | 0 | esc | 0.00097009 | 1.522e-08 | 0.00097009 | 1.522e-08 | 0.03594 | 5.1903e-09 | 0.0080352 | 3.0076e-09
[120 empty] | 7.3.3.17.5 (Remote Grid) Updates to grid topology to minimize risk of ignition in HFTDs Remote GridWLDFRContaminationAggregated | WLDFR | HFTD - Distribution - Tier 3 - 4QU CoRE ¦ 4QU LoRE | Non-Red Flag Warning - Small Fires | Contamination | Aggregated | 2056 | 1.5689e-05 | 202.884 | 0.003183 | 2056 | Mitigation | 0.95 | 45 | 0 | esc | 0.00097009 | 1.522e-08 | 0.00097009 | 1.522e-08 | 0.03594 | 5.1903e-09 | 0.0080352 | 3.0076e-09
[120 empty] | 7.3.3.17.5 (Remote Grid) Updates to grid topology to minimize risk of ignition in HFTDs Remote GridWLDFRContaminationAggregated | WLDFR | HFTD - Distribution - Tier 3 - 4QU CoRE ¦ 4QU LoRE | Non-Red Flag Warning - Small Fires | Contamination | Aggregated | 2057 | 1.5689e-05 | 202.884 | 0.003183 | 2057 | Mitigation | 0.95 | 45 | 0 | esc | 0.00097009 | 1.522e-08 | 0.00097009 | 1.522e-08 | 0.03594 | 5.1903e-09 | 0.0080352 | 3.0076e-09
[120 empty] | 7.3.3.17.5 (Remote Grid) Updates to grid topology to minimize risk of ignition in HFTDs Remote GridWLDFRContaminationAggregated | WLDFR | HFTD - Distribution - Tier 3 - 4QU CoRE ¦ 4QU LoRE | Non-Red Flag Warning - Small Fires | Contamination | Aggregated | 2058 | 1.5689e-05 | 202.884 | 0.003183 | 2058 | Mitigation | 0.95 | 45 | 0 | esc | 0.00097009 | 1.522e-08 | 0.00097009 | 1.522e-08 | 0.03594 | 5.1903e-09 | 0.0080352 | 3.0076e-09
[120 empty] | 7.3.3.17.5 (Remote Grid) Updates to grid topology to minimize risk of ignition in HFTDs Remote GridWLDFRContaminationAggregated | WLDFR | HFTD - Distribution - Tier 3 - 4QU CoRE ¦ 4QU LoRE | Non-Red Flag Warning - Small Fires | Contamination | Aggregated | 2059 | 1.5689e-05 | 202.884 | 0.003183 | 2059 | Mitigation | 0.95 | 45 | 0 | esc | 0.00097009 | 1.522e-08 | 0.00097009 | 1.522e-08 | 0.03594 | 5.1903e-09 | 0.0080352 | 3.0076e-09
[120 empty] | 7.3.3.17.5 (Remote Grid) Updates to grid topology to minimize risk of ignition in HFTDs Remote GridWLDFRContaminationAggregated | WLDFR | HFTD - Distribution - Tier 3 - 4QU CoRE ¦ 4QU LoRE | Non-Red Flag Warning - Small Fires | Contamination | Aggregated | 2060 | 1.5689e-05 | 202.884 | 0.003183 | 2060 | Mitigation | 0.95 | 45 | 0 | esc | 0.00097009 | 1.522e-08 | 0.00097009 | 1.522e-08 | 0.03594 | 5.1903e-09 | 0.0080352 | 3.0076e-09
[120 empty] | 7.3.3.17.5 (Remote Grid) Updates to grid topology to minimize risk of ignition in HFTDs Remote GridWLDFRContaminationAggregated | WLDFR | HFTD - Distribution - Tier 3 - 4QU CoRE ¦ 4QU LoRE | Non-Red Flag Warning - Small Fires | Contamination | Aggregated | 2061 | 1.5689e-05 | 202.884 | 0.003183 | 2061 | Mitigation | 0.95 | 45 | 0 | esc | 0.00097009 | 1.522e-08 | 0.00097009 | 1.522e-08 | 0.03594 | 5.1903e-09 | 0.0080352 | 3.0076e-09
[120 empty] | 7.3.3.17.5 (Remote Grid) Updates to grid topology to minimize risk of ignition in HFTDs Remote GridWLDFRContaminationAggregated | WLDFR | HFTD - Distribution - Tier 3 - 4QU CoRE ¦ 4QU LoRE | Non-Red Flag Warning - Small Fires | Contamination | Aggregated | 2062 | 1.5689e-05 | 202.884 | 0.003183 | 2062 | Mitigation | 0.95 | 45 | 0 | esc | 0.00097009 | 1.522e-08 | 0.00097009 | 1.522e-08 | 0.03594 | 5.1903e-09 | 0.0080352 | 3.0076e-09
[120 empty] | 7.3.3.17.5 (Remote Grid) Updates to grid topology to minimize risk of ignition in HFTDs Remote GridWLDFRContaminationAggregated | WLDFR | HFTD - Distribution - Tier 3 - 4QU CoRE ¦ 4QU LoRE | Non-Red Flag Warning - Small Fires | Contamination | Aggregated | 2063 | 1.5689e-05 | 202.884 | 0.003183 | 2063 | Mitigation | 0.95 | 45 | 0 | esc | 0.00097009 | 1.522e-08 | 0.00097009 | 1.522e-08 | 0.03594 | 5.1903e-09 | 0.0080352 | 3.0076e-09
[120 empty] | 7.3.3.17.5 (Remote Grid) Updates to grid topology to minimize risk of ignition in HFTDs Remote GridWLDFRContaminationAggregated | WLDFR | HFTD - Distribution - Tier 3 - 4QU CoRE ¦ 4QU LoRE | Non-Red Flag Warning - Small Fires | Contamination | Aggregated | 2064 | 1.5689e-05 | 202.884 | 0.003183 | 2064 | Mitigation | 0.95 | 45 | 0 | esc | 0.00097009 | 1.522e-08 | 0.00097009 | 1.522e-08 | 0.03594 | 5.1903e-09 | 0.0080352 | 3.0076e-09
[120 empty] | 7.3.3.17.5 (Remote Grid) Updates to grid topology to minimize risk of ignition in HFTDs Remote GridWLDFRContaminationAggregated | WLDFR | HFTD - Distribution - Tier 3 - 4QU CoRE ¦ 4QU LoRE | Non-Red Flag Warning - Small Fires | Contamination | Aggregated | 2065 | 1.5689e-05 | 202.884 | 0.003183 | 2065 | Mitigation | 0.95 | 45 | 0 | esc | 0.00097009 | 1.522e-08 | 0.00097009 | 1.522e-08 | 0.03594 | 5.1903e-09 | 0.0080352 | 3.0076e-09
[120 empty] | 7.3.3.17.5 (Remote Grid) Updates to grid topology to minimize risk of ignition in HFTDs Remote GridWLDFRContaminationAggregated | WLDFR | HFTD - Distribution - Tier 3 - 4QU CoRE ¦ 4QU LoRE | Non-Red Flag Warning - Small Fires | Contamination | Aggregated | 2066 | 1.5689e-05 | 202.884 | 0.003183 | 2066 | Mitigation | 0.95 | 45 | 0 | esc | 0.00097009 | 1.522e-08 | 0.00097009 | 1.522e-08 | 0.03594 | 5.1903e-09 | 0.0080352 | 3.0076e-09
[120 empty] | 7.3.3.17.5 (Remote Grid) Updates to grid topology to minimize risk of ignition in HFTDs Remote GridWLDFRContaminationAggregated | WLDFR | HFTD - Distribution - Tier 3 - 4QU CoRE ¦ 4QU LoRE | Non-Red Flag Warning - Small Fires | Contamination | Aggregated | 2067 | 1.5689e-05 | 202.884 | 0.003183 | 2067 | Mitigation | 0.95 | 45 | 0 | esc | 0 | 0 | 0.00097009 | 1.522e-08 | 0.03594 | 5.1903e-09 | 0.0080352 | 3.0076e-09
[120 empty] | 7.3.3.17.5 (Remote Grid) Updates to grid topology to minimize risk of ignition in HFTDs Remote GridWLDFREquipment / facility failureAggregated | WLDFR | HFTD - Distribution - Tier 3 - 4QU CoRE ¦ 4QU LoRE | Non-Red Flag Warning - Small Fires | Equipment / facility failure | Aggregated | 2022 | 0.00071278 | 202.884 | 0.14461 | 2022 | Mitigation | 0.95 | 45 | 0 | esc | 0.00097009 | 6.9146e-07 | 0 | 0 | 0 | 0 | 0.0080352 | 3.0076e-09
[120 empty] | 7.3.3.17.5 (Remote Grid) Updates to grid topology to minimize risk of ignition in HFTDs Remote GridWLDFREquipment / facility failureAggregated | WLDFR | HFTD - Distribution - Tier 3 - 4QU CoRE ¦ 4QU LoRE | Non-Red Flag Warning - Small Fires | Equipment / facility failure | Aggregated | 2023 | 0.00071278 | 202.884 | 0.14461 | 2023 | Mitigation | 0.95 | 45 | 0 | esc | 0.00097009 | 6.9146e-07 | 0.00097009 | 6.9146e-07 | 0.03594 | 3.7423e-13 | 0.0080352 | 3.0076e-09
[120 empty] | 7.3.3.17.5 (Remote Grid) Updates to grid topology to minimize risk of ignition in HFTDs Remote GridWLDFREquipment / facility failureAggregated | WLDFR | HFTD - Distribution - Tier 3 - 4QU CoRE ¦ 4QU LoRE | Non-Red Flag Warning - Small Fires | Equipment / facility failure | Aggregated | 2024 | 0.00071278 | 202.884 | 0.14461 | 2024 | Mitigation | 0.95 | 45 | 0 | esc | 0.00097009 | 6.9146e-07 | 0.00097009 | 6.9146e-07 | 0.03594 | 3.7423e-13 | 0.0080352 | 3.0076e-09
[120 empty] | 7.3.3.17.5 (Remote Grid) Updates to grid topology to minimize risk of ignition in HFTDs Remote GridWLDFREquipment / facility failureAggregated | WLDFR | HFTD - Distribution - Tier 3 - 4QU CoRE ¦ 4QU LoRE | Non-Red Flag Warning - Small Fires | Equipment / facility failure | Aggregated | 2025 | 0.00071278 | 202.884 | 0.14461 | 2025 | Mitigation | 0.95 | 45 | 0 | esc | 0.00097009 | 6.9146e-07 | 0.00097009 | 6.9146e-07 | 0.03594 | 3.7423e-13 | 0.0080352 | 3.0076e-09
[120 empty] | 7.3.3.17.5 (Remote Grid) Updates to grid topology to minimize risk of ignition in HFTDs Remote GridWLDFREquipment / facility failureAggregated | WLDFR | HFTD - Distribution - Tier 3 - 4QU CoRE ¦ 4QU LoRE | Non-Red Flag Warning - Small Fires | Equipment / facility failure | Aggregated | 2026 | 0.00071278 | 202.884 | 0.14461 | 2026 | Mitigation | 0.95 | 45 | 0 | esc | 0.00097009 | 6.9146e-07 | 0.00097009 | 6.9146e-07 | 0.03594 | 3.7423e-13 | 0.0080352 | 3.0076e-09
[120 empty] | 7.3.3.17.5 (Remote Grid) Updates to grid topology to minimize risk of ignition in HFTDs Remote GridWLDFREquipment / facility failureAggregated | WLDFR | HFTD - Distribution - Tier 3 - 4QU CoRE ¦ 4QU LoRE | Non-Red Flag Warning - Small Fires | Equipment / facility failure | Aggregated | 2027 | 0.00071278 | 202.884 | 0.14461 | 2027 | Mitigation | 0.95 | 45 | 0 | esc | 0.00097009 | 6.9146e-07 | 0.00097009 | 6.9146e-07 | 0.03594 | 3.7423e-13 | 0.0080352 | 3.0076e-09
[120 empty] | 7.3.3.17.5 (Remote Grid) Updates to grid topology to minimize risk of ignition in HFTDs Remote GridWLDFREquipment / facility failureAggregated | WLDFR | HFTD - Distribution - Tier 3 - 4QU CoRE ¦ 4QU LoRE | Non-Red Flag Warning - Small Fires | Equipment / facility failure | Aggregated | 2028 | 0.00071278 | 202.884 | 0.14461 | 2028 | Mitigation | 0.95 | 45 | 0 | esc | 0.00097009 | 6.9146e-07 | 0.00097009 | 6.9146e-07 | 0.03594 | 3.7423e-13 | 0.0080352 | 3.0076e-09
[120 empty] | 7.3.3.17.5 (Remote Grid) Updates to grid topology to minimize risk of ignition in HFTDs Remote GridWLDFREquipment / facility failureAggregated | WLDFR | HFTD - Distribution - Tier 3 - 4QU CoRE ¦ 4QU LoRE | Non-Red Flag Warning - Small Fires | Equipment / facility failure | Aggregated | 2029 | 0.00071278 | 202.884 | 0.14461 | 2029 | Mitigation | 0.95 | 45 | 0 | esc | 0.00097009 | 6.9146e-07 | 0.00097009 | 6.9146e-07 | 0.03594 | 3.7423e-13 | 0.0080352 | 3.0076e-09
[120 empty] | 7.3.3.17.5 (Remote Grid) Updates to grid topology to minimize risk of ignition in HFTDs Remote GridWLDFREquipment / facility failureAggregated | WLDFR | HFTD - Distribution - Tier 3 - 4QU CoRE ¦ 4QU LoRE | Non-Red Flag Warning - Small Fires | Equipment / facility failure | Aggregated | 2030 | 0.00071278 | 202.884 | 0.14461 | 2030 | Mitigation | 0.95 | 45 | 0 | esc | 0.00097009 | 6.9146e-07 | 0.00097009 | 6.9146e-07 | 0.03594 | 3.7423e-13 | 0.0080352 | 3.0076e-09
[120 empty] | 7.3.3.17.5 (Remote Grid) Updates to grid topology to minimize risk of ignition in HFTDs Remote GridWLDFREquipment / facility failureAggregated | WLDFR | HFTD - Distribution - Tier 3 - 4QU CoRE ¦ 4QU LoRE | Non-Red Flag Warning - Small Fires | Equipment / facility failure | Aggregated | 2031 | 0.00071278 | 202.884 | 0.14461 | 2031 | Mitigation | 0.95 | 45 | 0 | esc | 0.00097009 | 6.9146e-07 | 0.00097009 | 6.9146e-07 | 0.03594 | 3.7423e-13 | 0.0080352 | 3.0076e-09
[120 empty] | 7.3.3.17.5 (Remote Grid) Updates to grid topology to minimize risk of ignition in HFTDs Remote GridWLDFREquipment / facility failureAggregated | WLDFR | HFTD - Distribution - Tier 3 - 4QU CoRE ¦ 4QU LoRE | Non-Red Flag Warning - Small Fires | Equipment / facility failure | Aggregated | 2032 | 0.00071278 | 202.884 | 0.14461 | 2032 | Mitigation | 0.95 | 45 | 0 | esc | 0.00097009 | 6.9146e-07 | 0.00097009 | 6.9146e-07 | 0.03594 | 3.7423e-13 | 0.0080352 | 3.0076e-09
[120 empty] | 7.3.3.17.5 (Remote Grid) Updates to grid topology to minimize risk of ignition in HFTDs Remote GridWLDFREquipment / facility failureAggregated | WLDFR | HFTD - Distribution - Tier 3 - 4QU CoRE ¦ 4QU LoRE | Non-Red Flag Warning - Small Fires | Equipment / facility failure | Aggregated | 2033 | 0.00071278 | 202.884 | 0.14461 | 2033 | Mitigation | 0.95 | 45 | 0 | esc | 0.00097009 | 6.9146e-07 | 0.00097009 | 6.9146e-07 | 0.03594 | 3.7423e-13 | 0.0080352 | 3.0076e-09
[120 empty] | 7.3.3.17.5 (Remote Grid) Updates to grid topology to minimize risk of ignition in HFTDs Remote GridWLDFREquipment / facility failureAggregated | WLDFR | HFTD - Distribution - Tier 3 - 4QU CoRE ¦ 4QU LoRE | Non-Red Flag Warning - Small Fires | Equipment / facility failure | Aggregated | 2034 | 0.00071278 | 202.884 | 0.14461 | 2034 | Mitigation | 0.95 | 45 | 0 | esc | 0.00097009 | 6.9146e-07 | 0.00097009 | 6.9146e-07 | 0.03594 | 3.7423e-13 | 0 | 0
[120 empty] | 7.3.3.17.5 (Remote Grid) Updates to grid topology to minimize risk of ignition in HFTDs Remote GridWLDFREquipment / facility failureAggregated | WLDFR | HFTD - Distribution - Tier 3 - 4QU CoRE ¦ 4QU LoRE | Non-Red Flag Warning - Small Fires | Equipment / facility failure | Aggregated | 2035 | 0.00071278 | 202.884 | 0.14461 | 2035 | Mitigation | 0.95 | 45 | 0 | esc | 0.00097009 | 6.9146e-07 | 0.00097009 | 6.9146e-07 | 0.03594 | 3.7423e-13 | 0 | 0
[120 empty] | 7.3.3.17.5 (Remote Grid) Updates to grid topology to minimize risk of ignition in HFTDs Remote GridWLDFREquipment / facility failureAggregated | WLDFR | HFTD - Distribution - Tier 3 - 4QU CoRE ¦ 4QU LoRE | Non-Red Flag Warning - Small Fires | Equipment / facility failure | Aggregated | 2036 | 0.00071278 | 202.884 | 0.14461 | 2036 | Mitigation | 0.95 | 45 | 0 | esc | 0.00097009 | 6.9146e-07 | 0.00097009 | 6.9146e-07 | 0.03594 | 3.7423e-13 | 0.010315 | 2.3512e-09
[120 empty] | 7.3.3.17.5 (Remote Grid) Updates to grid topology to minimize risk of ignition in HFTDs Remote GridWLDFREquipment / facility failureAggregated | WLDFR | HFTD - Distribution - Tier 3 - 4QU CoRE ¦ 4QU LoRE | Non-Red Flag Warning - Small Fires | Equipment / facility failure | Aggregated | 2037 | 0.00071278 | 202.884 | 0.14461 | 2037 | Mitigation | 0.95 | 45 | 0 | esc | 0.00097009 | 6.9146e-07 | 0.00097009 | 6.9146e-07 | 0.03594 | 3.7423e-13 | 0.010315 | 2.3512e-09
[120 empty] | 7.3.3.17.5 (Remote Grid) Updates to grid topology to minimize risk of ignition in HFTDs Remote GridWLDFREquipment / facility failureAggregated | WLDFR | HFTD - Distribution - Tier 3 - 4QU CoRE ¦ 4QU LoRE | Non-Red Flag Warning - Small Fires | Equipment / facility failure | Aggregated | 2038 | 0.00071278 | 202.884 | 0.14461 | 2038 | Mitigation | 0.95 | 45 | 0 | esc | 0.00097009 | 6.9146e-07 | 0.00097009 | 6.9146e-07 | 0.03594 | 3.7423e-13 | 0.010315 | 2.3512e-09
[120 empty] | 7.3.3.17.5 (Remote Grid) Updates to grid topology to minimize risk of ignition in HFTDs Remote GridWLDFREquipment / facility failureAggregated | WLDFR | HFTD - Distribution - Tier 3 - 4QU CoRE ¦ 4QU LoRE | Non-Red Flag Warning - Small Fires | Equipment / facility failure | Aggregated | 2039 | 0.00071278 | 202.884 | 0.14461 | 2039 | Mitigation | 0.95 | 45 | 0 | esc | 0.00097009 | 6.9146e-07 | 0.00097009 | 6.9146e-07 | 0.03594 | 3.7423e-13 | 0.010315 | 2.3512e-09
[120 empty] | 7.3.3.17.5 (Remote Grid) Updates to grid topology to minimize risk of ignition in HFTDs Remote GridWLDFREquipment / facility failureAggregated | WLDFR | HFTD - Distribution - Tier 3 - 4QU CoRE ¦ 4QU LoRE | Non-Red Flag Warning - Small Fires | Equipment / facility failure | Aggregated | 2040 | 0.00071278 | 202.884 | 0.14461 | 2040 | Mitigation | 0.95 | 45 | 0 | esc | 0.00097009 | 6.9146e-07 | 0.00097009 | 6.9146e-07 | 0.03594 | 3.7423e-13 | 0.010315 | 2.3512e-09
[120 empty] | 7.3.3.17.5 (Remote Grid) Updates to grid topology to minimize risk of ignition in HFTDs Remote GridWLDFREquipment / facility failureAggregated | WLDFR | HFTD - Distribution - Tier 3 - 4QU CoRE ¦ 4QU LoRE | Non-Red Flag Warning - Small Fires | Equipment / facility failure | Aggregated | 2041 | 0.00071278 | 202.884 | 0.14461 | 2041 | Mitigation | 0.95 | 45 | 0 | esc | 0.00097009 | 6.9146e-07 | 0.00097009 | 6.9146e-07 | 0.03594 | 3.7423e-13 | 0.010315 | 2.3512e-09
[120 empty] | 7.3.3.17.5 (Remote Grid) Updates to grid topology to minimize risk of ignition in HFTDs Remote GridWLDFREquipment / facility failureAggregated | WLDFR | HFTD - Distribution - Tier 3 - 4QU CoRE ¦ 4QU LoRE | Non-Red Flag Warning - Small Fires | Equipment / facility failure | Aggregated | 2042 | 0.00071278 | 202.884 | 0.14461 | 2042 | Mitigation | 0.95 | 45 | 0 | esc | 0.00097009 | 6.9146e-07 | 0.00097009 | 6.9146e-07 | 0.03594 | 3.7423e-13 | 0.010315 | 2.3512e-09
[120 empty] | 7.3.3.17.5 (Remote Grid) Updates to grid topology to minimize risk of ignition in HFTDs Remote GridWLDFREquipment / facility failureAggregated | WLDFR | HFTD - Distribution - Tier 3 - 4QU CoRE ¦ 4QU LoRE | Non-Red Flag Warning - Small Fires | Equipment / facility failure | Aggregated | 2043 | 0.00071278 | 202.884 | 0.14461 | 2043 | Mitigation | 0.95 | 45 | 0 | esc | 0.00097009 | 6.9146e-07 | 0.00097009 | 6.9146e-07 | 0.03594 | 3.7423e-13 | 0.010315 | 2.3512e-09
[120 empty] | 7.3.3.17.5 (Remote Grid) Updates to grid topology to minimize risk of ignition in HFTDs Remote GridWLDFREquipment / facility failureAggregated | WLDFR | HFTD - Distribution - Tier 3 - 4QU CoRE ¦ 4QU LoRE | Non-Red Flag Warning - Small Fires | Equipment / facility failure | Aggregated | 2044 | 0.00071278 | 202.884 | 0.14461 | 2044 | Mitigation | 0.95 | 45 | 0 | esc | 0.00097009 | 6.9146e-07 | 0.00097009 | 6.9146e-07 | 0.03594 | 3.7423e-13 | 0.010315 | 2.3512e-09
[120 empty] | 7.3.3.17.5 (Remote Grid) Updates to grid topology to minimize risk of ignition in HFTDs Remote GridWLDFREquipment / facility failureAggregated | WLDFR | HFTD - Distribution - Tier 3 - 4QU CoRE ¦ 4QU LoRE | Non-Red Flag Warning - Small Fires | Equipment / facility failure | Aggregated | 2045 | 0.00071278 | 202.884 | 0.14461 | 2045 | Mitigation | 0.95 | 45 | 0 | esc | 0.00097009 | 6.9146e-07 | 0.00097009 | 6.9146e-07 | 0.03594 | 3.7423e-13 | 0.010315 | 2.3512e-09
[120 empty] | 7.3.3.17.5 (Remote Grid) Updates to grid topology to minimize risk of ignition in HFTDs Remote GridWLDFREquipment / facility failureAggregated | WLDFR | HFTD - Distribution - Tier 3 - 4QU CoRE ¦ 4QU LoRE | Non-Red Flag Warning - Small Fires | Equipment / facility failure | Aggregated | 2046 | 0.00071278 | 202.884 | 0.14461 | 2046 | Mitigation | 0.95 | 45 | 0 | esc | 0.00097009 | 6.9146e-07 | 0.00097009 | 6.9146e-07 | 0.03594 | 3.7423e-13 | 0.010315 | 2.3512e-09
[120 empty] | 7.3.3.17.5 (Remote Grid) Updates to grid topology to minimize risk of ignition in HFTDs Remote GridWLDFREquipment / facility failureAggregated | WLDFR | HFTD - Distribution - Tier 3 - 4QU CoRE ¦ 4QU LoRE | Non-Red Flag Warning - Small Fires | Equipment / facility failure | Aggregated | 2047 | 0.00071278 | 202.884 | 0.14461 | 2047 | Mitigation | 0.95 | 45 | 0 | esc | 0.00097009 | 6.9146e-07 | 0.00097009 | 6.9146e-07 | 0.03594 | 3.7423e-13 | 0.010315 | 2.3512e-09
[120 empty] | 7.3.3.17.5 (Remote Grid) Updates to grid topology to minimize risk of ignition in HFTDs Remote GridWLDFREquipment / facility failureAggregated | WLDFR | HFTD - Distribution - Tier 3 - 4QU CoRE ¦ 4QU LoRE | Non-Red Flag Warning - Small Fires | Equipment / facility failure | Aggregated | 2048 | 0.00071278 | 202.884 | 0.14461 | 2048 | Mitigation | 0.95 | 45 | 0 | esc | 0.00097009 | 6.9146e-07 | 0.00097009 | 6.9146e-07 | 0.03594 | 3.7423e-13 | 0.010315 | 2.3512e-09
[120 empty] | 7.3.3.17.5 (Remote Grid) Updates to grid topology to minimize risk of ignition in HFTDs Remote GridWLDFREquipment / facility failureAggregated | WLDFR | HFTD - Distribution - Tier 3 - 4QU CoRE ¦ 4QU LoRE | Non-Red Flag Warning - Small Fires | Equipment / facility failure | Aggregated | 2049 | 0.00071278 | 202.884 | 0.14461 | 2049 | Mitigation | 0.95 | 45 | 0 | esc | 0.00097009 | 6.9146e-07 | 0.00097009 | 6.9146e-07 | 0.03594 | 3.7423e-13 | 0.010315 | 2.3512e-09
[120 empty] | 7.3.3.17.5 (Remote Grid) Updates to grid topology to minimize risk of ignition in HFTDs Remote GridWLDFREquipment / facility failureAggregated | WLDFR | HFTD - Distribution - Tier 3 - 4QU CoRE ¦ 4QU LoRE | Non-Red Flag Warning - Small Fires | Equipment / facility failure | Aggregated | 2050 | 0.00071278 | 202.884 | 0.14461 | 2050 | Mitigation | 0.95 | 45 | 0 | esc | 0.00097009 | 6.9146e-07 | 0.00097009 | 6.9146e-07 | 0.03594 | 3.7423e-13 | 0.010315 | 2.3512e-09
[120 empty] | 7.3.3.17.5 (Remote Grid) Updates to grid topology to minimize risk of ignition in HFTDs Remote GridWLDFREquipment / facility failureAggregated | WLDFR | HFTD - Distribution - Tier 3 - 4QU CoRE ¦ 4QU LoRE | Non-Red Flag Warning - Small Fires | Equipment / facility failure | Aggregated | 2051 | 0.00071278 | 202.884 | 0.14461 | 2051 | Mitigation | 0.95 | 45 | 0 | esc | 0.00097009 | 6.9146e-07 | 0.00097009 | 6.9146e-07 | 0.03594 | 3.7423e-13 | 0.010315 | 2.3512e-09
[120 empty] | 7.3.3.17.5 (Remote Grid) Updates to grid topology to minimize risk of ignition in HFTDs Remote GridWLDFREquipment / facility failureAggregated | WLDFR | HFTD - Distribution - Tier 3 - 4QU CoRE ¦ 4QU LoRE | Non-Red Flag Warning - Small Fires | Equipment / facility failure | Aggregated | 2052 | 0.00071278 | 202.884 | 0.14461 | 2052 | Mitigation | 0.95 | 45 | 0 | esc | 0.00097009 | 6.9146e-07 | 0.00097009 | 6.9146e-07 | 0.03594 | 3.7423e-13 | 0.010315 | 2.3512e-09
[120 empty] | 7.3.3.17.5 (Remote Grid) Updates to grid topology to minimize risk of ignition in HFTDs Remote GridWLDFREquipment / facility failureAggregated | WLDFR | HFTD - Distribution - Tier 3 - 4QU CoRE ¦ 4QU LoRE | Non-Red Flag Warning - Small Fires | Equipment / facility failure | Aggregated | 2053 | 0.00071278 | 202.884 | 0.14461 | 2053 | Mitigation | 0.95 | 45 | 0 | esc | 0.00097009 | 6.9146e-07 | 0.00097009 | 6.9146e-07 | 0.03594 | 3.7423e-13 | 0.010315 | 2.3512e-09
[120 empty] | 7.3.3.17.5 (Remote Grid) Updates to grid topology to minimize risk of ignition in HFTDs Remote GridWLDFREquipment / facility failureAggregated | WLDFR | HFTD - Distribution - Tier 3 - 4QU CoRE ¦ 4QU LoRE | Non-Red Flag Warning - Small Fires | Equipment / facility failure | Aggregated | 2054 | 0.00071278 | 202.884 | 0.14461 | 2054 | Mitigation | 0.95 | 45 | 0 | esc | 0.00097009 | 6.9146e-07 | 0.00097009 | 6.9146e-07 | 0.03594 | 3.7423e-13 | 0.010315 | 2.3512e-09
[120 empty] | 7.3.3.17.5 (Remote Grid) Updates to grid topology to minimize risk of ignition in HFTDs Remote GridWLDFREquipment / facility failureAggregated | WLDFR | HFTD - Distribution - Tier 3 - 4QU CoRE ¦ 4QU LoRE | Non-Red Flag Warning - Small Fires | Equipment / facility failure | Aggregated | 2055 | 0.00071278 | 202.884 | 0.14461 | 2055 | Mitigation | 0.95 | 45 | 0 | esc | 0.00097009 | 6.9146e-07 | 0.00097009 | 6.9146e-07 | 0.03594 | 3.7423e-13 | 0.010315 | 2.3512e-09
[120 empty] | 7.3.3.17.5 (Remote Grid) Updates to grid topology to minimize risk of ignition in HFTDs Remote GridWLDFREquipment / facility failureAggregated | WLDFR | HFTD - Distribution - Tier 3 - 4QU CoRE ¦ 4QU LoRE | Non-Red Flag Warning - Small Fires | Equipment / facility failure | Aggregated | 2056 | 0.00071278 | 202.884 | 0.14461 | 2056 | Mitigation | 0.95 | 45 | 0 | esc | 0.00097009 | 6.9146e-07 | 0.00097009 | 6.9146e-07 | 0.03594 | 3.7423e-13 | 0.010315 | 2.3512e-09
[120 empty] | 7.3.3.17.5 (Remote Grid) Updates to grid topology to minimize risk of ignition in HFTDs Remote GridWLDFREquipment / facility failureAggregated | WLDFR | HFTD - Distribution - Tier 3 - 4QU CoRE ¦ 4QU LoRE | Non-Red Flag Warning - Small Fires | Equipment / facility failure | Aggregated | 2057 | 0.00071278 | 202.884 | 0.14461 | 2057 | Mitigation | 0.95 | 45 | 0 | esc | 0.00097009 | 6.9146e-07 | 0.00097009 | 6.9146e-07 | 0.03594 | 3.7423e-13 | 0.010315 | 2.3512e-09
[120 empty] | 7.3.3.17.5 (Remote Grid) Updates to grid topology to minimize risk of ignition in HFTDs Remote GridWLDFREquipment / facility failureAggregated | WLDFR | HFTD - Distribution - Tier 3 - 4QU CoRE ¦ 4QU LoRE | Non-Red Flag Warning - Small Fires | Equipment / facility failure | Aggregated | 2058 | 0.00071278 | 202.884 | 0.14461 | 2058 | Mitigation | 0.95 | 45 | 0 | esc | 0.00097009 | 6.9146e-07 | 0.00097009 | 6.9146e-07 | 0.03594 | 3.7423e-13 | 0.010315 | 2.3512e-09
[120 empty] | 7.3.3.17.5 (Remote Grid) Updates to grid topology to minimize risk of ignition in HFTDs Remote GridWLDFREquipment / facility failureAggregated | WLDFR | HFTD - Distribution - Tier 3 - 4QU CoRE ¦ 4QU LoRE | Non-Red Flag Warning - Small Fires | Equipment / facility failure | Aggregated | 2059 | 0.00071278 | 202.884 | 0.14461 | 2059 | Mitigation | 0.95 | 45 | 0 | esc | 0.00097009 | 6.9146e-07 | 0.00097009 | 6.9146e-07 | 0.03594 | 3.7423e-13 | 0.010315 | 2.3512e-09
[120 empty] | 7.3.3.17.5 (Remote Grid) Updates to grid topology to minimize risk of ignition in HFTDs Remote GridWLDFREquipment / facility failureAggregated | WLDFR | HFTD - Distribution - Tier 3 - 4QU CoRE ¦ 4QU LoRE | Non-Red Flag Warning - Small Fires | Equipment / facility failure | Aggregated | 2060 | 0.00071278 | 202.884 | 0.14461 | 2060 | Mitigation | 0.95 | 45 | 0 | esc | 0.00097009 | 6.9146e-07 | 0.00097009 | 6.9146e-07 | 0.03594 | 3.7423e-13 | 0.010315 | 2.3512e-09
[120 empty] | 7.3.3.17.5 (Remote Grid) Updates to grid topology to minimize risk of ignition in HFTDs Remote GridWLDFREquipment / facility failureAggregated | WLDFR | HFTD - Distribution - Tier 3 - 4QU CoRE ¦ 4QU LoRE | Non-Red Flag Warning - Small Fires | Equipment / facility failure | Aggregated | 2061 | 0.00071278 | 202.884 | 0.14461 | 2061 | Mitigation | 0.95 | 45 | 0 | esc | 0.00097009 | 6.9146e-07 | 0.00097009 | 6.9146e-07 | 0.03594 | 3.7423e-13 | 0.010315 | 2.3512e-09
[120 empty] | 7.3.3.17.5 (Remote Grid) Updates to grid topology to minimize risk of ignition in HFTDs Remote GridWLDFREquipment / facility failureAggregated | WLDFR | HFTD - Distribution - Tier 3 - 4QU CoRE ¦ 4QU LoRE | Non-Red Flag Warning - Small Fires | Equipment / facility failure | Aggregated | 2062 | 0.00071278 | 202.884 | 0.14461 | 2062 | Mitigation | 0.95 | 45 | 0 | esc | 0.00097009 | 6.9146e-07 | 0.00097009 | 6.9146e-07 | 0.03594 | 3.7423e-13 | 0.010315 | 2.3512e-09
[120 empty] | 7.3.3.17.5 (Remote Grid) Updates to grid topology to minimize risk of ignition in HFTDs Remote GridWLDFREquipment / facility failureAggregated | WLDFR | HFTD - Distribution - Tier 3 - 4QU CoRE ¦ 4QU LoRE | Non-Red Flag Warning - Small Fires | Equipment / facility failure | Aggregated | 2063 | 0.00071278 | 202.884 | 0.14461 | 2063 | Mitigation | 0.95 | 45 | 0 | esc | 0.00097009 | 6.9146e-07 | 0.00097009 | 6.9146e-07 | 0.03594 | 3.7423e-13 | 0.010315 | 2.3512e-09
[120 empty] | 7.3.3.17.5 (Remote Grid) Updates to grid topology to minimize risk of ignition in HFTDs Remote GridWLDFREquipment / facility failureAggregated | WLDFR | HFTD - Distribution - Tier 3 - 4QU CoRE ¦ 4QU LoRE | Non-Red Flag Warning - Small Fires | Equipment / facility failure | Aggregated | 2064 | 0.00071278 | 202.884 | 0.14461 | 2064 | Mitigation | 0.95 | 45 | 0 | esc | 0.00097009 | 6.9146e-07 | 0.00097009 | 6.9146e-07 | 0.03594 | 3.7423e-13 | 0.010315 | 2.3512e-09
[120 empty] | 7.3.3.17.5 (Remote Grid) Updates to grid topology to minimize risk of ignition in HFTDs Remote GridWLDFREquipment / facility failureAggregated | WLDFR | HFTD - Distribution - Tier 3 - 4QU CoRE ¦ 4QU LoRE | Non-Red Flag Warning - Small Fires | Equipment / facility failure | Aggregated | 2065 | 0.00071278 | 202.884 | 0.14461 | 2065 | Mitigation | 0.95 | 45 | 0 | esc | 0.00097009 | 6.9146e-07 | 0.00097009 | 6.9146e-07 | 0.03594 | 3.7423e-13 | 0.010315 | 2.3512e-09
[120 empty] | 7.3.3.17.5 (Remote Grid) Updates to grid topology to minimize risk of ignition in HFTDs Remote GridWLDFREquipment / facility failureAggregated | WLDFR | HFTD - Distribution - Tier 3 - 4QU CoRE ¦ 4QU LoRE | Non-Red Flag Warning - Small Fires | Equipment / facility failure | Aggregated | 2066 | 0.00071278 | 202.884 | 0.14461 | 2066 | Mitigation | 0.95 | 45 | 0 | esc | 0.00097009 | 6.9146e-07 | 0.00097009 | 6.9146e-07 | 0.03594 | 3.7423e-13 | 0 | 0
[120 empty] | 7.3.3.17.5 (Remote Grid) Updates to grid topology to minimize risk of ignition in HFTDs Remote GridWLDFREquipment / facility failureAggregated | WLDFR | HFTD - Distribution - Tier 3 - 4QU CoRE ¦ 4QU LoRE | Non-Red Flag Warning - Small Fires | Equipment / facility failure | Aggregated | 2067 | 0.00071278 | 202.884 | 0.14461 | 2067 | Mitigation | 0.95 | 45 | 0 | esc | 0 | 0 | 0.00097009 | 6.9146e-07 | 0.03594 | 3.7423e-13 | 0 | 0
[120 empty] | 7.3.3.17.5 (Remote Grid) Updates to grid topology to minimize risk of ignition in HFTDs Remote GridWLDFRVegetation ContactAggregated | WLDFR | HFTD - Distribution - Tier 3 - 4QU CoRE ¦ 4QU LoRE | Non-Red Flag Warning - Small Fires | Vegetation Contact | Aggregated | 2022 | 0.0017748 | 202.884 | 0.36008 | 2022 | Mitigation | 0.95 | 45 | 0 | esc | 0.00097009 | 1.7217e-06 | 0 | 0 | 0.03594 | 3.7423e-13 | 0.013666 | 2.2462e-09
[120 empty] | 7.3.3.17.5 (Remote Grid) Updates to grid topology to minimize risk of ignition in HFTDs Remote GridWLDFRVegetation ContactAggregated | WLDFR | HFTD - Distribution - Tier 3 - 4QU CoRE ¦ 4QU LoRE | Non-Red Flag Warning - Small Fires | Vegetation Contact | Aggregated | 2023 | 0.0017748 | 202.884 | 0.36008 | 2023 | Mitigation | 0.95 | 45 | 0 | esc | 0.00097009 | 1.7217e-06 | 0.00097009 | 1.7217e-06 | 0.03594 | 3.7423e-13 | 0.013666 | 2.2462e-09
[120 empty] | 7.3.3.17.5 (Remote Grid) Updates to grid topology to minimize risk of ignition in HFTDs Remote GridWLDFRVegetation ContactAggregated | WLDFR | HFTD - Distribution - Tier 3 - 4QU CoRE ¦ 4QU LoRE | Non-Red Flag Warning - Small Fires | Vegetation Contact | Aggregated | 2024 | 0.0017748 | 202.884 | 0.36008 | 2024 | Mitigation | 0.95 | 45 | 0 | esc | 0.00097009 | 1.7217e-06 | 0.00097009 | 1.7217e-06 | 0.03594 | 3.7423e-13 | 0.013666 | 2.2462e-09
[120 empty] | 7.3.3.17.5 (Remote Grid) Updates to grid topology to minimize risk of ignition in HFTDs Remote GridWLDFRVegetation ContactAggregated | WLDFR | HFTD - Distribution - Tier 3 - 4QU CoRE ¦ 4QU LoRE | Non-Red Flag Warning - Small Fires | Vegetation Contact | Aggregated | 2025 | 0.0017748 | 202.884 | 0.36008 | 2025 | Mitigation | 0.95 | 45 | 0 | esc | 0.00097009 | 1.7217e-06 | 0.00097009 | 1.7217e-06 | 0.03594 | 3.7423e-13 | 0.013666 | 2.2462e-09
[120 empty] | 7.3.3.17.5 (Remote Grid) Updates to grid topology to minimize risk of ignition in HFTDs Remote GridWLDFRVegetation ContactAggregated | WLDFR | HFTD - Distribution - Tier 3 - 4QU CoRE ¦ 4QU LoRE | Non-Red Flag Warning - Small Fires | Vegetation Contact | Aggregated | 2026 | 0.0017748 | 202.884 | 0.36008 | 2026 | Mitigation | 0.95 | 45 | 0 | esc | 0.00097009 | 1.7217e-06 | 0.00097009 | 1.7217e-06 | 0 | 0 | 0.013666 | 2.2462e-09
[120 empty] | 7.3.3.17.5 (Remote Grid) Updates to grid topology to minimize risk of ignition in HFTDs Remote GridWLDFRVegetation ContactAggregated | WLDFR | HFTD - Distribution - Tier 3 - 4QU CoRE ¦ 4QU LoRE | Non-Red Flag Warning - Small Fires | Vegetation Contact | Aggregated | 2027 | 0.0017748 | 202.884 | 0.36008 | 2027 | Mitigation | 0.95 | 45 | 0 | esc | 0.00097009 | 1.7217e-06 | 0.00097009 | 1.7217e-06 | 0.03594 | 4.7169e-08 | 0.013666 | 2.2462e-09
[120 empty] | 7.3.3.17.5 (Remote Grid) Updates to grid topology to minimize risk of ignition in HFTDs Remote GridWLDFRVegetation ContactAggregated | WLDFR | HFTD - Distribution - Tier 3 - 4QU CoRE ¦ 4QU LoRE | Non-Red Flag Warning - Small Fires | Vegetation Contact | Aggregated | 2028 | 0.0017748 | 202.884 | 0.36008 | 2028 | Mitigation | 0.95 | 45 | 0 | esc | 0.00097009 | 1.7217e-06 | 0.00097009 | 1.7217e-06 | 0.03594 | 4.7169e-08 | 0.013666 | 2.2462e-09
[120 empty] | 7.3.3.17.5 (Remote Grid) Updates to grid topology to minimize risk of ignition in HFTDs Remote GridWLDFRVegetation ContactAggregated | WLDFR | HFTD - Distribution - Tier 3 - 4QU CoRE ¦ 4QU LoRE | Non-Red Flag Warning - Small Fires | Vegetation Contact | Aggregated | 2029 | 0.0017748 | 202.884 | 0.36008 | 2029 | Mitigation | 0.95 | 45 | 0 | esc | 0.00097009 | 1.7217e-06 | 0.00097009 | 1.7217e-06 | 0.03594 | 4.7169e-08 | 0.013666 | 2.2462e-09
[120 empty] | 7.3.3.17.5 (Remote Grid) Updates to grid topology to minimize risk of ignition in HFTDs Remote GridWLDFRVegetation ContactAggregated | WLDFR | HFTD - Distribution - Tier 3 - 4QU CoRE ¦ 4QU LoRE | Non-Red Flag Warning - Small Fires | Vegetation Contact | Aggregated | 2030 | 0.0017748 | 202.884 | 0.36008 | 2030 | Mitigation | 0.95 | 45 | 0 | esc | 0.00097009 | 1.7217e-06 | 0.00097009 | 1.7217e-06 | 0.03594 | 4.7169e-08 | 0.013666 | 2.2462e-09
[120 empty] | 7.3.3.17.5 (Remote Grid) Updates to grid topology to minimize risk of ignition in HFTDs Remote GridWLDFRVegetation ContactAggregated | WLDFR | HFTD - Distribution - Tier 3 - 4QU CoRE ¦ 4QU LoRE | Non-Red Flag Warning - Small Fires | Vegetation Contact | Aggregated | 2031 | 0.0017748 | 202.884 | 0.36008 | 2031 | Mitigation | 0.95 | 45 | 0 | esc | 0.00097009 | 1.7217e-06 | 0.00097009 | 1.7217e-06 | 0.03594 | 4.7169e-08 | 0.013666 | 2.2462e-09
[120 empty] | 7.3.3.17.5 (Remote Grid) Updates to grid topology to minimize risk of ignition in HFTDs Remote GridWLDFRVegetation ContactAggregated | WLDFR | HFTD - Distribution - Tier 3 - 4QU CoRE ¦ 4QU LoRE | Non-Red Flag Warning - Small Fires | Vegetation Contact | Aggregated | 2032 | 0.0017748 | 202.884 | 0.36008 | 2032 | Mitigation | 0.95 | 45 | 0 | esc | 0.00097009 | 1.7217e-06 | 0.00097009 | 1.7217e-06 | 0.03594 | 4.7169e-08 | 0.013666 | 2.2462e-09
[120 empty] | 7.3.3.17.5 (Remote Grid) Updates to grid topology to minimize risk of ignition in HFTDs Remote GridWLDFRVegetation ContactAggregated | WLDFR | HFTD - Distribution - Tier 3 - 4QU CoRE ¦ 4QU LoRE | Non-Red Flag Warning - Small Fires | Vegetation Contact | Aggregated | 2033 | 0.0017748 | 202.884 | 0.36008 | 2033 | Mitigation | 0.95 | 45 | 0 | esc | 0.00097009 | 1.7217e-06 | 0.00097009 | 1.7217e-06 | 0.03594 | 4.7169e-08 | 0.013666 | 2.2462e-09
[120 empty] | 7.3.3.17.5 (Remote Grid) Updates to grid topology to minimize risk of ignition in HFTDs Remote GridWLDFRVegetation ContactAggregated | WLDFR | HFTD - Distribution - Tier 3 - 4QU CoRE ¦ 4QU LoRE | Non-Red Flag Warning - Small Fires | Vegetation Contact | Aggregated | 2034 | 0.0017748 | 202.884 | 0.36008 | 2034 | Mitigation | 0.95 | 45 | 0 | esc | 0.00097009 | 1.7217e-06 | 0.00097009 | 1.7217e-06 | 0.03594 | 4.7169e-08 | 0.013666 | 2.2462e-09
[120 empty] | 7.3.3.17.5 (Remote Grid) Updates to grid topology to minimize risk of ignition in HFTDs Remote GridWLDFRVegetation ContactAggregated | WLDFR | HFTD - Distribution - Tier 3 - 4QU CoRE ¦ 4QU LoRE | Non-Red Flag Warning - Small Fires | Vegetation Contact | Aggregated | 2035 | 0.0017748 | 202.884 | 0.36008 | 2035 | Mitigation | 0.95 | 45 | 0 | esc | 0.00097009 | 1.7217e-06 | 0.00097009 | 1.7217e-06 | 0.03594 | 4.7169e-08 | 0.013666 | 2.2462e-09
[120 empty] | 7.3.3.17.5 (Remote Grid) Updates to grid topology to minimize risk of ignition in HFTDs Remote GridWLDFRVegetation ContactAggregated | WLDFR | HFTD - Distribution - Tier 3 - 4QU CoRE ¦ 4QU LoRE | Non-Red Flag Warning - Small Fires | Vegetation Contact | Aggregated | 2036 | 0.0017748 | 202.884 | 0.36008 | 2036 | Mitigation | 0.95 | 45 | 0 | esc | 0.00097009 | 1.7217e-06 | 0.00097009 | 1.7217e-06 | 0.03594 | 4.7169e-08 | 0.013666 | 2.2462e-09
[120 empty] | 7.3.3.17.5 (Remote Grid) Updates to grid topology to minimize risk of ignition in HFTDs Remote GridWLDFRVegetation ContactAggregated | WLDFR | HFTD - Distribution - Tier 3 - 4QU CoRE ¦ 4QU LoRE | Non-Red Flag Warning - Small Fires | Vegetation Contact | Aggregated | 2037 | 0.0017748 | 202.884 | 0.36008 | 2037 | Mitigation | 0.95 | 45 | 0 | esc | 0.00097009 | 1.7217e-06 | 0.00097009 | 1.7217e-06 | 0.03594 | 4.7169e-08 | 0.013666 | 2.2462e-09
[120 empty] | 7.3.3.17.5 (Remote Grid) Updates to grid topology to minimize risk of ignition in HFTDs Remote GridWLDFRVegetation ContactAggregated | WLDFR | HFTD - Distribution - Tier 3 - 4QU CoRE ¦ 4QU LoRE | Non-Red Flag Warning - Small Fires | Vegetation Contact | Aggregated | 2038 | 0.0017748 | 202.884 | 0.36008 | 2038 | Mitigation | 0.95 | 45 | 0 | esc | 0.00097009 | 1.7217e-06 | 0.00097009 | 1.7217e-06 | 0.03594 | 4.7169e-08 | 0.013666 | 2.2462e-09
[120 empty] | 7.3.3.17.5 (Remote Grid) Updates to grid topology to minimize risk of ignition in HFTDs Remote GridWLDFRVegetation ContactAggregated | WLDFR | HFTD - Distribution - Tier 3 - 4QU CoRE ¦ 4QU LoRE | Non-Red Flag Warning - Small Fires | Vegetation Contact | Aggregated | 2039 | 0.0017748 | 202.884 | 0.36008 | 2039 | Mitigation | 0.95 | 45 | 0 | esc | 0.00097009 | 1.7217e-06 | 0.00097009 | 1.7217e-06 | 0.03594 | 4.7169e-08 | 0.013666 | 2.2462e-09
[120 empty] | 7.3.3.17.5 (Remote Grid) Updates to grid topology to minimize risk of ignition in HFTDs Remote GridWLDFRVegetation ContactAggregated | WLDFR | HFTD - Distribution - Tier 3 - 4QU CoRE ¦ 4QU LoRE | Non-Red Flag Warning - Small Fires | Vegetation Contact | Aggregated | 2040 | 0.0017748 | 202.884 | 0.36008 | 2040 | Mitigation | 0.95 | 45 | 0 | esc | 0.00097009 | 1.7217e-06 | 0.00097009 | 1.7217e-06 | 0.03594 | 4.7169e-08 | 0.013666 | 2.2462e-09
[120 empty] | 7.3.3.17.5 (Remote Grid) Updates to grid topology to minimize risk of ignition in HFTDs Remote GridWLDFRVegetation ContactAggregated | WLDFR | HFTD - Distribution - Tier 3 - 4QU CoRE ¦ 4QU LoRE | Non-Red Flag Warning - Small Fires | Vegetation Contact | Aggregated | 2041 | 0.0017748 | 202.884 | 0.36008 | 2041 | Mitigation | 0.95 | 45 | 0 | esc | 0.00097009 | 1.7217e-06 | 0.00097009 | 1.7217e-06 | 0.03594 | 4.7169e-08 | 0.013666 | 2.2462e-09
[120 empty] | 7.3.3.17.5 (Remote Grid) Updates to grid topology to minimize risk of ignition in HFTDs Remote GridWLDFRVegetation ContactAggregated | WLDFR | HFTD - Distribution - Tier 3 - 4QU CoRE ¦ 4QU LoRE | Non-Red Flag Warning - Small Fires | Vegetation Contact | Aggregated | 2042 | 0.0017748 | 202.884 | 0.36008 | 2042 | Mitigation | 0.95 | 45 | 0 | esc | 0.00097009 | 1.7217e-06 | 0.00097009 | 1.7217e-06 | 0.03594 | 4.7169e-08 | 0.013666 | 2.2462e-09
[120 empty] | 7.3.3.17.5 (Remote Grid) Updates to grid topology to minimize risk of ignition in HFTDs Remote GridWLDFRVegetation ContactAggregated | WLDFR | HFTD - Distribution - Tier 3 - 4QU CoRE ¦ 4QU LoRE | Non-Red Flag Warning - Small Fires | Vegetation Contact | Aggregated | 2043 | 0.0017748 | 202.884 | 0.36008 | 2043 | Mitigation | 0.95 | 45 | 0 | esc | 0.00097009 | 1.7217e-06 | 0.00097009 | 1.7217e-06 | 0.03594 | 4.7169e-08 | 0.013666 | 2.2462e-09
[120 empty] | 7.3.3.17.5 (Remote Grid) Updates to grid topology to minimize risk of ignition in HFTDs Remote GridWLDFRVegetation ContactAggregated | WLDFR | HFTD - Distribution - Tier 3 - 4QU CoRE ¦ 4QU LoRE | Non-Red Flag Warning - Small Fires | Vegetation Contact | Aggregated | 2044 | 0.0017748 | 202.884 | 0.36008 | 2044 | Mitigation | 0.95 | 45 | 0 | esc | 0.00097009 | 1.7217e-06 | 0.00097009 | 1.7217e-06 | 0.03594 | 4.7169e-08 | 0.013666 | 2.2462e-09
[120 empty] | 7.3.3.17.5 (Remote Grid) Updates to grid topology to minimize risk of ignition in HFTDs Remote GridWLDFRVegetation ContactAggregated | WLDFR | HFTD - Distribution - Tier 3 - 4QU CoRE ¦ 4QU LoRE | Non-Red Flag Warning - Small Fires | Vegetation Contact | Aggregated | 2045 | 0.0017748 | 202.884 | 0.36008 | 2045 | Mitigation | 0.95 | 45 | 0 | esc | 0.00097009 | 1.7217e-06 | 0.00097009 | 1.7217e-06 | 0.03594 | 4.7169e-08 | 0.013666 | 2.2462e-09
[120 empty] | 7.3.3.17.5 (Remote Grid) Updates to grid topology to minimize risk of ignition in HFTDs Remote GridWLDFRVegetation ContactAggregated | WLDFR | HFTD - Distribution - Tier 3 - 4QU CoRE ¦ 4QU LoRE | Non-Red Flag Warning - Small Fires | Vegetation Contact | Aggregated | 2046 | 0.0017748 | 202.884 | 0.36008 | 2046 | Mitigation | 0.95 | 45 | 0 | esc | 0.00097009 | 1.7217e-06 | 0.00097009 | 1.7217e-06 | 0.03594 | 4.7169e-08 | 0.013666 | 2.2462e-09
[120 empty] | 7.3.3.17.5 (Remote Grid) Updates to grid topology to minimize risk of ignition in HFTDs Remote GridWLDFRVegetation ContactAggregated | WLDFR | HFTD - Distribution - Tier 3 - 4QU CoRE ¦ 4QU LoRE | Non-Red Flag Warning - Small Fires | Vegetation Contact | Aggregated | 2047 | 0.0017748 | 202.884 | 0.36008 | 2047 | Mitigation | 0.95 | 45 | 0 | esc | 0.00097009 | 1.7217e-06 | 0.00097009 | 1.7217e-06 | 0.03594 | 4.7169e-08 | 0.013666 | 2.2462e-09
[120 empty] | 7.3.3.17.5 (Remote Grid) Updates to grid topology to minimize risk of ignition in HFTDs Remote GridWLDFRVegetation ContactAggregated | WLDFR | HFTD - Distribution - Tier 3 - 4QU CoRE ¦ 4QU LoRE | Non-Red Flag Warning - Small Fires | Vegetation Contact | Aggregated | 2048 | 0.0017748 | 202.884 | 0.36008 | 2048 | Mitigation | 0.95 | 45 | 0 | esc | 0.00097009 | 1.7217e-06 | 0.00097009 | 1.7217e-06 | 0.03594 | 4.7169e-08 | 0.013666 | 2.2462e-09
[120 empty] | 7.3.3.17.5 (Remote Grid) Updates to grid topology to minimize risk of ignition in HFTDs Remote GridWLDFRVegetation ContactAggregated | WLDFR | HFTD - Distribution - Tier 3 - 4QU CoRE ¦ 4QU LoRE | Non-Red Flag Warning - Small Fires | Vegetation Contact | Aggregated | 2049 | 0.0017748 | 202.884 | 0.36008 | 2049 | Mitigation | 0.95 | 45 | 0 | esc | 0.00097009 | 1.7217e-06 | 0.00097009 | 1.7217e-06 | 0.03594 | 4.7169e-08 | 0.013666 | 2.2462e-09
[120 empty] | 7.3.3.17.5 (Remote Grid) Updates to grid topology to minimize risk of ignition in HFTDs Remote GridWLDFRVegetation ContactAggregated | WLDFR | HFTD - Distribution - Tier 3 - 4QU CoRE ¦ 4QU LoRE | Non-Red Flag Warning - Small Fires | Vegetation Contact | Aggregated | 2050 | 0.0017748 | 202.884 | 0.36008 | 2050 | Mitigation | 0.95 | 45 | 0 | esc | 0.00097009 | 1.7217e-06 | 0.00097009 | 1.7217e-06 | 0.03594 | 4.7169e-08 | 0.013666 | 2.2462e-09
[120 empty] | 7.3.3.17.5 (Remote Grid) Updates to grid topology to minimize risk of ignition in HFTDs Remote GridWLDFRVegetation ContactAggregated | WLDFR | HFTD - Distribution - Tier 3 - 4QU CoRE ¦ 4QU LoRE | Non-Red Flag Warning - Small Fires | Vegetation Contact | Aggregated | 2051 | 0.0017748 | 202.884 | 0.36008 | 2051 | Mitigation | 0.95 | 45 | 0 | esc | 0.00097009 | 1.7217e-06 | 0.00097009 | 1.7217e-06 | 0.03594 | 4.7169e-08 | 0.013666 | 2.2462e-09
[120 empty] | 7.3.3.17.5 (Remote Grid) Updates to grid topology to minimize risk of ignition in HFTDs Remote GridWLDFRVegetation ContactAggregated | WLDFR | HFTD - Distribution - Tier 3 - 4QU CoRE ¦ 4QU LoRE | Non-Red Flag Warning - Small Fires | Vegetation Contact | Aggregated | 2052 | 0.0017748 | 202.884 | 0.36008 | 2052 | Mitigation | 0.95 | 45 | 0 | esc | 0.00097009 | 1.7217e-06 | 0.00097009 | 1.7217e-06 | 0.03594 | 4.7169e-08 | 0 | 0
[120 empty] | 7.3.3.17.5 (Remote Grid) Updates to grid topology to minimize risk of ignition in HFTDs Remote GridWLDFRVegetation ContactAggregated | WLDFR | HFTD - Distribution - Tier 3 - 4QU CoRE ¦ 4QU LoRE | Non-Red Flag Warning - Small Fires | Vegetation Contact | Aggregated | 2053 | 0.0017748 | 202.884 | 0.36008 | 2053 | Mitigation | 0.95 | 45 | 0 | esc | 0.00097009 | 1.7217e-06 | 0.00097009 | 1.7217e-06 | 0.03594 | 4.7169e-08 | 0 | 0
[120 empty] | 7.3.3.17.5 (Remote Grid) Updates to grid topology to minimize risk of ignition in HFTDs Remote GridWLDFRVegetation ContactAggregated | WLDFR | HFTD - Distribution - Tier 3 - 4QU CoRE ¦ 4QU LoRE | Non-Red Flag Warning - Small Fires | Vegetation Contact | Aggregated | 2054 | 0.0017748 | 202.884 | 0.36008 | 2054 | Mitigation | 0.95 | 45 | 0 | esc | 0.00097009 | 1.7217e-06 | 0.00097009 | 1.7217e-06 | 0.03594 | 4.7169e-08 | 0.0063316 | 1.3226e-10
[120 empty] | 7.3.3.17.5 (Remote Grid) Updates to grid topology to minimize risk of ignition in HFTDs Remote GridWLDFRVegetation ContactAggregated | WLDFR | HFTD - Distribution - Tier 3 - 4QU CoRE ¦ 4QU LoRE | Non-Red Flag Warning - Small Fires | Vegetation Contact | Aggregated | 2055 | 0.0017748 | 202.884 | 0.36008 | 2055 | Mitigation | 0.95 | 45 | 0 | esc | 0.00097009 | 1.7217e-06 | 0.00097009 | 1.7217e-06 | 0.03594 | 4.7169e-08 | 0.0063316 | 1.3226e-10
[120 empty] | 7.3.3.17.5 (Remote Grid) Updates to grid topology to minimize risk of ignition in HFTDs Remote GridWLDFRVegetation ContactAggregated | WLDFR | HFTD - Distribution - Tier 3 - 4QU CoRE ¦ 4QU LoRE | Non-Red Flag Warning - Small Fires | Vegetation Contact | Aggregated | 2056 | 0.0017748 | 202.884 | 0.36008 | 2056 | Mitigation | 0.95 | 45 | 0 | esc | 0.00097009 | 1.7217e-06 | 0.00097009 | 1.7217e-06 | 0.03594 | 4.7169e-08 | 0.0063316 | 1.3226e-10
[120 empty] | 7.3.3.17.5 (Remote Grid) Updates to grid topology to minimize risk of ignition in HFTDs Remote GridWLDFRVegetation ContactAggregated | WLDFR | HFTD - Distribution - Tier 3 - 4QU CoRE ¦ 4QU LoRE | Non-Red Flag Warning - Small Fires | Vegetation Contact | Aggregated | 2057 | 0.0017748 | 202.884 | 0.36008 | 2057 | Mitigation | 0.95 | 45 | 0 | esc | 0.00097009 | 1.7217e-06 | 0.00097009 | 1.7217e-06 | 0.03594 | 4.7169e-08 | 0.0063316 | 1.3226e-10
[120 empty] | 7.3.3.17.5 (Remote Grid) Updates to grid topology to minimize risk of ignition in HFTDs Remote GridWLDFRVegetation ContactAggregated | WLDFR | HFTD - Distribution - Tier 3 - 4QU CoRE ¦ 4QU LoRE | Non-Red Flag Warning - Small Fires | Vegetation Contact | Aggregated | 2058 | 0.0017748 | 202.884 | 0.36008 | 2058 | Mitigation | 0.95 | 45 | 0 | esc | 0.00097009 | 1.7217e-06 | 0.00097009 | 1.7217e-06 | 0.03594 | 4.7169e-08 | 0.0063316 | 1.3226e-10
[120 empty] | 7.3.3.17.5 (Remote Grid) Updates to grid topology to minimize risk of ignition in HFTDs Remote GridWLDFRVegetation ContactAggregated | WLDFR | HFTD - Distribution - Tier 3 - 4QU CoRE ¦ 4QU LoRE | Non-Red Flag Warning - Small Fires | Vegetation Contact | Aggregated | 2059 | 0.0017748 | 202.884 | 0.36008 | 2059 | Mitigation | 0.95 | 45 | 0 | esc | 0.00097009 | 1.7217e-06 | 0.00097009 | 1.7217e-06 | 0.03594 | 4.7169e-08 | 0.0063316 | 1.3226e-10
[120 empty] | 7.3.3.17.5 (Remote Grid) Updates to grid topology to minimize risk of ignition in HFTDs Remote GridWLDFRVegetation ContactAggregated | WLDFR | HFTD - Distribution - Tier 3 - 4QU CoRE ¦ 4QU LoRE | Non-Red Flag Warning - Small Fires | Vegetation Contact | Aggregated | 2060 | 0.0017748 | 202.884 | 0.36008 | 2060 | Mitigation | 0.95 | 45 | 0 | esc | 0.00097009 | 1.7217e-06 | 0.00097009 | 1.7217e-06 | 0.03594 | 4.7169e-08 | 0.0063316 | 1.3226e-10
[120 empty] | 7.3.3.17.5 (Remote Grid) Updates to grid topology to minimize risk of ignition in HFTDs Remote GridWLDFRVegetation ContactAggregated | WLDFR | HFTD - Distribution - Tier 3 - 4QU CoRE ¦ 4QU LoRE | Non-Red Flag Warning - Small Fires | Vegetation Contact | Aggregated | 2061 | 0.0017748 | 202.884 | 0.36008 | 2061 | Mitigation | 0.95 | 45 | 0 | esc | 0.00097009 | 1.7217e-06 | 0.00097009 | 1.7217e-06 | 0.03594 | 4.7169e-08 | 0.0063316 | 1.3226e-10
[120 empty] | 7.3.3.17.5 (Remote Grid) Updates to grid topology to minimize risk of ignition in HFTDs Remote GridWLDFRVegetation ContactAggregated | WLDFR | HFTD - Distribution - Tier 3 - 4QU CoRE ¦ 4QU LoRE | Non-Red Flag Warning - Small Fires | Vegetation Contact | Aggregated | 2062 | 0.0017748 | 202.884 | 0.36008 | 2062 | Mitigation | 0.95 | 45 | 0 | esc | 0.00097009 | 1.7217e-06 | 0.00097009 | 1.7217e-06 | 0.03594 | 4.7169e-08 | 0.0063316 | 1.3226e-10
[120 empty] | 7.3.3.17.5 (Remote Grid) Updates to grid topology to minimize risk of ignition in HFTDs Remote GridWLDFRVegetation ContactAggregated | WLDFR | HFTD - Distribution - Tier 3 - 4QU CoRE ¦ 4QU LoRE | Non-Red Flag Warning - Small Fires | Vegetation Contact | Aggregated | 2063 | 0.0017748 | 202.884 | 0.36008 | 2063 | Mitigation | 0.95 | 45 | 0 | esc | 0.00097009 | 1.7217e-06 | 0.00097009 | 1.7217e-06 | 0.03594 | 4.7169e-08 | 0.0063316 | 1.3226e-10
[120 empty] | 7.3.3.17.5 (Remote Grid) Updates to grid topology to minimize risk of ignition in HFTDs Remote GridWLDFRVegetation ContactAggregated | WLDFR | HFTD - Distribution - Tier 3 - 4QU CoRE ¦ 4QU LoRE | Non-Red Flag Warning - Small Fires | Vegetation Contact | Aggregated | 2064 | 0.0017748 | 202.884 | 0.36008 | 2064 | Mitigation | 0.95 | 45 | 0 | esc | 0.00097009 | 1.7217e-06 | 0.00097009 | 1.7217e-06 | 0.03594 | 4.7169e-08 | 0.0063316 | 1.3226e-10
[120 empty] | 7.3.3.17.5 (Remote Grid) Updates to grid topology to minimize risk of ignition in HFTDs Remote GridWLDFRVegetation ContactAggregated | WLDFR | HFTD - Distribution - Tier 3 - 4QU CoRE ¦ 4QU LoRE | Non-Red Flag Warning - Small Fires | Vegetation Contact | Aggregated | 2065 | 0.0017748 | 202.884 | 0.36008 | 2065 | Mitigation | 0.95 | 45 | 0 | esc | 0.00097009 | 1.7217e-06 | 0.00097009 | 1.7217e-06 | 0.03594 | 4.7169e-08 | 0.0063316 | 1.3226e-10
[120 empty] | 7.3.3.17.5 (Remote Grid) Updates to grid topology to minimize risk of ignition in HFTDs Remote GridWLDFRVegetation ContactAggregated | WLDFR | HFTD - Distribution - Tier 3 - 4QU CoRE ¦ 4QU LoRE | Non-Red Flag Warning - Small Fires | Vegetation Contact | Aggregated | 2066 | 0.0017748 | 202.884 | 0.36008 | 2066 | Mitigation | 0.95 | 45 | 0 | esc | 0.00097009 | 1.7217e-06 | 0.00097009 | 1.7217e-06 | 0.03594 | 4.7169e-08 | 0.0063316 | 1.3226e-10
[120 empty] | 7.3.3.17.5 (Remote Grid) Updates to grid topology to minimize risk of ignition in HFTDs Remote GridWLDFRVegetation ContactAggregated | WLDFR | HFTD - Distribution - Tier 3 - 4QU CoRE ¦ 4QU LoRE | Non-Red Flag Warning - Small Fires | Vegetation Contact | Aggregated | 2067 | 0.0017748 | 202.884 | 0.36008 | 2067 | Mitigation | 0.95 | 45 | 0 | esc | 0 | 0 | 0.00097009 | 1.7217e-06 | 0.03594 | 4.7169e-08 | 0.0063316 | 1.3226e-10
[120 empty] | 7.3.3.17.5 (Remote Grid) Updates to grid topology to minimize risk of ignition in HFTDs Remote GridWLDFRWire-to-wire contactAggregated | WLDFR | HFTD - Distribution - Tier 3 - 4QU CoRE ¦ 4QU LoRE | Non-Red Flag Warning - Small Fires | Wire-to-wire contact | Aggregated | 2022 | 0.00018775 | 202.884 | 0.038091 | 2022 | Mitigation | 0.95 | 45 | 0 | esc | 0.00097009 | 1.8213e-07 | 0 | 0 | 0.03594 | 4.7169e-08 | 0.0063316 | 1.3226e-10
[120 empty] | 7.3.3.17.5 (Remote Grid) Updates to grid topology to minimize risk of ignition in HFTDs Remote GridWLDFRWire-to-wire contactAggregated | WLDFR | HFTD - Distribution - Tier 3 - 4QU CoRE ¦ 4QU LoRE | Non-Red Flag Warning - Small Fires | Wire-to-wire contact | Aggregated | 2023 | 0.00018775 | 202.884 | 0.038091 | 2023 | Mitigation | 0.95 | 45 | 0 | esc | 0.00097009 | 1.8213e-07 | 0.00097009 | 1.8213e-07 | 0.03594 | 4.7169e-08 | 0.0063316 | 1.3226e-10
[120 empty] | 7.3.3.17.5 (Remote Grid) Updates to grid topology to minimize risk of ignition in HFTDs Remote GridWLDFRWire-to-wire contactAggregated | WLDFR | HFTD - Distribution - Tier 3 - 4QU CoRE ¦ 4QU LoRE | Non-Red Flag Warning - Small Fires | Wire-to-wire contact | Aggregated | 2024 | 0.00018775 | 202.884 | 0.038091 | 2024 | Mitigation | 0.95 | 45 | 0 | esc | 0.00097009 | 1.8213e-07 | 0.00097009 | 1.8213e-07 | 0.03594 | 4.7169e-08 | 0.0063316 | 1.3226e-10
[120 empty] | 7.3.3.17.5 (Remote Grid) Updates to grid topology to minimize risk of ignition in HFTDs Remote GridWLDFRWire-to-wire contactAggregated | WLDFR | HFTD - Distribution - Tier 3 - 4QU CoRE ¦ 4QU LoRE | Non-Red Flag Warning - Small Fires | Wire-to-wire contact | Aggregated | 2025 | 0.00018775 | 202.884 | 0.038091 | 2025 | Mitigation | 0.95 | 45 | 0 | esc | 0.00097009 | 1.8213e-07 | 0.00097009 | 1.8213e-07 | 0.03594 | 4.7169e-08 | 0.0063316 | 1.3226e-10
[120 empty] | 7.3.3.17.5 (Remote Grid) Updates to grid topology to minimize risk of ignition in HFTDs Remote GridWLDFRWire-to-wire contactAggregated | WLDFR | HFTD - Distribution - Tier 3 - 4QU CoRE ¦ 4QU LoRE | Non-Red Flag Warning - Small Fires | Wire-to-wire contact | Aggregated | 2026 | 0.00018775 | 202.884 | 0.038091 | 2026 | Mitigation | 0.95 | 45 | 0 | esc | 0.00097009 | 1.8213e-07 | 0.00097009 | 1.8213e-07 | 0.03594 | 4.7169e-08 | 0.0063316 | 1.3226e-10
[120 empty] | 7.3.3.17.5 (Remote Grid) Updates to grid topology to minimize risk of ignition in HFTDs Remote GridWLDFRWire-to-wire contactAggregated | WLDFR | HFTD - Distribution - Tier 3 - 4QU CoRE ¦ 4QU LoRE | Non-Red Flag Warning - Small Fires | Wire-to-wire contact | Aggregated | 2027 | 0.00018775 | 202.884 | 0.038091 | 2027 | Mitigation | 0.95 | 45 | 0 | esc | 0.00097009 | 1.8213e-07 | 0.00097009 | 1.8213e-07 | 0.03594 | 4.7169e-08 | 0.0063316 | 1.3226e-10
[120 empty] | 7.3.3.17.5 (Remote Grid) Updates to grid topology to minimize risk of ignition in HFTDs Remote GridWLDFRWire-to-wire contactAggregated | WLDFR | HFTD - Distribution - Tier 3 - 4QU CoRE ¦ 4QU LoRE | Non-Red Flag Warning - Small Fires | Wire-to-wire contact | Aggregated | 2028 | 0.00018775 | 202.884 | 0.038091 | 2028 | Mitigation | 0.95 | 45 | 0 | esc | 0.00097009 | 1.8213e-07 | 0.00097009 | 1.8213e-07 | 0.03594 | 4.7169e-08 | 0.0063316 | 1.3226e-10
[120 empty] | 7.3.3.17.5 (Remote Grid) Updates to grid topology to minimize risk of ignition in HFTDs Remote GridWLDFRWire-to-wire contactAggregated | WLDFR | HFTD - Distribution - Tier 3 - 4QU CoRE ¦ 4QU LoRE | Non-Red Flag Warning - Small Fires | Wire-to-wire contact | Aggregated | 2029 | 0.00018775 | 202.884 | 0.038091 | 2029 | Mitigation | 0.95 | 45 | 0 | esc | 0.00097009 | 1.8213e-07 | 0.00097009 | 1.8213e-07 | 0.03594 | 4.7169e-08 | 0.0063316 | 1.3226e-10
[120 empty] | 7.3.3.17.5 (Remote Grid) Updates to grid topology to minimize risk of ignition in HFTDs Remote GridWLDFRWire-to-wire contactAggregated | WLDFR | HFTD - Distribution - Tier 3 - 4QU CoRE ¦ 4QU LoRE | Non-Red Flag Warning - Small Fires | Wire-to-wire contact | Aggregated | 2030 | 0.00018775 | 202.884 | 0.038091 | 2030 | Mitigation | 0.95 | 45 | 0 | esc | 0.00097009 | 1.8213e-07 | 0.00097009 | 1.8213e-07 | 0 | 0 | 0.0063316 | 1.3226e-10
[120 empty] | 7.3.3.17.5 (Remote Grid) Updates to grid topology to minimize risk of ignition in HFTDs Remote GridWLDFRWire-to-wire contactAggregated | WLDFR | HFTD - Distribution - Tier 3 - 4QU CoRE ¦ 4QU LoRE | Non-Red Flag Warning - Small Fires | Wire-to-wire contact | Aggregated | 2031 | 0.00018775 | 202.884 | 0.038091 | 2031 | Mitigation | 0.95 | 45 | 0 | esc | 0.00097009 | 1.8213e-07 | 0.00097009 | 1.8213e-07 | 0.03594 | 4.4239e-09 | 0.0063316 | 1.3226e-10
[120 empty] | 7.3.3.17.5 (Remote Grid) Updates to grid topology to minimize risk of ignition in HFTDs Remote GridWLDFRWire-to-wire contactAggregated | WLDFR | HFTD - Distribution - Tier 3 - 4QU CoRE ¦ 4QU LoRE | Non-Red Flag Warning - Small Fires | Wire-to-wire contact | Aggregated | 2032 | 0.00018775 | 202.884 | 0.038091 | 2032 | Mitigation | 0.95 | 45 | 0 | esc | 0.00097009 | 1.8213e-07 | 0.00097009 | 1.8213e-07 | 0.03594 | 4.4239e-09 | 0.0063316 | 1.3226e-10
[120 empty] | 7.3.3.17.5 (Remote Grid) Updates to grid topology to minimize risk of ignition in HFTDs Remote GridWLDFRWire-to-wire contactAggregated | WLDFR | HFTD - Distribution - Tier 3 - 4QU CoRE ¦ 4QU LoRE | Non-Red Flag Warning - Small Fires | Wire-to-wire contact | Aggregated | 2033 | 0.00018775 | 202.884 | 0.038091 | 2033 | Mitigation | 0.95 | 45 | 0 | esc | 0.00097009 | 1.8213e-07 | 0.00097009 | 1.8213e-07 | 0.03594 | 4.4239e-09 | 0.0063316 | 1.3226e-10
[120 empty] | 7.3.3.17.5 (Remote Grid) Updates to grid topology to minimize risk of ignition in HFTDs Remote GridWLDFRWire-to-wire contactAggregated | WLDFR | HFTD - Distribution - Tier 3 - 4QU CoRE ¦ 4QU LoRE | Non-Red Flag Warning - Small Fires | Wire-to-wire contact | Aggregated | 2034 | 0.00018775 | 202.884 | 0.038091 | 2034 | Mitigation | 0.95 | 45 | 0 | esc | 0.00097009 | 1.8213e-07 | 0.00097009 | 1.8213e-07 | 0.03594 | 4.4239e-09 | 0.0063316 | 1.3226e-10
[120 empty] | 7.3.3.17.5 (Remote Grid) Updates to grid topology to minimize risk of ignition in HFTDs Remote GridWLDFRWire-to-wire contactAggregated | WLDFR | HFTD - Distribution - Tier 3 - 4QU CoRE ¦ 4QU LoRE | Non-Red Flag Warning - Small Fires | Wire-to-wire contact | Aggregated | 2035 | 0.00018775 | 202.884 | 0.038091 | 2035 | Mitigation | 0.95 | 45 | 0 | esc | 0.00097009 | 1.8213e-07 | 0.00097009 | 1.8213e-07 | 0.03594 | 4.4239e-09 | 0.0063316 | 1.3226e-10
[120 empty] | 7.3.3.17.5 (Remote Grid) Updates to grid topology to minimize risk of ignition in HFTDs Remote GridWLDFRWire-to-wire contactAggregated | WLDFR | HFTD - Distribution - Tier 3 - 4QU CoRE ¦ 4QU LoRE | Non-Red Flag Warning - Small Fires | Wire-to-wire contact | Aggregated | 2036 | 0.00018775 | 202.884 | 0.038091 | 2036 | Mitigation | 0.95 | 45 | 0 | esc | 0.00097009 | 1.8213e-07 | 0.00097009 | 1.8213e-07 | 0.03594 | 4.4239e-09 | 0.0063316 | 1.3226e-10
[120 empty] | 7.3.3.17.5 (Remote Grid) Updates to grid topology to minimize risk of ignition in HFTDs Remote GridWLDFRWire-to-wire contactAggregated | WLDFR | HFTD - Distribution - Tier 3 - 4QU CoRE ¦ 4QU LoRE | Non-Red Flag Warning - Small Fires | Wire-to-wire contact | Aggregated | 2037 | 0.00018775 | 202.884 | 0.038091 | 2037 | Mitigation | 0.95 | 45 | 0 | esc | 0.00097009 | 1.8213e-07 | 0.00097009 | 1.8213e-07 | 0.03594 | 4.4239e-09 | 0.0063316 | 1.3226e-10
[120 empty] | 7.3.3.17.5 (Remote Grid) Updates to grid topology to minimize risk of ignition in HFTDs Remote GridWLDFRWire-to-wire contactAggregated | WLDFR | HFTD - Distribution - Tier 3 - 4QU CoRE ¦ 4QU LoRE | Non-Red Flag Warning - Small Fires | Wire-to-wire contact | Aggregated | 2038 | 0.00018775 | 202.884 | 0.038091 | 2038 | Mitigation | 0.95 | 45 | 0 | esc | 0.00097009 | 1.8213e-07 | 0.00097009 | 1.8213e-07 | 0.03594 | 4.4239e-09 | 0 | 0
[120 empty] | 7.3.3.17.5 (Remote Grid) Updates to grid topology to minimize risk of ignition in HFTDs Remote GridWLDFRWire-to-wire contactAggregated | WLDFR | HFTD - Distribution - Tier 3 - 4QU CoRE ¦ 4QU LoRE | Non-Red Flag Warning - Small Fires | Wire-to-wire contact | Aggregated | 2039 | 0.00018775 | 202.884 | 0.038091 | 2039 | Mitigation | 0.95 | 45 | 0 | esc | 0.00097009 | 1.8213e-07 | 0.00097009 | 1.8213e-07 | 0.03594 | 4.4239e-09 | 0 | 0
[120 empty] | 7.3.3.17.5 (Remote Grid) Updates to grid topology to minimize risk of ignition in HFTDs Remote GridWLDFRWire-to-wire contactAggregated | WLDFR | HFTD - Distribution - Tier 3 - 4QU CoRE ¦ 4QU LoRE | Non-Red Flag Warning - Small Fires | Wire-to-wire contact | Aggregated | 2040 | 0.00018775 | 202.884 | 0.038091 | 2040 | Mitigation | 0.95 | 45 | 0 | esc | 0.00097009 | 1.8213e-07 | 0.00097009 | 1.8213e-07 | 0.03594 | 4.4239e-09 | 0.012004 | 3.9825e-10
[120 empty] | 7.3.3.17.5 (Remote Grid) Updates to grid topology to minimize risk of ignition in HFTDs Remote GridWLDFRWire-to-wire contactAggregated | WLDFR | HFTD - Distribution - Tier 3 - 4QU CoRE ¦ 4QU LoRE | Non-Red Flag Warning - Small Fires | Wire-to-wire contact | Aggregated | 2041 | 0.00018775 | 202.884 | 0.038091 | 2041 | Mitigation | 0.95 | 45 | 0 | esc | 0.00097009 | 1.8213e-07 | 0.00097009 | 1.8213e-07 | 0.03594 | 4.4239e-09 | 0.012004 | 3.9825e-10
[120 empty] | 7.3.3.17.5 (Remote Grid) Updates to grid topology to minimize risk of ignition in HFTDs Remote GridWLDFRWire-to-wire contactAggregated | WLDFR | HFTD - Distribution - Tier 3 - 4QU CoRE ¦ 4QU LoRE | Non-Red Flag Warning - Small Fires | Wire-to-wire contact | Aggregated | 2042 | 0.00018775 | 202.884 | 0.038091 | 2042 | Mitigation | 0.95 | 45 | 0 | esc | 0.00097009 | 1.8213e-07 | 0.00097009 | 1.8213e-07 | 0.03594 | 4.4239e-09 | 0.012004 | 3.9825e-10
[120 empty] | 7.3.3.17.5 (Remote Grid) Updates to grid topology to minimize risk of ignition in HFTDs Remote GridWLDFRWire-to-wire contactAggregated | WLDFR | HFTD - Distribution - Tier 3 - 4QU CoRE ¦ 4QU LoRE | Non-Red Flag Warning - Small Fires | Wire-to-wire contact | Aggregated | 2043 | 0.00018775 | 202.884 | 0.038091 | 2043 | Mitigation | 0.95 | 45 | 0 | esc | 0.00097009 | 1.8213e-07 | 0.00097009 | 1.8213e-07 | 0.03594 | 4.4239e-09 | 0.012004 | 3.9825e-10
[120 empty] | 7.3.3.17.5 (Remote Grid) Updates to grid topology to minimize risk of ignition in HFTDs Remote GridWLDFRWire-to-wire contactAggregated | WLDFR | HFTD - Distribution - Tier 3 - 4QU CoRE ¦ 4QU LoRE | Non-Red Flag Warning - Small Fires | Wire-to-wire contact | Aggregated | 2044 | 0.00018775 | 202.884 | 0.038091 | 2044 | Mitigation | 0.95 | 45 | 0 | esc | 0.00097009 | 1.8213e-07 | 0.00097009 | 1.8213e-07 | 0.03594 | 4.4239e-09 | 0.012004 | 3.9825e-10
[120 empty] | 7.3.3.17.5 (Remote Grid) Updates to grid topology to minimize risk of ignition in HFTDs Remote GridWLDFRWire-to-wire contactAggregated | WLDFR | HFTD - Distribution - Tier 3 - 4QU CoRE ¦ 4QU LoRE | Non-Red Flag Warning - Small Fires | Wire-to-wire contact | Aggregated | 2045 | 0.00018775 | 202.884 | 0.038091 | 2045 | Mitigation | 0.95 | 45 | 0 | esc | 0.00097009 | 1.8213e-07 | 0.00097009 | 1.8213e-07 | 0.03594 | 4.4239e-09 | 0.012004 | 3.9825e-10
[120 empty] | 7.3.3.17.5 (Remote Grid) Updates to grid topology to minimize risk of ignition in HFTDs Remote GridWLDFRWire-to-wire contactAggregated | WLDFR | HFTD - Distribution - Tier 3 - 4QU CoRE ¦ 4QU LoRE | Non-Red Flag Warning - Small Fires | Wire-to-wire contact | Aggregated | 2046 | 0.00018775 | 202.884 | 0.038091 | 2046 | Mitigation | 0.95 | 45 | 0 | esc | 0.00097009 | 1.8213e-07 | 0.00097009 | 1.8213e-07 | 0.03594 | 4.4239e-09 | 0.012004 | 3.9825e-10
[120 empty] | 7.3.3.17.5 (Remote Grid) Updates to grid topology to minimize risk of ignition in HFTDs Remote GridWLDFRWire-to-wire contactAggregated | WLDFR | HFTD - Distribution - Tier 3 - 4QU CoRE ¦ 4QU LoRE | Non-Red Flag Warning - Small Fires | Wire-to-wire contact | Aggregated | 2047 | 0.00018775 | 202.884 | 0.038091 | 2047 | Mitigation | 0.95 | 45 | 0 | esc | 0.00097009 | 1.8213e-07 | 0.00097009 | 1.8213e-07 | 0.03594 | 4.4239e-09 | 0.012004 | 3.9825e-10
[120 empty] | 7.3.3.17.5 (Remote Grid) Updates to grid topology to minimize risk of ignition in HFTDs Remote GridWLDFRWire-to-wire contactAggregated | WLDFR | HFTD - Distribution - Tier 3 - 4QU CoRE ¦ 4QU LoRE | Non-Red Flag Warning - Small Fires | Wire-to-wire contact | Aggregated | 2048 | 0.00018775 | 202.884 | 0.038091 | 2048 | Mitigation | 0.95 | 45 | 0 | esc | 0.00097009 | 1.8213e-07 | 0.00097009 | 1.8213e-07 | 0.03594 | 4.4239e-09 | 0.012004 | 3.9825e-10
[120 empty] | 7.3.3.17.5 (Remote Grid) Updates to grid topology to minimize risk of ignition in HFTDs Remote GridWLDFRWire-to-wire contactAggregated | WLDFR | HFTD - Distribution - Tier 3 - 4QU CoRE ¦ 4QU LoRE | Non-Red Flag Warning - Small Fires | Wire-to-wire contact | Aggregated | 2049 | 0.00018775 | 202.884 | 0.038091 | 2049 | Mitigation | 0.95 | 45 | 0 | esc | 0.00097009 | 1.8213e-07 | 0.00097009 | 1.8213e-07 | 0.03594 | 4.4239e-09 | 0.012004 | 3.9825e-10
[120 empty] | 7.3.3.17.5 (Remote Grid) Updates to grid topology to minimize risk of ignition in HFTDs Remote GridWLDFRWire-to-wire contactAggregated | WLDFR | HFTD - Distribution - Tier 3 - 4QU CoRE ¦ 4QU LoRE | Non-Red Flag Warning - Small Fires | Wire-to-wire contact | Aggregated | 2050 | 0.00018775 | 202.884 | 0.038091 | 2050 | Mitigation | 0.95 | 45 | 0 | esc | 0.00097009 | 1.8213e-07 | 0.00097009 | 1.8213e-07 | 0.03594 | 4.4239e-09 | 0.012004 | 3.9825e-10
[120 empty] | 7.3.3.17.5 (Remote Grid) Updates to grid topology to minimize risk of ignition in HFTDs Remote GridWLDFRWire-to-wire contactAggregated | WLDFR | HFTD - Distribution - Tier 3 - 4QU CoRE ¦ 4QU LoRE | Non-Red Flag Warning - Small Fires | Wire-to-wire contact | Aggregated | 2051 | 0.00018775 | 202.884 | 0.038091 | 2051 | Mitigation | 0.95 | 45 | 0 | esc | 0.00097009 | 1.8213e-07 | 0.00097009 | 1.8213e-07 | 0.03594 | 4.4239e-09 | 0.012004 | 3.9825e-10
[120 empty] | 7.3.3.17.5 (Remote Grid) Updates to grid topology to minimize risk of ignition in HFTDs Remote GridWLDFRWire-to-wire contactAggregated | WLDFR | HFTD - Distribution - Tier 3 - 4QU CoRE ¦ 4QU LoRE | Non-Red Flag Warning - Small Fires | Wire-to-wire contact | Aggregated | 2052 | 0.00018775 | 202.884 | 0.038091 | 2052 | Mitigation | 0.95 | 45 | 0 | esc | 0.00097009 | 1.8213e-07 | 0.00097009 | 1.8213e-07 | 0.03594 | 4.4239e-09 | 0.012004 | 3.9825e-10
[120 empty] | 7.3.3.17.5 (Remote Grid) Updates to grid topology to minimize risk of ignition in HFTDs Remote GridWLDFRWire-to-wire contactAggregated | WLDFR | HFTD - Distribution - Tier 3 - 4QU CoRE ¦ 4QU LoRE | Non-Red Flag Warning - Small Fires | Wire-to-wire contact | Aggregated | 2053 | 0.00018775 | 202.884 | 0.038091 | 2053 | Mitigation | 0.95 | 45 | 0 | esc | 0.00097009 | 1.8213e-07 | 0.00097009 | 1.8213e-07 | 0.03594 | 4.4239e-09 | 0.012004 | 3.9825e-10
[120 empty] | 7.3.3.17.5 (Remote Grid) Updates to grid topology to minimize risk of ignition in HFTDs Remote GridWLDFRWire-to-wire contactAggregated | WLDFR | HFTD - Distribution - Tier 3 - 4QU CoRE ¦ 4QU LoRE | Non-Red Flag Warning - Small Fires | Wire-to-wire contact | Aggregated | 2054 | 0.00018775 | 202.884 | 0.038091 | 2054 | Mitigation | 0.95 | 45 | 0 | esc | 0.00097009 | 1.8213e-07 | 0.00097009 | 1.8213e-07 | 0.03594 | 4.4239e-09 | 0.012004 | 3.9825e-10
[120 empty] | 7.3.3.17.5 (Remote Grid) Updates to grid topology to minimize risk of ignition in HFTDs Remote GridWLDFRWire-to-wire contactAggregated | WLDFR | HFTD - Distribution - Tier 3 - 4QU CoRE ¦ 4QU LoRE | Non-Red Flag Warning - Small Fires | Wire-to-wire contact | Aggregated | 2055 | 0.00018775 | 202.884 | 0.038091 | 2055 | Mitigation | 0.95 | 45 | 0 | esc | 0.00097009 | 1.8213e-07 | 0.00097009 | 1.8213e-07 | 0.03594 | 4.4239e-09 | 0.012004 | 3.9825e-10
[120 empty] | 7.3.3.17.5 (Remote Grid) Updates to grid topology to minimize risk of ignition in HFTDs Remote GridWLDFRWire-to-wire contactAggregated | WLDFR | HFTD - Distribution - Tier 3 - 4QU CoRE ¦ 4QU LoRE | Non-Red Flag Warning - Small Fires | Wire-to-wire contact | Aggregated | 2056 | 0.00018775 | 202.884 | 0.038091 | 2056 | Mitigation | 0.95 | 45 | 0 | esc | 0.00097009 | 1.8213e-07 | 0.00097009 | 1.8213e-07 | 0.03594 | 4.4239e-09 | 0.012004 | 3.9825e-10
[120 empty] | 7.3.3.17.5 (Remote Grid) Updates to grid topology to minimize risk of ignition in HFTDs Remote GridWLDFRWire-to-wire contactAggregated | WLDFR | HFTD - Distribution - Tier 3 - 4QU CoRE ¦ 4QU LoRE | Non-Red Flag Warning - Small Fires | Wire-to-wire contact | Aggregated | 2057 | 0.00018775 | 202.884 | 0.038091 | 2057 | Mitigation | 0.95 | 45 | 0 | esc | 0.00097009 | 1.8213e-07 | 0.00097009 | 1.8213e-07 | 0.03594 | 4.4239e-09 | 0.012004 | 3.9825e-10
[120 empty] | 7.3.3.17.5 (Remote Grid) Updates to grid topology to minimize risk of ignition in HFTDs Remote GridWLDFRWire-to-wire contactAggregated | WLDFR | HFTD - Distribution - Tier 3 - 4QU CoRE ¦ 4QU LoRE | Non-Red Flag Warning - Small Fires | Wire-to-wire contact | Aggregated | 2058 | 0.00018775 | 202.884 | 0.038091 | 2058 | Mitigation | 0.95 | 45 | 0 | esc | 0.00097009 | 1.8213e-07 | 0.00097009 | 1.8213e-07 | 0.03594 | 4.4239e-09 | 0.012004 | 3.9825e-10
[120 empty] | 7.3.3.17.5 (Remote Grid) Updates to grid topology to minimize risk of ignition in HFTDs Remote GridWLDFRWire-to-wire contactAggregated | WLDFR | HFTD - Distribution - Tier 3 - 4QU CoRE ¦ 4QU LoRE | Non-Red Flag Warning - Small Fires | Wire-to-wire contact | Aggregated | 2059 | 0.00018775 | 202.884 | 0.038091 | 2059 | Mitigation | 0.95 | 45 | 0 | esc | 0.00097009 | 1.8213e-07 | 0.00097009 | 1.8213e-07 | 0.03594 | 4.4239e-09 | 0.012004 | 3.9825e-10
[120 empty] | 7.3.3.17.5 (Remote Grid) Updates to grid topology to minimize risk of ignition in HFTDs Remote GridWLDFRWire-to-wire contactAggregated | WLDFR | HFTD - Distribution - Tier 3 - 4QU CoRE ¦ 4QU LoRE | Non-Red Flag Warning - Small Fires | Wire-to-wire contact | Aggregated | 2060 | 0.00018775 | 202.884 | 0.038091 | 2060 | Mitigation | 0.95 | 45 | 0 | esc | 0.00097009 | 1.8213e-07 | 0.00097009 | 1.8213e-07 | 0.03594 | 4.4239e-09 | 0.012004 | 3.9825e-10
[120 empty] | 7.3.3.17.5 (Remote Grid) Updates to grid topology to minimize risk of ignition in HFTDs Remote GridWLDFRWire-to-wire contactAggregated | WLDFR | HFTD - Distribution - Tier 3 - 4QU CoRE ¦ 4QU LoRE | Non-Red Flag Warning - Small Fires | Wire-to-wire contact | Aggregated | 2061 | 0.00018775 | 202.884 | 0.038091 | 2061 | Mitigation | 0.95 | 45 | 0 | esc | 0.00097009 | 1.8213e-07 | 0.00097009 | 1.8213e-07 | 0.03594 | 4.4239e-09 | 0.012004 | 3.9825e-10
[120 empty] | 7.3.3.17.5 (Remote Grid) Updates to grid topology to minimize risk of ignition in HFTDs Remote GridWLDFRWire-to-wire contactAggregated | WLDFR | HFTD - Distribution - Tier 3 - 4QU CoRE ¦ 4QU LoRE | Non-Red Flag Warning - Small Fires | Wire-to-wire contact | Aggregated | 2062 | 0.00018775 | 202.884 | 0.038091 | 2062 | Mitigation | 0.95 | 45 | 0 | esc | 0.00097009 | 1.8213e-07 | 0.00097009 | 1.8213e-07 | 0.03594 | 4.4239e-09 | 0.012004 | 3.9825e-10
[120 empty] | 7.3.3.17.5 (Remote Grid) Updates to grid topology to minimize risk of ignition in HFTDs Remote GridWLDFRWire-to-wire contactAggregated | WLDFR | HFTD - Distribution - Tier 3 - 4QU CoRE ¦ 4QU LoRE | Non-Red Flag Warning - Small Fires | Wire-to-wire contact | Aggregated | 2063 | 0.00018775 | 202.884 | 0.038091 | 2063 | Mitigation | 0.95 | 45 | 0 | esc | 0.00097009 | 1.8213e-07 | 0.00097009 | 1.8213e-07 | 0.03594 | 4.4239e-09 | 0.012004 | 3.9825e-10
[120 empty] | 7.3.3.17.5 (Remote Grid) Updates to grid topology to minimize risk of ignition in HFTDs Remote GridWLDFRWire-to-wire contactAggregated | WLDFR | HFTD - Distribution - Tier 3 - 4QU CoRE ¦ 4QU LoRE | Non-Red Flag Warning - Small Fires | Wire-to-wire contact | Aggregated | 2064 | 0.00018775 | 202.884 | 0.038091 | 2064 | Mitigation | 0.95 | 45 | 0 | esc | 0.00097009 | 1.8213e-07 | 0.00097009 | 1.8213e-07 | 0.03594 | 4.4239e-09 | 0.012004 | 3.9825e-10
[120 empty] | 7.3.3.17.5 (Remote Grid) Updates to grid topology to minimize risk of ignition in HFTDs Remote GridWLDFRWire-to-wire contactAggregated | WLDFR | HFTD - Distribution - Tier 3 - 4QU CoRE ¦ 4QU LoRE | Non-Red Flag Warning - Small Fires | Wire-to-wire contact | Aggregated | 2065 | 0.00018775 | 202.884 | 0.038091 | 2065 | Mitigation | 0.95 | 45 | 0 | esc | 0.00097009 | 1.8213e-07 | 0.00097009 | 1.8213e-07 | 0.03594 | 4.4239e-09 | 0.012004 | 3.9825e-10
[120 empty] | 7.3.3.17.5 (Remote Grid) Updates to grid topology to minimize risk of ignition in HFTDs Remote GridWLDFRWire-to-wire contactAggregated | WLDFR | HFTD - Distribution - Tier 3 - 4QU CoRE ¦ 4QU LoRE | Non-Red Flag Warning - Small Fires | Wire-to-wire contact | Aggregated | 2066 | 0.00018775 | 202.884 | 0.038091 | 2066 | Mitigation | 0.95 | 45 | 0 | esc | 0.00097009 | 1.8213e-07 | 0.00097009 | 1.8213e-07 | 0.03594 | 4.4239e-09 | 0.012004 | 3.9825e-10
[120 empty] | 7.3.3.17.5 (Remote Grid) Updates to grid topology to minimize risk of ignition in HFTDs Remote GridWLDFRWire-to-wire contactAggregated | WLDFR | HFTD - Distribution - Tier 3 - 4QU CoRE ¦ 4QU LoRE | Non-Red Flag Warning - Small Fires | Wire-to-wire contact | Aggregated | 2067 | 0.00018775 | 202.884 | 0.038091 | 2067 | Mitigation | 0.95 | 45 | 0 | esc | 0 | 0 | 0.00097009 | 1.8213e-07 | 0.03594 | 4.4239e-09 | 0.012004 | 3.9825e-10
[120 empty] | 7.3.3.17.5 (Remote Grid) Updates to grid topology to minimize risk of ignition in HFTDs Remote GridWLDFREquipment / facility failureAggregated | WLDFR | HFTD - Distribution - Tier 3 - 4QU CoRE ¦ 4QU LoRE | Red Flag Warning - Catastrophic Fires | Equipment / facility failure | Aggregated | 2022 | 2.9962e-06 | 202.884 | 0.00060787 | 2022 | Mitigation | 0.95 | 45 | 0 | esc | 0.00097009 | 2.9065e-09 | 0 | 0 | 0.03594 | 4.4239e-09 | 0.012004 | 3.9825e-10
[120 empty] | 7.3.3.17.5 (Remote Grid) Updates to grid topology to minimize risk of ignition in HFTDs Remote GridWLDFREquipment / facility failureAggregated | WLDFR | HFTD - Distribution - Tier 3 - 4QU CoRE ¦ 4QU LoRE | Red Flag Warning - Catastrophic Fires | Equipment / facility failure | Aggregated | 2023 | 2.9962e-06 | 202.884 | 0.00060787 | 2023 | Mitigation | 0.95 | 45 | 0 | esc | 0.00097009 | 2.9065e-09 | 0.00097009 | 2.9065e-09 | 0.03594 | 4.4239e-09 | 0.012004 | 3.9825e-10
[120 empty] | 7.3.3.17.5 (Remote Grid) Updates to grid topology to minimize risk of ignition in HFTDs Remote GridWLDFREquipment / facility failureAggregated | WLDFR | HFTD - Distribution - Tier 3 - 4QU CoRE ¦ 4QU LoRE | Red Flag Warning - Catastrophic Fires | Equipment / facility failure | Aggregated | 2024 | 2.9962e-06 | 202.884 | 0.00060787 | 2024 | Mitigation | 0.95 | 45 | 0 | esc | 0.00097009 | 2.9065e-09 | 0.00097009 | 2.9065e-09 | 0.03594 | 4.4239e-09 | 0 | 0
[120 empty] | 7.3.3.17.5 (Remote Grid) Updates to grid topology to minimize risk of ignition in HFTDs Remote GridWLDFREquipment / facility failureAggregated | WLDFR | HFTD - Distribution - Tier 3 - 4QU CoRE ¦ 4QU LoRE | Red Flag Warning - Catastrophic Fires | Equipment / facility failure | Aggregated | 2025 | 2.9962e-06 | 202.884 | 0.00060787 | 2025 | Mitigation | 0.95 | 45 | 0 | esc | 0.00097009 | 2.9065e-09 | 0.00097009 | 2.9065e-09 | 0.03594 | 4.4239e-09 | 0 | 0
[120 empty] | 7.3.3.17.5 (Remote Grid) Updates to grid topology to minimize risk of ignition in HFTDs Remote GridWLDFREquipment / facility failureAggregated | WLDFR | HFTD - Distribution - Tier 3 - 4QU CoRE ¦ 4QU LoRE | Red Flag Warning - Catastrophic Fires | Equipment / facility failure | Aggregated | 2026 | 2.9962e-06 | 202.884 | 0.00060787 | 2026 | Mitigation | 0.95 | 45 | 0 | esc | 0.00097009 | 2.9065e-09 | 0.00097009 | 2.9065e-09 | 0.03594 | 4.4239e-09 | 0.010025 | 5.5743e-10
[120 empty] | 7.3.3.17.5 (Remote Grid) Updates to grid topology to minimize risk of ignition in HFTDs Remote GridWLDFREquipment / facility failureAggregated | WLDFR | HFTD - Distribution - Tier 3 - 4QU CoRE ¦ 4QU LoRE | Red Flag Warning - Catastrophic Fires | Equipment / facility failure | Aggregated | 2027 | 2.9962e-06 | 202.884 | 0.00060787 | 2027 | Mitigation | 0.95 | 45 | 0 | esc | 0.00097009 | 2.9065e-09 | 0.00097009 | 2.9065e-09 | 0.03594 | 4.4239e-09 | 0.010025 | 5.5743e-10
[120 empty] | 7.3.3.17.5 (Remote Grid) Updates to grid topology to minimize risk of ignition in HFTDs Remote GridWLDFREquipment / facility failureAggregated | WLDFR | HFTD - Distribution - Tier 3 - 4QU CoRE ¦ 4QU LoRE | Red Flag Warning - Catastrophic Fires | Equipment / facility failure | Aggregated | 2028 | 2.9962e-06 | 202.884 | 0.00060787 | 2028 | Mitigation | 0.95 | 45 | 0 | esc | 0.00097009 | 2.9065e-09 | 0.00097009 | 2.9065e-09 | 0.03594 | 4.4239e-09 | 0.010025 | 5.5743e-10
[120 empty] | 7.3.3.17.5 (Remote Grid) Updates to grid topology to minimize risk of ignition in HFTDs Remote GridWLDFREquipment / facility failureAggregated | WLDFR | HFTD - Distribution - Tier 3 - 4QU CoRE ¦ 4QU LoRE | Red Flag Warning - Catastrophic Fires | Equipment / facility failure | Aggregated | 2029 | 2.9962e-06 | 202.884 | 0.00060787 | 2029 | Mitigation | 0.95 | 45 | 0 | esc | 0.00097009 | 2.9065e-09 | 0.00097009 | 2.9065e-09 | 0.03594 | 4.4239e-09 | 0.010025 | 5.5743e-10
[120 empty] | 7.3.3.17.5 (Remote Grid) Updates to grid topology to minimize risk of ignition in HFTDs Remote GridWLDFREquipment / facility failureAggregated | WLDFR | HFTD - Distribution - Tier 3 - 4QU CoRE ¦ 4QU LoRE | Red Flag Warning - Catastrophic Fires | Equipment / facility failure | Aggregated | 2030 | 2.9962e-06 | 202.884 | 0.00060787 | 2030 | Mitigation | 0.95 | 45 | 0 | esc | 0.00097009 | 2.9065e-09 | 0.00097009 | 2.9065e-09 | 0.03594 | 4.4239e-09 | 0.010025 | 5.5743e-10
[120 empty] | 7.3.3.17.5 (Remote Grid) Updates to grid topology to minimize risk of ignition in HFTDs Remote GridWLDFREquipment / facility failureAggregated | WLDFR | HFTD - Distribution - Tier 3 - 4QU CoRE ¦ 4QU LoRE | Red Flag Warning - Catastrophic Fires | Equipment / facility failure | Aggregated | 2031 | 2.9962e-06 | 202.884 | 0.00060787 | 2031 | Mitigation | 0.95 | 45 | 0 | esc | 0.00097009 | 2.9065e-09 | 0.00097009 | 2.9065e-09 | 0.03594 | 4.4239e-09 | 0.010025 | 5.5743e-10
[120 empty] | 7.3.3.17.5 (Remote Grid) Updates to grid topology to minimize risk of ignition in HFTDs Remote GridWLDFREquipment / facility failureAggregated | WLDFR | HFTD - Distribution - Tier 3 - 4QU CoRE ¦ 4QU LoRE | Red Flag Warning - Catastrophic Fires | Equipment / facility failure | Aggregated | 2032 | 2.9962e-06 | 202.884 | 0.00060787 | 2032 | Mitigation | 0.95 | 45 | 0 | esc | 0.00097009 | 2.9065e-09 | 0.00097009 | 2.9065e-09 | 0.03594 | 4.4239e-09 | 0.010025 | 5.5743e-10
[120 empty] | 7.3.3.17.5 (Remote Grid) Updates to grid topology to minimize risk of ignition in HFTDs Remote GridWLDFREquipment / facility failureAggregated | WLDFR | HFTD - Distribution - Tier 3 - 4QU CoRE ¦ 4QU LoRE | Red Flag Warning - Catastrophic Fires | Equipment / facility failure | Aggregated | 2033 | 2.9962e-06 | 202.884 | 0.00060787 | 2033 | Mitigation | 0.95 | 45 | 0 | esc | 0.00097009 | 2.9065e-09 | 0.00097009 | 2.9065e-09 | 0.03594 | 4.4239e-09 | 0.010025 | 5.5743e-10
[120 empty] | 7.3.3.17.5 (Remote Grid) Updates to grid topology to minimize risk of ignition in HFTDs Remote GridWLDFREquipment / facility failureAggregated | WLDFR | HFTD - Distribution - Tier 3 - 4QU CoRE ¦ 4QU LoRE | Red Flag Warning - Catastrophic Fires | Equipment / facility failure | Aggregated | 2034 | 2.9962e-06 | 202.884 | 0.00060787 | 2034 | Mitigation | 0.95 | 45 | 0 | esc | 0.00097009 | 2.9065e-09 | 0.00097009 | 2.9065e-09 | 0 | 0 | 0.010025 | 5.5743e-10
[120 empty] | 7.3.3.17.5 (Remote Grid) Updates to grid topology to minimize risk of ignition in HFTDs Remote GridWLDFREquipment / facility failureAggregated | WLDFR | HFTD - Distribution - Tier 3 - 4QU CoRE ¦ 4QU LoRE | Red Flag Warning - Catastrophic Fires | Equipment / facility failure | Aggregated | 2035 | 2.9962e-06 | 202.884 | 0.00060787 | 2035 | Mitigation | 0.95 | 45 | 0 | esc | 0.00097009 | 2.9065e-09 | 0.00097009 | 2.9065e-09 | 0.03594 | 2.6371e-08 | 0.010025 | 5.5743e-10
[120 empty] | 7.3.3.17.5 (Remote Grid) Updates to grid topology to minimize risk of ignition in HFTDs Remote GridWLDFREquipment / facility failureAggregated | WLDFR | HFTD - Distribution - Tier 3 - 4QU CoRE ¦ 4QU LoRE | Red Flag Warning - Catastrophic Fires | Equipment / facility failure | Aggregated | 2036 | 2.9962e-06 | 202.884 | 0.00060787 | 2036 | Mitigation | 0.95 | 45 | 0 | esc | 0.00097009 | 2.9065e-09 | 0.00097009 | 2.9065e-09 | 0.03594 | 2.6371e-08 | 0.010025 | 5.5743e-10
[120 empty] | 7.3.3.17.5 (Remote Grid) Updates to grid topology to minimize risk of ignition in HFTDs Remote GridWLDFREquipment / facility failureAggregated | WLDFR | HFTD - Distribution - Tier 3 - 4QU CoRE ¦ 4QU LoRE | Red Flag Warning - Catastrophic Fires | Equipment / facility failure | Aggregated | 2037 | 2.9962e-06 | 202.884 | 0.00060787 | 2037 | Mitigation | 0.95 | 45 | 0 | esc | 0.00097009 | 2.9065e-09 | 0.00097009 | 2.9065e-09 | 0.03594 | 2.6371e-08 | 0.010025 | 5.5743e-10
[120 empty] | 7.3.3.17.5 (Remote Grid) Updates to grid topology to minimize risk of ignition in HFTDs Remote GridWLDFREquipment / facility failureAggregated | WLDFR | HFTD - Distribution - Tier 3 - 4QU CoRE ¦ 4QU LoRE | Red Flag Warning - Catastrophic Fires | Equipment / facility failure | Aggregated | 2038 | 2.9962e-06 | 202.884 | 0.00060787 | 2038 | Mitigation | 0.95 | 45 | 0 | esc | 0.00097009 | 2.9065e-09 | 0.00097009 | 2.9065e-09 | 0.03594 | 2.6371e-08 | 0.010025 | 5.5743e-10
[120 empty] | 7.3.3.17.5 (Remote Grid) Updates to grid topology to minimize risk of ignition in HFTDs Remote GridWLDFREquipment / facility failureAggregated | WLDFR | HFTD - Distribution - Tier 3 - 4QU CoRE ¦ 4QU LoRE | Red Flag Warning - Catastrophic Fires | Equipment / facility failure | Aggregated | 2039 | 2.9962e-06 | 202.884 | 0.00060787 | 2039 | Mitigation | 0.95 | 45 | 0 | esc | 0.00097009 | 2.9065e-09 | 0.00097009 | 2.9065e-09 | 0.03594 | 2.6371e-08 | 0.010025 | 5.5743e-10
[120 empty] | 7.3.3.17.5 (Remote Grid) Updates to grid topology to minimize risk of ignition in HFTDs Remote GridWLDFREquipment / facility failureAggregated | WLDFR | HFTD - Distribution - Tier 3 - 4QU CoRE ¦ 4QU LoRE | Red Flag Warning - Catastrophic Fires | Equipment / facility failure | Aggregated | 2040 | 2.9962e-06 | 202.884 | 0.00060787 | 2040 | Mitigation | 0.95 | 45 | 0 | esc | 0.00097009 | 2.9065e-09 | 0.00097009 | 2.9065e-09 | 0.03594 | 2.6371e-08 | 0.010025 | 5.5743e-10
[120 empty] | 7.3.3.17.5 (Remote Grid) Updates to grid topology to minimize risk of ignition in HFTDs Remote GridWLDFREquipment / facility failureAggregated | WLDFR | HFTD - Distribution - Tier 3 - 4QU CoRE ¦ 4QU LoRE | Red Flag Warning - Catastrophic Fires | Equipment / facility failure | Aggregated | 2041 | 2.9962e-06 | 202.884 | 0.00060787 | 2041 | Mitigation | 0.95 | 45 | 0 | esc | 0.00097009 | 2.9065e-09 | 0.00097009 | 2.9065e-09 | 0.03594 | 2.6371e-08 | 0.010025 | 5.5743e-10
[120 empty] | 7.3.3.17.5 (Remote Grid) Updates to grid topology to minimize risk of ignition in HFTDs Remote GridWLDFREquipment / facility failureAggregated | WLDFR | HFTD - Distribution - Tier 3 - 4QU CoRE ¦ 4QU LoRE | Red Flag Warning - Catastrophic Fires | Equipment / facility failure | Aggregated | 2042 | 2.9962e-06 | 202.884 | 0.00060787 | 2042 | Mitigation | 0.95 | 45 | 0 | esc | 0.00097009 | 2.9065e-09 | 0.00097009 | 2.9065e-09 | 0.03594 | 2.6371e-08 | 0.010025 | 5.5743e-10
[120 empty] | 7.3.3.17.5 (Remote Grid) Updates to grid topology to minimize risk of ignition in HFTDs Remote GridWLDFREquipment / facility failureAggregated | WLDFR | HFTD - Distribution - Tier 3 - 4QU CoRE ¦ 4QU LoRE | Red Flag Warning - Catastrophic Fires | Equipment / facility failure | Aggregated | 2043 | 2.9962e-06 | 202.884 | 0.00060787 | 2043 | Mitigation | 0.95 | 45 | 0 | esc | 0.00097009 | 2.9065e-09 | 0.00097009 | 2.9065e-09 | 0.03594 | 2.6371e-08 | 0.010025 | 5.5743e-10
[120 empty] | 7.3.3.17.5 (Remote Grid) Updates to grid topology to minimize risk of ignition in HFTDs Remote GridWLDFREquipment / facility failureAggregated | WLDFR | HFTD - Distribution - Tier 3 - 4QU CoRE ¦ 4QU LoRE | Red Flag Warning - Catastrophic Fires | Equipment / facility failure | Aggregated | 2044 | 2.9962e-06 | 202.884 | 0.00060787 | 2044 | Mitigation | 0.95 | 45 | 0 | esc | 0.00097009 | 2.9065e-09 | 0.00097009 | 2.9065e-09 | 0.03594 | 2.6371e-08 | 0.010025 | 5.5743e-10
[120 empty] | 7.3.3.17.5 (Remote Grid) Updates to grid topology to minimize risk of ignition in HFTDs Remote GridWLDFREquipment / facility failureAggregated | WLDFR | HFTD - Distribution - Tier 3 - 4QU CoRE ¦ 4QU LoRE | Red Flag Warning - Catastrophic Fires | Equipment / facility failure | Aggregated | 2045 | 2.9962e-06 | 202.884 | 0.00060787 | 2045 | Mitigation | 0.95 | 45 | 0 | esc | 0.00097009 | 2.9065e-09 | 0.00097009 | 2.9065e-09 | 0.03594 | 2.6371e-08 | 0.010025 | 5.5743e-10
[120 empty] | 7.3.3.17.5 (Remote Grid) Updates to grid topology to minimize risk of ignition in HFTDs Remote GridWLDFREquipment / facility failureAggregated | WLDFR | HFTD - Distribution - Tier 3 - 4QU CoRE ¦ 4QU LoRE | Red Flag Warning - Catastrophic Fires | Equipment / facility failure | Aggregated | 2046 | 2.9962e-06 | 202.884 | 0.00060787 | 2046 | Mitigation | 0.95 | 45 | 0 | esc | 0.00097009 | 2.9065e-09 | 0.00097009 | 2.9065e-09 | 0.03594 | 2.6371e-08 | 0.010025 | 5.5743e-10
[120 empty] | 7.3.3.17.5 (Remote Grid) Updates to grid topology to minimize risk of ignition in HFTDs Remote GridWLDFREquipment / facility failureAggregated | WLDFR | HFTD - Distribution - Tier 3 - 4QU CoRE ¦ 4QU LoRE | Red Flag Warning - Catastrophic Fires | Equipment / facility failure | Aggregated | 2047 | 2.9962e-06 | 202.884 | 0.00060787 | 2047 | Mitigation | 0.95 | 45 | 0 | esc | 0.00097009 | 2.9065e-09 | 0.00097009 | 2.9065e-09 | 0.03594 | 2.6371e-08 | 0.010025 | 5.5743e-10
[120 empty] | 7.3.3.17.5 (Remote Grid) Updates to grid topology to minimize risk of ignition in HFTDs Remote GridWLDFREquipment / facility failureAggregated | WLDFR | HFTD - Distribution - Tier 3 - 4QU CoRE ¦ 4QU LoRE | Red Flag Warning - Catastrophic Fires | Equipment / facility failure | Aggregated | 2048 | 2.9962e-06 | 202.884 | 0.00060787 | 2048 | Mitigation | 0.95 | 45 | 0 | esc | 0.00097009 | 2.9065e-09 | 0.00097009 | 2.9065e-09 | 0.03594 | 2.6371e-08 | 0.010025 | 5.5743e-10
[120 empty] | 7.3.3.17.5 (Remote Grid) Updates to grid topology to minimize risk of ignition in HFTDs Remote GridWLDFREquipment / facility failureAggregated | WLDFR | HFTD - Distribution - Tier 3 - 4QU CoRE ¦ 4QU LoRE | Red Flag Warning - Catastrophic Fires | Equipment / facility failure | Aggregated | 2049 | 2.9962e-06 | 202.884 | 0.00060787 | 2049 | Mitigation | 0.95 | 45 | 0 | esc | 0.00097009 | 2.9065e-09 | 0.00097009 | 2.9065e-09 | 0.03594 | 2.6371e-08 | 0.010025 | 5.5743e-10
[120 empty] | 7.3.3.17.5 (Remote Grid) Updates to grid topology to minimize risk of ignition in HFTDs Remote GridWLDFREquipment / facility failureAggregated | WLDFR | HFTD - Distribution - Tier 3 - 4QU CoRE ¦ 4QU LoRE | Red Flag Warning - Catastrophic Fires | Equipment / facility failure | Aggregated | 2050 | 2.9962e-06 | 202.884 | 0.00060787 | 2050 | Mitigation | 0.95 | 45 | 0 | esc | 0.00097009 | 2.9065e-09 | 0.00097009 | 2.9065e-09 | 0.03594 | 2.6371e-08 | 0.010025 | 5.5743e-10
[120 empty] | 7.3.3.17.5 (Remote Grid) Updates to grid topology to minimize risk of ignition in HFTDs Remote GridWLDFREquipment / facility failureAggregated | WLDFR | HFTD - Distribution - Tier 3 - 4QU CoRE ¦ 4QU LoRE | Red Flag Warning - Catastrophic Fires | Equipment / facility failure | Aggregated | 2051 | 2.9962e-06 | 202.884 | 0.00060787 | 2051 | Mitigation | 0.95 | 45 | 0 | esc | 0.00097009 | 2.9065e-09 | 0.00097009 | 2.9065e-09 | 0.03594 | 2.6371e-08 | 0.010025 | 5.5743e-10
[120 empty] | 7.3.3.17.5 (Remote Grid) Updates to grid topology to minimize risk of ignition in HFTDs Remote GridWLDFREquipment / facility failureAggregated | WLDFR | HFTD - Distribution - Tier 3 - 4QU CoRE ¦ 4QU LoRE | Red Flag Warning - Catastrophic Fires | Equipment / facility failure | Aggregated | 2052 | 2.9962e-06 | 202.884 | 0.00060787 | 2052 | Mitigation | 0.95 | 45 | 0 | esc | 0.00097009 | 2.9065e-09 | 0.00097009 | 2.9065e-09 | 0.03594 | 2.6371e-08 | 0.010025 | 5.5743e-10
[120 empty] | 7.3.3.17.5 (Remote Grid) Updates to grid topology to minimize risk of ignition in HFTDs Remote GridWLDFREquipment / facility failureAggregated | WLDFR | HFTD - Distribution - Tier 3 - 4QU CoRE ¦ 4QU LoRE | Red Flag Warning - Catastrophic Fires | Equipment / facility failure | Aggregated | 2053 | 2.9962e-06 | 202.884 | 0.00060787 | 2053 | Mitigation | 0.95 | 45 | 0 | esc | 0.00097009 | 2.9065e-09 | 0.00097009 | 2.9065e-09 | 0.03594 | 2.6371e-08 | 0.010025 | 5.5743e-10
[120 empty] | 7.3.3.17.5 (Remote Grid) Updates to grid topology to minimize risk of ignition in HFTDs Remote GridWLDFREquipment / facility failureAggregated | WLDFR | HFTD - Distribution - Tier 3 - 4QU CoRE ¦ 4QU LoRE | Red Flag Warning - Catastrophic Fires | Equipment / facility failure | Aggregated | 2054 | 2.9962e-06 | 202.884 | 0.00060787 | 2054 | Mitigation | 0.95 | 45 | 0 | esc | 0.00097009 | 2.9065e-09 | 0.00097009 | 2.9065e-09 | 0.03594 | 2.6371e-08 | 0.010025 | 5.5743e-10
[120 empty] | 7.3.3.17.5 (Remote Grid) Updates to grid topology to minimize risk of ignition in HFTDs Remote GridWLDFREquipment / facility failureAggregated | WLDFR | HFTD - Distribution - Tier 3 - 4QU CoRE ¦ 4QU LoRE | Red Flag Warning - Catastrophic Fires | Equipment / facility failure | Aggregated | 2055 | 2.9962e-06 | 202.884 | 0.00060787 | 2055 | Mitigation | 0.95 | 45 | 0 | esc | 0.00097009 | 2.9065e-09 | 0.00097009 | 2.9065e-09 | 0.03594 | 2.6371e-08 | 0.010025 | 5.5743e-10
[120 empty] | 7.3.3.17.5 (Remote Grid) Updates to grid topology to minimize risk of ignition in HFTDs Remote GridWLDFREquipment / facility failureAggregated | WLDFR | HFTD - Distribution - Tier 3 - 4QU CoRE ¦ 4QU LoRE | Red Flag Warning - Catastrophic Fires | Equipment / facility failure | Aggregated | 2056 | 2.9962e-06 | 202.884 | 0.00060787 | 2056 | Mitigation | 0.95 | 45 | 0 | esc | 0.00097009 | 2.9065e-09 | 0.00097009 | 2.9065e-09 | 0.03594 | 2.6371e-08 | 0 | 0
[120 empty] | 7.3.3.17.5 (Remote Grid) Updates to grid topology to minimize risk of ignition in HFTDs Remote GridWLDFREquipment / facility failureAggregated | WLDFR | HFTD - Distribution - Tier 3 - 4QU CoRE ¦ 4QU LoRE | Red Flag Warning - Catastrophic Fires | Equipment / facility failure | Aggregated | 2057 | 2.9962e-06 | 202.884 | 0.00060787 | 2057 | Mitigation | 0.95 | 45 | 0 | esc | 0.00097009 | 2.9065e-09 | 0.00097009 | 2.9065e-09 | 0.03594 | 2.6371e-08 | 0 | 0
[120 empty] | 7.3.3.17.5 (Remote Grid) Updates to grid topology to minimize risk of ignition in HFTDs Remote GridWLDFREquipment / facility failureAggregated | WLDFR | HFTD - Distribution - Tier 3 - 4QU CoRE ¦ 4QU LoRE | Red Flag Warning - Catastrophic Fires | Equipment / facility failure | Aggregated | 2058 | 2.9962e-06 | 202.884 | 0.00060787 | 2058 | Mitigation | 0.95 | 45 | 0 | esc | 0.00097009 | 2.9065e-09 | 0.00097009 | 2.9065e-09 | 0.03594 | 2.6371e-08 | 0.0094681 | 2.5446e-09
[120 empty] | 7.3.3.17.5 (Remote Grid) Updates to grid topology to minimize risk of ignition in HFTDs Remote GridWLDFREquipment / facility failureAggregated | WLDFR | HFTD - Distribution - Tier 3 - 4QU CoRE ¦ 4QU LoRE | Red Flag Warning - Catastrophic Fires | Equipment / facility failure | Aggregated | 2059 | 2.9962e-06 | 202.884 | 0.00060787 | 2059 | Mitigation | 0.95 | 45 | 0 | esc | 0.00097009 | 2.9065e-09 | 0.00097009 | 2.9065e-09 | 0.03594 | 2.6371e-08 | 0.0094681 | 2.5446e-09
[120 empty] | 7.3.3.17.5 (Remote Grid) Updates to grid topology to minimize risk of ignition in HFTDs Remote GridWLDFREquipment / facility failureAggregated | WLDFR | HFTD - Distribution - Tier 3 - 4QU CoRE ¦ 4QU LoRE | Red Flag Warning - Catastrophic Fires | Equipment / facility failure | Aggregated | 2060 | 2.9962e-06 | 202.884 | 0.00060787 | 2060 | Mitigation | 0.95 | 45 | 0 | esc | 0.00097009 | 2.9065e-09 | 0.00097009 | 2.9065e-09 | 0.03594 | 2.6371e-08 | 0.0094681 | 2.5446e-09
[120 empty] | 7.3.3.17.5 (Remote Grid) Updates to grid topology to minimize risk of ignition in HFTDs Remote GridWLDFREquipment / facility failureAggregated | WLDFR | HFTD - Distribution - Tier 3 - 4QU CoRE ¦ 4QU LoRE | Red Flag Warning - Catastrophic Fires | Equipment / facility failure | Aggregated | 2061 | 2.9962e-06 | 202.884 | 0.00060787 | 2061 | Mitigation | 0.95 | 45 | 0 | esc | 0.00097009 | 2.9065e-09 | 0.00097009 | 2.9065e-09 | 0.03594 | 2.6371e-08 | 0.0094681 | 2.5446e-09
[120 empty] | 7.3.3.17.5 (Remote Grid) Updates to grid topology to minimize risk of ignition in HFTDs Remote GridWLDFREquipment / facility failureAggregated | WLDFR | HFTD - Distribution - Tier 3 - 4QU CoRE ¦ 4QU LoRE | Red Flag Warning - Catastrophic Fires | Equipment / facility failure | Aggregated | 2062 | 2.9962e-06 | 202.884 | 0.00060787 | 2062 | Mitigation | 0.95 | 45 | 0 | esc | 0.00097009 | 2.9065e-09 | 0.00097009 | 2.9065e-09 | 0.03594 | 2.6371e-08 | 0.0094681 | 2.5446e-09
[120 empty] | 7.3.3.17.5 (Remote Grid) Updates to grid topology to minimize risk of ignition in HFTDs Remote GridWLDFREquipment / facility failureAggregated | WLDFR | HFTD - Distribution - Tier 3 - 4QU CoRE ¦ 4QU LoRE | Red Flag Warning - Catastrophic Fires | Equipment / facility failure | Aggregated | 2063 | 2.9962e-06 | 202.884 | 0.00060787 | 2063 | Mitigation | 0.95 | 45 | 0 | esc | 0.00097009 | 2.9065e-09 | 0.00097009 | 2.9065e-09 | 0.03594 | 2.6371e-08 | 0.0094681 | 2.5446e-09
[120 empty] | 7.3.3.17.5 (Remote Grid) Updates to grid topology to minimize risk of ignition in HFTDs Remote GridWLDFREquipment / facility failureAggregated | WLDFR | HFTD - Distribution - Tier 3 - 4QU CoRE ¦ 4QU LoRE | Red Flag Warning - Catastrophic Fires | Equipment / facility failure | Aggregated | 2064 | 2.9962e-06 | 202.884 | 0.00060787 | 2064 | Mitigation | 0.95 | 45 | 0 | esc | 0.00097009 | 2.9065e-09 | 0.00097009 | 2.9065e-09 | 0.03594 | 2.6371e-08 | 0.0094681 | 2.5446e-09
[120 empty] | 7.3.3.17.5 (Remote Grid) Updates to grid topology to minimize risk of ignition in HFTDs Remote GridWLDFREquipment / facility failureAggregated | WLDFR | HFTD - Distribution - Tier 3 - 4QU CoRE ¦ 4QU LoRE | Red Flag Warning - Catastrophic Fires | Equipment / facility failure | Aggregated | 2065 | 2.9962e-06 | 202.884 | 0.00060787 | 2065 | Mitigation | 0.95 | 45 | 0 | esc | 0.00097009 | 2.9065e-09 | 0.00097009 | 2.9065e-09 | 0.03594 | 2.6371e-08 | 0.0094681 | 2.5446e-09
[120 empty] | 7.3.3.17.5 (Remote Grid) Updates to grid topology to minimize risk of ignition in HFTDs Remote GridWLDFREquipment / facility failureAggregated | WLDFR | HFTD - Distribution - Tier 3 - 4QU CoRE ¦ 4QU LoRE | Red Flag Warning - Catastrophic Fires | Equipment / facility failure | Aggregated | 2066 | 2.9962e-06 | 202.884 | 0.00060787 | 2066 | Mitigation | 0.95 | 45 | 0 | esc | 0.00097009 | 2.9065e-09 | 0.00097009 | 2.9065e-09 | 0.03594 | 2.6371e-08 | 0.0094681 | 2.5446e-09
[120 empty] | 7.3.3.17.5 (Remote Grid) Updates to grid topology to minimize risk of ignition in HFTDs Remote GridWLDFREquipment / facility failureAggregated | WLDFR | HFTD - Distribution - Tier 3 - 4QU CoRE ¦ 4QU LoRE | Red Flag Warning - Catastrophic Fires | Equipment / facility failure | Aggregated | 2067 | 2.9962e-06 | 202.884 | 0.00060787 | 2067 | Mitigation | 0.95 | 45 | 0 | esc | 0 | 0 | 0.00097009 | 2.9065e-09 | 0.03594 | 2.6371e-08 | 0.0094681 | 2.5446e-09
[120 empty] | 7.3.3.17.5 (Remote Grid) Updates to grid topology to minimize risk of ignition in HFTDs Remote GridWLDFRVegetation ContactAggregated | WLDFR | HFTD - Distribution - Tier 3 - 4QU CoRE ¦ 4QU LoRE | Red Flag Warning - Catastrophic Fires | Vegetation Contact | Aggregated | 2022 | 5.209e-06 | 202.884 | 0.0010568 | 2022 | Mitigation | 0.95 | 45 | 0 | esc | 0.00097009 | 5.0532e-09 | 0 | 0 | 0.03594 | 2.6371e-08 | 0.0094681 | 2.5446e-09
[120 empty] | 7.3.3.17.5 (Remote Grid) Updates to grid topology to minimize risk of ignition in HFTDs Remote GridWLDFRVegetation ContactAggregated | WLDFR | HFTD - Distribution - Tier 3 - 4QU CoRE ¦ 4QU LoRE | Red Flag Warning - Catastrophic Fires | Vegetation Contact | Aggregated | 2023 | 5.209e-06 | 202.884 | 0.0010568 | 2023 | Mitigation | 0.95 | 45 | 0 | esc | 0.00097009 | 5.0532e-09 | 0.00097009 | 5.0532e-09 | 0.03594 | 2.6371e-08 | 0.0094681 | 2.5446e-09
[120 empty] | 7.3.3.17.5 (Remote Grid) Updates to grid topology to minimize risk of ignition in HFTDs Remote GridWLDFRVegetation ContactAggregated | WLDFR | HFTD - Distribution - Tier 3 - 4QU CoRE ¦ 4QU LoRE | Red Flag Warning - Catastrophic Fires | Vegetation Contact | Aggregated | 2024 | 5.209e-06 | 202.884 | 0.0010568 | 2024 | Mitigation | 0.95 | 45 | 0 | esc | 0.00097009 | 5.0532e-09 | 0.00097009 | 5.0532e-09 | 0.03594 | 2.6371e-08 | 0.0094681 | 2.5446e-09
[120 empty] | 7.3.3.17.5 (Remote Grid) Updates to grid topology to minimize risk of ignition in HFTDs Remote GridWLDFRVegetation ContactAggregated | WLDFR | HFTD - Distribution - Tier 3 - 4QU CoRE ¦ 4QU LoRE | Red Flag Warning - Catastrophic Fires | Vegetation Contact | Aggregated | 2025 | 5.209e-06 | 202.884 | 0.0010568 | 2025 | Mitigation | 0.95 | 45 | 0 | esc | 0.00097009 | 5.0532e-09 | 0.00097009 | 5.0532e-09 | 0.03594 | 2.6371e-08 | 0.0094681 | 2.5446e-09
[120 empty] | 7.3.3.17.5 (Remote Grid) Updates to grid topology to minimize risk of ignition in HFTDs Remote GridWLDFRVegetation ContactAggregated | WLDFR | HFTD - Distribution - Tier 3 - 4QU CoRE ¦ 4QU LoRE | Red Flag Warning - Catastrophic Fires | Vegetation Contact | Aggregated | 2026 | 5.209e-06 | 202.884 | 0.0010568 | 2026 | Mitigation | 0.95 | 45 | 0 | esc | 0.00097009 | 5.0532e-09 | 0.00097009 | 5.0532e-09 | 0.03594 | 2.6371e-08 | 0.0094681 | 2.5446e-09
[120 empty] | 7.3.3.17.5 (Remote Grid) Updates to grid topology to minimize risk of ignition in HFTDs Remote GridWLDFRVegetation ContactAggregated | WLDFR | HFTD - Distribution - Tier 3 - 4QU CoRE ¦ 4QU LoRE | Red Flag Warning - Catastrophic Fires | Vegetation Contact | Aggregated | 2027 | 5.209e-06 | 202.884 | 0.0010568 | 2027 | Mitigation | 0.95 | 45 | 0 | esc | 0.00097009 | 5.0532e-09 | 0.00097009 | 5.0532e-09 | 0.03594 | 2.6371e-08 | 0.0094681 | 2.5446e-09
[120 empty] | 7.3.3.17.5 (Remote Grid) Updates to grid topology to minimize risk of ignition in HFTDs Remote GridWLDFRVegetation ContactAggregated | WLDFR | HFTD - Distribution - Tier 3 - 4QU CoRE ¦ 4QU LoRE | Red Flag Warning - Catastrophic Fires | Vegetation Contact | Aggregated | 2028 | 5.209e-06 | 202.884 | 0.0010568 | 2028 | Mitigation | 0.95 | 45 | 0 | esc | 0.00097009 | 5.0532e-09 | 0.00097009 | 5.0532e-09 | 0.03594 | 2.6371e-08 | 0.0094681 | 2.5446e-09
[120 empty] | 7.3.3.17.5 (Remote Grid) Updates to grid topology to minimize risk of ignition in HFTDs Remote GridWLDFRVegetation ContactAggregated | WLDFR | HFTD - Distribution - Tier 3 - 4QU CoRE ¦ 4QU LoRE | Red Flag Warning - Catastrophic Fires | Vegetation Contact | Aggregated | 2029 | 5.209e-06 | 202.884 | 0.0010568 | 2029 | Mitigation | 0.95 | 45 | 0 | esc | 0.00097009 | 5.0532e-09 | 0.00097009 | 5.0532e-09 | 0.03594 | 2.6371e-08 | 0.0094681 | 2.5446e-09
[120 empty] | 7.3.3.17.5 (Remote Grid) Updates to grid topology to minimize risk of ignition in HFTDs Remote GridWLDFRVegetation ContactAggregated | WLDFR | HFTD - Distribution - Tier 3 - 4QU CoRE ¦ 4QU LoRE | Red Flag Warning - Catastrophic Fires | Vegetation Contact | Aggregated | 2030 | 5.209e-06 | 202.884 | 0.0010568 | 2030 | Mitigation | 0.95 | 45 | 0 | esc | 0.00097009 | 5.0532e-09 | 0.00097009 | 5.0532e-09 | 0.03594 | 2.6371e-08 | 0.0094681 | 2.5446e-09
[120 empty] | 7.3.3.17.5 (Remote Grid) Updates to grid topology to minimize risk of ignition in HFTDs Remote GridWLDFRVegetation ContactAggregated | WLDFR | HFTD - Distribution - Tier 3 - 4QU CoRE ¦ 4QU LoRE | Red Flag Warning - Catastrophic Fires | Vegetation Contact | Aggregated | 2031 | 5.209e-06 | 202.884 | 0.0010568 | 2031 | Mitigation | 0.95 | 45 | 0 | esc | 0.00097009 | 5.0532e-09 | 0.00097009 | 5.0532e-09 | 0.03594 | 2.6371e-08 | 0.0094681 | 2.5446e-09
[120 empty] | 7.3.3.17.5 (Remote Grid) Updates to grid topology to minimize risk of ignition in HFTDs Remote GridWLDFRVegetation ContactAggregated | WLDFR | HFTD - Distribution - Tier 3 - 4QU CoRE ¦ 4QU LoRE | Red Flag Warning - Catastrophic Fires | Vegetation Contact | Aggregated | 2032 | 5.209e-06 | 202.884 | 0.0010568 | 2032 | Mitigation | 0.95 | 45 | 0 | esc | 0.00097009 | 5.0532e-09 | 0.00097009 | 5.0532e-09 | 0.03594 | 2.6371e-08 | 0.0094681 | 2.5446e-09
[120 empty] | 7.3.3.17.5 (Remote Grid) Updates to grid topology to minimize risk of ignition in HFTDs Remote GridWLDFRVegetation ContactAggregated | WLDFR | HFTD - Distribution - Tier 3 - 4QU CoRE ¦ 4QU LoRE | Red Flag Warning - Catastrophic Fires | Vegetation Contact | Aggregated | 2033 | 5.209e-06 | 202.884 | 0.0010568 | 2033 | Mitigation | 0.95 | 45 | 0 | esc | 0.00097009 | 5.0532e-09 | 0.00097009 | 5.0532e-09 | 0.03594 | 2.6371e-08 | 0.0094681 | 2.5446e-09
[120 empty] | 7.3.3.17.5 (Remote Grid) Updates to grid topology to minimize risk of ignition in HFTDs Remote GridWLDFRVegetation ContactAggregated | WLDFR | HFTD - Distribution - Tier 3 - 4QU CoRE ¦ 4QU LoRE | Red Flag Warning - Catastrophic Fires | Vegetation Contact | Aggregated | 2034 | 5.209e-06 | 202.884 | 0.0010568 | 2034 | Mitigation | 0.95 | 45 | 0 | esc | 0.00097009 | 5.0532e-09 | 0.00097009 | 5.0532e-09 | 0.03594 | 2.6371e-08 | 0.0094681 | 2.5446e-09
[120 empty] | 7.3.3.17.5 (Remote Grid) Updates to grid topology to minimize risk of ignition in HFTDs Remote GridWLDFRVegetation ContactAggregated | WLDFR | HFTD - Distribution - Tier 3 - 4QU CoRE ¦ 4QU LoRE | Red Flag Warning - Catastrophic Fires | Vegetation Contact | Aggregated | 2035 | 5.209e-06 | 202.884 | 0.0010568 | 2035 | Mitigation | 0.95 | 45 | 0 | esc | 0.00097009 | 5.0532e-09 | 0.00097009 | 5.0532e-09 | 0.03594 | 2.6371e-08 | 0.0094681 | 2.5446e-09
[120 empty] | 7.3.3.17.5 (Remote Grid) Updates to grid topology to minimize risk of ignition in HFTDs Remote GridWLDFRVegetation ContactAggregated | WLDFR | HFTD - Distribution - Tier 3 - 4QU CoRE ¦ 4QU LoRE | Red Flag Warning - Catastrophic Fires | Vegetation Contact | Aggregated | 2036 | 5.209e-06 | 202.884 | 0.0010568 | 2036 | Mitigation | 0.95 | 45 | 0 | esc | 0.00097009 | 5.0532e-09 | 0.00097009 | 5.0532e-09 | 0.03594 | 2.6371e-08 | 0.0094681 | 2.5446e-09
[120 empty] | 7.3.3.17.5 (Remote Grid) Updates to grid topology to minimize risk of ignition in HFTDs Remote GridWLDFRVegetation ContactAggregated | WLDFR | HFTD - Distribution - Tier 3 - 4QU CoRE ¦ 4QU LoRE | Red Flag Warning - Catastrophic Fires | Vegetation Contact | Aggregated | 2037 | 5.209e-06 | 202.884 | 0.0010568 | 2037 | Mitigation | 0.95 | 45 | 0 | esc | 0.00097009 | 5.0532e-09 | 0.00097009 | 5.0532e-09 | 0.03594 | 2.6371e-08 | 0.0094681 | 2.5446e-09
[120 empty] | 7.3.3.17.5 (Remote Grid) Updates to grid topology to minimize risk of ignition in HFTDs Remote GridWLDFRVegetation ContactAggregated | WLDFR | HFTD - Distribution - Tier 3 - 4QU CoRE ¦ 4QU LoRE | Red Flag Warning - Catastrophic Fires | Vegetation Contact | Aggregated | 2038 | 5.209e-06 | 202.884 | 0.0010568 | 2038 | Mitigation | 0.95 | 45 | 0 | esc | 0.00097009 | 5.0532e-09 | 0.00097009 | 5.0532e-09 | 0 | 0 | 0.0094681 | 2.5446e-09
[120 empty] | 7.3.3.17.5 (Remote Grid) Updates to grid topology to minimize risk of ignition in HFTDs Remote GridWLDFRVegetation ContactAggregated | WLDFR | HFTD - Distribution - Tier 3 - 4QU CoRE ¦ 4QU LoRE | Red Flag Warning - Catastrophic Fires | Vegetation Contact | Aggregated | 2039 | 5.209e-06 | 202.884 | 0.0010568 | 2039 | Mitigation | 0.95 | 45 | 0 | esc | 0.00097009 | 5.0532e-09 | 0.00097009 | 5.0532e-09 | 0.03594 | 1.5274e-09 | 0.0094681 | 2.5446e-09
[120 empty] | 7.3.3.17.5 (Remote Grid) Updates to grid topology to minimize risk of ignition in HFTDs Remote GridWLDFRVegetation ContactAggregated | WLDFR | HFTD - Distribution - Tier 3 - 4QU CoRE ¦ 4QU LoRE | Red Flag Warning - Catastrophic Fires | Vegetation Contact | Aggregated | 2040 | 5.209e-06 | 202.884 | 0.0010568 | 2040 | Mitigation | 0.95 | 45 | 0 | esc | 0.00097009 | 5.0532e-09 | 0.00097009 | 5.0532e-09 | 0.03594 | 1.5274e-09 | 0.0094681 | 2.5446e-09
[120 empty] | 7.3.3.17.5 (Remote Grid) Updates to grid topology to minimize risk of ignition in HFTDs Remote GridWLDFRVegetation ContactAggregated | WLDFR | HFTD - Distribution - Tier 3 - 4QU CoRE ¦ 4QU LoRE | Red Flag Warning - Catastrophic Fires | Vegetation Contact | Aggregated | 2041 | 5.209e-06 | 202.884 | 0.0010568 | 2041 | Mitigation | 0.95 | 45 | 0 | esc | 0.00097009 | 5.0532e-09 | 0.00097009 | 5.0532e-09 | 0.03594 | 1.5274e-09 | 0.0094681 | 2.5446e-09
[120 empty] | 7.3.3.17.5 (Remote Grid) Updates to grid topology to minimize risk of ignition in HFTDs Remote GridWLDFRVegetation ContactAggregated | WLDFR | HFTD - Distribution - Tier 3 - 4QU CoRE ¦ 4QU LoRE | Red Flag Warning - Catastrophic Fires | Vegetation Contact | Aggregated | 2042 | 5.209e-06 | 202.884 | 0.0010568 | 2042 | Mitigation | 0.95 | 45 | 0 | esc | 0.00097009 | 5.0532e-09 | 0.00097009 | 5.0532e-09 | 0.03594 | 1.5274e-09 | 0 | 0
[120 empty] | 7.3.3.17.5 (Remote Grid) Updates to grid topology to minimize risk of ignition in HFTDs Remote GridWLDFRVegetation ContactAggregated | WLDFR | HFTD - Distribution - Tier 3 - 4QU CoRE ¦ 4QU LoRE | Red Flag Warning - Catastrophic Fires | Vegetation Contact | Aggregated | 2043 | 5.209e-06 | 202.884 | 0.0010568 | 2043 | Mitigation | 0.95 | 45 | 0 | esc | 0.00097009 | 5.0532e-09 | 0.00097009 | 5.0532e-09 | 0.03594 | 1.5274e-09 | 0 | 0
[120 empty] | 7.3.3.17.5 (Remote Grid) Updates to grid topology to minimize risk of ignition in HFTDs Remote GridWLDFRVegetation ContactAggregated | WLDFR | HFTD - Distribution - Tier 3 - 4QU CoRE ¦ 4QU LoRE | Red Flag Warning - Catastrophic Fires | Vegetation Contact | Aggregated | 2044 | 5.209e-06 | 202.884 | 0.0010568 | 2044 | Mitigation | 0.95 | 45 | 0 | esc | 0.00097009 | 5.0532e-09 | 0.00097009 | 5.0532e-09 | 0.03594 | 1.5274e-09 | 0.010598 | 7.8972e-11
[120 empty] | 7.3.3.17.5 (Remote Grid) Updates to grid topology to minimize risk of ignition in HFTDs Remote GridWLDFRVegetation ContactAggregated | WLDFR | HFTD - Distribution - Tier 3 - 4QU CoRE ¦ 4QU LoRE | Red Flag Warning - Catastrophic Fires | Vegetation Contact | Aggregated | 2045 | 5.209e-06 | 202.884 | 0.0010568 | 2045 | Mitigation | 0.95 | 45 | 0 | esc | 0.00097009 | 5.0532e-09 | 0.00097009 | 5.0532e-09 | 0.03594 | 1.5274e-09 | 0.010598 | 7.8972e-11
[120 empty] | 7.3.3.17.5 (Remote Grid) Updates to grid topology to minimize risk of ignition in HFTDs Remote GridWLDFRVegetation ContactAggregated | WLDFR | HFTD - Distribution - Tier 3 - 4QU CoRE ¦ 4QU LoRE | Red Flag Warning - Catastrophic Fires | Vegetation Contact | Aggregated | 2046 | 5.209e-06 | 202.884 | 0.0010568 | 2046 | Mitigation | 0.95 | 45 | 0 | esc | 0.00097009 | 5.0532e-09 | 0.00097009 | 5.0532e-09 | 0.03594 | 1.5274e-09 | 0.010598 | 7.8972e-11
[120 empty] | 7.3.3.17.5 (Remote Grid) Updates to grid topology to minimize risk of ignition in HFTDs Remote GridWLDFRVegetation ContactAggregated | WLDFR | HFTD - Distribution - Tier 3 - 4QU CoRE ¦ 4QU LoRE | Red Flag Warning - Catastrophic Fires | Vegetation Contact | Aggregated | 2047 | 5.209e-06 | 202.884 | 0.0010568 | 2047 | Mitigation | 0.95 | 45 | 0 | esc | 0.00097009 | 5.0532e-09 | 0.00097009 | 5.0532e-09 | 0.03594 | 1.5274e-09 | 0.010598 | 7.8972e-11
[120 empty] | 7.3.3.17.5 (Remote Grid) Updates to grid topology to minimize risk of ignition in HFTDs Remote GridWLDFRVegetation ContactAggregated | WLDFR | HFTD - Distribution - Tier 3 - 4QU CoRE ¦ 4QU LoRE | Red Flag Warning - Catastrophic Fires | Vegetation Contact | Aggregated | 2048 | 5.209e-06 | 202.884 | 0.0010568 | 2048 | Mitigation | 0.95 | 45 | 0 | esc | 0.00097009 | 5.0532e-09 | 0.00097009 | 5.0532e-09 | 0.03594 | 1.5274e-09 | 0.010598 | 7.8972e-11
[120 empty] | 7.3.3.17.5 (Remote Grid) Updates to grid topology to minimize risk of ignition in HFTDs Remote GridWLDFRVegetation ContactAggregated | WLDFR | HFTD - Distribution - Tier 3 - 4QU CoRE ¦ 4QU LoRE | Red Flag Warning - Catastrophic Fires | Vegetation Contact | Aggregated | 2049 | 5.209e-06 | 202.884 | 0.0010568 | 2049 | Mitigation | 0.95 | 45 | 0 | esc | 0.00097009 | 5.0532e-09 | 0.00097009 | 5.0532e-09 | 0.03594 | 1.5274e-09 | 0.010598 | 7.8972e-11
[120 empty] | 7.3.3.17.5 (Remote Grid) Updates to grid topology to minimize risk of ignition in HFTDs Remote GridWLDFRVegetation ContactAggregated | WLDFR | HFTD - Distribution - Tier 3 - 4QU CoRE ¦ 4QU LoRE | Red Flag Warning - Catastrophic Fires | Vegetation Contact | Aggregated | 2050 | 5.209e-06 | 202.884 | 0.0010568 | 2050 | Mitigation | 0.95 | 45 | 0 | esc | 0.00097009 | 5.0532e-09 | 0.00097009 | 5.0532e-09 | 0.03594 | 1.5274e-09 | 0.010598 | 7.8972e-11
[120 empty] | 7.3.3.17.5 (Remote Grid) Updates to grid topology to minimize risk of ignition in HFTDs Remote GridWLDFRVegetation ContactAggregated | WLDFR | HFTD - Distribution - Tier 3 - 4QU CoRE ¦ 4QU LoRE | Red Flag Warning - Catastrophic Fires | Vegetation Contact | Aggregated | 2051 | 5.209e-06 | 202.884 | 0.0010568 | 2051 | Mitigation | 0.95 | 45 | 0 | esc | 0.00097009 | 5.0532e-09 | 0.00097009 | 5.0532e-09 | 0.03594 | 1.5274e-09 | 0.010598 | 7.8972e-11
[120 empty] | 7.3.3.17.5 (Remote Grid) Updates to grid topology to minimize risk of ignition in HFTDs Remote GridWLDFRVegetation ContactAggregated | WLDFR | HFTD - Distribution - Tier 3 - 4QU CoRE ¦ 4QU LoRE | Red Flag Warning - Catastrophic Fires | Vegetation Contact | Aggregated | 2052 | 5.209e-06 | 202.884 | 0.0010568 | 2052 | Mitigation | 0.95 | 45 | 0 | esc | 0.00097009 | 5.0532e-09 | 0.00097009 | 5.0532e-09 | 0.03594 | 1.5274e-09 | 0.010598 | 7.8972e-11
[120 empty] | 7.3.3.17.5 (Remote Grid) Updates to grid topology to minimize risk of ignition in HFTDs Remote GridWLDFRVegetation ContactAggregated | WLDFR | HFTD - Distribution - Tier 3 - 4QU CoRE ¦ 4QU LoRE | Red Flag Warning - Catastrophic Fires | Vegetation Contact | Aggregated | 2053 | 5.209e-06 | 202.884 | 0.0010568 | 2053 | Mitigation | 0.95 | 45 | 0 | esc | 0.00097009 | 5.0532e-09 | 0.00097009 | 5.0532e-09 | 0.03594 | 1.5274e-09 | 0.010598 | 7.8972e-11
[120 empty] | 7.3.3.17.5 (Remote Grid) Updates to grid topology to minimize risk of ignition in HFTDs Remote GridWLDFRVegetation ContactAggregated | WLDFR | HFTD - Distribution - Tier 3 - 4QU CoRE ¦ 4QU LoRE | Red Flag Warning - Catastrophic Fires | Vegetation Contact | Aggregated | 2054 | 5.209e-06 | 202.884 | 0.0010568 | 2054 | Mitigation | 0.95 | 45 | 0 | esc | 0.00097009 | 5.0532e-09 | 0.00097009 | 5.0532e-09 | 0.03594 | 1.5274e-09 | 0.010598 | 7.8972e-11
[120 empty] | 7.3.3.17.5 (Remote Grid) Updates to grid topology to minimize risk of ignition in HFTDs Remote GridWLDFRVegetation ContactAggregated | WLDFR | HFTD - Distribution - Tier 3 - 4QU CoRE ¦ 4QU LoRE | Red Flag Warning - Catastrophic Fires | Vegetation Contact | Aggregated | 2055 | 5.209e-06 | 202.884 | 0.0010568 | 2055 | Mitigation | 0.95 | 45 | 0 | esc | 0.00097009 | 5.0532e-09 | 0.00097009 | 5.0532e-09 | 0.03594 | 1.5274e-09 | 0.010598 | 7.8972e-11
[120 empty] | 7.3.3.17.5 (Remote Grid) Updates to grid topology to minimize risk of ignition in HFTDs Remote GridWLDFRVegetation ContactAggregated | WLDFR | HFTD - Distribution - Tier 3 - 4QU CoRE ¦ 4QU LoRE | Red Flag Warning - Catastrophic Fires | Vegetation Contact | Aggregated | 2056 | 5.209e-06 | 202.884 | 0.0010568 | 2056 | Mitigation | 0.95 | 45 | 0 | esc | 0.00097009 | 5.0532e-09 | 0.00097009 | 5.0532e-09 | 0.03594 | 1.5274e-09 | 0.010598 | 7.8972e-11
[120 empty] | 7.3.3.17.5 (Remote Grid) Updates to grid topology to minimize risk of ignition in HFTDs Remote GridWLDFRVegetation ContactAggregated | WLDFR | HFTD - Distribution - Tier 3 - 4QU CoRE ¦ 4QU LoRE | Red Flag Warning - Catastrophic Fires | Vegetation Contact | Aggregated | 2057 | 5.209e-06 | 202.884 | 0.0010568 | 2057 | Mitigation | 0.95 | 45 | 0 | esc | 0.00097009 | 5.0532e-09 | 0.00097009 | 5.0532e-09 | 0.03594 | 1.5274e-09 | 0.010598 | 7.8972e-11
[120 empty] | 7.3.3.17.5 (Remote Grid) Updates to grid topology to minimize risk of ignition in HFTDs Remote GridWLDFRVegetation ContactAggregated | WLDFR | HFTD - Distribution - Tier 3 - 4QU CoRE ¦ 4QU LoRE | Red Flag Warning - Catastrophic Fires | Vegetation Contact | Aggregated | 2058 | 5.209e-06 | 202.884 | 0.0010568 | 2058 | Mitigation | 0.95 | 45 | 0 | esc | 0.00097009 | 5.0532e-09 | 0.00097009 | 5.0532e-09 | 0.03594 | 1.5274e-09 | 0.010598 | 7.8972e-11
[120 empty] | 7.3.3.17.5 (Remote Grid) Updates to grid topology to minimize risk of ignition in HFTDs Remote GridWLDFRVegetation ContactAggregated | WLDFR | HFTD - Distribution - Tier 3 - 4QU CoRE ¦ 4QU LoRE | Red Flag Warning - Catastrophic Fires | Vegetation Contact | Aggregated | 2059 | 5.209e-06 | 202.884 | 0.0010568 | 2059 | Mitigation | 0.95 | 45 | 0 | esc | 0.00097009 | 5.0532e-09 | 0.00097009 | 5.0532e-09 | 0.03594 | 1.5274e-09 | 0.010598 | 7.8972e-11
[120 empty] | 7.3.3.17.5 (Remote Grid) Updates to grid topology to minimize risk of ignition in HFTDs Remote GridWLDFRVegetation ContactAggregated | WLDFR | HFTD - Distribution - Tier 3 - 4QU CoRE ¦ 4QU LoRE | Red Flag Warning - Catastrophic Fires | Vegetation Contact | Aggregated | 2060 | 5.209e-06 | 202.884 | 0.0010568 | 2060 | Mitigation | 0.95 | 45 | 0 | esc | 0.00097009 | 5.0532e-09 | 0.00097009 | 5.0532e-09 | 0.03594 | 1.5274e-09 | 0.010598 | 7.8972e-11
[120 empty] | 7.3.3.17.5 (Remote Grid) Updates to grid topology to minimize risk of ignition in HFTDs Remote GridWLDFRVegetation ContactAggregated | WLDFR | HFTD - Distribution - Tier 3 - 4QU CoRE ¦ 4QU LoRE | Red Flag Warning - Catastrophic Fires | Vegetation Contact | Aggregated | 2061 | 5.209e-06 | 202.884 | 0.0010568 | 2061 | Mitigation | 0.95 | 45 | 0 | esc | 0.00097009 | 5.0532e-09 | 0.00097009 | 5.0532e-09 | 0.03594 | 1.5274e-09 | 0.010598 | 7.8972e-11
[120 empty] | 7.3.3.17.5 (Remote Grid) Updates to grid topology to minimize risk of ignition in HFTDs Remote GridWLDFRVegetation ContactAggregated | WLDFR | HFTD - Distribution - Tier 3 - 4QU CoRE ¦ 4QU LoRE | Red Flag Warning - Catastrophic Fires | Vegetation Contact | Aggregated | 2062 | 5.209e-06 | 202.884 | 0.0010568 | 2062 | Mitigation | 0.95 | 45 | 0 | esc | 0.00097009 | 5.0532e-09 | 0.00097009 | 5.0532e-09 | 0.03594 | 1.5274e-09 | 0.010598 | 7.8972e-11
[120 empty] | 7.3.3.17.5 (Remote Grid) Updates to grid topology to minimize risk of ignition in HFTDs Remote GridWLDFRVegetation ContactAggregated | WLDFR | HFTD - Distribution - Tier 3 - 4QU CoRE ¦ 4QU LoRE | Red Flag Warning - Catastrophic Fires | Vegetation Contact | Aggregated | 2063 | 5.209e-06 | 202.884 | 0.0010568 | 2063 | Mitigation | 0.95 | 45 | 0 | esc | 0.00097009 | 5.0532e-09 | 0.00097009 | 5.0532e-09 | 0.03594 | 1.5274e-09 | 0.010598 | 7.8972e-11
[120 empty] | 7.3.3.17.5 (Remote Grid) Updates to grid topology to minimize risk of ignition in HFTDs Remote GridWLDFRVegetation ContactAggregated | WLDFR | HFTD - Distribution - Tier 3 - 4QU CoRE ¦ 4QU LoRE | Red Flag Warning - Catastrophic Fires | Vegetation Contact | Aggregated | 2064 | 5.209e-06 | 202.884 | 0.0010568 | 2064 | Mitigation | 0.95 | 45 | 0 | esc | 0.00097009 | 5.0532e-09 | 0.00097009 | 5.0532e-09 | 0.03594 | 1.5274e-09 | 0.010598 | 7.8972e-11
[120 empty] | 7.3.3.17.5 (Remote Grid) Updates to grid topology to minimize risk of ignition in HFTDs Remote GridWLDFRVegetation ContactAggregated | WLDFR | HFTD - Distribution - Tier 3 - 4QU CoRE ¦ 4QU LoRE | Red Flag Warning - Catastrophic Fires | Vegetation Contact | Aggregated | 2065 | 5.209e-06 | 202.884 | 0.0010568 | 2065 | Mitigation | 0.95 | 45 | 0 | esc | 0.00097009 | 5.0532e-09 | 0.00097009 | 5.0532e-09 | 0.03594 | 1.5274e-09 | 0.010598 | 7.8972e-11
[120 empty] | 7.3.3.17.5 (Remote Grid) Updates to grid topology to minimize risk of ignition in HFTDs Remote GridWLDFRVegetation ContactAggregated | WLDFR | HFTD - Distribution - Tier 3 - 4QU CoRE ¦ 4QU LoRE | Red Flag Warning - Catastrophic Fires | Vegetation Contact | Aggregated | 2066 | 5.209e-06 | 202.884 | 0.0010568 | 2066 | Mitigation | 0.95 | 45 | 0 | esc | 0.00097009 | 5.0532e-09 | 0.00097009 | 5.0532e-09 | 0.03594 | 1.5274e-09 | 0.010598 | 7.8972e-11
[120 empty] | 7.3.3.17.5 (Remote Grid) Updates to grid topology to minimize risk of ignition in HFTDs Remote GridWLDFRVegetation ContactAggregated | WLDFR | HFTD - Distribution - Tier 3 - 4QU CoRE ¦ 4QU LoRE | Red Flag Warning - Catastrophic Fires | Vegetation Contact | Aggregated | 2067 | 5.209e-06 | 202.884 | 0.0010568 | 2067 | Mitigation | 0.95 | 45 | 0 | esc | 0 | 0 | 0.00097009 | 5.0532e-09 | 0.03594 | 1.5274e-09 | 0.010598 | 7.8972e-11
[120 empty] | 7.3.3.17.5 (Remote Grid) Updates to grid topology to minimize risk of ignition in HFTDs Remote GridWLDFREquipment / facility failureAggregated | WLDFR | HFTD - Distribution - Tier 3 - 4QU CoRE ¦ 4QU LoRE | Red Flag Warning - Destructive Fires | Equipment / facility failure | Aggregated | 2022 | 6.1274e-07 | 202.884 | 0.00012432 | 2022 | Mitigation | 0.95 | 45 | 0 | esc | 0.00097009 | 5.9441e-10 | 0 | 0 | 0.03594 | 1.5274e-09 | 0.010598 | 7.8972e-11
[120 empty] | 7.3.3.17.5 (Remote Grid) Updates to grid topology to minimize risk of ignition in HFTDs Remote GridWLDFREquipment / facility failureAggregated | WLDFR | HFTD - Distribution - Tier 3 - 4QU CoRE ¦ 4QU LoRE | Red Flag Warning - Destructive Fires | Equipment / facility failure | Aggregated | 2023 | 6.1274e-07 | 202.884 | 0.00012432 | 2023 | Mitigation | 0.95 | 45 | 0 | esc | 0.00097009 | 5.9441e-10 | 0.00097009 | 5.9441e-10 | 0.03594 | 1.5274e-09 | 0.010598 | 7.8972e-11
[120 empty] | 7.3.3.17.5 (Remote Grid) Updates to grid topology to minimize risk of ignition in HFTDs Remote GridWLDFREquipment / facility failureAggregated | WLDFR | HFTD - Distribution - Tier 3 - 4QU CoRE ¦ 4QU LoRE | Red Flag Warning - Destructive Fires | Equipment / facility failure | Aggregated | 2024 | 6.1274e-07 | 202.884 | 0.00012432 | 2024 | Mitigation | 0.95 | 45 | 0 | esc | 0.00097009 | 5.9441e-10 | 0.00097009 | 5.9441e-10 | 0.03594 | 1.5274e-09 | 0.010598 | 7.8972e-11
[120 empty] | 7.3.3.17.5 (Remote Grid) Updates to grid topology to minimize risk of ignition in HFTDs Remote GridWLDFREquipment / facility failureAggregated | WLDFR | HFTD - Distribution - Tier 3 - 4QU CoRE ¦ 4QU LoRE | Red Flag Warning - Destructive Fires | Equipment / facility failure | Aggregated | 2025 | 6.1274e-07 | 202.884 | 0.00012432 | 2025 | Mitigation | 0.95 | 45 | 0 | esc | 0.00097009 | 5.9441e-10 | 0.00097009 | 5.9441e-10 | 0.03594 | 1.5274e-09 | 0.010598 | 7.8972e-11
[120 empty] | 7.3.3.17.5 (Remote Grid) Updates to grid topology to minimize risk of ignition in HFTDs Remote GridWLDFREquipment / facility failureAggregated | WLDFR | HFTD - Distribution - Tier 3 - 4QU CoRE ¦ 4QU LoRE | Red Flag Warning - Destructive Fires | Equipment / facility failure | Aggregated | 2026 | 6.1274e-07 | 202.884 | 0.00012432 | 2026 | Mitigation | 0.95 | 45 | 0 | esc | 0.00097009 | 5.9441e-10 | 0.00097009 | 5.9441e-10 | 0.03594 | 1.5274e-09 | 0.010598 | 7.8972e-11
[120 empty] | 7.3.3.17.5 (Remote Grid) Updates to grid topology to minimize risk of ignition in HFTDs Remote GridWLDFREquipment / facility failureAggregated | WLDFR | HFTD - Distribution - Tier 3 - 4QU CoRE ¦ 4QU LoRE | Red Flag Warning - Destructive Fires | Equipment / facility failure | Aggregated | 2027 | 6.1274e-07 | 202.884 | 0.00012432 | 2027 | Mitigation | 0.95 | 45 | 0 | esc | 0.00097009 | 5.9441e-10 | 0.00097009 | 5.9441e-10 | 0.03594 | 1.5274e-09 | 0.010598 | 7.8972e-11
[120 empty] | 7.3.3.17.5 (Remote Grid) Updates to grid topology to minimize risk of ignition in HFTDs Remote GridWLDFREquipment / facility failureAggregated | WLDFR | HFTD - Distribution - Tier 3 - 4QU CoRE ¦ 4QU LoRE | Red Flag Warning - Destructive Fires | Equipment / facility failure | Aggregated | 2028 | 6.1274e-07 | 202.884 | 0.00012432 | 2028 | Mitigation | 0.95 | 45 | 0 | esc | 0.00097009 | 5.9441e-10 | 0.00097009 | 5.9441e-10 | 0.03594 | 1.5274e-09 | 0 | 0
[120 empty] | 7.3.3.17.5 (Remote Grid) Updates to grid topology to minimize risk of ignition in HFTDs Remote GridWLDFREquipment / facility failureAggregated | WLDFR | HFTD - Distribution - Tier 3 - 4QU CoRE ¦ 4QU LoRE | Red Flag Warning - Destructive Fires | Equipment / facility failure | Aggregated | 2029 | 6.1274e-07 | 202.884 | 0.00012432 | 2029 | Mitigation | 0.95 | 45 | 0 | esc | 0.00097009 | 5.9441e-10 | 0.00097009 | 5.9441e-10 | 0.03594 | 1.5274e-09 | 0 | 0
[120 empty] | 7.3.3.17.5 (Remote Grid) Updates to grid topology to minimize risk of ignition in HFTDs Remote GridWLDFREquipment / facility failureAggregated | WLDFR | HFTD - Distribution - Tier 3 - 4QU CoRE ¦ 4QU LoRE | Red Flag Warning - Destructive Fires | Equipment / facility failure | Aggregated | 2030 | 6.1274e-07 | 202.884 | 0.00012432 | 2030 | Mitigation | 0.95 | 45 | 0 | esc | 0.00097009 | 5.9441e-10 | 0.00097009 | 5.9441e-10 | 0.03594 | 1.5274e-09 | 0.0087991 | 3.8684e-09
[120 empty] | 7.3.3.17.5 (Remote Grid) Updates to grid topology to minimize risk of ignition in HFTDs Remote GridWLDFREquipment / facility failureAggregated | WLDFR | HFTD - Distribution - Tier 3 - 4QU CoRE ¦ 4QU LoRE | Red Flag Warning - Destructive Fires | Equipment / facility failure | Aggregated | 2031 | 6.1274e-07 | 202.884 | 0.00012432 | 2031 | Mitigation | 0.95 | 45 | 0 | esc | 0.00097009 | 5.9441e-10 | 0.00097009 | 5.9441e-10 | 0.03594 | 1.5274e-09 | 0.0087991 | 3.8684e-09
[120 empty] | 7.3.3.17.5 (Remote Grid) Updates to grid topology to minimize risk of ignition in HFTDs Remote GridWLDFREquipment / facility failureAggregated | WLDFR | HFTD - Distribution - Tier 3 - 4QU CoRE ¦ 4QU LoRE | Red Flag Warning - Destructive Fires | Equipment / facility failure | Aggregated | 2032 | 6.1274e-07 | 202.884 | 0.00012432 | 2032 | Mitigation | 0.95 | 45 | 0 | esc | 0.00097009 | 5.9441e-10 | 0.00097009 | 5.9441e-10 | 0.03594 | 1.5274e-09 | 0.0087991 | 3.8684e-09
[120 empty] | 7.3.3.17.5 (Remote Grid) Updates to grid topology to minimize risk of ignition in HFTDs Remote GridWLDFREquipment / facility failureAggregated | WLDFR | HFTD - Distribution - Tier 3 - 4QU CoRE ¦ 4QU LoRE | Red Flag Warning - Destructive Fires | Equipment / facility failure | Aggregated | 2033 | 6.1274e-07 | 202.884 | 0.00012432 | 2033 | Mitigation | 0.95 | 45 | 0 | esc | 0.00097009 | 5.9441e-10 | 0.00097009 | 5.9441e-10 | 0.03594 | 1.5274e-09 | 0.0087991 | 3.8684e-09
[120 empty] | 7.3.3.17.5 (Remote Grid) Updates to grid topology to minimize risk of ignition in HFTDs Remote GridWLDFREquipment / facility failureAggregated | WLDFR | HFTD - Distribution - Tier 3 - 4QU CoRE ¦ 4QU LoRE | Red Flag Warning - Destructive Fires | Equipment / facility failure | Aggregated | 2034 | 6.1274e-07 | 202.884 | 0.00012432 | 2034 | Mitigation | 0.95 | 45 | 0 | esc | 0.00097009 | 5.9441e-10 | 0.00097009 | 5.9441e-10 | 0.03594 | 1.5274e-09 | 0.0087991 | 3.8684e-09
[120 empty] | 7.3.3.17.5 (Remote Grid) Updates to grid topology to minimize risk of ignition in HFTDs Remote GridWLDFREquipment / facility failureAggregated | WLDFR | HFTD - Distribution - Tier 3 - 4QU CoRE ¦ 4QU LoRE | Red Flag Warning - Destructive Fires | Equipment / facility failure | Aggregated | 2035 | 6.1274e-07 | 202.884 | 0.00012432 | 2035 | Mitigation | 0.95 | 45 | 0 | esc | 0.00097009 | 5.9441e-10 | 0.00097009 | 5.9441e-10 | 0.03594 | 1.5274e-09 | 0.0087991 | 3.8684e-09
[120 empty] | 7.3.3.17.5 (Remote Grid) Updates to grid topology to minimize risk of ignition in HFTDs Remote GridWLDFREquipment / facility failureAggregated | WLDFR | HFTD - Distribution - Tier 3 - 4QU CoRE ¦ 4QU LoRE | Red Flag Warning - Destructive Fires | Equipment / facility failure | Aggregated | 2036 | 6.1274e-07 | 202.884 | 0.00012432 | 2036 | Mitigation | 0.95 | 45 | 0 | esc | 0.00097009 | 5.9441e-10 | 0.00097009 | 5.9441e-10 | 0.03594 | 1.5274e-09 | 0.0087991 | 3.8684e-09
[120 empty] | 7.3.3.17.5 (Remote Grid) Updates to grid topology to minimize risk of ignition in HFTDs Remote GridWLDFREquipment / facility failureAggregated | WLDFR | HFTD - Distribution - Tier 3 - 4QU CoRE ¦ 4QU LoRE | Red Flag Warning - Destructive Fires | Equipment / facility failure | Aggregated | 2037 | 6.1274e-07 | 202.884 | 0.00012432 | 2037 | Mitigation | 0.95 | 45 | 0 | esc | 0.00097009 | 5.9441e-10 | 0.00097009 | 5.9441e-10 | 0.03594 | 1.5274e-09 | 0.0087991 | 3.8684e-09
[120 empty] | 7.3.3.17.5 (Remote Grid) Updates to grid topology to minimize risk of ignition in HFTDs Remote GridWLDFREquipment / facility failureAggregated | WLDFR | HFTD - Distribution - Tier 3 - 4QU CoRE ¦ 4QU LoRE | Red Flag Warning - Destructive Fires | Equipment / facility failure | Aggregated | 2038 | 6.1274e-07 | 202.884 | 0.00012432 | 2038 | Mitigation | 0.95 | 45 | 0 | esc | 0.00097009 | 5.9441e-10 | 0.00097009 | 5.9441e-10 | 0.03594 | 1.5274e-09 | 0.0087991 | 3.8684e-09
[120 empty] | 7.3.3.17.5 (Remote Grid) Updates to grid topology to minimize risk of ignition in HFTDs Remote GridWLDFREquipment / facility failureAggregated | WLDFR | HFTD - Distribution - Tier 3 - 4QU CoRE ¦ 4QU LoRE | Red Flag Warning - Destructive Fires | Equipment / facility failure | Aggregated | 2039 | 6.1274e-07 | 202.884 | 0.00012432 | 2039 | Mitigation | 0.95 | 45 | 0 | esc | 0.00097009 | 5.9441e-10 | 0.00097009 | 5.9441e-10 | 0.03594 | 1.5274e-09 | 0.0087991 | 3.8684e-09
[120 empty] | 7.3.3.17.5 (Remote Grid) Updates to grid topology to minimize risk of ignition in HFTDs Remote GridWLDFREquipment / facility failureAggregated | WLDFR | HFTD - Distribution - Tier 3 - 4QU CoRE ¦ 4QU LoRE | Red Flag Warning - Destructive Fires | Equipment / facility failure | Aggregated | 2040 | 6.1274e-07 | 202.884 | 0.00012432 | 2040 | Mitigation | 0.95 | 45 | 0 | esc | 0.00097009 | 5.9441e-10 | 0.00097009 | 5.9441e-10 | 0.03594 | 1.5274e-09 | 0.0087991 | 3.8684e-09
[120 empty] | 7.3.3.17.5 (Remote Grid) Updates to grid topology to minimize risk of ignition in HFTDs Remote GridWLDFREquipment / facility failureAggregated | WLDFR | HFTD - Distribution - Tier 3 - 4QU CoRE ¦ 4QU LoRE | Red Flag Warning - Destructive Fires | Equipment / facility failure | Aggregated | 2041 | 6.1274e-07 | 202.884 | 0.00012432 | 2041 | Mitigation | 0.95 | 45 | 0 | esc | 0.00097009 | 5.9441e-10 | 0.00097009 | 5.9441e-10 | 0.03594 | 1.5274e-09 | 0.0087991 | 3.8684e-09
[120 empty] | 7.3.3.17.5 (Remote Grid) Updates to grid topology to minimize risk of ignition in HFTDs Remote GridWLDFREquipment / facility failureAggregated | WLDFR | HFTD - Distribution - Tier 3 - 4QU CoRE ¦ 4QU LoRE | Red Flag Warning - Destructive Fires | Equipment / facility failure | Aggregated | 2042 | 6.1274e-07 | 202.884 | 0.00012432 | 2042 | Mitigation | 0.95 | 45 | 0 | esc | 0.00097009 | 5.9441e-10 | 0.00097009 | 5.9441e-10 | 0 | 0 | 0.0087991 | 3.8684e-09
[120 empty] | 7.3.3.17.5 (Remote Grid) Updates to grid topology to minimize risk of ignition in HFTDs Remote GridWLDFREquipment / facility failureAggregated | WLDFR | HFTD - Distribution - Tier 3 - 4QU CoRE ¦ 4QU LoRE | Red Flag Warning - Destructive Fires | Equipment / facility failure | Aggregated | 2043 | 6.1274e-07 | 202.884 | 0.00012432 | 2043 | Mitigation | 0.95 | 45 | 0 | esc | 0.00097009 | 5.9441e-10 | 0.00097009 | 5.9441e-10 | 0.03594 | 7.8686e-09 | 0.0087991 | 3.8684e-09
[120 empty] | 7.3.3.17.5 (Remote Grid) Updates to grid topology to minimize risk of ignition in HFTDs Remote GridWLDFREquipment / facility failureAggregated | WLDFR | HFTD - Distribution - Tier 3 - 4QU CoRE ¦ 4QU LoRE | Red Flag Warning - Destructive Fires | Equipment / facility failure | Aggregated | 2044 | 6.1274e-07 | 202.884 | 0.00012432 | 2044 | Mitigation | 0.95 | 45 | 0 | esc | 0.00097009 | 5.9441e-10 | 0.00097009 | 5.9441e-10 | 0.03594 | 7.8686e-09 | 0.0087991 | 3.8684e-09
[120 empty] | 7.3.3.17.5 (Remote Grid) Updates to grid topology to minimize risk of ignition in HFTDs Remote GridWLDFREquipment / facility failureAggregated | WLDFR | HFTD - Distribution - Tier 3 - 4QU CoRE ¦ 4QU LoRE | Red Flag Warning - Destructive Fires | Equipment / facility failure | Aggregated | 2045 | 6.1274e-07 | 202.884 | 0.00012432 | 2045 | Mitigation | 0.95 | 45 | 0 | esc | 0.00097009 | 5.9441e-10 | 0.00097009 | 5.9441e-10 | 0.03594 | 7.8686e-09 | 0.0087991 | 3.8684e-09
[120 empty] | 7.3.3.17.5 (Remote Grid) Updates to grid topology to minimize risk of ignition in HFTDs Remote GridWLDFREquipment / facility failureAggregated | WLDFR | HFTD - Distribution - Tier 3 - 4QU CoRE ¦ 4QU LoRE | Red Flag Warning - Destructive Fires | Equipment / facility failure | Aggregated | 2046 | 6.1274e-07 | 202.884 | 0.00012432 | 2046 | Mitigation | 0.95 | 45 | 0 | esc | 0.00097009 | 5.9441e-10 | 0.00097009 | 5.9441e-10 | 0.03594 | 7.8686e-09 | 0.0087991 | 3.8684e-09
[120 empty] | 7.3.3.17.5 (Remote Grid) Updates to grid topology to minimize risk of ignition in HFTDs Remote GridWLDFREquipment / facility failureAggregated | WLDFR | HFTD - Distribution - Tier 3 - 4QU CoRE ¦ 4QU LoRE | Red Flag Warning - Destructive Fires | Equipment / facility failure | Aggregated | 2047 | 6.1274e-07 | 202.884 | 0.00012432 | 2047 | Mitigation | 0.95 | 45 | 0 | esc | 0.00097009 | 5.9441e-10 | 0.00097009 | 5.9441e-10 | 0.03594 | 7.8686e-09 | 0.0087991 | 3.8684e-09
[120 empty] | 7.3.3.17.5 (Remote Grid) Updates to grid topology to minimize risk of ignition in HFTDs Remote GridWLDFREquipment / facility failureAggregated | WLDFR | HFTD - Distribution - Tier 3 - 4QU CoRE ¦ 4QU LoRE | Red Flag Warning - Destructive Fires | Equipment / facility failure | Aggregated | 2048 | 6.1274e-07 | 202.884 | 0.00012432 | 2048 | Mitigation | 0.95 | 45 | 0 | esc | 0.00097009 | 5.9441e-10 | 0.00097009 | 5.9441e-10 | 0.03594 | 7.8686e-09 | 0.0087991 | 3.8684e-09
[120 empty] | 7.3.3.17.5 (Remote Grid) Updates to grid topology to minimize risk of ignition in HFTDs Remote GridWLDFREquipment / facility failureAggregated | WLDFR | HFTD - Distribution - Tier 3 - 4QU CoRE ¦ 4QU LoRE | Red Flag Warning - Destructive Fires | Equipment / facility failure | Aggregated | 2049 | 6.1274e-07 | 202.884 | 0.00012432 | 2049 | Mitigation | 0.95 | 45 | 0 | esc | 0.00097009 | 5.9441e-10 | 0.00097009 | 5.9441e-10 | 0.03594 | 7.8686e-09 | 0.0087991 | 3.8684e-09
[120 empty] | 7.3.3.17.5 (Remote Grid) Updates to grid topology to minimize risk of ignition in HFTDs Remote GridWLDFREquipment / facility failureAggregated | WLDFR | HFTD - Distribution - Tier 3 - 4QU CoRE ¦ 4QU LoRE | Red Flag Warning - Destructive Fires | Equipment / facility failure | Aggregated | 2050 | 6.1274e-07 | 202.884 | 0.00012432 | 2050 | Mitigation | 0.95 | 45 | 0 | esc | 0.00097009 | 5.9441e-10 | 0.00097009 | 5.9441e-10 | 0.03594 | 7.8686e-09 | 0.0087991 | 3.8684e-09
[120 empty] | 7.3.3.17.5 (Remote Grid) Updates to grid topology to minimize risk of ignition in HFTDs Remote GridWLDFREquipment / facility failureAggregated | WLDFR | HFTD - Distribution - Tier 3 - 4QU CoRE ¦ 4QU LoRE | Red Flag Warning - Destructive Fires | Equipment / facility failure | Aggregated | 2051 | 6.1274e-07 | 202.884 | 0.00012432 | 2051 | Mitigation | 0.95 | 45 | 0 | esc | 0.00097009 | 5.9441e-10 | 0.00097009 | 5.9441e-10 | 0.03594 | 7.8686e-09 | 0.0087991 | 3.8684e-09
[120 empty] | 7.3.3.17.5 (Remote Grid) Updates to grid topology to minimize risk of ignition in HFTDs Remote GridWLDFREquipment / facility failureAggregated | WLDFR | HFTD - Distribution - Tier 3 - 4QU CoRE ¦ 4QU LoRE | Red Flag Warning - Destructive Fires | Equipment / facility failure | Aggregated | 2052 | 6.1274e-07 | 202.884 | 0.00012432 | 2052 | Mitigation | 0.95 | 45 | 0 | esc | 0.00097009 | 5.9441e-10 | 0.00097009 | 5.9441e-10 | 0.03594 | 7.8686e-09 | 0.0087991 | 3.8684e-09
[120 empty] | 7.3.3.17.5 (Remote Grid) Updates to grid topology to minimize risk of ignition in HFTDs Remote GridWLDFREquipment / facility failureAggregated | WLDFR | HFTD - Distribution - Tier 3 - 4QU CoRE ¦ 4QU LoRE | Red Flag Warning - Destructive Fires | Equipment / facility failure | Aggregated | 2053 | 6.1274e-07 | 202.884 | 0.00012432 | 2053 | Mitigation | 0.95 | 45 | 0 | esc | 0.00097009 | 5.9441e-10 | 0.00097009 | 5.9441e-10 | 0.03594 | 7.8686e-09 | 0.0087991 | 3.8684e-09
[120 empty] | 7.3.3.17.5 (Remote Grid) Updates to grid topology to minimize risk of ignition in HFTDs Remote GridWLDFREquipment / facility failureAggregated | WLDFR | HFTD - Distribution - Tier 3 - 4QU CoRE ¦ 4QU LoRE | Red Flag Warning - Destructive Fires | Equipment / facility failure | Aggregated | 2054 | 6.1274e-07 | 202.884 | 0.00012432 | 2054 | Mitigation | 0.95 | 45 | 0 | esc | 0.00097009 | 5.9441e-10 | 0.00097009 | 5.9441e-10 | 0.03594 | 7.8686e-09 | 0.0087991 | 3.8684e-09
[120 empty] | 7.3.3.17.5 (Remote Grid) Updates to grid topology to minimize risk of ignition in HFTDs Remote GridWLDFREquipment / facility failureAggregated | WLDFR | HFTD - Distribution - Tier 3 - 4QU CoRE ¦ 4QU LoRE | Red Flag Warning - Destructive Fires | Equipment / facility failure | Aggregated | 2055 | 6.1274e-07 | 202.884 | 0.00012432 | 2055 | Mitigation | 0.95 | 45 | 0 | esc | 0.00097009 | 5.9441e-10 | 0.00097009 | 5.9441e-10 | 0.03594 | 7.8686e-09 | 0.0087991 | 3.8684e-09
[120 empty] | 7.3.3.17.5 (Remote Grid) Updates to grid topology to minimize risk of ignition in HFTDs Remote GridWLDFREquipment / facility failureAggregated | WLDFR | HFTD - Distribution - Tier 3 - 4QU CoRE ¦ 4QU LoRE | Red Flag Warning - Destructive Fires | Equipment / facility failure | Aggregated | 2056 | 6.1274e-07 | 202.884 | 0.00012432 | 2056 | Mitigation | 0.95 | 45 | 0 | esc | 0.00097009 | 5.9441e-10 | 0.00097009 | 5.9441e-10 | 0.03594 | 7.8686e-09 | 0.0087991 | 3.8684e-09
[120 empty] | 7.3.3.17.5 (Remote Grid) Updates to grid topology to minimize risk of ignition in HFTDs Remote GridWLDFREquipment / facility failureAggregated | WLDFR | HFTD - Distribution - Tier 3 - 4QU CoRE ¦ 4QU LoRE | Red Flag Warning - Destructive Fires | Equipment / facility failure | Aggregated | 2057 | 6.1274e-07 | 202.884 | 0.00012432 | 2057 | Mitigation | 0.95 | 45 | 0 | esc | 0.00097009 | 5.9441e-10 | 0.00097009 | 5.9441e-10 | 0.03594 | 7.8686e-09 | 0.0087991 | 3.8684e-09
[120 empty] | 7.3.3.17.5 (Remote Grid) Updates to grid topology to minimize risk of ignition in HFTDs Remote GridWLDFREquipment / facility failureAggregated | WLDFR | HFTD - Distribution - Tier 3 - 4QU CoRE ¦ 4QU LoRE | Red Flag Warning - Destructive Fires | Equipment / facility failure | Aggregated | 2058 | 6.1274e-07 | 202.884 | 0.00012432 | 2058 | Mitigation | 0.95 | 45 | 0 | esc | 0.00097009 | 5.9441e-10 | 0.00097009 | 5.9441e-10 | 0.03594 | 7.8686e-09 | 0.0087991 | 3.8684e-09
[120 empty] | 7.3.3.17.5 (Remote Grid) Updates to grid topology to minimize risk of ignition in HFTDs Remote GridWLDFREquipment / facility failureAggregated | WLDFR | HFTD - Distribution - Tier 3 - 4QU CoRE ¦ 4QU LoRE | Red Flag Warning - Destructive Fires | Equipment / facility failure | Aggregated | 2059 | 6.1274e-07 | 202.884 | 0.00012432 | 2059 | Mitigation | 0.95 | 45 | 0 | esc | 0.00097009 | 5.9441e-10 | 0.00097009 | 5.9441e-10 | 0.03594 | 7.8686e-09 | 0.0087991 | 3.8684e-09
[120 empty] | 7.3.3.17.5 (Remote Grid) Updates to grid topology to minimize risk of ignition in HFTDs Remote GridWLDFREquipment / facility failureAggregated | WLDFR | HFTD - Distribution - Tier 3 - 4QU CoRE ¦ 4QU LoRE | Red Flag Warning - Destructive Fires | Equipment / facility failure | Aggregated | 2060 | 6.1274e-07 | 202.884 | 0.00012432 | 2060 | Mitigation | 0.95 | 45 | 0 | esc | 0.00097009 | 5.9441e-10 | 0.00097009 | 5.9441e-10 | 0.03594 | 7.8686e-09 | 0 | 0
[120 empty] | 7.3.3.17.5 (Remote Grid) Updates to grid topology to minimize risk of ignition in HFTDs Remote GridWLDFREquipment / facility failureAggregated | WLDFR | HFTD - Distribution - Tier 3 - 4QU CoRE ¦ 4QU LoRE | Red Flag Warning - Destructive Fires | Equipment / facility failure | Aggregated | 2061 | 6.1274e-07 | 202.884 | 0.00012432 | 2061 | Mitigation | 0.95 | 45 | 0 | esc | 0.00097009 | 5.9441e-10 | 0.00097009 | 5.9441e-10 | 0.03594 | 7.8686e-09 | 0 | 0
[120 empty] | 7.3.3.17.5 (Remote Grid) Updates to grid topology to minimize risk of ignition in HFTDs Remote GridWLDFREquipment / facility failureAggregated | WLDFR | HFTD - Distribution - Tier 3 - 4QU CoRE ¦ 4QU LoRE | Red Flag Warning - Destructive Fires | Equipment / facility failure | Aggregated | 2062 | 6.1274e-07 | 202.884 | 0.00012432 | 2062 | Mitigation | 0.95 | 45 | 0 | esc | 0.00097009 | 5.9441e-10 | 0.00097009 | 5.9441e-10 | 0.03594 | 7.8686e-09 | 0.00988 | 2.0143e-09
[120 empty] | 7.3.3.17.5 (Remote Grid) Updates to grid topology to minimize risk of ignition in HFTDs Remote GridWLDFREquipment / facility failureAggregated | WLDFR | HFTD - Distribution - Tier 3 - 4QU CoRE ¦ 4QU LoRE | Red Flag Warning - Destructive Fires | Equipment / facility failure | Aggregated | 2063 | 6.1274e-07 | 202.884 | 0.00012432 | 2063 | Mitigation | 0.95 | 45 | 0 | esc | 0.00097009 | 5.9441e-10 | 0.00097009 | 5.9441e-10 | 0.03594 | 7.8686e-09 | 0.00988 | 2.0143e-09
[120 empty] | 7.3.3.17.5 (Remote Grid) Updates to grid topology to minimize risk of ignition in HFTDs Remote GridWLDFREquipment / facility failureAggregated | WLDFR | HFTD - Distribution - Tier 3 - 4QU CoRE ¦ 4QU LoRE | Red Flag Warning - Destructive Fires | Equipment / facility failure | Aggregated | 2064 | 6.1274e-07 | 202.884 | 0.00012432 | 2064 | Mitigation | 0.95 | 45 | 0 | esc | 0.00097009 | 5.9441e-10 | 0.00097009 | 5.9441e-10 | 0.03594 | 7.8686e-09 | 0.00988 | 2.0143e-09
[120 empty] | 7.3.3.17.5 (Remote Grid) Updates to grid topology to minimize risk of ignition in HFTDs Remote GridWLDFREquipment / facility failureAggregated | WLDFR | HFTD - Distribution - Tier 3 - 4QU CoRE ¦ 4QU LoRE | Red Flag Warning - Destructive Fires | Equipment / facility failure | Aggregated | 2065 | 6.1274e-07 | 202.884 | 0.00012432 | 2065 | Mitigation | 0.95 | 45 | 0 | esc | 0.00097009 | 5.9441e-10 | 0.00097009 | 5.9441e-10 | 0.03594 | 7.8686e-09 | 0.00988 | 2.0143e-09
[120 empty] | 7.3.3.17.5 (Remote Grid) Updates to grid topology to minimize risk of ignition in HFTDs Remote GridWLDFREquipment / facility failureAggregated | WLDFR | HFTD - Distribution - Tier 3 - 4QU CoRE ¦ 4QU LoRE | Red Flag Warning - Destructive Fires | Equipment / facility failure | Aggregated | 2066 | 6.1274e-07 | 202.884 | 0.00012432 | 2066 | Mitigation | 0.95 | 45 | 0 | esc | 0.00097009 | 5.9441e-10 | 0.00097009 | 5.9441e-10 | 0.03594 | 7.8686e-09 | 0.00988 | 2.0143e-09
[120 empty] | 7.3.3.17.5 (Remote Grid) Updates to grid topology to minimize risk of ignition in HFTDs Remote GridWLDFREquipment / facility failureAggregated | WLDFR | HFTD - Distribution - Tier 3 - 4QU CoRE ¦ 4QU LoRE | Red Flag Warning - Destructive Fires | Equipment / facility failure | Aggregated | 2067 | 6.1274e-07 | 202.884 | 0.00012432 | 2067 | Mitigation | 0.95 | 45 | 0 | esc | 0 | 0 | 0.00097009 | 5.9441e-10 | 0.03594 | 7.8686e-09 | 0.00988 | 2.0143e-09
[120 empty] | 7.3.3.17.5 (Remote Grid) Updates to grid topology to minimize risk of ignition in HFTDs Remote GridWLDFRVegetation ContactAggregated | WLDFR | HFTD - Distribution - Tier 3 - 4QU CoRE ¦ 4QU LoRE | Red Flag Warning - Destructive Fires | Vegetation Contact | Aggregated | 2022 | 7.4601e-07 | 202.884 | 0.00015135 | 2022 | Mitigation | 0.95 | 45 | 0 | esc | 0.00097009 | 7.2369e-10 | 0 | 0 | 0.03594 | 7.8686e-09 | 0.00988 | 2.0143e-09
[120 empty] | 7.3.3.17.5 (Remote Grid) Updates to grid topology to minimize risk of ignition in HFTDs Remote GridWLDFRVegetation ContactAggregated | WLDFR | HFTD - Distribution - Tier 3 - 4QU CoRE ¦ 4QU LoRE | Red Flag Warning - Destructive Fires | Vegetation Contact | Aggregated | 2023 | 7.4601e-07 | 202.884 | 0.00015135 | 2023 | Mitigation | 0.95 | 45 | 0 | esc | 0.00097009 | 7.2369e-10 | 0.00097009 | 7.2369e-10 | 0.03594 | 7.8686e-09 | 0.00988 | 2.0143e-09
[120 empty] | 7.3.3.17.5 (Remote Grid) Updates to grid topology to minimize risk of ignition in HFTDs Remote GridWLDFRVegetation ContactAggregated | WLDFR | HFTD - Distribution - Tier 3 - 4QU CoRE ¦ 4QU LoRE | Red Flag Warning - Destructive Fires | Vegetation Contact | Aggregated | 2024 | 7.4601e-07 | 202.884 | 0.00015135 | 2024 | Mitigation | 0.95 | 45 | 0 | esc | 0.00097009 | 7.2369e-10 | 0.00097009 | 7.2369e-10 | 0.03594 | 7.8686e-09 | 0.00988 | 2.0143e-09
[120 empty] | 7.3.3.17.5 (Remote Grid) Updates to grid topology to minimize risk of ignition in HFTDs Remote GridWLDFRVegetation ContactAggregated | WLDFR | HFTD - Distribution - Tier 3 - 4QU CoRE ¦ 4QU LoRE | Red Flag Warning - Destructive Fires | Vegetation Contact | Aggregated | 2025 | 7.4601e-07 | 202.884 | 0.00015135 | 2025 | Mitigation | 0.95 | 45 | 0 | esc | 0.00097009 | 7.2369e-10 | 0.00097009 | 7.2369e-10 | 0.03594 | 7.8686e-09 | 0.00988 | 2.0143e-09
[120 empty] | 7.3.3.17.5 (Remote Grid) Updates to grid topology to minimize risk of ignition in HFTDs Remote GridWLDFRVegetation ContactAggregated | WLDFR | HFTD - Distribution - Tier 3 - 4QU CoRE ¦ 4QU LoRE | Red Flag Warning - Destructive Fires | Vegetation Contact | Aggregated | 2026 | 7.4601e-07 | 202.884 | 0.00015135 | 2026 | Mitigation | 0.95 | 45 | 0 | esc | 0.00097009 | 7.2369e-10 | 0.00097009 | 7.2369e-10 | 0.03594 | 7.8686e-09 | 0.00988 | 2.0143e-09
[120 empty] | 7.3.3.17.5 (Remote Grid) Updates to grid topology to minimize risk of ignition in HFTDs Remote GridWLDFRVegetation ContactAggregated | WLDFR | HFTD - Distribution - Tier 3 - 4QU CoRE ¦ 4QU LoRE | Red Flag Warning - Destructive Fires | Vegetation Contact | Aggregated | 2027 | 7.4601e-07 | 202.884 | 0.00015135 | 2027 | Mitigation | 0.95 | 45 | 0 | esc | 0.00097009 | 7.2369e-10 | 0.00097009 | 7.2369e-10 | 0.03594 | 7.8686e-09 | 0.00988 | 2.0143e-09
[120 empty] | 7.3.3.17.5 (Remote Grid) Updates to grid topology to minimize risk of ignition in HFTDs Remote GridWLDFRVegetation ContactAggregated | WLDFR | HFTD - Distribution - Tier 3 - 4QU CoRE ¦ 4QU LoRE | Red Flag Warning - Destructive Fires | Vegetation Contact | Aggregated | 2028 | 7.4601e-07 | 202.884 | 0.00015135 | 2028 | Mitigation | 0.95 | 45 | 0 | esc | 0.00097009 | 7.2369e-10 | 0.00097009 | 7.2369e-10 | 0.03594 | 7.8686e-09 | 0.00988 | 2.0143e-09
[120 empty] | 7.3.3.17.5 (Remote Grid) Updates to grid topology to minimize risk of ignition in HFTDs Remote GridWLDFRVegetation ContactAggregated | WLDFR | HFTD - Distribution - Tier 3 - 4QU CoRE ¦ 4QU LoRE | Red Flag Warning - Destructive Fires | Vegetation Contact | Aggregated | 2029 | 7.4601e-07 | 202.884 | 0.00015135 | 2029 | Mitigation | 0.95 | 45 | 0 | esc | 0.00097009 | 7.2369e-10 | 0.00097009 | 7.2369e-10 | 0.03594 | 7.8686e-09 | 0.00988 | 2.0143e-09
[120 empty] | 7.3.3.17.5 (Remote Grid) Updates to grid topology to minimize risk of ignition in HFTDs Remote GridWLDFRVegetation ContactAggregated | WLDFR | HFTD - Distribution - Tier 3 - 4QU CoRE ¦ 4QU LoRE | Red Flag Warning - Destructive Fires | Vegetation Contact | Aggregated | 2030 | 7.4601e-07 | 202.884 | 0.00015135 | 2030 | Mitigation | 0.95 | 45 | 0 | esc | 0.00097009 | 7.2369e-10 | 0.00097009 | 7.2369e-10 | 0.03594 | 7.8686e-09 | 0.00988 | 2.0143e-09
[120 empty] | 7.3.3.17.5 (Remote Grid) Updates to grid topology to minimize risk of ignition in HFTDs Remote GridWLDFRVegetation ContactAggregated | WLDFR | HFTD - Distribution - Tier 3 - 4QU CoRE ¦ 4QU LoRE | Red Flag Warning - Destructive Fires | Vegetation Contact | Aggregated | 2031 | 7.4601e-07 | 202.884 | 0.00015135 | 2031 | Mitigation | 0.95 | 45 | 0 | esc | 0.00097009 | 7.2369e-10 | 0.00097009 | 7.2369e-10 | 0.03594 | 7.8686e-09 | 0.00988 | 2.0143e-09
[120 empty] | 7.3.3.17.5 (Remote Grid) Updates to grid topology to minimize risk of ignition in HFTDs Remote GridWLDFRVegetation ContactAggregated | WLDFR | HFTD - Distribution - Tier 3 - 4QU CoRE ¦ 4QU LoRE | Red Flag Warning - Destructive Fires | Vegetation Contact | Aggregated | 2032 | 7.4601e-07 | 202.884 | 0.00015135 | 2032 | Mitigation | 0.95 | 45 | 0 | esc | 0.00097009 | 7.2369e-10 | 0.00097009 | 7.2369e-10 | 0.03594 | 7.8686e-09 | 0.00988 | 2.0143e-09
[120 empty] | 7.3.3.17.5 (Remote Grid) Updates to grid topology to minimize risk of ignition in HFTDs Remote GridWLDFRVegetation ContactAggregated | WLDFR | HFTD - Distribution - Tier 3 - 4QU CoRE ¦ 4QU LoRE | Red Flag Warning - Destructive Fires | Vegetation Contact | Aggregated | 2033 | 7.4601e-07 | 202.884 | 0.00015135 | 2033 | Mitigation | 0.95 | 45 | 0 | esc | 0.00097009 | 7.2369e-10 | 0.00097009 | 7.2369e-10 | 0.03594 | 7.8686e-09 | 0.00988 | 2.0143e-09
[120 empty] | 7.3.3.17.5 (Remote Grid) Updates to grid topology to minimize risk of ignition in HFTDs Remote GridWLDFRVegetation ContactAggregated | WLDFR | HFTD - Distribution - Tier 3 - 4QU CoRE ¦ 4QU LoRE | Red Flag Warning - Destructive Fires | Vegetation Contact | Aggregated | 2034 | 7.4601e-07 | 202.884 | 0.00015135 | 2034 | Mitigation | 0.95 | 45 | 0 | esc | 0.00097009 | 7.2369e-10 | 0.00097009 | 7.2369e-10 | 0.03594 | 7.8686e-09 | 0.00988 | 2.0143e-09
[120 empty] | 7.3.3.17.5 (Remote Grid) Updates to grid topology to minimize risk of ignition in HFTDs Remote GridWLDFRVegetation ContactAggregated | WLDFR | HFTD - Distribution - Tier 3 - 4QU CoRE ¦ 4QU LoRE | Red Flag Warning - Destructive Fires | Vegetation Contact | Aggregated | 2035 | 7.4601e-07 | 202.884 | 0.00015135 | 2035 | Mitigation | 0.95 | 45 | 0 | esc | 0.00097009 | 7.2369e-10 | 0.00097009 | 7.2369e-10 | 0.03594 | 7.8686e-09 | 0.00988 | 2.0143e-09
[120 empty] | 7.3.3.17.5 (Remote Grid) Updates to grid topology to minimize risk of ignition in HFTDs Remote GridWLDFRVegetation ContactAggregated | WLDFR | HFTD - Distribution - Tier 3 - 4QU CoRE ¦ 4QU LoRE | Red Flag Warning - Destructive Fires | Vegetation Contact | Aggregated | 2036 | 7.4601e-07 | 202.884 | 0.00015135 | 2036 | Mitigation | 0.95 | 45 | 0 | esc | 0.00097009 | 7.2369e-10 | 0.00097009 | 7.2369e-10 | 0.03594 | 7.8686e-09 | 0.00988 | 2.0143e-09
[120 empty] | 7.3.3.17.5 (Remote Grid) Updates to grid topology to minimize risk of ignition in HFTDs Remote GridWLDFRVegetation ContactAggregated | WLDFR | HFTD - Distribution - Tier 3 - 4QU CoRE ¦ 4QU LoRE | Red Flag Warning - Destructive Fires | Vegetation Contact | Aggregated | 2037 | 7.4601e-07 | 202.884 | 0.00015135 | 2037 | Mitigation | 0.95 | 45 | 0 | esc | 0.00097009 | 7.2369e-10 | 0.00097009 | 7.2369e-10 | 0.03594 | 7.8686e-09 | 0.00988 | 2.0143e-09
[120 empty] | 7.3.3.17.5 (Remote Grid) Updates to grid topology to minimize risk of ignition in HFTDs Remote GridWLDFRVegetation ContactAggregated | WLDFR | HFTD - Distribution - Tier 3 - 4QU CoRE ¦ 4QU LoRE | Red Flag Warning - Destructive Fires | Vegetation Contact | Aggregated | 2038 | 7.4601e-07 | 202.884 | 0.00015135 | 2038 | Mitigation | 0.95 | 45 | 0 | esc | 0.00097009 | 7.2369e-10 | 0.00097009 | 7.2369e-10 | 0.03594 | 7.8686e-09 | 0.00988 | 2.0143e-09
[120 empty] | 7.3.3.17.5 (Remote Grid) Updates to grid topology to minimize risk of ignition in HFTDs Remote GridWLDFRVegetation ContactAggregated | WLDFR | HFTD - Distribution - Tier 3 - 4QU CoRE ¦ 4QU LoRE | Red Flag Warning - Destructive Fires | Vegetation Contact | Aggregated | 2039 | 7.4601e-07 | 202.884 | 0.00015135 | 2039 | Mitigation | 0.95 | 45 | 0 | esc | 0.00097009 | 7.2369e-10 | 0.00097009 | 7.2369e-10 | 0.03594 | 7.8686e-09 | 0.00988 | 2.0143e-09
[120 empty] | 7.3.3.17.5 (Remote Grid) Updates to grid topology to minimize risk of ignition in HFTDs Remote GridWLDFRVegetation ContactAggregated | WLDFR | HFTD - Distribution - Tier 3 - 4QU CoRE ¦ 4QU LoRE | Red Flag Warning - Destructive Fires | Vegetation Contact | Aggregated | 2040 | 7.4601e-07 | 202.884 | 0.00015135 | 2040 | Mitigation | 0.95 | 45 | 0 | esc | 0.00097009 | 7.2369e-10 | 0.00097009 | 7.2369e-10 | 0.03594 | 7.8686e-09 | 0.00988 | 2.0143e-09
[120 empty] | 7.3.3.17.5 (Remote Grid) Updates to grid topology to minimize risk of ignition in HFTDs Remote GridWLDFRVegetation ContactAggregated | WLDFR | HFTD - Distribution - Tier 3 - 4QU CoRE ¦ 4QU LoRE | Red Flag Warning - Destructive Fires | Vegetation Contact | Aggregated | 2041 | 7.4601e-07 | 202.884 | 0.00015135 | 2041 | Mitigation | 0.95 | 45 | 0 | esc | 0.00097009 | 7.2369e-10 | 0.00097009 | 7.2369e-10 | 0.03594 | 7.8686e-09 | 0.00988 | 2.0143e-09
[120 empty] | 7.3.3.17.5 (Remote Grid) Updates to grid topology to minimize risk of ignition in HFTDs Remote GridWLDFRVegetation ContactAggregated | WLDFR | HFTD - Distribution - Tier 3 - 4QU CoRE ¦ 4QU LoRE | Red Flag Warning - Destructive Fires | Vegetation Contact | Aggregated | 2042 | 7.4601e-07 | 202.884 | 0.00015135 | 2042 | Mitigation | 0.95 | 45 | 0 | esc | 0.00097009 | 7.2369e-10 | 0.00097009 | 7.2369e-10 | 0.03594 | 7.8686e-09 | 0.00988 | 2.0143e-09
[120 empty] | 7.3.3.17.5 (Remote Grid) Updates to grid topology to minimize risk of ignition in HFTDs Remote GridWLDFRVegetation ContactAggregated | WLDFR | HFTD - Distribution - Tier 3 - 4QU CoRE ¦ 4QU LoRE | Red Flag Warning - Destructive Fires | Vegetation Contact | Aggregated | 2043 | 7.4601e-07 | 202.884 | 0.00015135 | 2043 | Mitigation | 0.95 | 45 | 0 | esc | 0.00097009 | 7.2369e-10 | 0.00097009 | 7.2369e-10 | 0.03594 | 7.8686e-09 | 0.00988 | 2.0143e-09
[120 empty] | 7.3.3.17.5 (Remote Grid) Updates to grid topology to minimize risk of ignition in HFTDs Remote GridWLDFRVegetation ContactAggregated | WLDFR | HFTD - Distribution - Tier 3 - 4QU CoRE ¦ 4QU LoRE | Red Flag Warning - Destructive Fires | Vegetation Contact | Aggregated | 2044 | 7.4601e-07 | 202.884 | 0.00015135 | 2044 | Mitigation | 0.95 | 45 | 0 | esc | 0.00097009 | 7.2369e-10 | 0.00097009 | 7.2369e-10 | 0.03594 | 7.8686e-09 | 0.00988 | 2.0143e-09
[120 empty] | 7.3.3.17.5 (Remote Grid) Updates to grid topology to minimize risk of ignition in HFTDs Remote GridWLDFRVegetation ContactAggregated | WLDFR | HFTD - Distribution - Tier 3 - 4QU CoRE ¦ 4QU LoRE | Red Flag Warning - Destructive Fires | Vegetation Contact | Aggregated | 2045 | 7.4601e-07 | 202.884 | 0.00015135 | 2045 | Mitigation | 0.95 | 45 | 0 | esc | 0.00097009 | 7.2369e-10 | 0.00097009 | 7.2369e-10 | 0.03594 | 7.8686e-09 | 0.00988 | 2.0143e-09
[120 empty] | 7.3.3.17.5 (Remote Grid) Updates to grid topology to minimize risk of ignition in HFTDs Remote GridWLDFRVegetation ContactAggregated | WLDFR | HFTD - Distribution - Tier 3 - 4QU CoRE ¦ 4QU LoRE | Red Flag Warning - Destructive Fires | Vegetation Contact | Aggregated | 2046 | 7.4601e-07 | 202.884 | 0.00015135 | 2046 | Mitigation | 0.95 | 45 | 0 | esc | 0.00097009 | 7.2369e-10 | 0.00097009 | 7.2369e-10 | 0 | 0 | 0 | 0
[120 empty] | 7.3.3.17.5 (Remote Grid) Updates to grid topology to minimize risk of ignition in HFTDs Remote GridWLDFRVegetation ContactAggregated | WLDFR | HFTD - Distribution - Tier 3 - 4QU CoRE ¦ 4QU LoRE | Red Flag Warning - Destructive Fires | Vegetation Contact | Aggregated | 2047 | 7.4601e-07 | 202.884 | 0.00015135 | 2047 | Mitigation | 0.95 | 45 | 0 | esc | 0.00097009 | 7.2369e-10 | 0.00097009 | 7.2369e-10 | 0.03594 | 8.0333e-10 | 0 | 0
[120 empty] | 7.3.3.17.5 (Remote Grid) Updates to grid topology to minimize risk of ignition in HFTDs Remote GridWLDFRVegetation ContactAggregated | WLDFR | HFTD - Distribution - Tier 3 - 4QU CoRE ¦ 4QU LoRE | Red Flag Warning - Destructive Fires | Vegetation Contact | Aggregated | 2048 | 7.4601e-07 | 202.884 | 0.00015135 | 2048 | Mitigation | 0.95 | 45 | 0 | esc | 0.00097009 | 7.2369e-10 | 0.00097009 | 7.2369e-10 | 0.03594 | 8.0333e-10 | 0.0085129 | 1.4256e-09
[120 empty] | 7.3.3.17.5 (Remote Grid) Updates to grid topology to minimize risk of ignition in HFTDs Remote GridWLDFRVegetation ContactAggregated | WLDFR | HFTD - Distribution - Tier 3 - 4QU CoRE ¦ 4QU LoRE | Red Flag Warning - Destructive Fires | Vegetation Contact | Aggregated | 2049 | 7.4601e-07 | 202.884 | 0.00015135 | 2049 | Mitigation | 0.95 | 45 | 0 | esc | 0.00097009 | 7.2369e-10 | 0.00097009 | 7.2369e-10 | 0.03594 | 8.0333e-10 | 0.0085129 | 1.4256e-09
[120 empty] | 7.3.3.17.5 (Remote Grid) Updates to grid topology to minimize risk of ignition in HFTDs Remote GridWLDFRVegetation ContactAggregated | WLDFR | HFTD - Distribution - Tier 3 - 4QU CoRE ¦ 4QU LoRE | Red Flag Warning - Destructive Fires | Vegetation Contact | Aggregated | 2050 | 7.4601e-07 | 202.884 | 0.00015135 | 2050 | Mitigation | 0.95 | 45 | 0 | esc | 0.00097009 | 7.2369e-10 | 0.00097009 | 7.2369e-10 | 0.03594 | 8.0333e-10 | 0.0085129 | 1.4256e-09
[120 empty] | 7.3.3.17.5 (Remote Grid) Updates to grid topology to minimize risk of ignition in HFTDs Remote GridWLDFRVegetation ContactAggregated | WLDFR | HFTD - Distribution - Tier 3 - 4QU CoRE ¦ 4QU LoRE | Red Flag Warning - Destructive Fires | Vegetation Contact | Aggregated | 2051 | 7.4601e-07 | 202.884 | 0.00015135 | 2051 | Mitigation | 0.95 | 45 | 0 | esc | 0.00097009 | 7.2369e-10 | 0.00097009 | 7.2369e-10 | 0.03594 | 8.0333e-10 | 0.0085129 | 1.4256e-09
[120 empty] | 7.3.3.17.5 (Remote Grid) Updates to grid topology to minimize risk of ignition in HFTDs Remote GridWLDFRVegetation ContactAggregated | WLDFR | HFTD - Distribution - Tier 3 - 4QU CoRE ¦ 4QU LoRE | Red Flag Warning - Destructive Fires | Vegetation Contact | Aggregated | 2052 | 7.4601e-07 | 202.884 | 0.00015135 | 2052 | Mitigation | 0.95 | 45 | 0 | esc | 0.00097009 | 7.2369e-10 | 0.00097009 | 7.2369e-10 | 0.03594 | 8.0333e-10 | 0.0085129 | 1.4256e-09
[120 empty] | 7.3.3.17.5 (Remote Grid) Updates to grid topology to minimize risk of ignition in HFTDs Remote GridWLDFRVegetation ContactAggregated | WLDFR | HFTD - Distribution - Tier 3 - 4QU CoRE ¦ 4QU LoRE | Red Flag Warning - Destructive Fires | Vegetation Contact | Aggregated | 2053 | 7.4601e-07 | 202.884 | 0.00015135 | 2053 | Mitigation | 0.95 | 45 | 0 | esc | 0.00097009 | 7.2369e-10 | 0.00097009 | 7.2369e-10 | 0.03594 | 8.0333e-10 | 0.0085129 | 1.4256e-09
[120 empty] | 7.3.3.17.5 (Remote Grid) Updates to grid topology to minimize risk of ignition in HFTDs Remote GridWLDFRVegetation ContactAggregated | WLDFR | HFTD - Distribution - Tier 3 - 4QU CoRE ¦ 4QU LoRE | Red Flag Warning - Destructive Fires | Vegetation Contact | Aggregated | 2054 | 7.4601e-07 | 202.884 | 0.00015135 | 2054 | Mitigation | 0.95 | 45 | 0 | esc | 0.00097009 | 7.2369e-10 | 0.00097009 | 7.2369e-10 | 0.03594 | 8.0333e-10 | 0.0085129 | 1.4256e-09
[120 empty] | 7.3.3.17.5 (Remote Grid) Updates to grid topology to minimize risk of ignition in HFTDs Remote GridWLDFRVegetation ContactAggregated | WLDFR | HFTD - Distribution - Tier 3 - 4QU CoRE ¦ 4QU LoRE | Red Flag Warning - Destructive Fires | Vegetation Contact | Aggregated | 2055 | 7.4601e-07 | 202.884 | 0.00015135 | 2055 | Mitigation | 0.95 | 45 | 0 | esc | 0.00097009 | 7.2369e-10 | 0.00097009 | 7.2369e-10 | 0.03594 | 8.0333e-10 | 0.0085129 | 1.4256e-09
[120 empty] | 7.3.3.17.5 (Remote Grid) Updates to grid topology to minimize risk of ignition in HFTDs Remote GridWLDFRVegetation ContactAggregated | WLDFR | HFTD - Distribution - Tier 3 - 4QU CoRE ¦ 4QU LoRE | Red Flag Warning - Destructive Fires | Vegetation Contact | Aggregated | 2056 | 7.4601e-07 | 202.884 | 0.00015135 | 2056 | Mitigation | 0.95 | 45 | 0 | esc | 0.00097009 | 7.2369e-10 | 0.00097009 | 7.2369e-10 | 0.03594 | 8.0333e-10 | 0.0085129 | 1.4256e-09
[120 empty] | 7.3.3.17.5 (Remote Grid) Updates to grid topology to minimize risk of ignition in HFTDs Remote GridWLDFRVegetation ContactAggregated | WLDFR | HFTD - Distribution - Tier 3 - 4QU CoRE ¦ 4QU LoRE | Red Flag Warning - Destructive Fires | Vegetation Contact | Aggregated | 2057 | 7.4601e-07 | 202.884 | 0.00015135 | 2057 | Mitigation | 0.95 | 45 | 0 | esc | 0.00097009 | 7.2369e-10 | 0.00097009 | 7.2369e-10 | 0.03594 | 8.0333e-10 | 0.0085129 | 1.4256e-09
[120 empty] | 7.3.3.17.5 (Remote Grid) Updates to grid topology to minimize risk of ignition in HFTDs Remote GridWLDFRVegetation ContactAggregated | WLDFR | HFTD - Distribution - Tier 3 - 4QU CoRE ¦ 4QU LoRE | Red Flag Warning - Destructive Fires | Vegetation Contact | Aggregated | 2058 | 7.4601e-07 | 202.884 | 0.00015135 | 2058 | Mitigation | 0.95 | 45 | 0 | esc | 0.00097009 | 7.2369e-10 | 0.00097009 | 7.2369e-10 | 0.03594 | 8.0333e-10 | 0.0085129 | 1.4256e-09
[120 empty] | 7.3.3.17.5 (Remote Grid) Updates to grid topology to minimize risk of ignition in HFTDs Remote GridWLDFRVegetation ContactAggregated | WLDFR | HFTD - Distribution - Tier 3 - 4QU CoRE ¦ 4QU LoRE | Red Flag Warning - Destructive Fires | Vegetation Contact | Aggregated | 2059 | 7.4601e-07 | 202.884 | 0.00015135 | 2059 | Mitigation | 0.95 | 45 | 0 | esc | 0.00097009 | 7.2369e-10 | 0.00097009 | 7.2369e-10 | 0.03594 | 8.0333e-10 | 0.0085129 | 1.4256e-09
[120 empty] | 7.3.3.17.5 (Remote Grid) Updates to grid topology to minimize risk of ignition in HFTDs Remote GridWLDFRVegetation ContactAggregated | WLDFR | HFTD - Distribution - Tier 3 - 4QU CoRE ¦ 4QU LoRE | Red Flag Warning - Destructive Fires | Vegetation Contact | Aggregated | 2060 | 7.4601e-07 | 202.884 | 0.00015135 | 2060 | Mitigation | 0.95 | 45 | 0 | esc | 0.00097009 | 7.2369e-10 | 0.00097009 | 7.2369e-10 | 0.03594 | 8.0333e-10 | 0.0085129 | 1.4256e-09
[120 empty] | 7.3.3.17.5 (Remote Grid) Updates to grid topology to minimize risk of ignition in HFTDs Remote GridWLDFRVegetation ContactAggregated | WLDFR | HFTD - Distribution - Tier 3 - 4QU CoRE ¦ 4QU LoRE | Red Flag Warning - Destructive Fires | Vegetation Contact | Aggregated | 2061 | 7.4601e-07 | 202.884 | 0.00015135 | 2061 | Mitigation | 0.95 | 45 | 0 | esc | 0.00097009 | 7.2369e-10 | 0.00097009 | 7.2369e-10 | 0.03594 | 8.0333e-10 | 0.0085129 | 1.4256e-09
[120 empty] | 7.3.3.17.5 (Remote Grid) Updates to grid topology to minimize risk of ignition in HFTDs Remote GridWLDFRVegetation ContactAggregated | WLDFR | HFTD - Distribution - Tier 3 - 4QU CoRE ¦ 4QU LoRE | Red Flag Warning - Destructive Fires | Vegetation Contact | Aggregated | 2062 | 7.4601e-07 | 202.884 | 0.00015135 | 2062 | Mitigation | 0.95 | 45 | 0 | esc | 0.00097009 | 7.2369e-10 | 0.00097009 | 7.2369e-10 | 0.03594 | 8.0333e-10 | 0.0085129 | 1.4256e-09
[120 empty] | 7.3.3.17.5 (Remote Grid) Updates to grid topology to minimize risk of ignition in HFTDs Remote GridWLDFRVegetation ContactAggregated | WLDFR | HFTD - Distribution - Tier 3 - 4QU CoRE ¦ 4QU LoRE | Red Flag Warning - Destructive Fires | Vegetation Contact | Aggregated | 2063 | 7.4601e-07 | 202.884 | 0.00015135 | 2063 | Mitigation | 0.95 | 45 | 0 | esc | 0.00097009 | 7.2369e-10 | 0.00097009 | 7.2369e-10 | 0.03594 | 8.0333e-10 | 0.0085129 | 1.4256e-09
[120 empty] | 7.3.3.17.5 (Remote Grid) Updates to grid topology to minimize risk of ignition in HFTDs Remote GridWLDFRVegetation ContactAggregated | WLDFR | HFTD - Distribution - Tier 3 - 4QU CoRE ¦ 4QU LoRE | Red Flag Warning - Destructive Fires | Vegetation Contact | Aggregated | 2064 | 7.4601e-07 | 202.884 | 0.00015135 | 2064 | Mitigation | 0.95 | 45 | 0 | esc | 0.00097009 | 7.2369e-10 | 0.00097009 | 7.2369e-10 | 0.03594 | 8.0333e-10 | 0.0085129 | 1.4256e-09
[120 empty] | 7.3.3.17.5 (Remote Grid) Updates to grid topology to minimize risk of ignition in HFTDs Remote GridWLDFRVegetation ContactAggregated | WLDFR | HFTD - Distribution - Tier 3 - 4QU CoRE ¦ 4QU LoRE | Red Flag Warning - Destructive Fires | Vegetation Contact | Aggregated | 2065 | 7.4601e-07 | 202.884 | 0.00015135 | 2065 | Mitigation | 0.95 | 45 | 0 | esc | 0.00097009 | 7.2369e-10 | 0.00097009 | 7.2369e-10 | 0.03594 | 8.0333e-10 | 0.0085129 | 1.4256e-09
[120 empty] | 7.3.3.17.5 (Remote Grid) Updates to grid topology to minimize risk of ignition in HFTDs Remote GridWLDFRVegetation ContactAggregated | WLDFR | HFTD - Distribution - Tier 3 - 4QU CoRE ¦ 4QU LoRE | Red Flag Warning - Destructive Fires | Vegetation Contact | Aggregated | 2066 | 7.4601e-07 | 202.884 | 0.00015135 | 2066 | Mitigation | 0.95 | 45 | 0 | esc | 0.00097009 | 7.2369e-10 | 0.00097009 | 7.2369e-10 | 0.03594 | 8.0333e-10 | 0.0085129 | 1.4256e-09
[120 empty] | 7.3.3.17.5 (Remote Grid) Updates to grid topology to minimize risk of ignition in HFTDs Remote GridWLDFRVegetation ContactAggregated | WLDFR | HFTD - Distribution - Tier 3 - 4QU CoRE ¦ 4QU LoRE | Red Flag Warning - Destructive Fires | Vegetation Contact | Aggregated | 2067 | 7.4601e-07 | 202.884 | 0.00015135 | 2067 | Mitigation | 0.95 | 45 | 0 | esc | 0 | 0 | 0.00097009 | 7.2369e-10 | 0.03594 | 8.0333e-10 | 0.0085129 | 1.4256e-09
[120 empty] | 7.3.3.17.5 (Remote Grid) Updates to grid topology to minimize risk of ignition in HFTDs Remote GridWLDFREquipment / facility failureAggregated | WLDFR | HFTD - Distribution - Tier 3 - 4QU CoRE ¦ 4QU LoRE | Red Flag Warning - Large Fires | Equipment / facility failure | Aggregated | 2022 | 7.56e-06 | 202.884 | 0.0015338 | 2022 | Mitigation | 0.95 | 45 | 0 | esc | 0.00097009 | 7.3338e-09 | 0 | 0 | 0.03594 | 8.0333e-10 | 0.0085129 | 1.4256e-09
[120 empty] | 7.3.3.17.5 (Remote Grid) Updates to grid topology to minimize risk of ignition in HFTDs Remote GridWLDFREquipment / facility failureAggregated | WLDFR | HFTD - Distribution - Tier 3 - 4QU CoRE ¦ 4QU LoRE | Red Flag Warning - Large Fires | Equipment / facility failure | Aggregated | 2023 | 7.56e-06 | 202.884 | 0.0015338 | 2023 | Mitigation | 0.95 | 45 | 0 | esc | 0.00097009 | 7.3338e-09 | 0.00097009 | 7.3338e-09 | 0.03594 | 8.0333e-10 | 0.0085129 | 1.4256e-09
[120 empty] | 7.3.3.17.5 (Remote Grid) Updates to grid topology to minimize risk of ignition in HFTDs Remote GridWLDFREquipment / facility failureAggregated | WLDFR | HFTD - Distribution - Tier 3 - 4QU CoRE ¦ 4QU LoRE | Red Flag Warning - Large Fires | Equipment / facility failure | Aggregated | 2024 | 7.56e-06 | 202.884 | 0.0015338 | 2024 | Mitigation | 0.95 | 45 | 0 | esc | 0.00097009 | 7.3338e-09 | 0.00097009 | 7.3338e-09 | 0.03594 | 8.0333e-10 | 0.0085129 | 1.4256e-09
[120 empty] | 7.3.3.17.5 (Remote Grid) Updates to grid topology to minimize risk of ignition in HFTDs Remote GridWLDFREquipment / facility failureAggregated | WLDFR | HFTD - Distribution - Tier 3 - 4QU CoRE ¦ 4QU LoRE | Red Flag Warning - Large Fires | Equipment / facility failure | Aggregated | 2025 | 7.56e-06 | 202.884 | 0.0015338 | 2025 | Mitigation | 0.95 | 45 | 0 | esc | 0.00097009 | 7.3338e-09 | 0.00097009 | 7.3338e-09 | 0.03594 | 8.0333e-10 | 0.0085129 | 1.4256e-09
[120 empty] | 7.3.3.17.5 (Remote Grid) Updates to grid topology to minimize risk of ignition in HFTDs Remote GridWLDFREquipment / facility failureAggregated | WLDFR | HFTD - Distribution - Tier 3 - 4QU CoRE ¦ 4QU LoRE | Red Flag Warning - Large Fires | Equipment / facility failure | Aggregated | 2026 | 7.56e-06 | 202.884 | 0.0015338 | 2026 | Mitigation | 0.95 | 45 | 0 | esc | 0.00097009 | 7.3338e-09 | 0.00097009 | 7.3338e-09 | 0.03594 | 8.0333e-10 | 0.0085129 | 1.4256e-09
[120 empty] | 7.3.3.17.5 (Remote Grid) Updates to grid topology to minimize risk of ignition in HFTDs Remote GridWLDFREquipment / facility failureAggregated | WLDFR | HFTD - Distribution - Tier 3 - 4QU CoRE ¦ 4QU LoRE | Red Flag Warning - Large Fires | Equipment / facility failure | Aggregated | 2027 | 7.56e-06 | 202.884 | 0.0015338 | 2027 | Mitigation | 0.95 | 45 | 0 | esc | 0.00097009 | 7.3338e-09 | 0.00097009 | 7.3338e-09 | 0.03594 | 8.0333e-10 | 0.0085129 | 1.4256e-09
[120 empty] | 7.3.3.17.5 (Remote Grid) Updates to grid topology to minimize risk of ignition in HFTDs Remote GridWLDFREquipment / facility failureAggregated | WLDFR | HFTD - Distribution - Tier 3 - 4QU CoRE ¦ 4QU LoRE | Red Flag Warning - Large Fires | Equipment / facility failure | Aggregated | 2028 | 7.56e-06 | 202.884 | 0.0015338 | 2028 | Mitigation | 0.95 | 45 | 0 | esc | 0.00097009 | 7.3338e-09 | 0.00097009 | 7.3338e-09 | 0.03594 | 8.0333e-10 | 0.0085129 | 1.4256e-09
[120 empty] | 7.3.3.17.5 (Remote Grid) Updates to grid topology to minimize risk of ignition in HFTDs Remote GridWLDFREquipment / facility failureAggregated | WLDFR | HFTD - Distribution - Tier 3 - 4QU CoRE ¦ 4QU LoRE | Red Flag Warning - Large Fires | Equipment / facility failure | Aggregated | 2029 | 7.56e-06 | 202.884 | 0.0015338 | 2029 | Mitigation | 0.95 | 45 | 0 | esc | 0.00097009 | 7.3338e-09 | 0.00097009 | 7.3338e-09 | 0.03594 | 8.0333e-10 | 0.0085129 | 1.4256e-09
[120 empty] | 7.3.3.17.5 (Remote Grid) Updates to grid topology to minimize risk of ignition in HFTDs Remote GridWLDFREquipment / facility failureAggregated | WLDFR | HFTD - Distribution - Tier 3 - 4QU CoRE ¦ 4QU LoRE | Red Flag Warning - Large Fires | Equipment / facility failure | Aggregated | 2030 | 7.56e-06 | 202.884 | 0.0015338 | 2030 | Mitigation | 0.95 | 45 | 0 | esc | 0.00097009 | 7.3338e-09 | 0.00097009 | 7.3338e-09 | 0.03594 | 8.0333e-10 | 0.0085129 | 1.4256e-09
[120 empty] | 7.3.3.17.5 (Remote Grid) Updates to grid topology to minimize risk of ignition in HFTDs Remote GridWLDFREquipment / facility failureAggregated | WLDFR | HFTD - Distribution - Tier 3 - 4QU CoRE ¦ 4QU LoRE | Red Flag Warning - Large Fires | Equipment / facility failure | Aggregated | 2031 | 7.56e-06 | 202.884 | 0.0015338 | 2031 | Mitigation | 0.95 | 45 | 0 | esc | 0.00097009 | 7.3338e-09 | 0.00097009 | 7.3338e-09 | 0.03594 | 8.0333e-10 | 0.0085129 | 1.4256e-09
[120 empty] | 7.3.3.17.5 (Remote Grid) Updates to grid topology to minimize risk of ignition in HFTDs Remote GridWLDFREquipment / facility failureAggregated | WLDFR | HFTD - Distribution - Tier 3 - 4QU CoRE ¦ 4QU LoRE | Red Flag Warning - Large Fires | Equipment / facility failure | Aggregated | 2032 | 7.56e-06 | 202.884 | 0.0015338 | 2032 | Mitigation | 0.95 | 45 | 0 | esc | 0.00097009 | 7.3338e-09 | 0.00097009 | 7.3338e-09 | 0.03594 | 8.0333e-10 | 0 | 0
[120 empty] | 7.3.3.17.5 (Remote Grid) Updates to grid topology to minimize risk of ignition in HFTDs Remote GridWLDFREquipment / facility failureAggregated | WLDFR | HFTD - Distribution - Tier 3 - 4QU CoRE ¦ 4QU LoRE | Red Flag Warning - Large Fires | Equipment / facility failure | Aggregated | 2033 | 7.56e-06 | 202.884 | 0.0015338 | 2033 | Mitigation | 0.95 | 45 | 0 | esc | 0.00097009 | 7.3338e-09 | 0.00097009 | 7.3338e-09 | 0.03594 | 8.0333e-10 | 0 | 0
[120 empty] | 7.3.3.17.5 (Remote Grid) Updates to grid topology to minimize risk of ignition in HFTDs Remote GridWLDFREquipment / facility failureAggregated | WLDFR | HFTD - Distribution - Tier 3 - 4QU CoRE ¦ 4QU LoRE | Red Flag Warning - Large Fires | Equipment / facility failure | Aggregated | 2034 | 7.56e-06 | 202.884 | 0.0015338 | 2034 | Mitigation | 0.95 | 45 | 0 | esc | 0.00097009 | 7.3338e-09 | 0.00097009 | 7.3338e-09 | 0.03594 | 8.0333e-10 | 0.0093087 | 6.3837e-09
[120 empty] | 7.3.3.17.5 (Remote Grid) Updates to grid topology to minimize risk of ignition in HFTDs Remote GridWLDFREquipment / facility failureAggregated | WLDFR | HFTD - Distribution - Tier 3 - 4QU CoRE ¦ 4QU LoRE | Red Flag Warning - Large Fires | Equipment / facility failure | Aggregated | 2035 | 7.56e-06 | 202.884 | 0.0015338 | 2035 | Mitigation | 0.95 | 45 | 0 | esc | 0.00097009 | 7.3338e-09 | 0.00097009 | 7.3338e-09 | 0.03594 | 8.0333e-10 | 0.0093087 | 6.3837e-09
[120 empty] | 7.3.3.17.5 (Remote Grid) Updates to grid topology to minimize risk of ignition in HFTDs Remote GridWLDFREquipment / facility failureAggregated | WLDFR | HFTD - Distribution - Tier 3 - 4QU CoRE ¦ 4QU LoRE | Red Flag Warning - Large Fires | Equipment / facility failure | Aggregated | 2036 | 7.56e-06 | 202.884 | 0.0015338 | 2036 | Mitigation | 0.95 | 45 | 0 | esc | 0.00097009 | 7.3338e-09 | 0.00097009 | 7.3338e-09 | 0.03594 | 8.0333e-10 | 0.0093087 | 6.3837e-09
[120 empty] | 7.3.3.17.5 (Remote Grid) Updates to grid topology to minimize risk of ignition in HFTDs Remote GridWLDFREquipment / facility failureAggregated | WLDFR | HFTD - Distribution - Tier 3 - 4QU CoRE ¦ 4QU LoRE | Red Flag Warning - Large Fires | Equipment / facility failure | Aggregated | 2037 | 7.56e-06 | 202.884 | 0.0015338 | 2037 | Mitigation | 0.95 | 45 | 0 | esc | 0.00097009 | 7.3338e-09 | 0.00097009 | 7.3338e-09 | 0.03594 | 8.0333e-10 | 0.0093087 | 6.3837e-09
[120 empty] | 7.3.3.17.5 (Remote Grid) Updates to grid topology to minimize risk of ignition in HFTDs Remote GridWLDFREquipment / facility failureAggregated | WLDFR | HFTD - Distribution - Tier 3 - 4QU CoRE ¦ 4QU LoRE | Red Flag Warning - Large Fires | Equipment / facility failure | Aggregated | 2038 | 7.56e-06 | 202.884 | 0.0015338 | 2038 | Mitigation | 0.95 | 45 | 0 | esc | 0.00097009 | 7.3338e-09 | 0.00097009 | 7.3338e-09 | 0.03594 | 8.0333e-10 | 0.0093087 | 6.3837e-09
[120 empty] | 7.3.3.17.5 (Remote Grid) Updates to grid topology to minimize risk of ignition in HFTDs Remote GridWLDFREquipment / facility failureAggregated | WLDFR | HFTD - Distribution - Tier 3 - 4QU CoRE ¦ 4QU LoRE | Red Flag Warning - Large Fires | Equipment / facility failure | Aggregated | 2039 | 7.56e-06 | 202.884 | 0.0015338 | 2039 | Mitigation | 0.95 | 45 | 0 | esc | 0.00097009 | 7.3338e-09 | 0.00097009 | 7.3338e-09 | 0.03594 | 8.0333e-10 | 0.0093087 | 6.3837e-09
[120 empty] | 7.3.3.17.5 (Remote Grid) Updates to grid topology to minimize risk of ignition in HFTDs Remote GridWLDFREquipment / facility failureAggregated | WLDFR | HFTD - Distribution - Tier 3 - 4QU CoRE ¦ 4QU LoRE | Red Flag Warning - Large Fires | Equipment / facility failure | Aggregated | 2040 | 7.56e-06 | 202.884 | 0.0015338 | 2040 | Mitigation | 0.95 | 45 | 0 | esc | 0.00097009 | 7.3338e-09 | 0.00097009 | 7.3338e-09 | 0.03594 | 8.0333e-10 | 0.0093087 | 6.3837e-09
[120 empty] | 7.3.3.17.5 (Remote Grid) Updates to grid topology to minimize risk of ignition in HFTDs Remote GridWLDFREquipment / facility failureAggregated | WLDFR | HFTD - Distribution - Tier 3 - 4QU CoRE ¦ 4QU LoRE | Red Flag Warning - Large Fires | Equipment / facility failure | Aggregated | 2041 | 7.56e-06 | 202.884 | 0.0015338 | 2041 | Mitigation | 0.95 | 45 | 0 | esc | 0.00097009 | 7.3338e-09 | 0.00097009 | 7.3338e-09 | 0.03594 | 8.0333e-10 | 0.0093087 | 6.3837e-09
[120 empty] | 7.3.3.17.5 (Remote Grid) Updates to grid topology to minimize risk of ignition in HFTDs Remote GridWLDFREquipment / facility failureAggregated | WLDFR | HFTD - Distribution - Tier 3 - 4QU CoRE ¦ 4QU LoRE | Red Flag Warning - Large Fires | Equipment / facility failure | Aggregated | 2042 | 7.56e-06 | 202.884 | 0.0015338 | 2042 | Mitigation | 0.95 | 45 | 0 | esc | 0.00097009 | 7.3338e-09 | 0.00097009 | 7.3338e-09 | 0.03594 | 8.0333e-10 | 0.0093087 | 6.3837e-09
[120 empty] | 7.3.3.17.5 (Remote Grid) Updates to grid topology to minimize risk of ignition in HFTDs Remote GridWLDFREquipment / facility failureAggregated | WLDFR | HFTD - Distribution - Tier 3 - 4QU CoRE ¦ 4QU LoRE | Red Flag Warning - Large Fires | Equipment / facility failure | Aggregated | 2043 | 7.56e-06 | 202.884 | 0.0015338 | 2043 | Mitigation | 0.95 | 45 | 0 | esc | 0.00097009 | 7.3338e-09 | 0.00097009 | 7.3338e-09 | 0.03594 | 8.0333e-10 | 0.0093087 | 6.3837e-09
[120 empty] | 7.3.3.17.5 (Remote Grid) Updates to grid topology to minimize risk of ignition in HFTDs Remote GridWLDFREquipment / facility failureAggregated | WLDFR | HFTD - Distribution - Tier 3 - 4QU CoRE ¦ 4QU LoRE | Red Flag Warning - Large Fires | Equipment / facility failure | Aggregated | 2044 | 7.56e-06 | 202.884 | 0.0015338 | 2044 | Mitigation | 0.95 | 45 | 0 | esc | 0.00097009 | 7.3338e-09 | 0.00097009 | 7.3338e-09 | 0.03594 | 8.0333e-10 | 0.0093087 | 6.3837e-09
[120 empty] | 7.3.3.17.5 (Remote Grid) Updates to grid topology to minimize risk of ignition in HFTDs Remote GridWLDFREquipment / facility failureAggregated | WLDFR | HFTD - Distribution - Tier 3 - 4QU CoRE ¦ 4QU LoRE | Red Flag Warning - Large Fires | Equipment / facility failure | Aggregated | 2045 | 7.56e-06 | 202.884 | 0.0015338 | 2045 | Mitigation | 0.95 | 45 | 0 | esc | 0.00097009 | 7.3338e-09 | 0.00097009 | 7.3338e-09 | 0.03594 | 8.0333e-10 | 0.0093087 | 6.3837e-09
[120 empty] | 7.3.3.17.5 (Remote Grid) Updates to grid topology to minimize risk of ignition in HFTDs Remote GridWLDFREquipment / facility failureAggregated | WLDFR | HFTD - Distribution - Tier 3 - 4QU CoRE ¦ 4QU LoRE | Red Flag Warning - Large Fires | Equipment / facility failure | Aggregated | 2046 | 7.56e-06 | 202.884 | 0.0015338 | 2046 | Mitigation | 0.95 | 45 | 0 | esc | 0.00097009 | 7.3338e-09 | 0.00097009 | 7.3338e-09 | 0.03594 | 8.0333e-10 | 0.0093087 | 6.3837e-09
[120 empty] | 7.3.3.17.5 (Remote Grid) Updates to grid topology to minimize risk of ignition in HFTDs Remote GridWLDFREquipment / facility failureAggregated | WLDFR | HFTD - Distribution - Tier 3 - 4QU CoRE ¦ 4QU LoRE | Red Flag Warning - Large Fires | Equipment / facility failure | Aggregated | 2047 | 7.56e-06 | 202.884 | 0.0015338 | 2047 | Mitigation | 0.95 | 45 | 0 | esc | 0.00097009 | 7.3338e-09 | 0.00097009 | 7.3338e-09 | 0.03594 | 8.0333e-10 | 0.0093087 | 6.3837e-09
[120 empty] | 7.3.3.17.5 (Remote Grid) Updates to grid topology to minimize risk of ignition in HFTDs Remote GridWLDFREquipment / facility failureAggregated | WLDFR | HFTD - Distribution - Tier 3 - 4QU CoRE ¦ 4QU LoRE | Red Flag Warning - Large Fires | Equipment / facility failure | Aggregated | 2048 | 7.56e-06 | 202.884 | 0.0015338 | 2048 | Mitigation | 0.95 | 45 | 0 | esc | 0.00097009 | 7.3338e-09 | 0.00097009 | 7.3338e-09 | 0.03594 | 8.0333e-10 | 0.0093087 | 6.3837e-09
[120 empty] | 7.3.3.17.5 (Remote Grid) Updates to grid topology to minimize risk of ignition in HFTDs Remote GridWLDFREquipment / facility failureAggregated | WLDFR | HFTD - Distribution - Tier 3 - 4QU CoRE ¦ 4QU LoRE | Red Flag Warning - Large Fires | Equipment / facility failure | Aggregated | 2049 | 7.56e-06 | 202.884 | 0.0015338 | 2049 | Mitigation | 0.95 | 45 | 0 | esc | 0.00097009 | 7.3338e-09 | 0.00097009 | 7.3338e-09 | 0.03594 | 8.0333e-10 | 0.0093087 | 6.3837e-09
[120 empty] | 7.3.3.17.5 (Remote Grid) Updates to grid topology to minimize risk of ignition in HFTDs Remote GridWLDFREquipment / facility failureAggregated | WLDFR | HFTD - Distribution - Tier 3 - 4QU CoRE ¦ 4QU LoRE | Red Flag Warning - Large Fires | Equipment / facility failure | Aggregated | 2050 | 7.56e-06 | 202.884 | 0.0015338 | 2050 | Mitigation | 0.95 | 45 | 0 | esc | 0.00097009 | 7.3338e-09 | 0.00097009 | 7.3338e-09 | 0 | 0 | 0.0093087 | 6.3837e-09
[120 empty] | 7.3.3.17.5 (Remote Grid) Updates to grid topology to minimize risk of ignition in HFTDs Remote GridWLDFREquipment / facility failureAggregated | WLDFR | HFTD - Distribution - Tier 3 - 4QU CoRE ¦ 4QU LoRE | Red Flag Warning - Large Fires | Equipment / facility failure | Aggregated | 2051 | 7.56e-06 | 202.884 | 0.0015338 | 2051 | Mitigation | 0.95 | 45 | 0 | esc | 0.00097009 | 7.3338e-09 | 0.00097009 | 7.3338e-09 | 0.03594 | 3.0765e-09 | 0.0093087 | 6.3837e-09
[120 empty] | 7.3.3.17.5 (Remote Grid) Updates to grid topology to minimize risk of ignition in HFTDs Remote GridWLDFREquipment / facility failureAggregated | WLDFR | HFTD - Distribution - Tier 3 - 4QU CoRE ¦ 4QU LoRE | Red Flag Warning - Large Fires | Equipment / facility failure | Aggregated | 2052 | 7.56e-06 | 202.884 | 0.0015338 | 2052 | Mitigation | 0.95 | 45 | 0 | esc | 0.00097009 | 7.3338e-09 | 0.00097009 | 7.3338e-09 | 0.03594 | 3.0765e-09 | 0.0093087 | 6.3837e-09
[120 empty] | 7.3.3.17.5 (Remote Grid) Updates to grid topology to minimize risk of ignition in HFTDs Remote GridWLDFREquipment / facility failureAggregated | WLDFR | HFTD - Distribution - Tier 3 - 4QU CoRE ¦ 4QU LoRE | Red Flag Warning - Large Fires | Equipment / facility failure | Aggregated | 2053 | 7.56e-06 | 202.884 | 0.0015338 | 2053 | Mitigation | 0.95 | 45 | 0 | esc | 0.00097009 | 7.3338e-09 | 0.00097009 | 7.3338e-09 | 0.03594 | 3.0765e-09 | 0.0093087 | 6.3837e-09
[120 empty] | 7.3.3.17.5 (Remote Grid) Updates to grid topology to minimize risk of ignition in HFTDs Remote GridWLDFREquipment / facility failureAggregated | WLDFR | HFTD - Distribution - Tier 3 - 4QU CoRE ¦ 4QU LoRE | Red Flag Warning - Large Fires | Equipment / facility failure | Aggregated | 2054 | 7.56e-06 | 202.884 | 0.0015338 | 2054 | Mitigation | 0.95 | 45 | 0 | esc | 0.00097009 | 7.3338e-09 | 0.00097009 | 7.3338e-09 | 0.03594 | 3.0765e-09 | 0.0093087 | 6.3837e-09
[120 empty] | 7.3.3.17.5 (Remote Grid) Updates to grid topology to minimize risk of ignition in HFTDs Remote GridWLDFREquipment / facility failureAggregated | WLDFR | HFTD - Distribution - Tier 3 - 4QU CoRE ¦ 4QU LoRE | Red Flag Warning - Large Fires | Equipment / facility failure | Aggregated | 2055 | 7.56e-06 | 202.884 | 0.0015338 | 2055 | Mitigation | 0.95 | 45 | 0 | esc | 0.00097009 | 7.3338e-09 | 0.00097009 | 7.3338e-09 | 0.03594 | 3.0765e-09 | 0.0093087 | 6.3837e-09
[120 empty] | 7.3.3.17.5 (Remote Grid) Updates to grid topology to minimize risk of ignition in HFTDs Remote GridWLDFREquipment / facility failureAggregated | WLDFR | HFTD - Distribution - Tier 3 - 4QU CoRE ¦ 4QU LoRE | Red Flag Warning - Large Fires | Equipment / facility failure | Aggregated | 2056 | 7.56e-06 | 202.884 | 0.0015338 | 2056 | Mitigation | 0.95 | 45 | 0 | esc | 0.00097009 | 7.3338e-09 | 0.00097009 | 7.3338e-09 | 0.03594 | 3.0765e-09 | 0.0093087 | 6.3837e-09
[120 empty] | 7.3.3.17.5 (Remote Grid) Updates to grid topology to minimize risk of ignition in HFTDs Remote GridWLDFREquipment / facility failureAggregated | WLDFR | HFTD - Distribution - Tier 3 - 4QU CoRE ¦ 4QU LoRE | Red Flag Warning - Large Fires | Equipment / facility failure | Aggregated | 2057 | 7.56e-06 | 202.884 | 0.0015338 | 2057 | Mitigation | 0.95 | 45 | 0 | esc | 0.00097009 | 7.3338e-09 | 0.00097009 | 7.3338e-09 | 0.03594 | 3.0765e-09 | 0.0093087 | 6.3837e-09
[120 empty] | 7.3.3.17.5 (Remote Grid) Updates to grid topology to minimize risk of ignition in HFTDs Remote GridWLDFREquipment / facility failureAggregated | WLDFR | HFTD - Distribution - Tier 3 - 4QU CoRE ¦ 4QU LoRE | Red Flag Warning - Large Fires | Equipment / facility failure | Aggregated | 2058 | 7.56e-06 | 202.884 | 0.0015338 | 2058 | Mitigation | 0.95 | 45 | 0 | esc | 0.00097009 | 7.3338e-09 | 0.00097009 | 7.3338e-09 | 0.03594 | 3.0765e-09 | 0.0093087 | 6.3837e-09
[120 empty] | 7.3.3.17.5 (Remote Grid) Updates to grid topology to minimize risk of ignition in HFTDs Remote GridWLDFREquipment / facility failureAggregated | WLDFR | HFTD - Distribution - Tier 3 - 4QU CoRE ¦ 4QU LoRE | Red Flag Warning - Large Fires | Equipment / facility failure | Aggregated | 2059 | 7.56e-06 | 202.884 | 0.0015338 | 2059 | Mitigation | 0.95 | 45 | 0 | esc | 0.00097009 | 7.3338e-09 | 0.00097009 | 7.3338e-09 | 0.03594 | 3.0765e-09 | 0.0093087 | 6.3837e-09
[120 empty] | 7.3.3.17.5 (Remote Grid) Updates to grid topology to minimize risk of ignition in HFTDs Remote GridWLDFREquipment / facility failureAggregated | WLDFR | HFTD - Distribution - Tier 3 - 4QU CoRE ¦ 4QU LoRE | Red Flag Warning - Large Fires | Equipment / facility failure | Aggregated | 2060 | 7.56e-06 | 202.884 | 0.0015338 | 2060 | Mitigation | 0.95 | 45 | 0 | esc | 0.00097009 | 7.3338e-09 | 0.00097009 | 7.3338e-09 | 0.03594 | 3.0765e-09 | 0.0093087 | 6.3837e-09
[120 empty] | 7.3.3.17.5 (Remote Grid) Updates to grid topology to minimize risk of ignition in HFTDs Remote GridWLDFREquipment / facility failureAggregated | WLDFR | HFTD - Distribution - Tier 3 - 4QU CoRE ¦ 4QU LoRE | Red Flag Warning - Large Fires | Equipment / facility failure | Aggregated | 2061 | 7.56e-06 | 202.884 | 0.0015338 | 2061 | Mitigation | 0.95 | 45 | 0 | esc | 0.00097009 | 7.3338e-09 | 0.00097009 | 7.3338e-09 | 0.03594 | 3.0765e-09 | 0.0093087 | 6.3837e-09
[120 empty] | 7.3.3.17.5 (Remote Grid) Updates to grid topology to minimize risk of ignition in HFTDs Remote GridWLDFREquipment / facility failureAggregated | WLDFR | HFTD - Distribution - Tier 3 - 4QU CoRE ¦ 4QU LoRE | Red Flag Warning - Large Fires | Equipment / facility failure | Aggregated | 2062 | 7.56e-06 | 202.884 | 0.0015338 | 2062 | Mitigation | 0.95 | 45 | 0 | esc | 0.00097009 | 7.3338e-09 | 0.00097009 | 7.3338e-09 | 0.03594 | 3.0765e-09 | 0.0093087 | 6.3837e-09
[120 empty] | 7.3.3.17.5 (Remote Grid) Updates to grid topology to minimize risk of ignition in HFTDs Remote GridWLDFREquipment / facility failureAggregated | WLDFR | HFTD - Distribution - Tier 3 - 4QU CoRE ¦ 4QU LoRE | Red Flag Warning - Large Fires | Equipment / facility failure | Aggregated | 2063 | 7.56e-06 | 202.884 | 0.0015338 | 2063 | Mitigation | 0.95 | 45 | 0 | esc | 0.00097009 | 7.3338e-09 | 0.00097009 | 7.3338e-09 | 0.03594 | 3.0765e-09 | 0.0093087 | 6.3837e-09
[120 empty] | 7.3.3.17.5 (Remote Grid) Updates to grid topology to minimize risk of ignition in HFTDs Remote GridWLDFREquipment / facility failureAggregated | WLDFR | HFTD - Distribution - Tier 3 - 4QU CoRE ¦ 4QU LoRE | Red Flag Warning - Large Fires | Equipment / facility failure | Aggregated | 2064 | 7.56e-06 | 202.884 | 0.0015338 | 2064 | Mitigation | 0.95 | 45 | 0 | esc | 0.00097009 | 7.3338e-09 | 0.00097009 | 7.3338e-09 | 0.03594 | 3.0765e-09 | 0 | 0
[120 empty] | 7.3.3.17.5 (Remote Grid) Updates to grid topology to minimize risk of ignition in HFTDs Remote GridWLDFREquipment / facility failureAggregated | WLDFR | HFTD - Distribution - Tier 3 - 4QU CoRE ¦ 4QU LoRE | Red Flag Warning - Large Fires | Equipment / facility failure | Aggregated | 2065 | 7.56e-06 | 202.884 | 0.0015338 | 2065 | Mitigation | 0.95 | 45 | 0 | esc | 0.00097009 | 7.3338e-09 | 0.00097009 | 7.3338e-09 | 0.03594 | 3.0765e-09 | 0 | 0
[120 empty] | 7.3.3.17.5 (Remote Grid) Updates to grid topology to minimize risk of ignition in HFTDs Remote GridWLDFREquipment / facility failureAggregated | WLDFR | HFTD - Distribution - Tier 3 - 4QU CoRE ¦ 4QU LoRE | Red Flag Warning - Large Fires | Equipment / facility failure | Aggregated | 2066 | 7.56e-06 | 202.884 | 0.0015338 | 2066 | Mitigation | 0.95 | 45 | 0 | esc | 0.00097009 | 7.3338e-09 | 0.00097009 | 7.3338e-09 | 0.03594 | 3.0765e-09 | 0.0083522 | 1.5076e-09
[120 empty] | 7.3.3.17.5 (Remote Grid) Updates to grid topology to minimize risk of ignition in HFTDs Remote GridWLDFREquipment / facility failureAggregated | WLDFR | HFTD - Distribution - Tier 3 - 4QU CoRE ¦ 4QU LoRE | Red Flag Warning - Large Fires | Equipment / facility failure | Aggregated | 2067 | 7.56e-06 | 202.884 | 0.0015338 | 2067 | Mitigation | 0.95 | 45 | 0 | esc | 0 | 0 | 0.00097009 | 7.3338e-09 | 0.03594 | 3.0765e-09 | 0.0083522 | 1.5076e-09
[120 empty] | 7.3.3.17.5 (Remote Grid) Updates to grid topology to minimize risk of ignition in HFTDs Remote GridWLDFRVegetation ContactAggregated | WLDFR | HFTD - Distribution - Tier 3 - 4QU CoRE ¦ 4QU LoRE | Red Flag Warning - Large Fires | Vegetation Contact | Aggregated | 2022 | 1.0112e-05 | 202.884 | 0.0020516 | 2022 | Mitigation | 0.95 | 45 | 0 | esc | 0.00097009 | 9.8095e-09 | 0 | 0 | 0.03594 | 3.0765e-09 | 0.0083522 | 1.5076e-09
[120 empty] | 7.3.3.17.5 (Remote Grid) Updates to grid topology to minimize risk of ignition in HFTDs Remote GridWLDFRVegetation ContactAggregated | WLDFR | HFTD - Distribution - Tier 3 - 4QU CoRE ¦ 4QU LoRE | Red Flag Warning - Large Fires | Vegetation Contact | Aggregated | 2023 | 1.0112e-05 | 202.884 | 0.0020516 | 2023 | Mitigation | 0.95 | 45 | 0 | esc | 0.00097009 | 9.8095e-09 | 0.00097009 | 9.8095e-09 | 0.03594 | 3.0765e-09 | 0.0083522 | 1.5076e-09
[120 empty] | 7.3.3.17.5 (Remote Grid) Updates to grid topology to minimize risk of ignition in HFTDs Remote GridWLDFRVegetation ContactAggregated | WLDFR | HFTD - Distribution - Tier 3 - 4QU CoRE ¦ 4QU LoRE | Red Flag Warning - Large Fires | Vegetation Contact | Aggregated | 2024 | 1.0112e-05 | 202.884 | 0.0020516 | 2024 | Mitigation | 0.95 | 45 | 0 | esc | 0.00097009 | 9.8095e-09 | 0.00097009 | 9.8095e-09 | 0.03594 | 3.0765e-09 | 0.0083522 | 1.5076e-09
[120 empty] | 7.3.3.17.5 (Remote Grid) Updates to grid topology to minimize risk of ignition in HFTDs Remote GridWLDFRVegetation ContactAggregated | WLDFR | HFTD - Distribution - Tier 3 - 4QU CoRE ¦ 4QU LoRE | Red Flag Warning - Large Fires | Vegetation Contact | Aggregated | 2025 | 1.0112e-05 | 202.884 | 0.0020516 | 2025 | Mitigation | 0.95 | 45 | 0 | esc | 0.00097009 | 9.8095e-09 | 0.00097009 | 9.8095e-09 | 0.03594 | 3.0765e-09 | 0.0083522 | 1.5076e-09
[120 empty] | 7.3.3.17.5 (Remote Grid) Updates to grid topology to minimize risk of ignition in HFTDs Remote GridWLDFRVegetation ContactAggregated | WLDFR | HFTD - Distribution - Tier 3 - 4QU CoRE ¦ 4QU LoRE | Red Flag Warning - Large Fires | Vegetation Contact | Aggregated | 2026 | 1.0112e-05 | 202.884 | 0.0020516 | 2026 | Mitigation | 0.95 | 45 | 0 | esc | 0.00097009 | 9.8095e-09 | 0.00097009 | 9.8095e-09 | 0.03594 | 3.0765e-09 | 0.0083522 | 1.5076e-09
[120 empty] | 7.3.3.17.5 (Remote Grid) Updates to grid topology to minimize risk of ignition in HFTDs Remote GridWLDFRVegetation ContactAggregated | WLDFR | HFTD - Distribution - Tier 3 - 4QU CoRE ¦ 4QU LoRE | Red Flag Warning - Large Fires | Vegetation Contact | Aggregated | 2027 | 1.0112e-05 | 202.884 | 0.0020516 | 2027 | Mitigation | 0.95 | 45 | 0 | esc | 0.00097009 | 9.8095e-09 | 0.00097009 | 9.8095e-09 | 0.03594 | 3.0765e-09 | 0.0083522 | 1.5076e-09
[120 empty] | 7.3.3.17.5 (Remote Grid) Updates to grid topology to minimize risk of ignition in HFTDs Remote GridWLDFRVegetation ContactAggregated | WLDFR | HFTD - Distribution - Tier 3 - 4QU CoRE ¦ 4QU LoRE | Red Flag Warning - Large Fires | Vegetation Contact | Aggregated | 2028 | 1.0112e-05 | 202.884 | 0.0020516 | 2028 | Mitigation | 0.95 | 45 | 0 | esc | 0.00097009 | 9.8095e-09 | 0.00097009 | 9.8095e-09 | 0.03594 | 3.0765e-09 | 0.0083522 | 1.5076e-09
[120 empty] | 7.3.3.17.5 (Remote Grid) Updates to grid topology to minimize risk of ignition in HFTDs Remote GridWLDFRVegetation ContactAggregated | WLDFR | HFTD - Distribution - Tier 3 - 4QU CoRE ¦ 4QU LoRE | Red Flag Warning - Large Fires | Vegetation Contact | Aggregated | 2029 | 1.0112e-05 | 202.884 | 0.0020516 | 2029 | Mitigation | 0.95 | 45 | 0 | esc | 0.00097009 | 9.8095e-09 | 0.00097009 | 9.8095e-09 | 0.03594 | 3.0765e-09 | 0.0083522 | 1.5076e-09
[120 empty] | 7.3.3.17.5 (Remote Grid) Updates to grid topology to minimize risk of ignition in HFTDs Remote GridWLDFRVegetation ContactAggregated | WLDFR | HFTD - Distribution - Tier 3 - 4QU CoRE ¦ 4QU LoRE | Red Flag Warning - Large Fires | Vegetation Contact | Aggregated | 2030 | 1.0112e-05 | 202.884 | 0.0020516 | 2030 | Mitigation | 0.95 | 45 | 0 | esc | 0.00097009 | 9.8095e-09 | 0.00097009 | 9.8095e-09 | 0.03594 | 3.0765e-09 | 0.0083522 | 1.5076e-09
[120 empty] | 7.3.3.17.5 (Remote Grid) Updates to grid topology to minimize risk of ignition in HFTDs Remote GridWLDFRVegetation ContactAggregated | WLDFR | HFTD - Distribution - Tier 3 - 4QU CoRE ¦ 4QU LoRE | Red Flag Warning - Large Fires | Vegetation Contact | Aggregated | 2031 | 1.0112e-05 | 202.884 | 0.0020516 | 2031 | Mitigation | 0.95 | 45 | 0 | esc | 0.00097009 | 9.8095e-09 | 0.00097009 | 9.8095e-09 | 0.03594 | 3.0765e-09 | 0.0083522 | 1.5076e-09
[120 empty] | 7.3.3.17.5 (Remote Grid) Updates to grid topology to minimize risk of ignition in HFTDs Remote GridWLDFRVegetation ContactAggregated | WLDFR | HFTD - Distribution - Tier 3 - 4QU CoRE ¦ 4QU LoRE | Red Flag Warning - Large Fires | Vegetation Contact | Aggregated | 2032 | 1.0112e-05 | 202.884 | 0.0020516 | 2032 | Mitigation | 0.95 | 45 | 0 | esc | 0.00097009 | 9.8095e-09 | 0.00097009 | 9.8095e-09 | 0.03594 | 3.0765e-09 | 0.0083522 | 1.5076e-09
[120 empty] | 7.3.3.17.5 (Remote Grid) Updates to grid topology to minimize risk of ignition in HFTDs Remote GridWLDFRVegetation ContactAggregated | WLDFR | HFTD - Distribution - Tier 3 - 4QU CoRE ¦ 4QU LoRE | Red Flag Warning - Large Fires | Vegetation Contact | Aggregated | 2033 | 1.0112e-05 | 202.884 | 0.0020516 | 2033 | Mitigation | 0.95 | 45 | 0 | esc | 0.00097009 | 9.8095e-09 | 0.00097009 | 9.8095e-09 | 0.03594 | 3.0765e-09 | 0.0083522 | 1.5076e-09
[120 empty] | 7.3.3.17.5 (Remote Grid) Updates to grid topology to minimize risk of ignition in HFTDs Remote GridWLDFRVegetation ContactAggregated | WLDFR | HFTD - Distribution - Tier 3 - 4QU CoRE ¦ 4QU LoRE | Red Flag Warning - Large Fires | Vegetation Contact | Aggregated | 2034 | 1.0112e-05 | 202.884 | 0.0020516 | 2034 | Mitigation | 0.95 | 45 | 0 | esc | 0.00097009 | 9.8095e-09 | 0.00097009 | 9.8095e-09 | 0.03594 | 3.0765e-09 | 0.0083522 | 1.5076e-09
[120 empty] | 7.3.3.17.5 (Remote Grid) Updates to grid topology to minimize risk of ignition in HFTDs Remote GridWLDFRVegetation ContactAggregated | WLDFR | HFTD - Distribution - Tier 3 - 4QU CoRE ¦ 4QU LoRE | Red Flag Warning - Large Fires | Vegetation Contact | Aggregated | 2035 | 1.0112e-05 | 202.884 | 0.0020516 | 2035 | Mitigation | 0.95 | 45 | 0 | esc | 0.00097009 | 9.8095e-09 | 0.00097009 | 9.8095e-09 | 0.03594 | 3.0765e-09 | 0.0083522 | 1.5076e-09
[120 empty] | 7.3.3.17.5 (Remote Grid) Updates to grid topology to minimize risk of ignition in HFTDs Remote GridWLDFRVegetation ContactAggregated | WLDFR | HFTD - Distribution - Tier 3 - 4QU CoRE ¦ 4QU LoRE | Red Flag Warning - Large Fires | Vegetation Contact | Aggregated | 2036 | 1.0112e-05 | 202.884 | 0.0020516 | 2036 | Mitigation | 0.95 | 45 | 0 | esc | 0.00097009 | 9.8095e-09 | 0.00097009 | 9.8095e-09 | 0.03594 | 3.0765e-09 | 0.0083522 | 1.5076e-09
[120 empty] | 7.3.3.17.5 (Remote Grid) Updates to grid topology to minimize risk of ignition in HFTDs Remote GridWLDFRVegetation ContactAggregated | WLDFR | HFTD - Distribution - Tier 3 - 4QU CoRE ¦ 4QU LoRE | Red Flag Warning - Large Fires | Vegetation Contact | Aggregated | 2037 | 1.0112e-05 | 202.884 | 0.0020516 | 2037 | Mitigation | 0.95 | 45 | 0 | esc | 0.00097009 | 9.8095e-09 | 0.00097009 | 9.8095e-09 | 0.03594 | 3.0765e-09 | 0.0083522 | 1.5076e-09
[120 empty] | 7.3.3.17.5 (Remote Grid) Updates to grid topology to minimize risk of ignition in HFTDs Remote GridWLDFRVegetation ContactAggregated | WLDFR | HFTD - Distribution - Tier 3 - 4QU CoRE ¦ 4QU LoRE | Red Flag Warning - Large Fires | Vegetation Contact | Aggregated | 2038 | 1.0112e-05 | 202.884 | 0.0020516 | 2038 | Mitigation | 0.95 | 45 | 0 | esc | 0.00097009 | 9.8095e-09 | 0.00097009 | 9.8095e-09 | 0.03594 | 3.0765e-09 | 0.0083522 | 1.5076e-09
[120 empty] | 7.3.3.17.5 (Remote Grid) Updates to grid topology to minimize risk of ignition in HFTDs Remote GridWLDFRVegetation ContactAggregated | WLDFR | HFTD - Distribution - Tier 3 - 4QU CoRE ¦ 4QU LoRE | Red Flag Warning - Large Fires | Vegetation Contact | Aggregated | 2039 | 1.0112e-05 | 202.884 | 0.0020516 | 2039 | Mitigation | 0.95 | 45 | 0 | esc | 0.00097009 | 9.8095e-09 | 0.00097009 | 9.8095e-09 | 0.03594 | 3.0765e-09 | 0.0083522 | 1.5076e-09
[120 empty] | 7.3.3.17.5 (Remote Grid) Updates to grid topology to minimize risk of ignition in HFTDs Remote GridWLDFRVegetation ContactAggregated | WLDFR | HFTD - Distribution - Tier 3 - 4QU CoRE ¦ 4QU LoRE | Red Flag Warning - Large Fires | Vegetation Contact | Aggregated | 2040 | 1.0112e-05 | 202.884 | 0.0020516 | 2040 | Mitigation | 0.95 | 45 | 0 | esc | 0.00097009 | 9.8095e-09 | 0.00097009 | 9.8095e-09 | 0.03594 | 3.0765e-09 | 0.0083522 | 1.5076e-09
[120 empty] | 7.3.3.17.5 (Remote Grid) Updates to grid topology to minimize risk of ignition in HFTDs Remote GridWLDFRVegetation ContactAggregated | WLDFR | HFTD - Distribution - Tier 3 - 4QU CoRE ¦ 4QU LoRE | Red Flag Warning - Large Fires | Vegetation Contact | Aggregated | 2041 | 1.0112e-05 | 202.884 | 0.0020516 | 2041 | Mitigation | 0.95 | 45 | 0 | esc | 0.00097009 | 9.8095e-09 | 0.00097009 | 9.8095e-09 | 0.03594 | 3.0765e-09 | 0.0083522 | 1.5076e-09
[120 empty] | 7.3.3.17.5 (Remote Grid) Updates to grid topology to minimize risk of ignition in HFTDs Remote GridWLDFRVegetation ContactAggregated | WLDFR | HFTD - Distribution - Tier 3 - 4QU CoRE ¦ 4QU LoRE | Red Flag Warning - Large Fires | Vegetation Contact | Aggregated | 2042 | 1.0112e-05 | 202.884 | 0.0020516 | 2042 | Mitigation | 0.95 | 45 | 0 | esc | 0.00097009 | 9.8095e-09 | 0.00097009 | 9.8095e-09 | 0.03594 | 3.0765e-09 | 0.0083522 | 1.5076e-09
[120 empty] | 7.3.3.17.5 (Remote Grid) Updates to grid topology to minimize risk of ignition in HFTDs Remote GridWLDFRVegetation ContactAggregated | WLDFR | HFTD - Distribution - Tier 3 - 4QU CoRE ¦ 4QU LoRE | Red Flag Warning - Large Fires | Vegetation Contact | Aggregated | 2043 | 1.0112e-05 | 202.884 | 0.0020516 | 2043 | Mitigation | 0.95 | 45 | 0 | esc | 0.00097009 | 9.8095e-09 | 0.00097009 | 9.8095e-09 | 0.03594 | 3.0765e-09 | 0.0083522 | 1.5076e-09
[120 empty] | 7.3.3.17.5 (Remote Grid) Updates to grid topology to minimize risk of ignition in HFTDs Remote GridWLDFRVegetation ContactAggregated | WLDFR | HFTD - Distribution - Tier 3 - 4QU CoRE ¦ 4QU LoRE | Red Flag Warning - Large Fires | Vegetation Contact | Aggregated | 2044 | 1.0112e-05 | 202.884 | 0.0020516 | 2044 | Mitigation | 0.95 | 45 | 0 | esc | 0.00097009 | 9.8095e-09 | 0.00097009 | 9.8095e-09 | 0.03594 | 3.0765e-09 | 0.0083522 | 1.5076e-09
[120 empty] | 7.3.3.17.5 (Remote Grid) Updates to grid topology to minimize risk of ignition in HFTDs Remote GridWLDFRVegetation ContactAggregated | WLDFR | HFTD - Distribution - Tier 3 - 4QU CoRE ¦ 4QU LoRE | Red Flag Warning - Large Fires | Vegetation Contact | Aggregated | 2045 | 1.0112e-05 | 202.884 | 0.0020516 | 2045 | Mitigation | 0.95 | 45 | 0 | esc | 0.00097009 | 9.8095e-09 | 0.00097009 | 9.8095e-09 | 0.03594 | 3.0765e-09 | 0.0083522 | 1.5076e-09
[120 empty] | 7.3.3.17.5 (Remote Grid) Updates to grid topology to minimize risk of ignition in HFTDs Remote GridWLDFRVegetation ContactAggregated | WLDFR | HFTD - Distribution - Tier 3 - 4QU CoRE ¦ 4QU LoRE | Red Flag Warning - Large Fires | Vegetation Contact | Aggregated | 2046 | 1.0112e-05 | 202.884 | 0.0020516 | 2046 | Mitigation | 0.95 | 45 | 0 | esc | 0.00097009 | 9.8095e-09 | 0.00097009 | 9.8095e-09 | 0.03594 | 3.0765e-09 | 0.0083522 | 1.5076e-09
[120 empty] | 7.3.3.17.5 (Remote Grid) Updates to grid topology to minimize risk of ignition in HFTDs Remote GridWLDFRVegetation ContactAggregated | WLDFR | HFTD - Distribution - Tier 3 - 4QU CoRE ¦ 4QU LoRE | Red Flag Warning - Large Fires | Vegetation Contact | Aggregated | 2047 | 1.0112e-05 | 202.884 | 0.0020516 | 2047 | Mitigation | 0.95 | 45 | 0 | esc | 0.00097009 | 9.8095e-09 | 0.00097009 | 9.8095e-09 | 0.03594 | 3.0765e-09 | 0.0083522 | 1.5076e-09
[120 empty] | 7.3.3.17.5 (Remote Grid) Updates to grid topology to minimize risk of ignition in HFTDs Remote GridWLDFRVegetation ContactAggregated | WLDFR | HFTD - Distribution - Tier 3 - 4QU CoRE ¦ 4QU LoRE | Red Flag Warning - Large Fires | Vegetation Contact | Aggregated | 2048 | 1.0112e-05 | 202.884 | 0.0020516 | 2048 | Mitigation | 0.95 | 45 | 0 | esc | 0.00097009 | 9.8095e-09 | 0.00097009 | 9.8095e-09 | 0.03594 | 3.0765e-09 | 0.0083522 | 1.5076e-09
[120 empty] | 7.3.3.17.5 (Remote Grid) Updates to grid topology to minimize risk of ignition in HFTDs Remote GridWLDFRVegetation ContactAggregated | WLDFR | HFTD - Distribution - Tier 3 - 4QU CoRE ¦ 4QU LoRE | Red Flag Warning - Large Fires | Vegetation Contact | Aggregated | 2049 | 1.0112e-05 | 202.884 | 0.0020516 | 2049 | Mitigation | 0.95 | 45 | 0 | esc | 0.00097009 | 9.8095e-09 | 0.00097009 | 9.8095e-09 | 0.03594 | 3.0765e-09 | 0.0083522 | 1.5076e-09
[120 empty] | 7.3.3.17.5 (Remote Grid) Updates to grid topology to minimize risk of ignition in HFTDs Remote GridWLDFRVegetation ContactAggregated | WLDFR | HFTD - Distribution - Tier 3 - 4QU CoRE ¦ 4QU LoRE | Red Flag Warning - Large Fires | Vegetation Contact | Aggregated | 2050 | 1.0112e-05 | 202.884 | 0.0020516 | 2050 | Mitigation | 0.95 | 45 | 0 | esc | 0.00097009 | 9.8095e-09 | 0.00097009 | 9.8095e-09 | 0.03594 | 3.0765e-09 | 0 | 0
[120 empty] | 7.3.3.17.5 (Remote Grid) Updates to grid topology to minimize risk of ignition in HFTDs Remote GridWLDFRVegetation ContactAggregated | WLDFR | HFTD - Distribution - Tier 3 - 4QU CoRE ¦ 4QU LoRE | Red Flag Warning - Large Fires | Vegetation Contact | Aggregated | 2051 | 1.0112e-05 | 202.884 | 0.0020516 | 2051 | Mitigation | 0.95 | 45 | 0 | esc | 0.00097009 | 9.8095e-09 | 0.00097009 | 9.8095e-09 | 0.03594 | 3.0765e-09 | 0 | 0
[120 empty] | 7.3.3.17.5 (Remote Grid) Updates to grid topology to minimize risk of ignition in HFTDs Remote GridWLDFRVegetation ContactAggregated | WLDFR | HFTD - Distribution - Tier 3 - 4QU CoRE ¦ 4QU LoRE | Red Flag Warning - Large Fires | Vegetation Contact | Aggregated | 2052 | 1.0112e-05 | 202.884 | 0.0020516 | 2052 | Mitigation | 0.95 | 45 | 0 | esc | 0.00097009 | 9.8095e-09 | 0.00097009 | 9.8095e-09 | 0.03594 | 3.0765e-09 | 0.0092336 | 1.7544e-10
[120 empty] | 7.3.3.17.5 (Remote Grid) Updates to grid topology to minimize risk of ignition in HFTDs Remote GridWLDFRVegetation ContactAggregated | WLDFR | HFTD - Distribution - Tier 3 - 4QU CoRE ¦ 4QU LoRE | Red Flag Warning - Large Fires | Vegetation Contact | Aggregated | 2053 | 1.0112e-05 | 202.884 | 0.0020516 | 2053 | Mitigation | 0.95 | 45 | 0 | esc | 0.00097009 | 9.8095e-09 | 0.00097009 | 9.8095e-09 | 0.03594 | 3.0765e-09 | 0.0092336 | 1.7544e-10
[120 empty] | 7.3.3.17.5 (Remote Grid) Updates to grid topology to minimize risk of ignition in HFTDs Remote GridWLDFRVegetation ContactAggregated | WLDFR | HFTD - Distribution - Tier 3 - 4QU CoRE ¦ 4QU LoRE | Red Flag Warning - Large Fires | Vegetation Contact | Aggregated | 2054 | 1.0112e-05 | 202.884 | 0.0020516 | 2054 | Mitigation | 0.95 | 45 | 0 | esc | 0.00097009 | 9.8095e-09 | 0.00097009 | 9.8095e-09 | 0 | 0 | 0.0092336 | 1.7544e-10
[120 empty] | 7.3.3.17.5 (Remote Grid) Updates to grid topology to minimize risk of ignition in HFTDs Remote GridWLDFRVegetation ContactAggregated | WLDFR | HFTD - Distribution - Tier 3 - 4QU CoRE ¦ 4QU LoRE | Red Flag Warning - Large Fires | Vegetation Contact | Aggregated | 2055 | 1.0112e-05 | 202.884 | 0.0020516 | 2055 | Mitigation | 0.95 | 45 | 0 | esc | 0.00097009 | 9.8095e-09 | 0.00097009 | 9.8095e-09 | 0.03594 | 2.1662e-13 | 0.0092336 | 1.7544e-10
[120 empty] | 7.3.3.17.5 (Remote Grid) Updates to grid topology to minimize risk of ignition in HFTDs Remote GridWLDFRVegetation ContactAggregated | WLDFR | HFTD - Distribution - Tier 3 - 4QU CoRE ¦ 4QU LoRE | Red Flag Warning - Large Fires | Vegetation Contact | Aggregated | 2056 | 1.0112e-05 | 202.884 | 0.0020516 | 2056 | Mitigation | 0.95 | 45 | 0 | esc | 0.00097009 | 9.8095e-09 | 0.00097009 | 9.8095e-09 | 0.03594 | 2.1662e-13 | 0.0092336 | 1.7544e-10
[120 empty] | 7.3.3.17.5 (Remote Grid) Updates to grid topology to minimize risk of ignition in HFTDs Remote GridWLDFRVegetation ContactAggregated | WLDFR | HFTD - Distribution - Tier 3 - 4QU CoRE ¦ 4QU LoRE | Red Flag Warning - Large Fires | Vegetation Contact | Aggregated | 2057 | 1.0112e-05 | 202.884 | 0.0020516 | 2057 | Mitigation | 0.95 | 45 | 0 | esc | 0.00097009 | 9.8095e-09 | 0.00097009 | 9.8095e-09 | 0.03594 | 2.1662e-13 | 0.0092336 | 1.7544e-10
[120 empty] | 7.3.3.17.5 (Remote Grid) Updates to grid topology to minimize risk of ignition in HFTDs Remote GridWLDFRVegetation ContactAggregated | WLDFR | HFTD - Distribution - Tier 3 - 4QU CoRE ¦ 4QU LoRE | Red Flag Warning - Large Fires | Vegetation Contact | Aggregated | 2058 | 1.0112e-05 | 202.884 | 0.0020516 | 2058 | Mitigation | 0.95 | 45 | 0 | esc | 0.00097009 | 9.8095e-09 | 0.00097009 | 9.8095e-09 | 0.03594 | 2.1662e-13 | 0.0092336 | 1.7544e-10
[120 empty] | 7.3.3.17.5 (Remote Grid) Updates to grid topology to minimize risk of ignition in HFTDs Remote GridWLDFRVegetation ContactAggregated | WLDFR | HFTD - Distribution - Tier 3 - 4QU CoRE ¦ 4QU LoRE | Red Flag Warning - Large Fires | Vegetation Contact | Aggregated | 2059 | 1.0112e-05 | 202.884 | 0.0020516 | 2059 | Mitigation | 0.95 | 45 | 0 | esc | 0.00097009 | 9.8095e-09 | 0.00097009 | 9.8095e-09 | 0.03594 | 2.1662e-13 | 0.0092336 | 1.7544e-10
[120 empty] | 7.3.3.17.5 (Remote Grid) Updates to grid topology to minimize risk of ignition in HFTDs Remote GridWLDFRVegetation ContactAggregated | WLDFR | HFTD - Distribution - Tier 3 - 4QU CoRE ¦ 4QU LoRE | Red Flag Warning - Large Fires | Vegetation Contact | Aggregated | 2060 | 1.0112e-05 | 202.884 | 0.0020516 | 2060 | Mitigation | 0.95 | 45 | 0 | esc | 0.00097009 | 9.8095e-09 | 0.00097009 | 9.8095e-09 | 0.03594 | 2.1662e-13 | 0.0092336 | 1.7544e-10
[120 empty] | 7.3.3.17.5 (Remote Grid) Updates to grid topology to minimize risk of ignition in HFTDs Remote GridWLDFRVegetation ContactAggregated | WLDFR | HFTD - Distribution - Tier 3 - 4QU CoRE ¦ 4QU LoRE | Red Flag Warning - Large Fires | Vegetation Contact | Aggregated | 2061 | 1.0112e-05 | 202.884 | 0.0020516 | 2061 | Mitigation | 0.95 | 45 | 0 | esc | 0.00097009 | 9.8095e-09 | 0.00097009 | 9.8095e-09 | 0.03594 | 2.1662e-13 | 0.0092336 | 1.7544e-10
[120 empty] | 7.3.3.17.5 (Remote Grid) Updates to grid topology to minimize risk of ignition in HFTDs Remote GridWLDFRVegetation ContactAggregated | WLDFR | HFTD - Distribution - Tier 3 - 4QU CoRE ¦ 4QU LoRE | Red Flag Warning - Large Fires | Vegetation Contact | Aggregated | 2062 | 1.0112e-05 | 202.884 | 0.0020516 | 2062 | Mitigation | 0.95 | 45 | 0 | esc | 0.00097009 | 9.8095e-09 | 0.00097009 | 9.8095e-09 | 0.03594 | 2.1662e-13 | 0.0092336 | 1.7544e-10
[120 empty] | 7.3.3.17.5 (Remote Grid) Updates to grid topology to minimize risk of ignition in HFTDs Remote GridWLDFRVegetation ContactAggregated | WLDFR | HFTD - Distribution - Tier 3 - 4QU CoRE ¦ 4QU LoRE | Red Flag Warning - Large Fires | Vegetation Contact | Aggregated | 2063 | 1.0112e-05 | 202.884 | 0.0020516 | 2063 | Mitigation | 0.95 | 45 | 0 | esc | 0.00097009 | 9.8095e-09 | 0.00097009 | 9.8095e-09 | 0.03594 | 2.1662e-13 | 0.0092336 | 1.7544e-10
[120 empty] | 7.3.3.17.5 (Remote Grid) Updates to grid topology to minimize risk of ignition in HFTDs Remote GridWLDFRVegetation ContactAggregated | WLDFR | HFTD - Distribution - Tier 3 - 4QU CoRE ¦ 4QU LoRE | Red Flag Warning - Large Fires | Vegetation Contact | Aggregated | 2064 | 1.0112e-05 | 202.884 | 0.0020516 | 2064 | Mitigation | 0.95 | 45 | 0 | esc | 0.00097009 | 9.8095e-09 | 0.00097009 | 9.8095e-09 | 0.03594 | 2.1662e-13 | 0.0092336 | 1.7544e-10
[120 empty] | 7.3.3.17.5 (Remote Grid) Updates to grid topology to minimize risk of ignition in HFTDs Remote GridWLDFRVegetation ContactAggregated | WLDFR | HFTD - Distribution - Tier 3 - 4QU CoRE ¦ 4QU LoRE | Red Flag Warning - Large Fires | Vegetation Contact | Aggregated | 2065 | 1.0112e-05 | 202.884 | 0.0020516 | 2065 | Mitigation | 0.95 | 45 | 0 | esc | 0.00097009 | 9.8095e-09 | 0.00097009 | 9.8095e-09 | 0.03594 | 2.1662e-13 | 0.0092336 | 1.7544e-10
[120 empty] | 7.3.3.17.5 (Remote Grid) Updates to grid topology to minimize risk of ignition in HFTDs Remote GridWLDFRVegetation ContactAggregated | WLDFR | HFTD - Distribution - Tier 3 - 4QU CoRE ¦ 4QU LoRE | Red Flag Warning - Large Fires | Vegetation Contact | Aggregated | 2066 | 1.0112e-05 | 202.884 | 0.0020516 | 2066 | Mitigation | 0.95 | 45 | 0 | esc | 0.00097009 | 9.8095e-09 | 0.00097009 | 9.8095e-09 | 0.03594 | 2.1662e-13 | 0.0092336 | 1.7544e-10
[120 empty] | 7.3.3.17.5 (Remote Grid) Updates to grid topology to minimize risk of ignition in HFTDs Remote GridWLDFRVegetation ContactAggregated | WLDFR | HFTD - Distribution - Tier 3 - 4QU CoRE ¦ 4QU LoRE | Red Flag Warning - Large Fires | Vegetation Contact | Aggregated | 2067 | 1.0112e-05 | 202.884 | 0.0020516 | 2067 | Mitigation | 0.95 | 45 | 0 | esc | 0 | 0 | 0.00097009 | 9.8095e-09 | 0.03594 | 2.1662e-13 | 0.0092336 | 1.7544e-10
[120 empty] | 7.3.3.17.5 (Remote Grid) Updates to grid topology to minimize risk of ignition in HFTDs Remote GridWLDFRContact from objectAggregated | WLDFR | HFTD - Distribution - Tier 3 - 4QU CoRE ¦ 4QU LoRE | Red Flag Warning - Small Fires | Contact from object | Aggregated | 2022 | 1.6868e-05 | 202.884 | 0.0034223 | 2022 | Mitigation | 0.95 | 45 | 0 | esc | 0.00097009 | 1.6364e-08 | 0 | 0 | 0.03594 | 2.1662e-13 | 0.0092336 | 1.7544e-10
[120 empty] | 7.3.3.17.5 (Remote Grid) Updates to grid topology to minimize risk of ignition in HFTDs Remote GridWLDFRContact from objectAggregated | WLDFR | HFTD - Distribution - Tier 3 - 4QU CoRE ¦ 4QU LoRE | Red Flag Warning - Small Fires | Contact from object | Aggregated | 2023 | 1.6868e-05 | 202.884 | 0.0034223 | 2023 | Mitigation | 0.95 | 45 | 0 | esc | 0.00097009 | 1.6364e-08 | 0.00097009 | 1.6364e-08 | 0.03594 | 2.1662e-13 | 0.0092336 | 1.7544e-10
[120 empty] | 7.3.3.17.5 (Remote Grid) Updates to grid topology to minimize risk of ignition in HFTDs Remote GridWLDFRContact from objectAggregated | WLDFR | HFTD - Distribution - Tier 3 - 4QU CoRE ¦ 4QU LoRE | Red Flag Warning - Small Fires | Contact from object | Aggregated | 2024 | 1.6868e-05 | 202.884 | 0.0034223 | 2024 | Mitigation | 0.95 | 45 | 0 | esc | 0.00097009 | 1.6364e-08 | 0.00097009 | 1.6364e-08 | 0.03594 | 2.1662e-13 | 0.0092336 | 1.7544e-10
[120 empty] | 7.3.3.17.5 (Remote Grid) Updates to grid topology to minimize risk of ignition in HFTDs Remote GridWLDFRContact from objectAggregated | WLDFR | HFTD - Distribution - Tier 3 - 4QU CoRE ¦ 4QU LoRE | Red Flag Warning - Small Fires | Contact from object | Aggregated | 2025 | 1.6868e-05 | 202.884 | 0.0034223 | 2025 | Mitigation | 0.95 | 45 | 0 | esc | 0.00097009 | 1.6364e-08 | 0.00097009 | 1.6364e-08 | 0.03594 | 2.1662e-13 | 0.0092336 | 1.7544e-10
[120 empty] | 7.3.3.17.5 (Remote Grid) Updates to grid topology to minimize risk of ignition in HFTDs Remote GridWLDFRContact from objectAggregated | WLDFR | HFTD - Distribution - Tier 3 - 4QU CoRE ¦ 4QU LoRE | Red Flag Warning - Small Fires | Contact from object | Aggregated | 2026 | 1.6868e-05 | 202.884 | 0.0034223 | 2026 | Mitigation | 0.95 | 45 | 0 | esc | 0.00097009 | 1.6364e-08 | 0.00097009 | 1.6364e-08 | 0.03594 | 2.1662e-13 | 0.0092336 | 1.7544e-10
[120 empty] | 7.3.3.17.5 (Remote Grid) Updates to grid topology to minimize risk of ignition in HFTDs Remote GridWLDFRContact from objectAggregated | WLDFR | HFTD - Distribution - Tier 3 - 4QU CoRE ¦ 4QU LoRE | Red Flag Warning - Small Fires | Contact from object | Aggregated | 2027 | 1.6868e-05 | 202.884 | 0.0034223 | 2027 | Mitigation | 0.95 | 45 | 0 | esc | 0.00097009 | 1.6364e-08 | 0.00097009 | 1.6364e-08 | 0.03594 | 2.1662e-13 | 0.0092336 | 1.7544e-10
[120 empty] | 7.3.3.17.5 (Remote Grid) Updates to grid topology to minimize risk of ignition in HFTDs Remote GridWLDFRContact from objectAggregated | WLDFR | HFTD - Distribution - Tier 3 - 4QU CoRE ¦ 4QU LoRE | Red Flag Warning - Small Fires | Contact from object | Aggregated | 2028 | 1.6868e-05 | 202.884 | 0.0034223 | 2028 | Mitigation | 0.95 | 45 | 0 | esc | 0.00097009 | 1.6364e-08 | 0.00097009 | 1.6364e-08 | 0.03594 | 2.1662e-13 | 0.0092336 | 1.7544e-10
[120 empty] | 7.3.3.17.5 (Remote Grid) Updates to grid topology to minimize risk of ignition in HFTDs Remote GridWLDFRContact from objectAggregated | WLDFR | HFTD - Distribution - Tier 3 - 4QU CoRE ¦ 4QU LoRE | Red Flag Warning - Small Fires | Contact from object | Aggregated | 2029 | 1.6868e-05 | 202.884 | 0.0034223 | 2029 | Mitigation | 0.95 | 45 | 0 | esc | 0.00097009 | 1.6364e-08 | 0.00097009 | 1.6364e-08 | 0.03594 | 2.1662e-13 | 0.0092336 | 1.7544e-10
[120 empty] | 7.3.3.17.5 (Remote Grid) Updates to grid topology to minimize risk of ignition in HFTDs Remote GridWLDFRContact from objectAggregated | WLDFR | HFTD - Distribution - Tier 3 - 4QU CoRE ¦ 4QU LoRE | Red Flag Warning - Small Fires | Contact from object | Aggregated | 2030 | 1.6868e-05 | 202.884 | 0.0034223 | 2030 | Mitigation | 0.95 | 45 | 0 | esc | 0.00097009 | 1.6364e-08 | 0.00097009 | 1.6364e-08 | 0.03594 | 2.1662e-13 | 0.0092336 | 1.7544e-10
[120 empty] | 7.3.3.17.5 (Remote Grid) Updates to grid topology to minimize risk of ignition in HFTDs Remote GridWLDFRContact from objectAggregated | WLDFR | HFTD - Distribution - Tier 3 - 4QU CoRE ¦ 4QU LoRE | Red Flag Warning - Small Fires | Contact from object | Aggregated | 2031 | 1.6868e-05 | 202.884 | 0.0034223 | 2031 | Mitigation | 0.95 | 45 | 0 | esc | 0.00097009 | 1.6364e-08 | 0.00097009 | 1.6364e-08 | 0.03594 | 2.1662e-13 | 0.0092336 | 1.7544e-10
[120 empty] | 7.3.3.17.5 (Remote Grid) Updates to grid topology to minimize risk of ignition in HFTDs Remote GridWLDFRContact from objectAggregated | WLDFR | HFTD - Distribution - Tier 3 - 4QU CoRE ¦ 4QU LoRE | Red Flag Warning - Small Fires | Contact from object | Aggregated | 2032 | 1.6868e-05 | 202.884 | 0.0034223 | 2032 | Mitigation | 0.95 | 45 | 0 | esc | 0.00097009 | 1.6364e-08 | 0.00097009 | 1.6364e-08 | 0.03594 | 2.1662e-13 | 0.0092336 | 1.7544e-10
[120 empty] | 7.3.3.17.5 (Remote Grid) Updates to grid topology to minimize risk of ignition in HFTDs Remote GridWLDFRContact from objectAggregated | WLDFR | HFTD - Distribution - Tier 3 - 4QU CoRE ¦ 4QU LoRE | Red Flag Warning - Small Fires | Contact from object | Aggregated | 2033 | 1.6868e-05 | 202.884 | 0.0034223 | 2033 | Mitigation | 0.95 | 45 | 0 | esc | 0.00097009 | 1.6364e-08 | 0.00097009 | 1.6364e-08 | 0.03594 | 2.1662e-13 | 0.0092336 | 1.7544e-10
[120 empty] | 7.3.3.17.5 (Remote Grid) Updates to grid topology to minimize risk of ignition in HFTDs Remote GridWLDFRContact from objectAggregated | WLDFR | HFTD - Distribution - Tier 3 - 4QU CoRE ¦ 4QU LoRE | Red Flag Warning - Small Fires | Contact from object | Aggregated | 2034 | 1.6868e-05 | 202.884 | 0.0034223 | 2034 | Mitigation | 0.95 | 45 | 0 | esc | 0.00097009 | 1.6364e-08 | 0.00097009 | 1.6364e-08 | 0.03594 | 2.1662e-13 | 0.0092336 | 1.7544e-10
[120 empty] | 7.3.3.17.5 (Remote Grid) Updates to grid topology to minimize risk of ignition in HFTDs Remote GridWLDFRContact from objectAggregated | WLDFR | HFTD - Distribution - Tier 3 - 4QU CoRE ¦ 4QU LoRE | Red Flag Warning - Small Fires | Contact from object | Aggregated | 2035 | 1.6868e-05 | 202.884 | 0.0034223 | 2035 | Mitigation | 0.95 | 45 | 0 | esc | 0.00097009 | 1.6364e-08 | 0.00097009 | 1.6364e-08 | 0.03594 | 2.1662e-13 | 0.0092336 | 1.7544e-10
[120 empty] | 7.3.3.17.5 (Remote Grid) Updates to grid topology to minimize risk of ignition in HFTDs Remote GridWLDFRContact from objectAggregated | WLDFR | HFTD - Distribution - Tier 3 - 4QU CoRE ¦ 4QU LoRE | Red Flag Warning - Small Fires | Contact from object | Aggregated | 2036 | 1.6868e-05 | 202.884 | 0.0034223 | 2036 | Mitigation | 0.95 | 45 | 0 | esc | 0.00097009 | 1.6364e-08 | 0.00097009 | 1.6364e-08 | 0.03594 | 2.1662e-13 | 0 | 0
[120 empty] | 7.3.3.17.5 (Remote Grid) Updates to grid topology to minimize risk of ignition in HFTDs Remote GridWLDFRContact from objectAggregated | WLDFR | HFTD - Distribution - Tier 3 - 4QU CoRE ¦ 4QU LoRE | Red Flag Warning - Small Fires | Contact from object | Aggregated | 2037 | 1.6868e-05 | 202.884 | 0.0034223 | 2037 | Mitigation | 0.95 | 45 | 0 | esc | 0.00097009 | 1.6364e-08 | 0.00097009 | 1.6364e-08 | 0.03594 | 2.1662e-13 | 0 | 0
[120 empty] | 7.3.3.17.5 (Remote Grid) Updates to grid topology to minimize risk of ignition in HFTDs Remote GridWLDFRContact from objectAggregated | WLDFR | HFTD - Distribution - Tier 3 - 4QU CoRE ¦ 4QU LoRE | Red Flag Warning - Small Fires | Contact from object | Aggregated | 2038 | 1.6868e-05 | 202.884 | 0.0034223 | 2038 | Mitigation | 0.95 | 45 | 0 | esc | 0.00097009 | 1.6364e-08 | 0.00097009 | 1.6364e-08 | 0.03594 | 2.1662e-13 | 0.0033164 | 3.0734e-09
[120 empty] | 7.3.3.17.5 (Remote Grid) Updates to grid topology to minimize risk of ignition in HFTDs Remote GridWLDFRContact from objectAggregated | WLDFR | HFTD - Distribution - Tier 3 - 4QU CoRE ¦ 4QU LoRE | Red Flag Warning - Small Fires | Contact from object | Aggregated | 2039 | 1.6868e-05 | 202.884 | 0.0034223 | 2039 | Mitigation | 0.95 | 45 | 0 | esc | 0.00097009 | 1.6364e-08 | 0.00097009 | 1.6364e-08 | 0.03594 | 2.1662e-13 | 0.0033164 | 3.0734e-09
[120 empty] | 7.3.3.17.5 (Remote Grid) Updates to grid topology to minimize risk of ignition in HFTDs Remote GridWLDFRContact from objectAggregated | WLDFR | HFTD - Distribution - Tier 3 - 4QU CoRE ¦ 4QU LoRE | Red Flag Warning - Small Fires | Contact from object | Aggregated | 2040 | 1.6868e-05 | 202.884 | 0.0034223 | 2040 | Mitigation | 0.95 | 45 | 0 | esc | 0.00097009 | 1.6364e-08 | 0.00097009 | 1.6364e-08 | 0.03594 | 2.1662e-13 | 0.0033164 | 3.0734e-09
[120 empty] | 7.3.3.17.5 (Remote Grid) Updates to grid topology to minimize risk of ignition in HFTDs Remote GridWLDFRContact from objectAggregated | WLDFR | HFTD - Distribution - Tier 3 - 4QU CoRE ¦ 4QU LoRE | Red Flag Warning - Small Fires | Contact from object | Aggregated | 2041 | 1.6868e-05 | 202.884 | 0.0034223 | 2041 | Mitigation | 0.95 | 45 | 0 | esc | 0.00097009 | 1.6364e-08 | 0.00097009 | 1.6364e-08 | 0.03594 | 2.1662e-13 | 0.0033164 | 3.0734e-09
[120 empty] | 7.3.3.17.5 (Remote Grid) Updates to grid topology to minimize risk of ignition in HFTDs Remote GridWLDFRContact from objectAggregated | WLDFR | HFTD - Distribution - Tier 3 - 4QU CoRE ¦ 4QU LoRE | Red Flag Warning - Small Fires | Contact from object | Aggregated | 2042 | 1.6868e-05 | 202.884 | 0.0034223 | 2042 | Mitigation | 0.95 | 45 | 0 | esc | 0.00097009 | 1.6364e-08 | 0.00097009 | 1.6364e-08 | 0.03594 | 2.1662e-13 | 0.0033164 | 3.0734e-09
[120 empty] | 7.3.3.17.5 (Remote Grid) Updates to grid topology to minimize risk of ignition in HFTDs Remote GridWLDFRContact from objectAggregated | WLDFR | HFTD - Distribution - Tier 3 - 4QU CoRE ¦ 4QU LoRE | Red Flag Warning - Small Fires | Contact from object | Aggregated | 2043 | 1.6868e-05 | 202.884 | 0.0034223 | 2043 | Mitigation | 0.95 | 45 | 0 | esc | 0.00097009 | 1.6364e-08 | 0.00097009 | 1.6364e-08 | 0.03594 | 2.1662e-13 | 0.0033164 | 3.0734e-09
[120 empty] | 7.3.3.17.5 (Remote Grid) Updates to grid topology to minimize risk of ignition in HFTDs Remote GridWLDFRContact from objectAggregated | WLDFR | HFTD - Distribution - Tier 3 - 4QU CoRE ¦ 4QU LoRE | Red Flag Warning - Small Fires | Contact from object | Aggregated | 2044 | 1.6868e-05 | 202.884 | 0.0034223 | 2044 | Mitigation | 0.95 | 45 | 0 | esc | 0.00097009 | 1.6364e-08 | 0.00097009 | 1.6364e-08 | 0.03594 | 2.1662e-13 | 0.0033164 | 3.0734e-09
[120 empty] | 7.3.3.17.5 (Remote Grid) Updates to grid topology to minimize risk of ignition in HFTDs Remote GridWLDFRContact from objectAggregated | WLDFR | HFTD - Distribution - Tier 3 - 4QU CoRE ¦ 4QU LoRE | Red Flag Warning - Small Fires | Contact from object | Aggregated | 2045 | 1.6868e-05 | 202.884 | 0.0034223 | 2045 | Mitigation | 0.95 | 45 | 0 | esc | 0.00097009 | 1.6364e-08 | 0.00097009 | 1.6364e-08 | 0.03594 | 2.1662e-13 | 0.0033164 | 3.0734e-09
[120 empty] | 7.3.3.17.5 (Remote Grid) Updates to grid topology to minimize risk of ignition in HFTDs Remote GridWLDFRContact from objectAggregated | WLDFR | HFTD - Distribution - Tier 3 - 4QU CoRE ¦ 4QU LoRE | Red Flag Warning - Small Fires | Contact from object | Aggregated | 2046 | 1.6868e-05 | 202.884 | 0.0034223 | 2046 | Mitigation | 0.95 | 45 | 0 | esc | 0.00097009 | 1.6364e-08 | 0.00097009 | 1.6364e-08 | 0.03594 | 2.1662e-13 | 0.0033164 | 3.0734e-09
[120 empty] | 7.3.3.17.5 (Remote Grid) Updates to grid topology to minimize risk of ignition in HFTDs Remote GridWLDFRContact from objectAggregated | WLDFR | HFTD - Distribution - Tier 3 - 4QU CoRE ¦ 4QU LoRE | Red Flag Warning - Small Fires | Contact from object | Aggregated | 2047 | 1.6868e-05 | 202.884 | 0.0034223 | 2047 | Mitigation | 0.95 | 45 | 0 | esc | 0.00097009 | 1.6364e-08 | 0.00097009 | 1.6364e-08 | 0.03594 | 2.1662e-13 | 0.0033164 | 3.0734e-09
[120 empty] | 7.3.3.17.5 (Remote Grid) Updates to grid topology to minimize risk of ignition in HFTDs Remote GridWLDFRContact from objectAggregated | WLDFR | HFTD - Distribution - Tier 3 - 4QU CoRE ¦ 4QU LoRE | Red Flag Warning - Small Fires | Contact from object | Aggregated | 2048 | 1.6868e-05 | 202.884 | 0.0034223 | 2048 | Mitigation | 0.95 | 45 | 0 | esc | 0.00097009 | 1.6364e-08 | 0.00097009 | 1.6364e-08 | 0.03594 | 2.1662e-13 | 0.0033164 | 3.0734e-09
[120 empty] | 7.3.3.17.5 (Remote Grid) Updates to grid topology to minimize risk of ignition in HFTDs Remote GridWLDFRContact from objectAggregated | WLDFR | HFTD - Distribution - Tier 3 - 4QU CoRE ¦ 4QU LoRE | Red Flag Warning - Small Fires | Contact from object | Aggregated | 2049 | 1.6868e-05 | 202.884 | 0.0034223 | 2049 | Mitigation | 0.95 | 45 | 0 | esc | 0.00097009 | 1.6364e-08 | 0.00097009 | 1.6364e-08 | 0.03594 | 2.1662e-13 | 0.0033164 | 3.0734e-09
[120 empty] | 7.3.3.17.5 (Remote Grid) Updates to grid topology to minimize risk of ignition in HFTDs Remote GridWLDFRContact from objectAggregated | WLDFR | HFTD - Distribution - Tier 3 - 4QU CoRE ¦ 4QU LoRE | Red Flag Warning - Small Fires | Contact from object | Aggregated | 2050 | 1.6868e-05 | 202.884 | 0.0034223 | 2050 | Mitigation | 0.95 | 45 | 0 | esc | 0.00097009 | 1.6364e-08 | 0.00097009 | 1.6364e-08 | 0.03594 | 2.1662e-13 | 0.0033164 | 3.0734e-09
[120 empty] | 7.3.3.17.5 (Remote Grid) Updates to grid topology to minimize risk of ignition in HFTDs Remote GridWLDFRContact from objectAggregated | WLDFR | HFTD - Distribution - Tier 3 - 4QU CoRE ¦ 4QU LoRE | Red Flag Warning - Small Fires | Contact from object | Aggregated | 2051 | 1.6868e-05 | 202.884 | 0.0034223 | 2051 | Mitigation | 0.95 | 45 | 0 | esc | 0.00097009 | 1.6364e-08 | 0.00097009 | 1.6364e-08 | 0.03594 | 2.1662e-13 | 0.0033164 | 3.0734e-09
[120 empty] | 7.3.3.17.5 (Remote Grid) Updates to grid topology to minimize risk of ignition in HFTDs Remote GridWLDFRContact from objectAggregated | WLDFR | HFTD - Distribution - Tier 3 - 4QU CoRE ¦ 4QU LoRE | Red Flag Warning - Small Fires | Contact from object | Aggregated | 2052 | 1.6868e-05 | 202.884 | 0.0034223 | 2052 | Mitigation | 0.95 | 45 | 0 | esc | 0.00097009 | 1.6364e-08 | 0.00097009 | 1.6364e-08 | 0.03594 | 2.1662e-13 | 0.0033164 | 3.0734e-09
[120 empty] | 7.3.3.17.5 (Remote Grid) Updates to grid topology to minimize risk of ignition in HFTDs Remote GridWLDFRContact from objectAggregated | WLDFR | HFTD - Distribution - Tier 3 - 4QU CoRE ¦ 4QU LoRE | Red Flag Warning - Small Fires | Contact from object | Aggregated | 2053 | 1.6868e-05 | 202.884 | 0.0034223 | 2053 | Mitigation | 0.95 | 45 | 0 | esc | 0.00097009 | 1.6364e-08 | 0.00097009 | 1.6364e-08 | 0.03594 | 2.1662e-13 | 0.0033164 | 3.0734e-09
[120 empty] | 7.3.3.17.5 (Remote Grid) Updates to grid topology to minimize risk of ignition in HFTDs Remote GridWLDFRContact from objectAggregated | WLDFR | HFTD - Distribution - Tier 3 - 4QU CoRE ¦ 4QU LoRE | Red Flag Warning - Small Fires | Contact from object | Aggregated | 2054 | 1.6868e-05 | 202.884 | 0.0034223 | 2054 | Mitigation | 0.95 | 45 | 0 | esc | 0.00097009 | 1.6364e-08 | 0.00097009 | 1.6364e-08 | 0.03594 | 2.1662e-13 | 0.0033164 | 3.0734e-09
[120 empty] | 7.3.3.17.5 (Remote Grid) Updates to grid topology to minimize risk of ignition in HFTDs Remote GridWLDFRContact from objectAggregated | WLDFR | HFTD - Distribution - Tier 3 - 4QU CoRE ¦ 4QU LoRE | Red Flag Warning - Small Fires | Contact from object | Aggregated | 2055 | 1.6868e-05 | 202.884 | 0.0034223 | 2055 | Mitigation | 0.95 | 45 | 0 | esc | 0.00097009 | 1.6364e-08 | 0.00097009 | 1.6364e-08 | 0.03594 | 2.1662e-13 | 0.0033164 | 3.0734e-09
[120 empty] | 7.3.3.17.5 (Remote Grid) Updates to grid topology to minimize risk of ignition in HFTDs Remote GridWLDFRContact from objectAggregated | WLDFR | HFTD - Distribution - Tier 3 - 4QU CoRE ¦ 4QU LoRE | Red Flag Warning - Small Fires | Contact from object | Aggregated | 2056 | 1.6868e-05 | 202.884 | 0.0034223 | 2056 | Mitigation | 0.95 | 45 | 0 | esc | 0.00097009 | 1.6364e-08 | 0.00097009 | 1.6364e-08 | 0.03594 | 2.1662e-13 | 0.0033164 | 3.0734e-09
[120 empty] | 7.3.3.17.5 (Remote Grid) Updates to grid topology to minimize risk of ignition in HFTDs Remote GridWLDFRContact from objectAggregated | WLDFR | HFTD - Distribution - Tier 3 - 4QU CoRE ¦ 4QU LoRE | Red Flag Warning - Small Fires | Contact from object | Aggregated | 2057 | 1.6868e-05 | 202.884 | 0.0034223 | 2057 | Mitigation | 0.95 | 45 | 0 | esc | 0.00097009 | 1.6364e-08 | 0.00097009 | 1.6364e-08 | 0.03594 | 2.1662e-13 | 0.0033164 | 3.0734e-09
[120 empty] | 7.3.3.17.5 (Remote Grid) Updates to grid topology to minimize risk of ignition in HFTDs Remote GridWLDFRContact from objectAggregated | WLDFR | HFTD - Distribution - Tier 3 - 4QU CoRE ¦ 4QU LoRE | Red Flag Warning - Small Fires | Contact from object | Aggregated | 2058 | 1.6868e-05 | 202.884 | 0.0034223 | 2058 | Mitigation | 0.95 | 45 | 0 | esc | 0.00097009 | 1.6364e-08 | 0.00097009 | 1.6364e-08 | 0 | 0 | 0.0033164 | 3.0734e-09
[120 empty] | 7.3.3.17.5 (Remote Grid) Updates to grid topology to minimize risk of ignition in HFTDs Remote GridWLDFRContact from objectAggregated | WLDFR | HFTD - Distribution - Tier 3 - 4QU CoRE ¦ 4QU LoRE | Red Flag Warning - Small Fires | Contact from object | Aggregated | 2059 | 1.6868e-05 | 202.884 | 0.0034223 | 2059 | Mitigation | 0.95 | 45 | 0 | esc | 0.00097009 | 1.6364e-08 | 0.00097009 | 1.6364e-08 | 0.03594 | 1.0949e-07 | 0.0033164 | 3.0734e-09
[120 empty] | 7.3.3.17.5 (Remote Grid) Updates to grid topology to minimize risk of ignition in HFTDs Remote GridWLDFRContact from objectAggregated | WLDFR | HFTD - Distribution - Tier 3 - 4QU CoRE ¦ 4QU LoRE | Red Flag Warning - Small Fires | Contact from object | Aggregated | 2060 | 1.6868e-05 | 202.884 | 0.0034223 | 2060 | Mitigation | 0.95 | 45 | 0 | esc | 0.00097009 | 1.6364e-08 | 0.00097009 | 1.6364e-08 | 0.03594 | 1.0949e-07 | 0.0033164 | 3.0734e-09
[120 empty] | 7.3.3.17.5 (Remote Grid) Updates to grid topology to minimize risk of ignition in HFTDs Remote GridWLDFRContact from objectAggregated | WLDFR | HFTD - Distribution - Tier 3 - 4QU CoRE ¦ 4QU LoRE | Red Flag Warning - Small Fires | Contact from object | Aggregated | 2061 | 1.6868e-05 | 202.884 | 0.0034223 | 2061 | Mitigation | 0.95 | 45 | 0 | esc | 0.00097009 | 1.6364e-08 | 0.00097009 | 1.6364e-08 | 0.03594 | 1.0949e-07 | 0.0033164 | 3.0734e-09
[120 empty] | 7.3.3.17.5 (Remote Grid) Updates to grid topology to minimize risk of ignition in HFTDs Remote GridWLDFRContact from objectAggregated | WLDFR | HFTD - Distribution - Tier 3 - 4QU CoRE ¦ 4QU LoRE | Red Flag Warning - Small Fires | Contact from object | Aggregated | 2062 | 1.6868e-05 | 202.884 | 0.0034223 | 2062 | Mitigation | 0.95 | 45 | 0 | esc | 0.00097009 | 1.6364e-08 | 0.00097009 | 1.6364e-08 | 0.03594 | 1.0949e-07 | 0.0033164 | 3.0734e-09
[120 empty] | 7.3.3.17.5 (Remote Grid) Updates to grid topology to minimize risk of ignition in HFTDs Remote GridWLDFRContact from objectAggregated | WLDFR | HFTD - Distribution - Tier 3 - 4QU CoRE ¦ 4QU LoRE | Red Flag Warning - Small Fires | Contact from object | Aggregated | 2063 | 1.6868e-05 | 202.884 | 0.0034223 | 2063 | Mitigation | 0.95 | 45 | 0 | esc | 0.00097009 | 1.6364e-08 | 0.00097009 | 1.6364e-08 | 0.03594 | 1.0949e-07 | 0.0033164 | 3.0734e-09
[120 empty] | 7.3.3.17.5 (Remote Grid) Updates to grid topology to minimize risk of ignition in HFTDs Remote GridWLDFRContact from objectAggregated | WLDFR | HFTD - Distribution - Tier 3 - 4QU CoRE ¦ 4QU LoRE | Red Flag Warning - Small Fires | Contact from object | Aggregated | 2064 | 1.6868e-05 | 202.884 | 0.0034223 | 2064 | Mitigation | 0.95 | 45 | 0 | esc | 0.00097009 | 1.6364e-08 | 0.00097009 | 1.6364e-08 | 0.03594 | 1.0949e-07 | 0.0033164 | 3.0734e-09
[120 empty] | 7.3.3.17.5 (Remote Grid) Updates to grid topology to minimize risk of ignition in HFTDs Remote GridWLDFRContact from objectAggregated | WLDFR | HFTD - Distribution - Tier 3 - 4QU CoRE ¦ 4QU LoRE | Red Flag Warning - Small Fires | Contact from object | Aggregated | 2065 | 1.6868e-05 | 202.884 | 0.0034223 | 2065 | Mitigation | 0.95 | 45 | 0 | esc | 0.00097009 | 1.6364e-08 | 0.00097009 | 1.6364e-08 | 0.03594 | 1.0949e-07 | 0.0033164 | 3.0734e-09
[120 empty] | 7.3.3.17.5 (Remote Grid) Updates to grid topology to minimize risk of ignition in HFTDs Remote GridWLDFRContact from objectAggregated | WLDFR | HFTD - Distribution - Tier 3 - 4QU CoRE ¦ 4QU LoRE | Red Flag Warning - Small Fires | Contact from object | Aggregated | 2066 | 1.6868e-05 | 202.884 | 0.0034223 | 2066 | Mitigation | 0.95 | 45 | 0 | esc | 0.00097009 | 1.6364e-08 | 0.00097009 | 1.6364e-08 | 0.03594 | 1.0949e-07 | 0.0033164 | 3.0734e-09
[120 empty] | 7.3.3.17.5 (Remote Grid) Updates to grid topology to minimize risk of ignition in HFTDs Remote GridWLDFRContact from objectAggregated | WLDFR | HFTD - Distribution - Tier 3 - 4QU CoRE ¦ 4QU LoRE | Red Flag Warning - Small Fires | Contact from object | Aggregated | 2067 | 1.6868e-05 | 202.884 | 0.0034223 | 2067 | Mitigation | 0.95 | 45 | 0 | esc | 0 | 0 | 0.00097009 | 1.6364e-08 | 0.03594 | 1.0949e-07 | 0.0033164 | 3.0734e-09
[120 empty] | 7.3.3.17.5 (Remote Grid) Updates to grid topology to minimize risk of ignition in HFTDs Remote GridWLDFRContaminationAggregated | WLDFR | HFTD - Distribution - Tier 3 - 4QU CoRE ¦ 4QU LoRE | Red Flag Warning - Small Fires | Contamination | Aggregated | 2022 | 1.6494e-07 | 202.884 | 3.3463e-05 | 2022 | Mitigation | 0.95 | 45 | 0 | esc | 0.00097009 | 1.6e-10 | 0 | 0 | 0.03594 | 1.0949e-07 | 0 | 0
[120 empty] | 7.3.3.17.5 (Remote Grid) Updates to grid topology to minimize risk of ignition in HFTDs Remote GridWLDFRContaminationAggregated | WLDFR | HFTD - Distribution - Tier 3 - 4QU CoRE ¦ 4QU LoRE | Red Flag Warning - Small Fires | Contamination | Aggregated | 2023 | 1.6494e-07 | 202.884 | 3.3463e-05 | 2023 | Mitigation | 0.95 | 45 | 0 | esc | 0.00097009 | 1.6e-10 | 0.00097009 | 1.6e-10 | 0.03594 | 1.0949e-07 | 0 | 0
[120 empty] | 7.3.3.17.5 (Remote Grid) Updates to grid topology to minimize risk of ignition in HFTDs Remote GridWLDFRContaminationAggregated | WLDFR | HFTD - Distribution - Tier 3 - 4QU CoRE ¦ 4QU LoRE | Red Flag Warning - Small Fires | Contamination | Aggregated | 2024 | 1.6494e-07 | 202.884 | 3.3463e-05 | 2024 | Mitigation | 0.95 | 45 | 0 | esc | 0.00097009 | 1.6e-10 | 0.00097009 | 1.6e-10 | 0.03594 | 1.0949e-07 | 0.013543 | 2.417e-09
[120 empty] | 7.3.3.17.5 (Remote Grid) Updates to grid topology to minimize risk of ignition in HFTDs Remote GridWLDFRContaminationAggregated | WLDFR | HFTD - Distribution - Tier 3 - 4QU CoRE ¦ 4QU LoRE | Red Flag Warning - Small Fires | Contamination | Aggregated | 2025 | 1.6494e-07 | 202.884 | 3.3463e-05 | 2025 | Mitigation | 0.95 | 45 | 0 | esc | 0.00097009 | 1.6e-10 | 0.00097009 | 1.6e-10 | 0.03594 | 1.0949e-07 | 0.013543 | 2.417e-09
[120 empty] | 7.3.3.17.5 (Remote Grid) Updates to grid topology to minimize risk of ignition in HFTDs Remote GridWLDFRContaminationAggregated | WLDFR | HFTD - Distribution - Tier 3 - 4QU CoRE ¦ 4QU LoRE | Red Flag Warning - Small Fires | Contamination | Aggregated | 2026 | 1.6494e-07 | 202.884 | 3.3463e-05 | 2026 | Mitigation | 0.95 | 45 | 0 | esc | 0.00097009 | 1.6e-10 | 0.00097009 | 1.6e-10 | 0.03594 | 1.0949e-07 | 0.013543 | 2.417e-09
[120 empty] | 7.3.3.17.5 (Remote Grid) Updates to grid topology to minimize risk of ignition in HFTDs Remote GridWLDFRContaminationAggregated | WLDFR | HFTD - Distribution - Tier 3 - 4QU CoRE ¦ 4QU LoRE | Red Flag Warning - Small Fires | Contamination | Aggregated | 2027 | 1.6494e-07 | 202.884 | 3.3463e-05 | 2027 | Mitigation | 0.95 | 45 | 0 | esc | 0.00097009 | 1.6e-10 | 0.00097009 | 1.6e-10 | 0.03594 | 1.0949e-07 | 0.013543 | 2.417e-09
[120 empty] | 7.3.3.17.5 (Remote Grid) Updates to grid topology to minimize risk of ignition in HFTDs Remote GridWLDFRContaminationAggregated | WLDFR | HFTD - Distribution - Tier 3 - 4QU CoRE ¦ 4QU LoRE | Red Flag Warning - Small Fires | Contamination | Aggregated | 2028 | 1.6494e-07 | 202.884 | 3.3463e-05 | 2028 | Mitigation | 0.95 | 45 | 0 | esc | 0.00097009 | 1.6e-10 | 0.00097009 | 1.6e-10 | 0.03594 | 1.0949e-07 | 0.013543 | 2.417e-09
[120 empty] | 7.3.3.17.5 (Remote Grid) Updates to grid topology to minimize risk of ignition in HFTDs Remote GridWLDFRContaminationAggregated | WLDFR | HFTD - Distribution - Tier 3 - 4QU CoRE ¦ 4QU LoRE | Red Flag Warning - Small Fires | Contamination | Aggregated | 2029 | 1.6494e-07 | 202.884 | 3.3463e-05 | 2029 | Mitigation | 0.95 | 45 | 0 | esc | 0.00097009 | 1.6e-10 | 0.00097009 | 1.6e-10 | 0.03594 | 1.0949e-07 | 0.013543 | 2.417e-09
[120 empty] | 7.3.3.17.5 (Remote Grid) Updates to grid topology to minimize risk of ignition in HFTDs Remote GridWLDFRContaminationAggregated | WLDFR | HFTD - Distribution - Tier 3 - 4QU CoRE ¦ 4QU LoRE | Red Flag Warning - Small Fires | Contamination | Aggregated | 2030 | 1.6494e-07 | 202.884 | 3.3463e-05 | 2030 | Mitigation | 0.95 | 45 | 0 | esc | 0.00097009 | 1.6e-10 | 0.00097009 | 1.6e-10 | 0.03594 | 1.0949e-07 | 0.013543 | 2.417e-09
[120 empty] | 7.3.3.17.5 (Remote Grid) Updates to grid topology to minimize risk of ignition in HFTDs Remote GridWLDFRContaminationAggregated | WLDFR | HFTD - Distribution - Tier 3 - 4QU CoRE ¦ 4QU LoRE | Red Flag Warning - Small Fires | Contamination | Aggregated | 2031 | 1.6494e-07 | 202.884 | 3.3463e-05 | 2031 | Mitigation | 0.95 | 45 | 0 | esc | 0.00097009 | 1.6e-10 | 0.00097009 | 1.6e-10 | 0.03594 | 1.0949e-07 | 0.013543 | 2.417e-09
[120 empty] | 7.3.3.17.5 (Remote Grid) Updates to grid topology to minimize risk of ignition in HFTDs Remote GridWLDFRContaminationAggregated | WLDFR | HFTD - Distribution - Tier 3 - 4QU CoRE ¦ 4QU LoRE | Red Flag Warning - Small Fires | Contamination | Aggregated | 2032 | 1.6494e-07 | 202.884 | 3.3463e-05 | 2032 | Mitigation | 0.95 | 45 | 0 | esc | 0.00097009 | 1.6e-10 | 0.00097009 | 1.6e-10 | 0.03594 | 1.0949e-07 | 0.013543 | 2.417e-09
[120 empty] | 7.3.3.17.5 (Remote Grid) Updates to grid topology to minimize risk of ignition in HFTDs Remote GridWLDFRContaminationAggregated | WLDFR | HFTD - Distribution - Tier 3 - 4QU CoRE ¦ 4QU LoRE | Red Flag Warning - Small Fires | Contamination | Aggregated | 2033 | 1.6494e-07 | 202.884 | 3.3463e-05 | 2033 | Mitigation | 0.95 | 45 | 0 | esc | 0.00097009 | 1.6e-10 | 0.00097009 | 1.6e-10 | 0.03594 | 1.0949e-07 | 0.013543 | 2.417e-09
[120 empty] | 7.3.3.17.5 (Remote Grid) Updates to grid topology to minimize risk of ignition in HFTDs Remote GridWLDFRContaminationAggregated | WLDFR | HFTD - Distribution - Tier 3 - 4QU CoRE ¦ 4QU LoRE | Red Flag Warning - Small Fires | Contamination | Aggregated | 2034 | 1.6494e-07 | 202.884 | 3.3463e-05 | 2034 | Mitigation | 0.95 | 45 | 0 | esc | 0.00097009 | 1.6e-10 | 0.00097009 | 1.6e-10 | 0.03594 | 1.0949e-07 | 0.013543 | 2.417e-09
[120 empty] | 7.3.3.17.5 (Remote Grid) Updates to grid topology to minimize risk of ignition in HFTDs Remote GridWLDFRContaminationAggregated | WLDFR | HFTD - Distribution - Tier 3 - 4QU CoRE ¦ 4QU LoRE | Red Flag Warning - Small Fires | Contamination | Aggregated | 2035 | 1.6494e-07 | 202.884 | 3.3463e-05 | 2035 | Mitigation | 0.95 | 45 | 0 | esc | 0.00097009 | 1.6e-10 | 0.00097009 | 1.6e-10 | 0.03594 | 1.0949e-07 | 0.013543 | 2.417e-09
[120 empty] | 7.3.3.17.5 (Remote Grid) Updates to grid topology to minimize risk of ignition in HFTDs Remote GridWLDFRContaminationAggregated | WLDFR | HFTD - Distribution - Tier 3 - 4QU CoRE ¦ 4QU LoRE | Red Flag Warning - Small Fires | Contamination | Aggregated | 2036 | 1.6494e-07 | 202.884 | 3.3463e-05 | 2036 | Mitigation | 0.95 | 45 | 0 | esc | 0.00097009 | 1.6e-10 | 0.00097009 | 1.6e-10 | 0.03594 | 1.0949e-07 | 0.013543 | 2.417e-09
[120 empty] | 7.3.3.17.5 (Remote Grid) Updates to grid topology to minimize risk of ignition in HFTDs Remote GridWLDFRContaminationAggregated | WLDFR | HFTD - Distribution - Tier 3 - 4QU CoRE ¦ 4QU LoRE | Red Flag Warning - Small Fires | Contamination | Aggregated | 2037 | 1.6494e-07 | 202.884 | 3.3463e-05 | 2037 | Mitigation | 0.95 | 45 | 0 | esc | 0.00097009 | 1.6e-10 | 0.00097009 | 1.6e-10 | 0.03594 | 1.0949e-07 | 0.013543 | 2.417e-09
[120 empty] | 7.3.3.17.5 (Remote Grid) Updates to grid topology to minimize risk of ignition in HFTDs Remote GridWLDFRContaminationAggregated | WLDFR | HFTD - Distribution - Tier 3 - 4QU CoRE ¦ 4QU LoRE | Red Flag Warning - Small Fires | Contamination | Aggregated | 2038 | 1.6494e-07 | 202.884 | 3.3463e-05 | 2038 | Mitigation | 0.95 | 45 | 0 | esc | 0.00097009 | 1.6e-10 | 0.00097009 | 1.6e-10 | 0.03594 | 1.0949e-07 | 0.013543 | 2.417e-09
[120 empty] | 7.3.3.17.5 (Remote Grid) Updates to grid topology to minimize risk of ignition in HFTDs Remote GridWLDFRContaminationAggregated | WLDFR | HFTD - Distribution - Tier 3 - 4QU CoRE ¦ 4QU LoRE | Red Flag Warning - Small Fires | Contamination | Aggregated | 2039 | 1.6494e-07 | 202.884 | 3.3463e-05 | 2039 | Mitigation | 0.95 | 45 | 0 | esc | 0.00097009 | 1.6e-10 | 0.00097009 | 1.6e-10 | 0.03594 | 1.0949e-07 | 0.013543 | 2.417e-09
[120 empty] | 7.3.3.17.5 (Remote Grid) Updates to grid topology to minimize risk of ignition in HFTDs Remote GridWLDFRContaminationAggregated | WLDFR | HFTD - Distribution - Tier 3 - 4QU CoRE ¦ 4QU LoRE | Red Flag Warning - Small Fires | Contamination | Aggregated | 2040 | 1.6494e-07 | 202.884 | 3.3463e-05 | 2040 | Mitigation | 0.95 | 45 | 0 | esc | 0.00097009 | 1.6e-10 | 0.00097009 | 1.6e-10 | 0.03594 | 1.0949e-07 | 0.013543 | 2.417e-09
[120 empty] | 7.3.3.17.5 (Remote Grid) Updates to grid topology to minimize risk of ignition in HFTDs Remote GridWLDFRContaminationAggregated | WLDFR | HFTD - Distribution - Tier 3 - 4QU CoRE ¦ 4QU LoRE | Red Flag Warning - Small Fires | Contamination | Aggregated | 2041 | 1.6494e-07 | 202.884 | 3.3463e-05 | 2041 | Mitigation | 0.95 | 45 | 0 | esc | 0.00097009 | 1.6e-10 | 0.00097009 | 1.6e-10 | 0.03594 | 1.0949e-07 | 0.013543 | 2.417e-09
[120 empty] | 7.3.3.17.5 (Remote Grid) Updates to grid topology to minimize risk of ignition in HFTDs Remote GridWLDFRContaminationAggregated | WLDFR | HFTD - Distribution - Tier 3 - 4QU CoRE ¦ 4QU LoRE | Red Flag Warning - Small Fires | Contamination | Aggregated | 2042 | 1.6494e-07 | 202.884 | 3.3463e-05 | 2042 | Mitigation | 0.95 | 45 | 0 | esc | 0.00097009 | 1.6e-10 | 0.00097009 | 1.6e-10 | 0.03594 | 1.0949e-07 | 0.013543 | 2.417e-09
[120 empty] | 7.3.3.17.5 (Remote Grid) Updates to grid topology to minimize risk of ignition in HFTDs Remote GridWLDFRContaminationAggregated | WLDFR | HFTD - Distribution - Tier 3 - 4QU CoRE ¦ 4QU LoRE | Red Flag Warning - Small Fires | Contamination | Aggregated | 2043 | 1.6494e-07 | 202.884 | 3.3463e-05 | 2043 | Mitigation | 0.95 | 45 | 0 | esc | 0.00097009 | 1.6e-10 | 0.00097009 | 1.6e-10 | 0.03594 | 1.0949e-07 | 0.013543 | 2.417e-09
[120 empty] | 7.3.3.17.5 (Remote Grid) Updates to grid topology to minimize risk of ignition in HFTDs Remote GridWLDFRContaminationAggregated | WLDFR | HFTD - Distribution - Tier 3 - 4QU CoRE ¦ 4QU LoRE | Red Flag Warning - Small Fires | Contamination | Aggregated | 2044 | 1.6494e-07 | 202.884 | 3.3463e-05 | 2044 | Mitigation | 0.95 | 45 | 0 | esc | 0.00097009 | 1.6e-10 | 0.00097009 | 1.6e-10 | 0.03594 | 1.0949e-07 | 0.013543 | 2.417e-09
[120 empty] | 7.3.3.17.5 (Remote Grid) Updates to grid topology to minimize risk of ignition in HFTDs Remote GridWLDFRContaminationAggregated | WLDFR | HFTD - Distribution - Tier 3 - 4QU CoRE ¦ 4QU LoRE | Red Flag Warning - Small Fires | Contamination | Aggregated | 2045 | 1.6494e-07 | 202.884 | 3.3463e-05 | 2045 | Mitigation | 0.95 | 45 | 0 | esc | 0.00097009 | 1.6e-10 | 0.00097009 | 1.6e-10 | 0.03594 | 1.0949e-07 | 0.013543 | 2.417e-09
[120 empty] | 7.3.3.17.5 (Remote Grid) Updates to grid topology to minimize risk of ignition in HFTDs Remote GridWLDFRContaminationAggregated | WLDFR | HFTD - Distribution - Tier 3 - 4QU CoRE ¦ 4QU LoRE | Red Flag Warning - Small Fires | Contamination | Aggregated | 2046 | 1.6494e-07 | 202.884 | 3.3463e-05 | 2046 | Mitigation | 0.95 | 45 | 0 | esc | 0.00097009 | 1.6e-10 | 0.00097009 | 1.6e-10 | 0.03594 | 1.0949e-07 | 0.013543 | 2.417e-09
[120 empty] | 7.3.3.17.5 (Remote Grid) Updates to grid topology to minimize risk of ignition in HFTDs Remote GridWLDFRContaminationAggregated | WLDFR | HFTD - Distribution - Tier 3 - 4QU CoRE ¦ 4QU LoRE | Red Flag Warning - Small Fires | Contamination | Aggregated | 2047 | 1.6494e-07 | 202.884 | 3.3463e-05 | 2047 | Mitigation | 0.95 | 45 | 0 | esc | 0.00097009 | 1.6e-10 | 0.00097009 | 1.6e-10 | 0.03594 | 1.0949e-07 | 0.013543 | 2.417e-09
[120 empty] | 7.3.3.17.5 (Remote Grid) Updates to grid topology to minimize risk of ignition in HFTDs Remote GridWLDFRContaminationAggregated | WLDFR | HFTD - Distribution - Tier 3 - 4QU CoRE ¦ 4QU LoRE | Red Flag Warning - Small Fires | Contamination | Aggregated | 2048 | 1.6494e-07 | 202.884 | 3.3463e-05 | 2048 | Mitigation | 0.95 | 45 | 0 | esc | 0.00097009 | 1.6e-10 | 0.00097009 | 1.6e-10 | 0.03594 | 1.0949e-07 | 0.013543 | 2.417e-09
[120 empty] | 7.3.3.17.5 (Remote Grid) Updates to grid topology to minimize risk of ignition in HFTDs Remote GridWLDFRContaminationAggregated | WLDFR | HFTD - Distribution - Tier 3 - 4QU CoRE ¦ 4QU LoRE | Red Flag Warning - Small Fires | Contamination | Aggregated | 2049 | 1.6494e-07 | 202.884 | 3.3463e-05 | 2049 | Mitigation | 0.95 | 45 | 0 | esc | 0.00097009 | 1.6e-10 | 0.00097009 | 1.6e-10 | 0.03594 | 1.0949e-07 | 0.013543 | 2.417e-09
[120 empty] | 7.3.3.17.5 (Remote Grid) Updates to grid topology to minimize risk of ignition in HFTDs Remote GridWLDFRContaminationAggregated | WLDFR | HFTD - Distribution - Tier 3 - 4QU CoRE ¦ 4QU LoRE | Red Flag Warning - Small Fires | Contamination | Aggregated | 2050 | 1.6494e-07 | 202.884 | 3.3463e-05 | 2050 | Mitigation | 0.95 | 45 | 0 | esc | 0.00097009 | 1.6e-10 | 0.00097009 | 1.6e-10 | 0.03594 | 1.0949e-07 | 0.013543 | 2.417e-09
[120 empty] | 7.3.3.17.5 (Remote Grid) Updates to grid topology to minimize risk of ignition in HFTDs Remote GridWLDFRContaminationAggregated | WLDFR | HFTD - Distribution - Tier 3 - 4QU CoRE ¦ 4QU LoRE | Red Flag Warning - Small Fires | Contamination | Aggregated | 2051 | 1.6494e-07 | 202.884 | 3.3463e-05 | 2051 | Mitigation | 0.95 | 45 | 0 | esc | 0.00097009 | 1.6e-10 | 0.00097009 | 1.6e-10 | 0.03594 | 1.0949e-07 | 0.013543 | 2.417e-09
[120 empty] | 7.3.3.17.5 (Remote Grid) Updates to grid topology to minimize risk of ignition in HFTDs Remote GridWLDFRContaminationAggregated | WLDFR | HFTD - Distribution - Tier 3 - 4QU CoRE ¦ 4QU LoRE | Red Flag Warning - Small Fires | Contamination | Aggregated | 2052 | 1.6494e-07 | 202.884 | 3.3463e-05 | 2052 | Mitigation | 0.95 | 45 | 0 | esc | 0.00097009 | 1.6e-10 | 0.00097009 | 1.6e-10 | 0.03594 | 1.0949e-07 | 0.013543 | 2.417e-09
[120 empty] | 7.3.3.17.5 (Remote Grid) Updates to grid topology to minimize risk of ignition in HFTDs Remote GridWLDFRContaminationAggregated | WLDFR | HFTD - Distribution - Tier 3 - 4QU CoRE ¦ 4QU LoRE | Red Flag Warning - Small Fires | Contamination | Aggregated | 2053 | 1.6494e-07 | 202.884 | 3.3463e-05 | 2053 | Mitigation | 0.95 | 45 | 0 | esc | 0.00097009 | 1.6e-10 | 0.00097009 | 1.6e-10 | 0.03594 | 1.0949e-07 | 0.013543 | 2.417e-09
[120 empty] | 7.3.3.17.5 (Remote Grid) Updates to grid topology to minimize risk of ignition in HFTDs Remote GridWLDFRContaminationAggregated | WLDFR | HFTD - Distribution - Tier 3 - 4QU CoRE ¦ 4QU LoRE | Red Flag Warning - Small Fires | Contamination | Aggregated | 2054 | 1.6494e-07 | 202.884 | 3.3463e-05 | 2054 | Mitigation | 0.95 | 45 | 0 | esc | 0.00097009 | 1.6e-10 | 0.00097009 | 1.6e-10 | 0.03594 | 1.0949e-07 | 0 | 0
[120 empty] | 7.3.3.17.5 (Remote Grid) Updates to grid topology to minimize risk of ignition in HFTDs Remote GridWLDFRContaminationAggregated | WLDFR | HFTD - Distribution - Tier 3 - 4QU CoRE ¦ 4QU LoRE | Red Flag Warning - Small Fires | Contamination | Aggregated | 2055 | 1.6494e-07 | 202.884 | 3.3463e-05 | 2055 | Mitigation | 0.95 | 45 | 0 | esc | 0.00097009 | 1.6e-10 | 0.00097009 | 1.6e-10 | 0.03594 | 1.0949e-07 | 0 | 0
[120 empty] | 7.3.3.17.5 (Remote Grid) Updates to grid topology to minimize risk of ignition in HFTDs Remote GridWLDFRContaminationAggregated | WLDFR | HFTD - Distribution - Tier 3 - 4QU CoRE ¦ 4QU LoRE | Red Flag Warning - Small Fires | Contamination | Aggregated | 2056 | 1.6494e-07 | 202.884 | 3.3463e-05 | 2056 | Mitigation | 0.95 | 45 | 0 | esc | 0.00097009 | 1.6e-10 | 0.00097009 | 1.6e-10 | 0.03594 | 1.0949e-07 | 0.0093813 | 4.8662e-08
[120 empty] | 7.3.3.17.5 (Remote Grid) Updates to grid topology to minimize risk of ignition in HFTDs Remote GridWLDFRContaminationAggregated | WLDFR | HFTD - Distribution - Tier 3 - 4QU CoRE ¦ 4QU LoRE | Red Flag Warning - Small Fires | Contamination | Aggregated | 2057 | 1.6494e-07 | 202.884 | 3.3463e-05 | 2057 | Mitigation | 0.95 | 45 | 0 | esc | 0.00097009 | 1.6e-10 | 0.00097009 | 1.6e-10 | 0.03594 | 1.0949e-07 | 0.0093813 | 4.8662e-08
[120 empty] | 7.3.3.17.5 (Remote Grid) Updates to grid topology to minimize risk of ignition in HFTDs Remote GridWLDFRContaminationAggregated | WLDFR | HFTD - Distribution - Tier 3 - 4QU CoRE ¦ 4QU LoRE | Red Flag Warning - Small Fires | Contamination | Aggregated | 2058 | 1.6494e-07 | 202.884 | 3.3463e-05 | 2058 | Mitigation | 0.95 | 45 | 0 | esc | 0.00097009 | 1.6e-10 | 0.00097009 | 1.6e-10 | 0.03594 | 1.0949e-07 | 0.0093813 | 4.8662e-08
[120 empty] | 7.3.3.17.5 (Remote Grid) Updates to grid topology to minimize risk of ignition in HFTDs Remote GridWLDFRContaminationAggregated | WLDFR | HFTD - Distribution - Tier 3 - 4QU CoRE ¦ 4QU LoRE | Red Flag Warning - Small Fires | Contamination | Aggregated | 2059 | 1.6494e-07 | 202.884 | 3.3463e-05 | 2059 | Mitigation | 0.95 | 45 | 0 | esc | 0.00097009 | 1.6e-10 | 0.00097009 | 1.6e-10 | 0.03594 | 1.0949e-07 | 0.0093813 | 4.8662e-08
[120 empty] | 7.3.3.17.5 (Remote Grid) Updates to grid topology to minimize risk of ignition in HFTDs Remote GridWLDFRContaminationAggregated | WLDFR | HFTD - Distribution - Tier 3 - 4QU CoRE ¦ 4QU LoRE | Red Flag Warning - Small Fires | Contamination | Aggregated | 2060 | 1.6494e-07 | 202.884 | 3.3463e-05 | 2060 | Mitigation | 0.95 | 45 | 0 | esc | 0.00097009 | 1.6e-10 | 0.00097009 | 1.6e-10 | 0.03594 | 1.0949e-07 | 0.0093813 | 4.8662e-08
[120 empty] | 7.3.3.17.5 (Remote Grid) Updates to grid topology to minimize risk of ignition in HFTDs Remote GridWLDFRContaminationAggregated | WLDFR | HFTD - Distribution - Tier 3 - 4QU CoRE ¦ 4QU LoRE | Red Flag Warning - Small Fires | Contamination | Aggregated | 2061 | 1.6494e-07 | 202.884 | 3.3463e-05 | 2061 | Mitigation | 0.95 | 45 | 0 | esc | 0.00097009 | 1.6e-10 | 0.00097009 | 1.6e-10 | 0.03594 | 1.0949e-07 | 0.0093813 | 4.8662e-08
[120 empty] | 7.3.3.17.5 (Remote Grid) Updates to grid topology to minimize risk of ignition in HFTDs Remote GridWLDFRContaminationAggregated | WLDFR | HFTD - Distribution - Tier 3 - 4QU CoRE ¦ 4QU LoRE | Red Flag Warning - Small Fires | Contamination | Aggregated | 2062 | 1.6494e-07 | 202.884 | 3.3463e-05 | 2062 | Mitigation | 0.95 | 45 | 0 | esc | 0.00097009 | 1.6e-10 | 0.00097009 | 1.6e-10 | 0 | 0 | 0.0093813 | 4.8662e-08
[120 empty] | 7.3.3.17.5 (Remote Grid) Updates to grid topology to minimize risk of ignition in HFTDs Remote GridWLDFRContaminationAggregated | WLDFR | HFTD - Distribution - Tier 3 - 4QU CoRE ¦ 4QU LoRE | Red Flag Warning - Small Fires | Contamination | Aggregated | 2063 | 1.6494e-07 | 202.884 | 3.3463e-05 | 2063 | Mitigation | 0.95 | 45 | 0 | esc | 0.00097009 | 1.6e-10 | 0.00097009 | 1.6e-10 | 0.03594 | 2.7284e-09 | 0.0093813 | 4.8662e-08
[120 empty] | 7.3.3.17.5 (Remote Grid) Updates to grid topology to minimize risk of ignition in HFTDs Remote GridWLDFRContaminationAggregated | WLDFR | HFTD - Distribution - Tier 3 - 4QU CoRE ¦ 4QU LoRE | Red Flag Warning - Small Fires | Contamination | Aggregated | 2064 | 1.6494e-07 | 202.884 | 3.3463e-05 | 2064 | Mitigation | 0.95 | 45 | 0 | esc | 0.00097009 | 1.6e-10 | 0.00097009 | 1.6e-10 | 0.03594 | 2.7284e-09 | 0.0093813 | 4.8662e-08
[120 empty] | 7.3.3.17.5 (Remote Grid) Updates to grid topology to minimize risk of ignition in HFTDs Remote GridWLDFRContaminationAggregated | WLDFR | HFTD - Distribution - Tier 3 - 4QU CoRE ¦ 4QU LoRE | Red Flag Warning - Small Fires | Contamination | Aggregated | 2065 | 1.6494e-07 | 202.884 | 3.3463e-05 | 2065 | Mitigation | 0.95 | 45 | 0 | esc | 0.00097009 | 1.6e-10 | 0.00097009 | 1.6e-10 | 0.03594 | 2.7284e-09 | 0.0093813 | 4.8662e-08
[120 empty] | 7.3.3.17.5 (Remote Grid) Updates to grid topology to minimize risk of ignition in HFTDs Remote GridWLDFRContaminationAggregated | WLDFR | HFTD - Distribution - Tier 3 - 4QU CoRE ¦ 4QU LoRE | Red Flag Warning - Small Fires | Contamination | Aggregated | 2066 | 1.6494e-07 | 202.884 | 3.3463e-05 | 2066 | Mitigation | 0.95 | 45 | 0 | esc | 0.00097009 | 1.6e-10 | 0.00097009 | 1.6e-10 | 0.03594 | 2.7284e-09 | 0.0093813 | 4.8662e-08
[120 empty] | 7.3.3.17.5 (Remote Grid) Updates to grid topology to minimize risk of ignition in HFTDs Remote GridWLDFRContaminationAggregated | WLDFR | HFTD - Distribution - Tier 3 - 4QU CoRE ¦ 4QU LoRE | Red Flag Warning - Small Fires | Contamination | Aggregated | 2067 | 1.6494e-07 | 202.884 | 3.3463e-05 | 2067 | Mitigation | 0.95 | 45 | 0 | esc | 0 | 0 | 0.00097009 | 1.6e-10 | 0.03594 | 2.7284e-09 | 0.0093813 | 4.8662e-08
[120 empty] | 7.3.3.17.5 (Remote Grid) Updates to grid topology to minimize risk of ignition in HFTDs Remote GridWLDFREquipment / facility failureAggregated | WLDFR | HFTD - Distribution - Tier 3 - 4QU CoRE ¦ 4QU LoRE | Red Flag Warning - Small Fires | Equipment / facility failure | Aggregated | 2022 | 9.8425e-05 | 202.884 | 0.019969 | 2022 | Mitigation | 0.95 | 45 | 0 | esc | 0.00097009 | 9.5481e-08 | 0 | 0 | 0.03594 | 2.7284e-09 | 0.0093813 | 4.8662e-08
[120 empty] | 7.3.3.17.5 (Remote Grid) Updates to grid topology to minimize risk of ignition in HFTDs Remote GridWLDFREquipment / facility failureAggregated | WLDFR | HFTD - Distribution - Tier 3 - 4QU CoRE ¦ 4QU LoRE | Red Flag Warning - Small Fires | Equipment / facility failure | Aggregated | 2023 | 9.8425e-05 | 202.884 | 0.019969 | 2023 | Mitigation | 0.95 | 45 | 0 | esc | 0.00097009 | 9.5481e-08 | 0.00097009 | 9.5481e-08 | 0.03594 | 2.7284e-09 | 0.0093813 | 4.8662e-08
[120 empty] | 7.3.3.17.5 (Remote Grid) Updates to grid topology to minimize risk of ignition in HFTDs Remote GridWLDFREquipment / facility failureAggregated | WLDFR | HFTD - Distribution - Tier 3 - 4QU CoRE ¦ 4QU LoRE | Red Flag Warning - Small Fires | Equipment / facility failure | Aggregated | 2024 | 9.8425e-05 | 202.884 | 0.019969 | 2024 | Mitigation | 0.95 | 45 | 0 | esc | 0.00097009 | 9.5481e-08 | 0.00097009 | 9.5481e-08 | 0.03594 | 2.7284e-09 | 0.0093813 | 4.8662e-08
[120 empty] | 7.3.3.17.5 (Remote Grid) Updates to grid topology to minimize risk of ignition in HFTDs Remote GridWLDFREquipment / facility failureAggregated | WLDFR | HFTD - Distribution - Tier 3 - 4QU CoRE ¦ 4QU LoRE | Red Flag Warning - Small Fires | Equipment / facility failure | Aggregated | 2025 | 9.8425e-05 | 202.884 | 0.019969 | 2025 | Mitigation | 0.95 | 45 | 0 | esc | 0.00097009 | 9.5481e-08 | 0.00097009 | 9.5481e-08 | 0.03594 | 2.7284e-09 | 0.0093813 | 4.8662e-08
[120 empty] | 7.3.3.17.5 (Remote Grid) Updates to grid topology to minimize risk of ignition in HFTDs Remote GridWLDFREquipment / facility failureAggregated | WLDFR | HFTD - Distribution - Tier 3 - 4QU CoRE ¦ 4QU LoRE | Red Flag Warning - Small Fires | Equipment / facility failure | Aggregated | 2026 | 9.8425e-05 | 202.884 | 0.019969 | 2026 | Mitigation | 0.95 | 45 | 0 | esc | 0.00097009 | 9.5481e-08 | 0.00097009 | 9.5481e-08 | 0.03594 | 2.7284e-09 | 0.0093813 | 4.8662e-08
[120 empty] | 7.3.3.17.5 (Remote Grid) Updates to grid topology to minimize risk of ignition in HFTDs Remote GridWLDFREquipment / facility failureAggregated | WLDFR | HFTD - Distribution - Tier 3 - 4QU CoRE ¦ 4QU LoRE | Red Flag Warning - Small Fires | Equipment / facility failure | Aggregated | 2027 | 9.8425e-05 | 202.884 | 0.019969 | 2027 | Mitigation | 0.95 | 45 | 0 | esc | 0.00097009 | 9.5481e-08 | 0.00097009 | 9.5481e-08 | 0.03594 | 2.7284e-09 | 0.0093813 | 4.8662e-08
[120 empty] | 7.3.3.17.5 (Remote Grid) Updates to grid topology to minimize risk of ignition in HFTDs Remote GridWLDFREquipment / facility failureAggregated | WLDFR | HFTD - Distribution - Tier 3 - 4QU CoRE ¦ 4QU LoRE | Red Flag Warning - Small Fires | Equipment / facility failure | Aggregated | 2028 | 9.8425e-05 | 202.884 | 0.019969 | 2028 | Mitigation | 0.95 | 45 | 0 | esc | 0.00097009 | 9.5481e-08 | 0.00097009 | 9.5481e-08 | 0.03594 | 2.7284e-09 | 0.0093813 | 4.8662e-08
[120 empty] | 7.3.3.17.5 (Remote Grid) Updates to grid topology to minimize risk of ignition in HFTDs Remote GridWLDFREquipment / facility failureAggregated | WLDFR | HFTD - Distribution - Tier 3 - 4QU CoRE ¦ 4QU LoRE | Red Flag Warning - Small Fires | Equipment / facility failure | Aggregated | 2029 | 9.8425e-05 | 202.884 | 0.019969 | 2029 | Mitigation | 0.95 | 45 | 0 | esc | 0.00097009 | 9.5481e-08 | 0.00097009 | 9.5481e-08 | 0.03594 | 2.7284e-09 | 0.0093813 | 4.8662e-08
[120 empty] | 7.3.3.17.5 (Remote Grid) Updates to grid topology to minimize risk of ignition in HFTDs Remote GridWLDFREquipment / facility failureAggregated | WLDFR | HFTD - Distribution - Tier 3 - 4QU CoRE ¦ 4QU LoRE | Red Flag Warning - Small Fires | Equipment / facility failure | Aggregated | 2030 | 9.8425e-05 | 202.884 | 0.019969 | 2030 | Mitigation | 0.95 | 45 | 0 | esc | 0.00097009 | 9.5481e-08 | 0.00097009 | 9.5481e-08 | 0.03594 | 2.7284e-09 | 0.0093813 | 4.8662e-08
[120 empty] | 7.3.3.17.5 (Remote Grid) Updates to grid topology to minimize risk of ignition in HFTDs Remote GridWLDFREquipment / facility failureAggregated | WLDFR | HFTD - Distribution - Tier 3 - 4QU CoRE ¦ 4QU LoRE | Red Flag Warning - Small Fires | Equipment / facility failure | Aggregated | 2031 | 9.8425e-05 | 202.884 | 0.019969 | 2031 | Mitigation | 0.95 | 45 | 0 | esc | 0.00097009 | 9.5481e-08 | 0.00097009 | 9.5481e-08 | 0.03594 | 2.7284e-09 | 0.0093813 | 4.8662e-08
[120 empty] | 7.3.3.17.5 (Remote Grid) Updates to grid topology to minimize risk of ignition in HFTDs Remote GridWLDFREquipment / facility failureAggregated | WLDFR | HFTD - Distribution - Tier 3 - 4QU CoRE ¦ 4QU LoRE | Red Flag Warning - Small Fires | Equipment / facility failure | Aggregated | 2032 | 9.8425e-05 | 202.884 | 0.019969 | 2032 | Mitigation | 0.95 | 45 | 0 | esc | 0.00097009 | 9.5481e-08 | 0.00097009 | 9.5481e-08 | 0.03594 | 2.7284e-09 | 0.0093813 | 4.8662e-08
[120 empty] | 7.3.3.17.5 (Remote Grid) Updates to grid topology to minimize risk of ignition in HFTDs Remote GridWLDFREquipment / facility failureAggregated | WLDFR | HFTD - Distribution - Tier 3 - 4QU CoRE ¦ 4QU LoRE | Red Flag Warning - Small Fires | Equipment / facility failure | Aggregated | 2033 | 9.8425e-05 | 202.884 | 0.019969 | 2033 | Mitigation | 0.95 | 45 | 0 | esc | 0.00097009 | 9.5481e-08 | 0.00097009 | 9.5481e-08 | 0.03594 | 2.7284e-09 | 0.0093813 | 4.8662e-08
[120 empty] | 7.3.3.17.5 (Remote Grid) Updates to grid topology to minimize risk of ignition in HFTDs Remote GridWLDFREquipment / facility failureAggregated | WLDFR | HFTD - Distribution - Tier 3 - 4QU CoRE ¦ 4QU LoRE | Red Flag Warning - Small Fires | Equipment / facility failure | Aggregated | 2034 | 9.8425e-05 | 202.884 | 0.019969 | 2034 | Mitigation | 0.95 | 45 | 0 | esc | 0.00097009 | 9.5481e-08 | 0.00097009 | 9.5481e-08 | 0.03594 | 2.7284e-09 | 0.0093813 | 4.8662e-08
[120 empty] | 7.3.3.17.5 (Remote Grid) Updates to grid topology to minimize risk of ignition in HFTDs Remote GridWLDFREquipment / facility failureAggregated | WLDFR | HFTD - Distribution - Tier 3 - 4QU CoRE ¦ 4QU LoRE | Red Flag Warning - Small Fires | Equipment / facility failure | Aggregated | 2035 | 9.8425e-05 | 202.884 | 0.019969 | 2035 | Mitigation | 0.95 | 45 | 0 | esc | 0.00097009 | 9.5481e-08 | 0.00097009 | 9.5481e-08 | 0.03594 | 2.7284e-09 | 0.0093813 | 4.8662e-08
[120 empty] | 7.3.3.17.5 (Remote Grid) Updates to grid topology to minimize risk of ignition in HFTDs Remote GridWLDFREquipment / facility failureAggregated | WLDFR | HFTD - Distribution - Tier 3 - 4QU CoRE ¦ 4QU LoRE | Red Flag Warning - Small Fires | Equipment / facility failure | Aggregated | 2036 | 9.8425e-05 | 202.884 | 0.019969 | 2036 | Mitigation | 0.95 | 45 | 0 | esc | 0.00097009 | 9.5481e-08 | 0.00097009 | 9.5481e-08 | 0.03594 | 2.7284e-09 | 0.0093813 | 4.8662e-08
[120 empty] | 7.3.3.17.5 (Remote Grid) Updates to grid topology to minimize risk of ignition in HFTDs Remote GridWLDFREquipment / facility failureAggregated | WLDFR | HFTD - Distribution - Tier 3 - 4QU CoRE ¦ 4QU LoRE | Red Flag Warning - Small Fires | Equipment / facility failure | Aggregated | 2037 | 9.8425e-05 | 202.884 | 0.019969 | 2037 | Mitigation | 0.95 | 45 | 0 | esc | 0.00097009 | 9.5481e-08 | 0.00097009 | 9.5481e-08 | 0.03594 | 2.7284e-09 | 0.0093813 | 4.8662e-08
[120 empty] | 7.3.3.17.5 (Remote Grid) Updates to grid topology to minimize risk of ignition in HFTDs Remote GridWLDFREquipment / facility failureAggregated | WLDFR | HFTD - Distribution - Tier 3 - 4QU CoRE ¦ 4QU LoRE | Red Flag Warning - Small Fires | Equipment / facility failure | Aggregated | 2038 | 9.8425e-05 | 202.884 | 0.019969 | 2038 | Mitigation | 0.95 | 45 | 0 | esc | 0.00097009 | 9.5481e-08 | 0.00097009 | 9.5481e-08 | 0.03594 | 2.7284e-09 | 0.0093813 | 4.8662e-08
[120 empty] | 7.3.3.17.5 (Remote Grid) Updates to grid topology to minimize risk of ignition in HFTDs Remote GridWLDFREquipment / facility failureAggregated | WLDFR | HFTD - Distribution - Tier 3 - 4QU CoRE ¦ 4QU LoRE | Red Flag Warning - Small Fires | Equipment / facility failure | Aggregated | 2039 | 9.8425e-05 | 202.884 | 0.019969 | 2039 | Mitigation | 0.95 | 45 | 0 | esc | 0.00097009 | 9.5481e-08 | 0.00097009 | 9.5481e-08 | 0.03594 | 2.7284e-09 | 0.0093813 | 4.8662e-08
[120 empty] | 7.3.3.17.5 (Remote Grid) Updates to grid topology to minimize risk of ignition in HFTDs Remote GridWLDFREquipment / facility failureAggregated | WLDFR | HFTD - Distribution - Tier 3 - 4QU CoRE ¦ 4QU LoRE | Red Flag Warning - Small Fires | Equipment / facility failure | Aggregated | 2040 | 9.8425e-05 | 202.884 | 0.019969 | 2040 | Mitigation | 0.95 | 45 | 0 | esc | 0.00097009 | 9.5481e-08 | 0.00097009 | 9.5481e-08 | 0.03594 | 2.7284e-09 | 0 | 0
[120 empty] | 7.3.3.17.5 (Remote Grid) Updates to grid topology to minimize risk of ignition in HFTDs Remote GridWLDFREquipment / facility failureAggregated | WLDFR | HFTD - Distribution - Tier 3 - 4QU CoRE ¦ 4QU LoRE | Red Flag Warning - Small Fires | Equipment / facility failure | Aggregated | 2041 | 9.8425e-05 | 202.884 | 0.019969 | 2041 | Mitigation | 0.95 | 45 | 0 | esc | 0.00097009 | 9.5481e-08 | 0.00097009 | 9.5481e-08 | 0.03594 | 2.7284e-09 | 0 | 0
[120 empty] | 7.3.3.17.5 (Remote Grid) Updates to grid topology to minimize risk of ignition in HFTDs Remote GridWLDFREquipment / facility failureAggregated | WLDFR | HFTD - Distribution - Tier 3 - 4QU CoRE ¦ 4QU LoRE | Red Flag Warning - Small Fires | Equipment / facility failure | Aggregated | 2042 | 9.8425e-05 | 202.884 | 0.019969 | 2042 | Mitigation | 0.95 | 45 | 0 | esc | 0.00097009 | 9.5481e-08 | 0.00097009 | 9.5481e-08 | 0.03594 | 2.7284e-09 | 0.014004 | 3.2442e-08
[120 empty] | 7.3.3.17.5 (Remote Grid) Updates to grid topology to minimize risk of ignition in HFTDs Remote GridWLDFREquipment / facility failureAggregated | WLDFR | HFTD - Distribution - Tier 3 - 4QU CoRE ¦ 4QU LoRE | Red Flag Warning - Small Fires | Equipment / facility failure | Aggregated | 2043 | 9.8425e-05 | 202.884 | 0.019969 | 2043 | Mitigation | 0.95 | 45 | 0 | esc | 0.00097009 | 9.5481e-08 | 0.00097009 | 9.5481e-08 | 0.03594 | 2.7284e-09 | 0.014004 | 3.2442e-08
[120 empty] | 7.3.3.17.5 (Remote Grid) Updates to grid topology to minimize risk of ignition in HFTDs Remote GridWLDFREquipment / facility failureAggregated | WLDFR | HFTD - Distribution - Tier 3 - 4QU CoRE ¦ 4QU LoRE | Red Flag Warning - Small Fires | Equipment / facility failure | Aggregated | 2044 | 9.8425e-05 | 202.884 | 0.019969 | 2044 | Mitigation | 0.95 | 45 | 0 | esc | 0.00097009 | 9.5481e-08 | 0.00097009 | 9.5481e-08 | 0.03594 | 2.7284e-09 | 0.014004 | 3.2442e-08
[120 empty] | 7.3.3.17.5 (Remote Grid) Updates to grid topology to minimize risk of ignition in HFTDs Remote GridWLDFREquipment / facility failureAggregated | WLDFR | HFTD - Distribution - Tier 3 - 4QU CoRE ¦ 4QU LoRE | Red Flag Warning - Small Fires | Equipment / facility failure | Aggregated | 2045 | 9.8425e-05 | 202.884 | 0.019969 | 2045 | Mitigation | 0.95 | 45 | 0 | esc | 0.00097009 | 9.5481e-08 | 0.00097009 | 9.5481e-08 | 0.03594 | 2.7284e-09 | 0.014004 | 3.2442e-08
[120 empty] | 7.3.3.17.5 (Remote Grid) Updates to grid topology to minimize risk of ignition in HFTDs Remote GridWLDFREquipment / facility failureAggregated | WLDFR | HFTD - Distribution - Tier 3 - 4QU CoRE ¦ 4QU LoRE | Red Flag Warning - Small Fires | Equipment / facility failure | Aggregated | 2046 | 9.8425e-05 | 202.884 | 0.019969 | 2046 | Mitigation | 0.95 | 45 | 0 | esc | 0.00097009 | 9.5481e-08 | 0.00097009 | 9.5481e-08 | 0.03594 | 2.7284e-09 | 0.014004 | 3.2442e-08
[120 empty] | 7.3.3.17.5 (Remote Grid) Updates to grid topology to minimize risk of ignition in HFTDs Remote GridWLDFREquipment / facility failureAggregated | WLDFR | HFTD - Distribution - Tier 3 - 4QU CoRE ¦ 4QU LoRE | Red Flag Warning - Small Fires | Equipment / facility failure | Aggregated | 2047 | 9.8425e-05 | 202.884 | 0.019969 | 2047 | Mitigation | 0.95 | 45 | 0 | esc | 0.00097009 | 9.5481e-08 | 0.00097009 | 9.5481e-08 | 0.03594 | 2.7284e-09 | 0.014004 | 3.2442e-08
[120 empty] | 7.3.3.17.5 (Remote Grid) Updates to grid topology to minimize risk of ignition in HFTDs Remote GridWLDFREquipment / facility failureAggregated | WLDFR | HFTD - Distribution - Tier 3 - 4QU CoRE ¦ 4QU LoRE | Red Flag Warning - Small Fires | Equipment / facility failure | Aggregated | 2048 | 9.8425e-05 | 202.884 | 0.019969 | 2048 | Mitigation | 0.95 | 45 | 0 | esc | 0.00097009 | 9.5481e-08 | 0.00097009 | 9.5481e-08 | 0.03594 | 2.7284e-09 | 0.014004 | 3.2442e-08
[120 empty] | 7.3.3.17.5 (Remote Grid) Updates to grid topology to minimize risk of ignition in HFTDs Remote GridWLDFREquipment / facility failureAggregated | WLDFR | HFTD - Distribution - Tier 3 - 4QU CoRE ¦ 4QU LoRE | Red Flag Warning - Small Fires | Equipment / facility failure | Aggregated | 2049 | 9.8425e-05 | 202.884 | 0.019969 | 2049 | Mitigation | 0.95 | 45 | 0 | esc | 0.00097009 | 9.5481e-08 | 0.00097009 | 9.5481e-08 | 0.03594 | 2.7284e-09 | 0.014004 | 3.2442e-08
[120 empty] | 7.3.3.17.5 (Remote Grid) Updates to grid topology to minimize risk of ignition in HFTDs Remote GridWLDFREquipment / facility failureAggregated | WLDFR | HFTD - Distribution - Tier 3 - 4QU CoRE ¦ 4QU LoRE | Red Flag Warning - Small Fires | Equipment / facility failure | Aggregated | 2050 | 9.8425e-05 | 202.884 | 0.019969 | 2050 | Mitigation | 0.95 | 45 | 0 | esc | 0.00097009 | 9.5481e-08 | 0.00097009 | 9.5481e-08 | 0.03594 | 2.7284e-09 | 0.014004 | 3.2442e-08
[120 empty] | 7.3.3.17.5 (Remote Grid) Updates to grid topology to minimize risk of ignition in HFTDs Remote GridWLDFREquipment / facility failureAggregated | WLDFR | HFTD - Distribution - Tier 3 - 4QU CoRE ¦ 4QU LoRE | Red Flag Warning - Small Fires | Equipment / facility failure | Aggregated | 2051 | 9.8425e-05 | 202.884 | 0.019969 | 2051 | Mitigation | 0.95 | 45 | 0 | esc | 0.00097009 | 9.5481e-08 | 0.00097009 | 9.5481e-08 | 0.03594 | 2.7284e-09 | 0.014004 | 3.2442e-08
[120 empty] | 7.3.3.17.5 (Remote Grid) Updates to grid topology to minimize risk of ignition in HFTDs Remote GridWLDFREquipment / facility failureAggregated | WLDFR | HFTD - Distribution - Tier 3 - 4QU CoRE ¦ 4QU LoRE | Red Flag Warning - Small Fires | Equipment / facility failure | Aggregated | 2052 | 9.8425e-05 | 202.884 | 0.019969 | 2052 | Mitigation | 0.95 | 45 | 0 | esc | 0.00097009 | 9.5481e-08 | 0.00097009 | 9.5481e-08 | 0.03594 | 2.7284e-09 | 0.014004 | 3.2442e-08
[120 empty] | 7.3.3.17.5 (Remote Grid) Updates to grid topology to minimize risk of ignition in HFTDs Remote GridWLDFREquipment / facility failureAggregated | WLDFR | HFTD - Distribution - Tier 3 - 4QU CoRE ¦ 4QU LoRE | Red Flag Warning - Small Fires | Equipment / facility failure | Aggregated | 2053 | 9.8425e-05 | 202.884 | 0.019969 | 2053 | Mitigation | 0.95 | 45 | 0 | esc | 0.00097009 | 9.5481e-08 | 0.00097009 | 9.5481e-08 | 0.03594 | 2.7284e-09 | 0.014004 | 3.2442e-08
[120 empty] | 7.3.3.17.5 (Remote Grid) Updates to grid topology to minimize risk of ignition in HFTDs Remote GridWLDFREquipment / facility failureAggregated | WLDFR | HFTD - Distribution - Tier 3 - 4QU CoRE ¦ 4QU LoRE | Red Flag Warning - Small Fires | Equipment / facility failure | Aggregated | 2054 | 9.8425e-05 | 202.884 | 0.019969 | 2054 | Mitigation | 0.95 | 45 | 0 | esc | 0.00097009 | 9.5481e-08 | 0.00097009 | 9.5481e-08 | 0.03594 | 2.7284e-09 | 0.014004 | 3.2442e-08
[120 empty] | 7.3.3.17.5 (Remote Grid) Updates to grid topology to minimize risk of ignition in HFTDs Remote GridWLDFREquipment / facility failureAggregated | WLDFR | HFTD - Distribution - Tier 3 - 4QU CoRE ¦ 4QU LoRE | Red Flag Warning - Small Fires | Equipment / facility failure | Aggregated | 2055 | 9.8425e-05 | 202.884 | 0.019969 | 2055 | Mitigation | 0.95 | 45 | 0 | esc | 0.00097009 | 9.5481e-08 | 0.00097009 | 9.5481e-08 | 0.03594 | 2.7284e-09 | 0.014004 | 3.2442e-08
[120 empty] | 7.3.3.17.5 (Remote Grid) Updates to grid topology to minimize risk of ignition in HFTDs Remote GridWLDFREquipment / facility failureAggregated | WLDFR | HFTD - Distribution - Tier 3 - 4QU CoRE ¦ 4QU LoRE | Red Flag Warning - Small Fires | Equipment / facility failure | Aggregated | 2056 | 9.8425e-05 | 202.884 | 0.019969 | 2056 | Mitigation | 0.95 | 45 | 0 | esc | 0.00097009 | 9.5481e-08 | 0.00097009 | 9.5481e-08 | 0.03594 | 2.7284e-09 | 0.014004 | 3.2442e-08
[120 empty] | 7.3.3.17.5 (Remote Grid) Updates to grid topology to minimize risk of ignition in HFTDs Remote GridWLDFREquipment / facility failureAggregated | WLDFR | HFTD - Distribution - Tier 3 - 4QU CoRE ¦ 4QU LoRE | Red Flag Warning - Small Fires | Equipment / facility failure | Aggregated | 2057 | 9.8425e-05 | 202.884 | 0.019969 | 2057 | Mitigation | 0.95 | 45 | 0 | esc | 0.00097009 | 9.5481e-08 | 0.00097009 | 9.5481e-08 | 0.03594 | 2.7284e-09 | 0.014004 | 3.2442e-08
[120 empty] | 7.3.3.17.5 (Remote Grid) Updates to grid topology to minimize risk of ignition in HFTDs Remote GridWLDFREquipment / facility failureAggregated | WLDFR | HFTD - Distribution - Tier 3 - 4QU CoRE ¦ 4QU LoRE | Red Flag Warning - Small Fires | Equipment / facility failure | Aggregated | 2058 | 9.8425e-05 | 202.884 | 0.019969 | 2058 | Mitigation | 0.95 | 45 | 0 | esc | 0.00097009 | 9.5481e-08 | 0.00097009 | 9.5481e-08 | 0.03594 | 2.7284e-09 | 0.014004 | 3.2442e-08
[120 empty] | 7.3.3.17.5 (Remote Grid) Updates to grid topology to minimize risk of ignition in HFTDs Remote GridWLDFREquipment / facility failureAggregated | WLDFR | HFTD - Distribution - Tier 3 - 4QU CoRE ¦ 4QU LoRE | Red Flag Warning - Small Fires | Equipment / facility failure | Aggregated | 2059 | 9.8425e-05 | 202.884 | 0.019969 | 2059 | Mitigation | 0.95 | 45 | 0 | esc | 0.00097009 | 9.5481e-08 | 0.00097009 | 9.5481e-08 | 0.03594 | 2.7284e-09 | 0.014004 | 3.2442e-08
[120 empty] | 7.3.3.17.5 (Remote Grid) Updates to grid topology to minimize risk of ignition in HFTDs Remote GridWLDFREquipment / facility failureAggregated | WLDFR | HFTD - Distribution - Tier 3 - 4QU CoRE ¦ 4QU LoRE | Red Flag Warning - Small Fires | Equipment / facility failure | Aggregated | 2060 | 9.8425e-05 | 202.884 | 0.019969 | 2060 | Mitigation | 0.95 | 45 | 0 | esc | 0.00097009 | 9.5481e-08 | 0.00097009 | 9.5481e-08 | 0.03594 | 2.7284e-09 | 0.014004 | 3.2442e-08
[120 empty] | 7.3.3.17.5 (Remote Grid) Updates to grid topology to minimize risk of ignition in HFTDs Remote GridWLDFREquipment / facility failureAggregated | WLDFR | HFTD - Distribution - Tier 3 - 4QU CoRE ¦ 4QU LoRE | Red Flag Warning - Small Fires | Equipment / facility failure | Aggregated | 2061 | 9.8425e-05 | 202.884 | 0.019969 | 2061 | Mitigation | 0.95 | 45 | 0 | esc | 0.00097009 | 9.5481e-08 | 0.00097009 | 9.5481e-08 | 0.03594 | 2.7284e-09 | 0.014004 | 3.2442e-08
[120 empty] | 7.3.3.17.5 (Remote Grid) Updates to grid topology to minimize risk of ignition in HFTDs Remote GridWLDFREquipment / facility failureAggregated | WLDFR | HFTD - Distribution - Tier 3 - 4QU CoRE ¦ 4QU LoRE | Red Flag Warning - Small Fires | Equipment / facility failure | Aggregated | 2062 | 9.8425e-05 | 202.884 | 0.019969 | 2062 | Mitigation | 0.95 | 45 | 0 | esc | 0.00097009 | 9.5481e-08 | 0.00097009 | 9.5481e-08 | 0.03594 | 2.7284e-09 | 0.014004 | 3.2442e-08
[120 empty] | 7.3.3.17.5 (Remote Grid) Updates to grid topology to minimize risk of ignition in HFTDs Remote GridWLDFREquipment / facility failureAggregated | WLDFR | HFTD - Distribution - Tier 3 - 4QU CoRE ¦ 4QU LoRE | Red Flag Warning - Small Fires | Equipment / facility failure | Aggregated | 2063 | 9.8425e-05 | 202.884 | 0.019969 | 2063 | Mitigation | 0.95 | 45 | 0 | esc | 0.00097009 | 9.5481e-08 | 0.00097009 | 9.5481e-08 | 0.03594 | 2.7284e-09 | 0.014004 | 3.2442e-08
[120 empty] | 7.3.3.17.5 (Remote Grid) Updates to grid topology to minimize risk of ignition in HFTDs Remote GridWLDFREquipment / facility failureAggregated | WLDFR | HFTD - Distribution - Tier 3 - 4QU CoRE ¦ 4QU LoRE | Red Flag Warning - Small Fires | Equipment / facility failure | Aggregated | 2064 | 9.8425e-05 | 202.884 | 0.019969 | 2064 | Mitigation | 0.95 | 45 | 0 | esc | 0.00097009 | 9.5481e-08 | 0.00097009 | 9.5481e-08 | 0.03594 | 2.7284e-09 | 0.014004 | 3.2442e-08
[120 empty] | 7.3.3.17.5 (Remote Grid) Updates to grid topology to minimize risk of ignition in HFTDs Remote GridWLDFREquipment / facility failureAggregated | WLDFR | HFTD - Distribution - Tier 3 - 4QU CoRE ¦ 4QU LoRE | Red Flag Warning - Small Fires | Equipment / facility failure | Aggregated | 2065 | 9.8425e-05 | 202.884 | 0.019969 | 2065 | Mitigation | 0.95 | 45 | 0 | esc | 0.00097009 | 9.5481e-08 | 0.00097009 | 9.5481e-08 | 0.03594 | 2.7284e-09 | 0.014004 | 3.2442e-08
[120 empty] | 7.3.3.17.5 (Remote Grid) Updates to grid topology to minimize risk of ignition in HFTDs Remote GridWLDFREquipment / facility failureAggregated | WLDFR | HFTD - Distribution - Tier 3 - 4QU CoRE ¦ 4QU LoRE | Red Flag Warning - Small Fires | Equipment / facility failure | Aggregated | 2066 | 9.8425e-05 | 202.884 | 0.019969 | 2066 | Mitigation | 0.95 | 45 | 0 | esc | 0.00097009 | 9.5481e-08 | 0.00097009 | 9.5481e-08 | 0 | 0 | 0.014004 | 3.2442e-08
[120 empty] | 7.3.3.17.5 (Remote Grid) Updates to grid topology to minimize risk of ignition in HFTDs Remote GridWLDFREquipment / facility failureAggregated | WLDFR | HFTD - Distribution - Tier 3 - 4QU CoRE ¦ 4QU LoRE | Red Flag Warning - Small Fires | Equipment / facility failure | Aggregated | 2067 | 9.8425e-05 | 202.884 | 0.019969 | 2067 | Mitigation | 0.95 | 45 | 0 | esc | 0 | 0 | 0.00097009 | 9.5481e-08 | 0.03594 | 1.8576e-07 | 0.014004 | 3.2442e-08
[120 empty] | 7.3.3.17.5 (Remote Grid) Updates to grid topology to minimize risk of ignition in HFTDs Remote GridWLDFRVegetation ContactAggregated | WLDFR | HFTD - Distribution - Tier 3 - 4QU CoRE ¦ 4QU LoRE | Red Flag Warning - Small Fires | Vegetation Contact | Aggregated | 2022 | 0.00036075 | 202.884 | 0.073191 | 2022 | Mitigation | 0.95 | 45 | 0 | esc | 0.00097009 | 3.4996e-07 | 0 | 0 | 0.03594 | 1.8576e-07 | 0.014004 | 3.2442e-08
[120 empty] | 7.3.3.17.5 (Remote Grid) Updates to grid topology to minimize risk of ignition in HFTDs Remote GridWLDFRVegetation ContactAggregated | WLDFR | HFTD - Distribution - Tier 3 - 4QU CoRE ¦ 4QU LoRE | Red Flag Warning - Small Fires | Vegetation Contact | Aggregated | 2023 | 0.00036075 | 202.884 | 0.073191 | 2023 | Mitigation | 0.95 | 45 | 0 | esc | 0.00097009 | 3.4996e-07 | 0.00097009 | 3.4996e-07 | 0.03594 | 1.8576e-07 | 0.014004 | 3.2442e-08
[120 empty] | 7.3.3.17.5 (Remote Grid) Updates to grid topology to minimize risk of ignition in HFTDs Remote GridWLDFRVegetation ContactAggregated | WLDFR | HFTD - Distribution - Tier 3 - 4QU CoRE ¦ 4QU LoRE | Red Flag Warning - Small Fires | Vegetation Contact | Aggregated | 2024 | 0.00036075 | 202.884 | 0.073191 | 2024 | Mitigation | 0.95 | 45 | 0 | esc | 0.00097009 | 3.4996e-07 | 0.00097009 | 3.4996e-07 | 0.03594 | 1.8576e-07 | 0.014004 | 3.2442e-08
[120 empty] | 7.3.3.17.5 (Remote Grid) Updates to grid topology to minimize risk of ignition in HFTDs Remote GridWLDFRVegetation ContactAggregated | WLDFR | HFTD - Distribution - Tier 3 - 4QU CoRE ¦ 4QU LoRE | Red Flag Warning - Small Fires | Vegetation Contact | Aggregated | 2025 | 0.00036075 | 202.884 | 0.073191 | 2025 | Mitigation | 0.95 | 45 | 0 | esc | 0.00097009 | 3.4996e-07 | 0.00097009 | 3.4996e-07 | 0.03594 | 1.8576e-07 | 0.014004 | 3.2442e-08
[120 empty] | 7.3.3.17.5 (Remote Grid) Updates to grid topology to minimize risk of ignition in HFTDs Remote GridWLDFRVegetation ContactAggregated | WLDFR | HFTD - Distribution - Tier 3 - 4QU CoRE ¦ 4QU LoRE | Red Flag Warning - Small Fires | Vegetation Contact | Aggregated | 2026 | 0.00036075 | 202.884 | 0.073191 | 2026 | Mitigation | 0.95 | 45 | 0 | esc | 0.00097009 | 3.4996e-07 | 0.00097009 | 3.4996e-07 | 0.03594 | 1.8576e-07 | 0 | 0
[120 empty] | 7.3.3.17.5 (Remote Grid) Updates to grid topology to minimize risk of ignition in HFTDs Remote GridWLDFRVegetation ContactAggregated | WLDFR | HFTD - Distribution - Tier 3 - 4QU CoRE ¦ 4QU LoRE | Red Flag Warning - Small Fires | Vegetation Contact | Aggregated | 2027 | 0.00036075 | 202.884 | 0.073191 | 2027 | Mitigation | 0.95 | 45 | 0 | esc | 0.00097009 | 3.4996e-07 | 0.00097009 | 3.4996e-07 | 0.03594 | 1.8576e-07 | 0 | 0
[120 empty] | 7.3.3.17.5 (Remote Grid) Updates to grid topology to minimize risk of ignition in HFTDs Remote GridWLDFRVegetation ContactAggregated | WLDFR | HFTD - Distribution - Tier 3 - 4QU CoRE ¦ 4QU LoRE | Red Flag Warning - Small Fires | Vegetation Contact | Aggregated | 2028 | 0.00036075 | 202.884 | 0.073191 | 2028 | Mitigation | 0.95 | 45 | 0 | esc | 0.00097009 | 3.4996e-07 | 0.00097009 | 3.4996e-07 | 0.03594 | 1.8576e-07 | 0.012777 | 1.6648e-08
[120 empty] | 7.3.3.17.5 (Remote Grid) Updates to grid topology to minimize risk of ignition in HFTDs Remote GridWLDFRVegetation ContactAggregated | WLDFR | HFTD - Distribution - Tier 3 - 4QU CoRE ¦ 4QU LoRE | Red Flag Warning - Small Fires | Vegetation Contact | Aggregated | 2029 | 0.00036075 | 202.884 | 0.073191 | 2029 | Mitigation | 0.95 | 45 | 0 | esc | 0.00097009 | 3.4996e-07 | 0.00097009 | 3.4996e-07 | 0.03594 | 1.8576e-07 | 0.012777 | 1.6648e-08
[120 empty] | 7.3.3.17.5 (Remote Grid) Updates to grid topology to minimize risk of ignition in HFTDs Remote GridWLDFRVegetation ContactAggregated | WLDFR | HFTD - Distribution - Tier 3 - 4QU CoRE ¦ 4QU LoRE | Red Flag Warning - Small Fires | Vegetation Contact | Aggregated | 2030 | 0.00036075 | 202.884 | 0.073191 | 2030 | Mitigation | 0.95 | 45 | 0 | esc | 0.00097009 | 3.4996e-07 | 0.00097009 | 3.4996e-07 | 0.03594 | 1.8576e-07 | 0.012777 | 1.6648e-08
[120 empty] | 7.3.3.17.5 (Remote Grid) Updates to grid topology to minimize risk of ignition in HFTDs Remote GridWLDFRVegetation ContactAggregated | WLDFR | HFTD - Distribution - Tier 3 - 4QU CoRE ¦ 4QU LoRE | Red Flag Warning - Small Fires | Vegetation Contact | Aggregated | 2031 | 0.00036075 | 202.884 | 0.073191 | 2031 | Mitigation | 0.95 | 45 | 0 | esc | 0.00097009 | 3.4996e-07 | 0.00097009 | 3.4996e-07 | 0.03594 | 1.8576e-07 | 0.012777 | 1.6648e-08
[120 empty] | 7.3.3.17.5 (Remote Grid) Updates to grid topology to minimize risk of ignition in HFTDs Remote GridWLDFRVegetation ContactAggregated | WLDFR | HFTD - Distribution - Tier 3 - 4QU CoRE ¦ 4QU LoRE | Red Flag Warning - Small Fires | Vegetation Contact | Aggregated | 2032 | 0.00036075 | 202.884 | 0.073191 | 2032 | Mitigation | 0.95 | 45 | 0 | esc | 0.00097009 | 3.4996e-07 | 0.00097009 | 3.4996e-07 | 0.03594 | 1.8576e-07 | 0.012777 | 1.6648e-08
[120 empty] | 7.3.3.17.5 (Remote Grid) Updates to grid topology to minimize risk of ignition in HFTDs Remote GridWLDFRVegetation ContactAggregated | WLDFR | HFTD - Distribution - Tier 3 - 4QU CoRE ¦ 4QU LoRE | Red Flag Warning - Small Fires | Vegetation Contact | Aggregated | 2033 | 0.00036075 | 202.884 | 0.073191 | 2033 | Mitigation | 0.95 | 45 | 0 | esc | 0.00097009 | 3.4996e-07 | 0.00097009 | 3.4996e-07 | 0.03594 | 1.8576e-07 | 0.012777 | 1.6648e-08
[120 empty] | 7.3.3.17.5 (Remote Grid) Updates to grid topology to minimize risk of ignition in HFTDs Remote GridWLDFRVegetation ContactAggregated | WLDFR | HFTD - Distribution - Tier 3 - 4QU CoRE ¦ 4QU LoRE | Red Flag Warning - Small Fires | Vegetation Contact | Aggregated | 2034 | 0.00036075 | 202.884 | 0.073191 | 2034 | Mitigation | 0.95 | 45 | 0 | esc | 0.00097009 | 3.4996e-07 | 0.00097009 | 3.4996e-07 | 0.03594 | 1.8576e-07 | 0.012777 | 1.6648e-08
[120 empty] | 7.3.3.17.5 (Remote Grid) Updates to grid topology to minimize risk of ignition in HFTDs Remote GridWLDFRVegetation ContactAggregated | WLDFR | HFTD - Distribution - Tier 3 - 4QU CoRE ¦ 4QU LoRE | Red Flag Warning - Small Fires | Vegetation Contact | Aggregated | 2035 | 0.00036075 | 202.884 | 0.073191 | 2035 | Mitigation | 0.95 | 45 | 0 | esc | 0.00097009 | 3.4996e-07 | 0.00097009 | 3.4996e-07 | 0.03594 | 1.8576e-07 | 0.012777 | 1.6648e-08
[120 empty] | 7.3.3.17.5 (Remote Grid) Updates to grid topology to minimize risk of ignition in HFTDs Remote GridWLDFRVegetation ContactAggregated | WLDFR | HFTD - Distribution - Tier 3 - 4QU CoRE ¦ 4QU LoRE | Red Flag Warning - Small Fires | Vegetation Contact | Aggregated | 2036 | 0.00036075 | 202.884 | 0.073191 | 2036 | Mitigation | 0.95 | 45 | 0 | esc | 0.00097009 | 3.4996e-07 | 0.00097009 | 3.4996e-07 | 0.03594 | 1.8576e-07 | 0.012777 | 1.6648e-08
[120 empty] | 7.3.3.17.5 (Remote Grid) Updates to grid topology to minimize risk of ignition in HFTDs Remote GridWLDFRVegetation ContactAggregated | WLDFR | HFTD - Distribution - Tier 3 - 4QU CoRE ¦ 4QU LoRE | Red Flag Warning - Small Fires | Vegetation Contact | Aggregated | 2037 | 0.00036075 | 202.884 | 0.073191 | 2037 | Mitigation | 0.95 | 45 | 0 | esc | 0.00097009 | 3.4996e-07 | 0.00097009 | 3.4996e-07 | 0.03594 | 1.8576e-07 | 0.012777 | 1.6648e-08
[120 empty] | 7.3.3.17.5 (Remote Grid) Updates to grid topology to minimize risk of ignition in HFTDs Remote GridWLDFRVegetation ContactAggregated | WLDFR | HFTD - Distribution - Tier 3 - 4QU CoRE ¦ 4QU LoRE | Red Flag Warning - Small Fires | Vegetation Contact | Aggregated | 2038 | 0.00036075 | 202.884 | 0.073191 | 2038 | Mitigation | 0.95 | 45 | 0 | esc | 0.00097009 | 3.4996e-07 | 0.00097009 | 3.4996e-07 | 0.03594 | 1.8576e-07 | 0.012777 | 1.6648e-08
[120 empty] | 7.3.3.17.5 (Remote Grid) Updates to grid topology to minimize risk of ignition in HFTDs Remote GridWLDFRVegetation ContactAggregated | WLDFR | HFTD - Distribution - Tier 3 - 4QU CoRE ¦ 4QU LoRE | Red Flag Warning - Small Fires | Vegetation Contact | Aggregated | 2039 | 0.00036075 | 202.884 | 0.073191 | 2039 | Mitigation | 0.95 | 45 | 0 | esc | 0.00097009 | 3.4996e-07 | 0.00097009 | 3.4996e-07 | 0.03594 | 1.8576e-07 | 0.012777 | 1.6648e-08
[120 empty] | 7.3.3.17.5 (Remote Grid) Updates to grid topology to minimize risk of ignition in HFTDs Remote GridWLDFRVegetation ContactAggregated | WLDFR | HFTD - Distribution - Tier 3 - 4QU CoRE ¦ 4QU LoRE | Red Flag Warning - Small Fires | Vegetation Contact | Aggregated | 2040 | 0.00036075 | 202.884 | 0.073191 | 2040 | Mitigation | 0.95 | 45 | 0 | esc | 0.00097009 | 3.4996e-07 | 0.00097009 | 3.4996e-07 | 0.03594 | 1.8576e-07 | 0.012777 | 1.6648e-08
[120 empty] | 7.3.3.17.5 (Remote Grid) Updates to grid topology to minimize risk of ignition in HFTDs Remote GridWLDFRVegetation ContactAggregated | WLDFR | HFTD - Distribution - Tier 3 - 4QU CoRE ¦ 4QU LoRE | Red Flag Warning - Small Fires | Vegetation Contact | Aggregated | 2041 | 0.00036075 | 202.884 | 0.073191 | 2041 | Mitigation | 0.95 | 45 | 0 | esc | 0.00097009 | 3.4996e-07 | 0.00097009 | 3.4996e-07 | 0.03594 | 1.8576e-07 | 0.012777 | 1.6648e-08
[120 empty] | 7.3.3.17.5 (Remote Grid) Updates to grid topology to minimize risk of ignition in HFTDs Remote GridWLDFRVegetation ContactAggregated | WLDFR | HFTD - Distribution - Tier 3 - 4QU CoRE ¦ 4QU LoRE | Red Flag Warning - Small Fires | Vegetation Contact | Aggregated | 2042 | 0.00036075 | 202.884 | 0.073191 | 2042 | Mitigation | 0.95 | 45 | 0 | esc | 0.00097009 | 3.4996e-07 | 0.00097009 | 3.4996e-07 | 0.03594 | 1.8576e-07 | 0.012777 | 1.6648e-08
[120 empty] | 7.3.3.17.5 (Remote Grid) Updates to grid topology to minimize risk of ignition in HFTDs Remote GridWLDFRVegetation ContactAggregated | WLDFR | HFTD - Distribution - Tier 3 - 4QU CoRE ¦ 4QU LoRE | Red Flag Warning - Small Fires | Vegetation Contact | Aggregated | 2043 | 0.00036075 | 202.884 | 0.073191 | 2043 | Mitigation | 0.95 | 45 | 0 | esc | 0.00097009 | 3.4996e-07 | 0.00097009 | 3.4996e-07 | 0.03594 | 1.8576e-07 | 0.012777 | 1.6648e-08
[120 empty] | 7.3.3.17.5 (Remote Grid) Updates to grid topology to minimize risk of ignition in HFTDs Remote GridWLDFRVegetation ContactAggregated | WLDFR | HFTD - Distribution - Tier 3 - 4QU CoRE ¦ 4QU LoRE | Red Flag Warning - Small Fires | Vegetation Contact | Aggregated | 2044 | 0.00036075 | 202.884 | 0.073191 | 2044 | Mitigation | 0.95 | 45 | 0 | esc | 0.00097009 | 3.4996e-07 | 0.00097009 | 3.4996e-07 | 0.03594 | 1.8576e-07 | 0.012777 | 1.6648e-08
[120 empty] | 7.3.3.17.5 (Remote Grid) Updates to grid topology to minimize risk of ignition in HFTDs Remote GridWLDFRVegetation ContactAggregated | WLDFR | HFTD - Distribution - Tier 3 - 4QU CoRE ¦ 4QU LoRE | Red Flag Warning - Small Fires | Vegetation Contact | Aggregated | 2045 | 0.00036075 | 202.884 | 0.073191 | 2045 | Mitigation | 0.95 | 45 | 0 | esc | 0.00097009 | 3.4996e-07 | 0.00097009 | 3.4996e-07 | 0.03594 | 1.8576e-07 | 0.012777 | 1.6648e-08
[120 empty] | 7.3.3.17.5 (Remote Grid) Updates to grid topology to minimize risk of ignition in HFTDs Remote GridWLDFRVegetation ContactAggregated | WLDFR | HFTD - Distribution - Tier 3 - 4QU CoRE ¦ 4QU LoRE | Red Flag Warning - Small Fires | Vegetation Contact | Aggregated | 2046 | 0.00036075 | 202.884 | 0.073191 | 2046 | Mitigation | 0.95 | 45 | 0 | esc | 0.00097009 | 3.4996e-07 | 0.00097009 | 3.4996e-07 | 0.03594 | 1.8576e-07 | 0.012777 | 1.6648e-08
[120 empty] | 7.3.3.17.5 (Remote Grid) Updates to grid topology to minimize risk of ignition in HFTDs Remote GridWLDFRVegetation ContactAggregated | WLDFR | HFTD - Distribution - Tier 3 - 4QU CoRE ¦ 4QU LoRE | Red Flag Warning - Small Fires | Vegetation Contact | Aggregated | 2047 | 0.00036075 | 202.884 | 0.073191 | 2047 | Mitigation | 0.95 | 45 | 0 | esc | 0.00097009 | 3.4996e-07 | 0.00097009 | 3.4996e-07 | 0.03594 | 1.8576e-07 | 0.012777 | 1.6648e-08
[120 empty] | 7.3.3.17.5 (Remote Grid) Updates to grid topology to minimize risk of ignition in HFTDs Remote GridWLDFRVegetation ContactAggregated | WLDFR | HFTD - Distribution - Tier 3 - 4QU CoRE ¦ 4QU LoRE | Red Flag Warning - Small Fires | Vegetation Contact | Aggregated | 2048 | 0.00036075 | 202.884 | 0.073191 | 2048 | Mitigation | 0.95 | 45 | 0 | esc | 0.00097009 | 3.4996e-07 | 0.00097009 | 3.4996e-07 | 0.03594 | 1.8576e-07 | 0.012777 | 1.6648e-08
[120 empty] | 7.3.3.17.5 (Remote Grid) Updates to grid topology to minimize risk of ignition in HFTDs Remote GridWLDFRVegetation ContactAggregated | WLDFR | HFTD - Distribution - Tier 3 - 4QU CoRE ¦ 4QU LoRE | Red Flag Warning - Small Fires | Vegetation Contact | Aggregated | 2049 | 0.00036075 | 202.884 | 0.073191 | 2049 | Mitigation | 0.95 | 45 | 0 | esc | 0.00097009 | 3.4996e-07 | 0.00097009 | 3.4996e-07 | 0.03594 | 1.8576e-07 | 0.012777 | 1.6648e-08
[120 empty] | 7.3.3.17.5 (Remote Grid) Updates to grid topology to minimize risk of ignition in HFTDs Remote GridWLDFRVegetation ContactAggregated | WLDFR | HFTD - Distribution - Tier 3 - 4QU CoRE ¦ 4QU LoRE | Red Flag Warning - Small Fires | Vegetation Contact | Aggregated | 2050 | 0.00036075 | 202.884 | 0.073191 | 2050 | Mitigation | 0.95 | 45 | 0 | esc | 0.00097009 | 3.4996e-07 | 0.00097009 | 3.4996e-07 | 0.03594 | 1.8576e-07 | 0.012777 | 1.6648e-08
[120 empty] | 7.3.3.17.5 (Remote Grid) Updates to grid topology to minimize risk of ignition in HFTDs Remote GridWLDFRVegetation ContactAggregated | WLDFR | HFTD - Distribution - Tier 3 - 4QU CoRE ¦ 4QU LoRE | Red Flag Warning - Small Fires | Vegetation Contact | Aggregated | 2051 | 0.00036075 | 202.884 | 0.073191 | 2051 | Mitigation | 0.95 | 45 | 0 | esc | 0.00097009 | 3.4996e-07 | 0.00097009 | 3.4996e-07 | 0.03594 | 1.8576e-07 | 0.012777 | 1.6648e-08
[120 empty] | 7.3.3.17.5 (Remote Grid) Updates to grid topology to minimize risk of ignition in HFTDs Remote GridWLDFRVegetation ContactAggregated | WLDFR | HFTD - Distribution - Tier 3 - 4QU CoRE ¦ 4QU LoRE | Red Flag Warning - Small Fires | Vegetation Contact | Aggregated | 2052 | 0.00036075 | 202.884 | 0.073191 | 2052 | Mitigation | 0.95 | 45 | 0 | esc | 0.00097009 | 3.4996e-07 | 0.00097009 | 3.4996e-07 | 0.03594 | 1.8576e-07 | 0.012777 | 1.6648e-08
[120 empty] | 7.3.3.17.5 (Remote Grid) Updates to grid topology to minimize risk of ignition in HFTDs Remote GridWLDFRVegetation ContactAggregated | WLDFR | HFTD - Distribution - Tier 3 - 4QU CoRE ¦ 4QU LoRE | Red Flag Warning - Small Fires | Vegetation Contact | Aggregated | 2053 | 0.00036075 | 202.884 | 0.073191 | 2053 | Mitigation | 0.95 | 45 | 0 | esc | 0.00097009 | 3.4996e-07 | 0.00097009 | 3.4996e-07 | 0.03594 | 1.8576e-07 | 0.012777 | 1.6648e-08
[120 empty] | 7.3.3.17.5 (Remote Grid) Updates to grid topology to minimize risk of ignition in HFTDs Remote GridWLDFRVegetation ContactAggregated | WLDFR | HFTD - Distribution - Tier 3 - 4QU CoRE ¦ 4QU LoRE | Red Flag Warning - Small Fires | Vegetation Contact | Aggregated | 2054 | 0.00036075 | 202.884 | 0.073191 | 2054 | Mitigation | 0.95 | 45 | 0 | esc | 0.00097009 | 3.4996e-07 | 0.00097009 | 3.4996e-07 | 0.03594 | 1.8576e-07 | 0.012777 | 1.6648e-08
[120 empty] | 7.3.3.17.5 (Remote Grid) Updates to grid topology to minimize risk of ignition in HFTDs Remote GridWLDFRVegetation ContactAggregated | WLDFR | HFTD - Distribution - Tier 3 - 4QU CoRE ¦ 4QU LoRE | Red Flag Warning - Small Fires | Vegetation Contact | Aggregated | 2055 | 0.00036075 | 202.884 | 0.073191 | 2055 | Mitigation | 0.95 | 45 | 0 | esc | 0.00097009 | 3.4996e-07 | 0.00097009 | 3.4996e-07 | 0.03594 | 1.8576e-07 | 0.012777 | 1.6648e-08
[120 empty] | 7.3.3.17.5 (Remote Grid) Updates to grid topology to minimize risk of ignition in HFTDs Remote GridWLDFRVegetation ContactAggregated | WLDFR | HFTD - Distribution - Tier 3 - 4QU CoRE ¦ 4QU LoRE | Red Flag Warning - Small Fires | Vegetation Contact | Aggregated | 2056 | 0.00036075 | 202.884 | 0.073191 | 2056 | Mitigation | 0.95 | 45 | 0 | esc | 0.00097009 | 3.4996e-07 | 0.00097009 | 3.4996e-07 | 0.03594 | 1.8576e-07 | 0.012777 | 1.6648e-08
[120 empty] | 7.3.3.17.5 (Remote Grid) Updates to grid topology to minimize risk of ignition in HFTDs Remote GridWLDFRVegetation ContactAggregated | WLDFR | HFTD - Distribution - Tier 3 - 4QU CoRE ¦ 4QU LoRE | Red Flag Warning - Small Fires | Vegetation Contact | Aggregated | 2057 | 0.00036075 | 202.884 | 0.073191 | 2057 | Mitigation | 0.95 | 45 | 0 | esc | 0.00097009 | 3.4996e-07 | 0.00097009 | 3.4996e-07 | 0.03594 | 1.8576e-07 | 0.012777 | 1.6648e-08
[120 empty] | 7.3.3.17.5 (Remote Grid) Updates to grid topology to minimize risk of ignition in HFTDs Remote GridWLDFRVegetation ContactAggregated | WLDFR | HFTD - Distribution - Tier 3 - 4QU CoRE ¦ 4QU LoRE | Red Flag Warning - Small Fires | Vegetation Contact | Aggregated | 2058 | 0.00036075 | 202.884 | 0.073191 | 2058 | Mitigation | 0.95 | 45 | 0 | esc | 0.00097009 | 3.4996e-07 | 0.00097009 | 3.4996e-07 | 0.03594 | 1.8576e-07 | 0 | 0
[120 empty] | 7.3.3.17.5 (Remote Grid) Updates to grid topology to minimize risk of ignition in HFTDs Remote GridWLDFRVegetation ContactAggregated | WLDFR | HFTD - Distribution - Tier 3 - 4QU CoRE ¦ 4QU LoRE | Red Flag Warning - Small Fires | Vegetation Contact | Aggregated | 2059 | 0.00036075 | 202.884 | 0.073191 | 2059 | Mitigation | 0.95 | 45 | 0 | esc | 0.00097009 | 3.4996e-07 | 0.00097009 | 3.4996e-07 | 0.03594 | 1.8576e-07 | 0 | 0
[120 empty] | 7.3.3.17.5 (Remote Grid) Updates to grid topology to minimize risk of ignition in HFTDs Remote GridWLDFRVegetation ContactAggregated | WLDFR | HFTD - Distribution - Tier 3 - 4QU CoRE ¦ 4QU LoRE | Red Flag Warning - Small Fires | Vegetation Contact | Aggregated | 2060 | 0.00036075 | 202.884 | 0.073191 | 2060 | Mitigation | 0.95 | 45 | 0 | esc | 0.00097009 | 3.4996e-07 | 0.00097009 | 3.4996e-07 | 0.03594 | 1.8576e-07 | 0.012705 | 2.2445e-08
[120 empty] | 7.3.3.17.5 (Remote Grid) Updates to grid topology to minimize risk of ignition in HFTDs Remote GridWLDFRVegetation ContactAggregated | WLDFR | HFTD - Distribution - Tier 3 - 4QU CoRE ¦ 4QU LoRE | Red Flag Warning - Small Fires | Vegetation Contact | Aggregated | 2061 | 0.00036075 | 202.884 | 0.073191 | 2061 | Mitigation | 0.95 | 45 | 0 | esc | 0.00097009 | 3.4996e-07 | 0.00097009 | 3.4996e-07 | 0.03594 | 1.8576e-07 | 0.012705 | 2.2445e-08
[120 empty] | 7.3.3.17.5 (Remote Grid) Updates to grid topology to minimize risk of ignition in HFTDs Remote GridWLDFRVegetation ContactAggregated | WLDFR | HFTD - Distribution - Tier 3 - 4QU CoRE ¦ 4QU LoRE | Red Flag Warning - Small Fires | Vegetation Contact | Aggregated | 2062 | 0.00036075 | 202.884 | 0.073191 | 2062 | Mitigation | 0.95 | 45 | 0 | esc | 0.00097009 | 3.4996e-07 | 0.00097009 | 3.4996e-07 | 0.03594 | 1.8576e-07 | 0.012705 | 2.2445e-08
[120 empty] | 7.3.3.17.5 (Remote Grid) Updates to grid topology to minimize risk of ignition in HFTDs Remote GridWLDFRVegetation ContactAggregated | WLDFR | HFTD - Distribution - Tier 3 - 4QU CoRE ¦ 4QU LoRE | Red Flag Warning - Small Fires | Vegetation Contact | Aggregated | 2063 | 0.00036075 | 202.884 | 0.073191 | 2063 | Mitigation | 0.95 | 45 | 0 | esc | 0.00097009 | 3.4996e-07 | 0.00097009 | 3.4996e-07 | 0.03594 | 1.8576e-07 | 0.012705 | 2.2445e-08
[120 empty] | 7.3.3.17.5 (Remote Grid) Updates to grid topology to minimize risk of ignition in HFTDs Remote GridWLDFRVegetation ContactAggregated | WLDFR | HFTD - Distribution - Tier 3 - 4QU CoRE ¦ 4QU LoRE | Red Flag Warning - Small Fires | Vegetation Contact | Aggregated | 2064 | 0.00036075 | 202.884 | 0.073191 | 2064 | Mitigation | 0.95 | 45 | 0 | esc | 0.00097009 | 3.4996e-07 | 0.00097009 | 3.4996e-07 | 0.03594 | 1.8576e-07 | 0.012705 | 2.2445e-08
[120 empty] | 7.3.3.17.5 (Remote Grid) Updates to grid topology to minimize risk of ignition in HFTDs Remote GridWLDFRVegetation ContactAggregated | WLDFR | HFTD - Distribution - Tier 3 - 4QU CoRE ¦ 4QU LoRE | Red Flag Warning - Small Fires | Vegetation Contact | Aggregated | 2065 | 0.00036075 | 202.884 | 0.073191 | 2065 | Mitigation | 0.95 | 45 | 0 | esc | 0.00097009 | 3.4996e-07 | 0.00097009 | 3.4996e-07 | 0.03594 | 1.8576e-07 | 0.012705 | 2.2445e-08
[120 empty] | 7.3.3.17.5 (Remote Grid) Updates to grid topology to minimize risk of ignition in HFTDs Remote GridWLDFRVegetation ContactAggregated | WLDFR | HFTD - Distribution - Tier 3 - 4QU CoRE ¦ 4QU LoRE | Red Flag Warning - Small Fires | Vegetation Contact | Aggregated | 2066 | 0.00036075 | 202.884 | 0.073191 | 2066 | Mitigation | 0.95 | 45 | 0 | esc | 0.00097009 | 3.4996e-07 | 0.00097009 | 3.4996e-07 | 0.03594 | 1.8576e-07 | 0.012705 | 2.2445e-08
[120 empty] | 7.3.3.17.5 (Remote Grid) Updates to grid topology to minimize risk of ignition in HFTDs Remote GridWLDFRVegetation ContactAggregated | WLDFR | HFTD - Distribution - Tier 3 - 4QU CoRE ¦ 4QU LoRE | Red Flag Warning - Small Fires | Vegetation Contact | Aggregated | 2067 | 0.00036075 | 202.884 | 0.073191 | 2067 | Mitigation | 0.95 | 45 | 0 | esc | 0 | 0 | 0.00097009 | 3.4996e-07 | 0.03594 | 1.8576e-07 | 0.012705 | 2.2445e-08
[120 empty] | 7.3.3.17.5 (Remote Grid) Updates to grid topology to minimize risk of ignition in HFTDs Remote GridWLDFRWire-to-wire contactAggregated | WLDFR | HFTD - Distribution - Tier 3 - 4QU CoRE ¦ 4QU LoRE | Red Flag Warning - Small Fires | Wire-to-wire contact | Aggregated | 2022 | 6.2678e-06 | 202.884 | 0.0012716 | 2022 | Mitigation | 0.95 | 45 | 0 | esc | 0.00097009 | 6.0803e-09 | 0 | 0 | 0.03594 | 1.8576e-07 | 0.012705 | 2.2445e-08
[120 empty] | 7.3.3.17.5 (Remote Grid) Updates to grid topology to minimize risk of ignition in HFTDs Remote GridWLDFRWire-to-wire contactAggregated | WLDFR | HFTD - Distribution - Tier 3 - 4QU CoRE ¦ 4QU LoRE | Red Flag Warning - Small Fires | Wire-to-wire contact | Aggregated | 2023 | 6.2678e-06 | 202.884 | 0.0012716 | 2023 | Mitigation | 0.95 | 45 | 0 | esc | 0.00097009 | 6.0803e-09 | 0.00097009 | 6.0803e-09 | 0.03594 | 1.8576e-07 | 0.012705 | 2.2445e-08
[120 empty] | 7.3.3.17.5 (Remote Grid) Updates to grid topology to minimize risk of ignition in HFTDs Remote GridWLDFRWire-to-wire contactAggregated | WLDFR | HFTD - Distribution - Tier 3 - 4QU CoRE ¦ 4QU LoRE | Red Flag Warning - Small Fires | Wire-to-wire contact | Aggregated | 2024 | 6.2678e-06 | 202.884 | 0.0012716 | 2024 | Mitigation | 0.95 | 45 | 0 | esc | 0.00097009 | 6.0803e-09 | 0.00097009 | 6.0803e-09 | 0 | 0 | 0.012705 | 2.2445e-08
[120 empty] | 7.3.3.17.5 (Remote Grid) Updates to grid topology to minimize risk of ignition in HFTDs Remote GridWLDFRWire-to-wire contactAggregated | WLDFR | HFTD - Distribution - Tier 3 - 4QU CoRE ¦ 4QU LoRE | Red Flag Warning - Small Fires | Wire-to-wire contact | Aggregated | 2025 | 6.2678e-06 | 202.884 | 0.0012716 | 2025 | Mitigation | 0.95 | 45 | 0 | esc | 0.00097009 | 6.0803e-09 | 0.00097009 | 6.0803e-09 | 0.03594 | 1.0672e-08 | 0.012705 | 2.2445e-08
[120 empty] | 7.3.3.17.5 (Remote Grid) Updates to grid topology to minimize risk of ignition in HFTDs Remote GridWLDFRWire-to-wire contactAggregated | WLDFR | HFTD - Distribution - Tier 3 - 4QU CoRE ¦ 4QU LoRE | Red Flag Warning - Small Fires | Wire-to-wire contact | Aggregated | 2026 | 6.2678e-06 | 202.884 | 0.0012716 | 2026 | Mitigation | 0.95 | 45 | 0 | esc | 0.00097009 | 6.0803e-09 | 0.00097009 | 6.0803e-09 | 0.03594 | 1.0672e-08 | 0.012705 | 2.2445e-08
[120 empty] | 7.3.3.17.5 (Remote Grid) Updates to grid topology to minimize risk of ignition in HFTDs Remote GridWLDFRWire-to-wire contactAggregated | WLDFR | HFTD - Distribution - Tier 3 - 4QU CoRE ¦ 4QU LoRE | Red Flag Warning - Small Fires | Wire-to-wire contact | Aggregated | 2027 | 6.2678e-06 | 202.884 | 0.0012716 | 2027 | Mitigation | 0.95 | 45 | 0 | esc | 0.00097009 | 6.0803e-09 | 0.00097009 | 6.0803e-09 | 0.03594 | 1.0672e-08 | 0.012705 | 2.2445e-08
[120 empty] | 7.3.3.17.5 (Remote Grid) Updates to grid topology to minimize risk of ignition in HFTDs Remote GridWLDFRWire-to-wire contactAggregated | WLDFR | HFTD - Distribution - Tier 3 - 4QU CoRE ¦ 4QU LoRE | Red Flag Warning - Small Fires | Wire-to-wire contact | Aggregated | 2028 | 6.2678e-06 | 202.884 | 0.0012716 | 2028 | Mitigation | 0.95 | 45 | 0 | esc | 0.00097009 | 6.0803e-09 | 0.00097009 | 6.0803e-09 | 0.03594 | 1.0672e-08 | 0.012705 | 2.2445e-08
[120 empty] | 7.3.3.17.5 (Remote Grid) Updates to grid topology to minimize risk of ignition in HFTDs Remote GridWLDFRWire-to-wire contactAggregated | WLDFR | HFTD - Distribution - Tier 3 - 4QU CoRE ¦ 4QU LoRE | Red Flag Warning - Small Fires | Wire-to-wire contact | Aggregated | 2029 | 6.2678e-06 | 202.884 | 0.0012716 | 2029 | Mitigation | 0.95 | 45 | 0 | esc | 0.00097009 | 6.0803e-09 | 0.00097009 | 6.0803e-09 | 0.03594 | 1.0672e-08 | 0.012705 | 2.2445e-08
[120 empty] | 7.3.3.17.5 (Remote Grid) Updates to grid topology to minimize risk of ignition in HFTDs Remote GridWLDFRWire-to-wire contactAggregated | WLDFR | HFTD - Distribution - Tier 3 - 4QU CoRE ¦ 4QU LoRE | Red Flag Warning - Small Fires | Wire-to-wire contact | Aggregated | 2030 | 6.2678e-06 | 202.884 | 0.0012716 | 2030 | Mitigation | 0.95 | 45 | 0 | esc | 0.00097009 | 6.0803e-09 | 0.00097009 | 6.0803e-09 | 0.03594 | 1.0672e-08 | 0.012705 | 2.2445e-08
[120 empty] | 7.3.3.17.5 (Remote Grid) Updates to grid topology to minimize risk of ignition in HFTDs Remote GridWLDFRWire-to-wire contactAggregated | WLDFR | HFTD - Distribution - Tier 3 - 4QU CoRE ¦ 4QU LoRE | Red Flag Warning - Small Fires | Wire-to-wire contact | Aggregated | 2031 | 6.2678e-06 | 202.884 | 0.0012716 | 2031 | Mitigation | 0.95 | 45 | 0 | esc | 0.00097009 | 6.0803e-09 | 0.00097009 | 6.0803e-09 | 0.03594 | 1.0672e-08 | 0.012705 | 2.2445e-08
[120 empty] | 7.3.3.17.5 (Remote Grid) Updates to grid topology to minimize risk of ignition in HFTDs Remote GridWLDFRWire-to-wire contactAggregated | WLDFR | HFTD - Distribution - Tier 3 - 4QU CoRE ¦ 4QU LoRE | Red Flag Warning - Small Fires | Wire-to-wire contact | Aggregated | 2032 | 6.2678e-06 | 202.884 | 0.0012716 | 2032 | Mitigation | 0.95 | 45 | 0 | esc | 0.00097009 | 6.0803e-09 | 0.00097009 | 6.0803e-09 | 0.03594 | 1.0672e-08 | 0.012705 | 2.2445e-08
[120 empty] | 7.3.3.17.5 (Remote Grid) Updates to grid topology to minimize risk of ignition in HFTDs Remote GridWLDFRWire-to-wire contactAggregated | WLDFR | HFTD - Distribution - Tier 3 - 4QU CoRE ¦ 4QU LoRE | Red Flag Warning - Small Fires | Wire-to-wire contact | Aggregated | 2033 | 6.2678e-06 | 202.884 | 0.0012716 | 2033 | Mitigation | 0.95 | 45 | 0 | esc | 0.00097009 | 6.0803e-09 | 0.00097009 | 6.0803e-09 | 0.03594 | 1.0672e-08 | 0.012705 | 2.2445e-08
[120 empty] | 7.3.3.17.5 (Remote Grid) Updates to grid topology to minimize risk of ignition in HFTDs Remote GridWLDFRWire-to-wire contactAggregated | WLDFR | HFTD - Distribution - Tier 3 - 4QU CoRE ¦ 4QU LoRE | Red Flag Warning - Small Fires | Wire-to-wire contact | Aggregated | 2034 | 6.2678e-06 | 202.884 | 0.0012716 | 2034 | Mitigation | 0.95 | 45 | 0 | esc | 0.00097009 | 6.0803e-09 | 0.00097009 | 6.0803e-09 | 0.03594 | 1.0672e-08 | 0.012705 | 2.2445e-08
[120 empty] | 7.3.3.17.5 (Remote Grid) Updates to grid topology to minimize risk of ignition in HFTDs Remote GridWLDFRWire-to-wire contactAggregated | WLDFR | HFTD - Distribution - Tier 3 - 4QU CoRE ¦ 4QU LoRE | Red Flag Warning - Small Fires | Wire-to-wire contact | Aggregated | 2035 | 6.2678e-06 | 202.884 | 0.0012716 | 2035 | Mitigation | 0.95 | 45 | 0 | esc | 0.00097009 | 6.0803e-09 | 0.00097009 | 6.0803e-09 | 0.03594 | 1.0672e-08 | 0.012705 | 2.2445e-08
[120 empty] | 7.3.3.17.5 (Remote Grid) Updates to grid topology to minimize risk of ignition in HFTDs Remote GridWLDFRWire-to-wire contactAggregated | WLDFR | HFTD - Distribution - Tier 3 - 4QU CoRE ¦ 4QU LoRE | Red Flag Warning - Small Fires | Wire-to-wire contact | Aggregated | 2036 | 6.2678e-06 | 202.884 | 0.0012716 | 2036 | Mitigation | 0.95 | 45 | 0 | esc | 0.00097009 | 6.0803e-09 | 0.00097009 | 6.0803e-09 | 0.03594 | 1.0672e-08 | 0.012705 | 2.2445e-08
[120 empty] | 7.3.3.17.5 (Remote Grid) Updates to grid topology to minimize risk of ignition in HFTDs Remote GridWLDFRWire-to-wire contactAggregated | WLDFR | HFTD - Distribution - Tier 3 - 4QU CoRE ¦ 4QU LoRE | Red Flag Warning - Small Fires | Wire-to-wire contact | Aggregated | 2037 | 6.2678e-06 | 202.884 | 0.0012716 | 2037 | Mitigation | 0.95 | 45 | 0 | esc | 0.00097009 | 6.0803e-09 | 0.00097009 | 6.0803e-09 | 0.03594 | 1.0672e-08 | 0.012705 | 2.2445e-08
[120 empty] | 7.3.3.17.5 (Remote Grid) Updates to grid topology to minimize risk of ignition in HFTDs Remote GridWLDFRWire-to-wire contactAggregated | WLDFR | HFTD - Distribution - Tier 3 - 4QU CoRE ¦ 4QU LoRE | Red Flag Warning - Small Fires | Wire-to-wire contact | Aggregated | 2038 | 6.2678e-06 | 202.884 | 0.0012716 | 2038 | Mitigation | 0.95 | 45 | 0 | esc | 0.00097009 | 6.0803e-09 | 0.00097009 | 6.0803e-09 | 0.03594 | 1.0672e-08 | 0.012705 | 2.2445e-08
[120 empty] | 7.3.3.17.5 (Remote Grid) Updates to grid topology to minimize risk of ignition in HFTDs Remote GridWLDFRWire-to-wire contactAggregated | WLDFR | HFTD - Distribution - Tier 3 - 4QU CoRE ¦ 4QU LoRE | Red Flag Warning - Small Fires | Wire-to-wire contact | Aggregated | 2039 | 6.2678e-06 | 202.884 | 0.0012716 | 2039 | Mitigation | 0.95 | 45 | 0 | esc | 0.00097009 | 6.0803e-09 | 0.00097009 | 6.0803e-09 | 0.03594 | 1.0672e-08 | 0.012705 | 2.2445e-08
[120 empty] | 7.3.3.17.5 (Remote Grid) Updates to grid topology to minimize risk of ignition in HFTDs Remote GridWLDFRWire-to-wire contactAggregated | WLDFR | HFTD - Distribution - Tier 3 - 4QU CoRE ¦ 4QU LoRE | Red Flag Warning - Small Fires | Wire-to-wire contact | Aggregated | 2040 | 6.2678e-06 | 202.884 | 0.0012716 | 2040 | Mitigation | 0.95 | 45 | 0 | esc | 0.00097009 | 6.0803e-09 | 0.00097009 | 6.0803e-09 | 0.03594 | 1.0672e-08 | 0.012705 | 2.2445e-08
[120 empty] | 7.3.3.17.5 (Remote Grid) Updates to grid topology to minimize risk of ignition in HFTDs Remote GridWLDFRWire-to-wire contactAggregated | WLDFR | HFTD - Distribution - Tier 3 - 4QU CoRE ¦ 4QU LoRE | Red Flag Warning - Small Fires | Wire-to-wire contact | Aggregated | 2041 | 6.2678e-06 | 202.884 | 0.0012716 | 2041 | Mitigation | 0.95 | 45 | 0 | esc | 0.00097009 | 6.0803e-09 | 0.00097009 | 6.0803e-09 | 0.03594 | 1.0672e-08 | 0.012705 | 2.2445e-08
[120 empty] | 7.3.3.17.5 (Remote Grid) Updates to grid topology to minimize risk of ignition in HFTDs Remote GridWLDFRWire-to-wire contactAggregated | WLDFR | HFTD - Distribution - Tier 3 - 4QU CoRE ¦ 4QU LoRE | Red Flag Warning - Small Fires | Wire-to-wire contact | Aggregated | 2042 | 6.2678e-06 | 202.884 | 0.0012716 | 2042 | Mitigation | 0.95 | 45 | 0 | esc | 0.00097009 | 6.0803e-09 | 0.00097009 | 6.0803e-09 | 0.03594 | 1.0672e-08 | 0.012705 | 2.2445e-08
[120 empty] | 7.3.3.17.5 (Remote Grid) Updates to grid topology to minimize risk of ignition in HFTDs Remote GridWLDFRWire-to-wire contactAggregated | WLDFR | HFTD - Distribution - Tier 3 - 4QU CoRE ¦ 4QU LoRE | Red Flag Warning - Small Fires | Wire-to-wire contact | Aggregated | 2043 | 6.2678e-06 | 202.884 | 0.0012716 | 2043 | Mitigation | 0.95 | 45 | 0 | esc | 0.00097009 | 6.0803e-09 | 0.00097009 | 6.0803e-09 | 0.03594 | 1.0672e-08 | 0.012705 | 2.2445e-08
[120 empty] | 7.3.3.17.5 (Remote Grid) Updates to grid topology to minimize risk of ignition in HFTDs Remote GridWLDFRWire-to-wire contactAggregated | WLDFR | HFTD - Distribution - Tier 3 - 4QU CoRE ¦ 4QU LoRE | Red Flag Warning - Small Fires | Wire-to-wire contact | Aggregated | 2044 | 6.2678e-06 | 202.884 | 0.0012716 | 2044 | Mitigation | 0.95 | 45 | 0 | esc | 0.00097009 | 6.0803e-09 | 0.00097009 | 6.0803e-09 | 0.03594 | 1.0672e-08 | 0 | 0
[120 empty] | 7.3.3.17.5 (Remote Grid) Updates to grid topology to minimize risk of ignition in HFTDs Remote GridWLDFRWire-to-wire contactAggregated | WLDFR | HFTD - Distribution - Tier 3 - 4QU CoRE ¦ 4QU LoRE | Red Flag Warning - Small Fires | Wire-to-wire contact | Aggregated | 2045 | 6.2678e-06 | 202.884 | 0.0012716 | 2045 | Mitigation | 0.95 | 45 | 0 | esc | 0.00097009 | 6.0803e-09 | 0.00097009 | 6.0803e-09 | 0.03594 | 1.0672e-08 | 0 | 0
[120 empty] | 7.3.3.17.5 (Remote Grid) Updates to grid topology to minimize risk of ignition in HFTDs Remote GridWLDFRWire-to-wire contactAggregated | WLDFR | HFTD - Distribution - Tier 3 - 4QU CoRE ¦ 4QU LoRE | Red Flag Warning - Small Fires | Wire-to-wire contact | Aggregated | 2046 | 6.2678e-06 | 202.884 | 0.0012716 | 2046 | Mitigation | 0.95 | 45 | 0 | esc | 0.00097009 | 6.0803e-09 | 0.00097009 | 6.0803e-09 | 0.03594 | 1.0672e-08 | 0.01662 | 3.8414e-09
[120 empty] | 7.3.3.17.5 (Remote Grid) Updates to grid topology to minimize risk of ignition in HFTDs Remote GridWLDFRWire-to-wire contactAggregated | WLDFR | HFTD - Distribution - Tier 3 - 4QU CoRE ¦ 4QU LoRE | Red Flag Warning - Small Fires | Wire-to-wire contact | Aggregated | 2047 | 6.2678e-06 | 202.884 | 0.0012716 | 2047 | Mitigation | 0.95 | 45 | 0 | esc | 0.00097009 | 6.0803e-09 | 0.00097009 | 6.0803e-09 | 0.03594 | 1.0672e-08 | 0.01662 | 3.8414e-09
[120 empty] | 7.3.3.17.5 (Remote Grid) Updates to grid topology to minimize risk of ignition in HFTDs Remote GridWLDFRWire-to-wire contactAggregated | WLDFR | HFTD - Distribution - Tier 3 - 4QU CoRE ¦ 4QU LoRE | Red Flag Warning - Small Fires | Wire-to-wire contact | Aggregated | 2048 | 6.2678e-06 | 202.884 | 0.0012716 | 2048 | Mitigation | 0.95 | 45 | 0 | esc | 0.00097009 | 6.0803e-09 | 0.00097009 | 6.0803e-09 | 0.03594 | 1.0672e-08 | 0.01662 | 3.8414e-09
[120 empty] | 7.3.3.17.5 (Remote Grid) Updates to grid topology to minimize risk of ignition in HFTDs Remote GridWLDFRWire-to-wire contactAggregated | WLDFR | HFTD - Distribution - Tier 3 - 4QU CoRE ¦ 4QU LoRE | Red Flag Warning - Small Fires | Wire-to-wire contact | Aggregated | 2049 | 6.2678e-06 | 202.884 | 0.0012716 | 2049 | Mitigation | 0.95 | 45 | 0 | esc | 0.00097009 | 6.0803e-09 | 0.00097009 | 6.0803e-09 | 0.03594 | 1.0672e-08 | 0.01662 | 3.8414e-09
[120 empty] | 7.3.3.17.5 (Remote Grid) Updates to grid topology to minimize risk of ignition in HFTDs Remote GridWLDFRWire-to-wire contactAggregated | WLDFR | HFTD - Distribution - Tier 3 - 4QU CoRE ¦ 4QU LoRE | Red Flag Warning - Small Fires | Wire-to-wire contact | Aggregated | 2050 | 6.2678e-06 | 202.884 | 0.0012716 | 2050 | Mitigation | 0.95 | 45 | 0 | esc | 0.00097009 | 6.0803e-09 | 0.00097009 | 6.0803e-09 | 0.03594 | 1.0672e-08 | 0.01662 | 3.8414e-09
[120 empty] | 7.3.3.17.5 (Remote Grid) Updates to grid topology to minimize risk of ignition in HFTDs Remote GridWLDFRWire-to-wire contactAggregated | WLDFR | HFTD - Distribution - Tier 3 - 4QU CoRE ¦ 4QU LoRE | Red Flag Warning - Small Fires | Wire-to-wire contact | Aggregated | 2051 | 6.2678e-06 | 202.884 | 0.0012716 | 2051 | Mitigation | 0.95 | 45 | 0 | esc | 0.00097009 | 6.0803e-09 | 0.00097009 | 6.0803e-09 | 0.03594 | 1.0672e-08 | 0.01662 | 3.8414e-09
[120 empty] | 7.3.3.17.5 (Remote Grid) Updates to grid topology to minimize risk of ignition in HFTDs Remote GridWLDFRWire-to-wire contactAggregated | WLDFR | HFTD - Distribution - Tier 3 - 4QU CoRE ¦ 4QU LoRE | Red Flag Warning - Small Fires | Wire-to-wire contact | Aggregated | 2052 | 6.2678e-06 | 202.884 | 0.0012716 | 2052 | Mitigation | 0.95 | 45 | 0 | esc | 0.00097009 | 6.0803e-09 | 0.00097009 | 6.0803e-09 | 0.03594 | 1.0672e-08 | 0.01662 | 3.8414e-09
[120 empty] | 7.3.3.17.5 (Remote Grid) Updates to grid topology to minimize risk of ignition in HFTDs Remote GridWLDFRWire-to-wire contactAggregated | WLDFR | HFTD - Distribution - Tier 3 - 4QU CoRE ¦ 4QU LoRE | Red Flag Warning - Small Fires | Wire-to-wire contact | Aggregated | 2053 | 6.2678e-06 | 202.884 | 0.0012716 | 2053 | Mitigation | 0.95 | 45 | 0 | esc | 0.00097009 | 6.0803e-09 | 0.00097009 | 6.0803e-09 | 0.03594 | 1.0672e-08 | 0.01662 | 3.8414e-09
[120 empty] | 7.3.3.17.5 (Remote Grid) Updates to grid topology to minimize risk of ignition in HFTDs Remote GridWLDFRWire-to-wire contactAggregated | WLDFR | HFTD - Distribution - Tier 3 - 4QU CoRE ¦ 4QU LoRE | Red Flag Warning - Small Fires | Wire-to-wire contact | Aggregated | 2054 | 6.2678e-06 | 202.884 | 0.0012716 | 2054 | Mitigation | 0.95 | 45 | 0 | esc | 0.00097009 | 6.0803e-09 | 0.00097009 | 6.0803e-09 | 0.03594 | 1.0672e-08 | 0.01662 | 3.8414e-09
[120 empty] | 7.3.3.17.5 (Remote Grid) Updates to grid topology to minimize risk of ignition in HFTDs Remote GridWLDFRWire-to-wire contactAggregated | WLDFR | HFTD - Distribution - Tier 3 - 4QU CoRE ¦ 4QU LoRE | Red Flag Warning - Small Fires | Wire-to-wire contact | Aggregated | 2055 | 6.2678e-06 | 202.884 | 0.0012716 | 2055 | Mitigation | 0.95 | 45 | 0 | esc | 0.00097009 | 6.0803e-09 | 0.00097009 | 6.0803e-09 | 0.03594 | 1.0672e-08 | 0.01662 | 3.8414e-09
[120 empty] | 7.3.3.17.5 (Remote Grid) Updates to grid topology to minimize risk of ignition in HFTDs Remote GridWLDFRWire-to-wire contactAggregated | WLDFR | HFTD - Distribution - Tier 3 - 4QU CoRE ¦ 4QU LoRE | Red Flag Warning - Small Fires | Wire-to-wire contact | Aggregated | 2056 | 6.2678e-06 | 202.884 | 0.0012716 | 2056 | Mitigation | 0.95 | 45 | 0 | esc | 0.00097009 | 6.0803e-09 | 0.00097009 | 6.0803e-09 | 0.03594 | 1.0672e-08 | 0.01662 | 3.8414e-09
[120 empty] | 7.3.3.17.5 (Remote Grid) Updates to grid topology to minimize risk of ignition in HFTDs Remote GridWLDFRWire-to-wire contactAggregated | WLDFR | HFTD - Distribution - Tier 3 - 4QU CoRE ¦ 4QU LoRE | Red Flag Warning - Small Fires | Wire-to-wire contact | Aggregated | 2057 | 6.2678e-06 | 202.884 | 0.0012716 | 2057 | Mitigation | 0.95 | 45 | 0 | esc | 0.00097009 | 6.0803e-09 | 0.00097009 | 6.0803e-09 | 0.03594 | 1.0672e-08 | 0.01662 | 3.8414e-09
[120 empty] | 7.3.3.17.5 (Remote Grid) Updates to grid topology to minimize risk of ignition in HFTDs Remote GridWLDFRWire-to-wire contactAggregated | WLDFR | HFTD - Distribution - Tier 3 - 4QU CoRE ¦ 4QU LoRE | Red Flag Warning - Small Fires | Wire-to-wire contact | Aggregated | 2058 | 6.2678e-06 | 202.884 | 0.0012716 | 2058 | Mitigation | 0.95 | 45 | 0 | esc | 0.00097009 | 6.0803e-09 | 0.00097009 | 6.0803e-09 | 0.03594 | 1.0672e-08 | 0.01662 | 3.8414e-09
[120 empty] | 7.3.3.17.5 (Remote Grid) Updates to grid topology to minimize risk of ignition in HFTDs Remote GridWLDFRWire-to-wire contactAggregated | WLDFR | HFTD - Distribution - Tier 3 - 4QU CoRE ¦ 4QU LoRE | Red Flag Warning - Small Fires | Wire-to-wire contact | Aggregated | 2059 | 6.2678e-06 | 202.884 | 0.0012716 | 2059 | Mitigation | 0.95 | 45 | 0 | esc | 0.00097009 | 6.0803e-09 | 0.00097009 | 6.0803e-09 | 0.03594 | 1.0672e-08 | 0.01662 | 3.8414e-09
[120 empty] | 7.3.3.17.5 (Remote Grid) Updates to grid topology to minimize risk of ignition in HFTDs Remote GridWLDFRWire-to-wire contactAggregated | WLDFR | HFTD - Distribution - Tier 3 - 4QU CoRE ¦ 4QU LoRE | Red Flag Warning - Small Fires | Wire-to-wire contact | Aggregated | 2060 | 6.2678e-06 | 202.884 | 0.0012716 | 2060 | Mitigation | 0.95 | 45 | 0 | esc | 0.00097009 | 6.0803e-09 | 0.00097009 | 6.0803e-09 | 0.03594 | 1.0672e-08 | 0.01662 | 3.8414e-09
[120 empty] | 7.3.3.17.5 (Remote Grid) Updates to grid topology to minimize risk of ignition in HFTDs Remote GridWLDFRWire-to-wire contactAggregated | WLDFR | HFTD - Distribution - Tier 3 - 4QU CoRE ¦ 4QU LoRE | Red Flag Warning - Small Fires | Wire-to-wire contact | Aggregated | 2061 | 6.2678e-06 | 202.884 | 0.0012716 | 2061 | Mitigation | 0.95 | 45 | 0 | esc | 0.00097009 | 6.0803e-09 | 0.00097009 | 6.0803e-09 | 0.03594 | 1.0672e-08 | 0.01662 | 3.8414e-09
[120 empty] | 7.3.3.17.5 (Remote Grid) Updates to grid topology to minimize risk of ignition in HFTDs Remote GridWLDFRWire-to-wire contactAggregated | WLDFR | HFTD - Distribution - Tier 3 - 4QU CoRE ¦ 4QU LoRE | Red Flag Warning - Small Fires | Wire-to-wire contact | Aggregated | 2062 | 6.2678e-06 | 202.884 | 0.0012716 | 2062 | Mitigation | 0.95 | 45 | 0 | esc | 0.00097009 | 6.0803e-09 | 0.00097009 | 6.0803e-09 | 0.03594 | 1.0672e-08 | 0.01662 | 3.8414e-09
[120 empty] | 7.3.3.17.5 (Remote Grid) Updates to grid topology to minimize risk of ignition in HFTDs Remote GridWLDFRWire-to-wire contactAggregated | WLDFR | HFTD - Distribution - Tier 3 - 4QU CoRE ¦ 4QU LoRE | Red Flag Warning - Small Fires | Wire-to-wire contact | Aggregated | 2063 | 6.2678e-06 | 202.884 | 0.0012716 | 2063 | Mitigation | 0.95 | 45 | 0 | esc | 0.00097009 | 6.0803e-09 | 0.00097009 | 6.0803e-09 | 0.03594 | 1.0672e-08 | 0.01662 | 3.8414e-09
[120 empty] | 7.3.3.17.5 (Remote Grid) Updates to grid topology to minimize risk of ignition in HFTDs Remote GridWLDFRWire-to-wire contactAggregated | WLDFR | HFTD - Distribution - Tier 3 - 4QU CoRE ¦ 4QU LoRE | Red Flag Warning - Small Fires | Wire-to-wire contact | Aggregated | 2064 | 6.2678e-06 | 202.884 | 0.0012716 | 2064 | Mitigation | 0.95 | 45 | 0 | esc | 0.00097009 | 6.0803e-09 | 0.00097009 | 6.0803e-09 | 0.03594 | 1.0672e-08 | 0.01662 | 3.8414e-09
[120 empty] | 7.3.3.17.5 (Remote Grid) Updates to grid topology to minimize risk of ignition in HFTDs Remote GridWLDFRWire-to-wire contactAggregated | WLDFR | HFTD - Distribution - Tier 3 - 4QU CoRE ¦ 4QU LoRE | Red Flag Warning - Small Fires | Wire-to-wire contact | Aggregated | 2065 | 6.2678e-06 | 202.884 | 0.0012716 | 2065 | Mitigation | 0.95 | 45 | 0 | esc | 0.00097009 | 6.0803e-09 | 0.00097009 | 6.0803e-09 | 0.03594 | 1.0672e-08 | 0.01662 | 3.8414e-09
[120 empty] | 7.3.3.17.5 (Remote Grid) Updates to grid topology to minimize risk of ignition in HFTDs Remote GridWLDFRWire-to-wire contactAggregated | WLDFR | HFTD - Distribution - Tier 3 - 4QU CoRE ¦ 4QU LoRE | Red Flag Warning - Small Fires | Wire-to-wire contact | Aggregated | 2066 | 6.2678e-06 | 202.884 | 0.0012716 | 2066 | Mitigation | 0.95 | 45 | 0 | esc | 0.00097009 | 6.0803e-09 | 0.00097009 | 6.0803e-09 | 0.03594 | 1.0672e-08 | 0.01662 | 3.8414e-09
[120 empty] | 7.3.3.17.5 (Remote Grid) Updates to grid topology to minimize risk of ignition in HFTDs Remote GridWLDFRWire-to-wire contactAggregated | WLDFR | HFTD - Distribution - Tier 3 - 4QU CoRE ¦ 4QU LoRE | Red Flag Warning - Small Fires | Wire-to-wire contact | Aggregated | 2067 | 6.2678e-06 | 202.884 | 0.0012716 | 2067 | Mitigation | 0.95 | 45 | 0 | esc | 0 | 0 | 0.00097009 | 6.0803e-09 | 0.03594 | 1.0672e-08 | 0.01662 | 3.8414e-09
[120 empty] | 7.3.3.17.5 (Remote Grid) Updates to grid topology to minimize risk of ignition in HFTDs Remote GridWLDFRContact from objectAggregated | WLDFR | HFTD - Distribution - Tier 3 - 4QU CoRE ¦ 5QU LoRE | Non-Red Flag Warning - Catastrophic Fires | Contact from object | Aggregated | 2022 | 7.32e-08 | 117.3278 | 8.5884e-06 | 2022 | Mitigation | 0.95 | 45 | 0 | esc | 0.00097009 | 7.1011e-11 | 0 | 0 | 0.03594 | 1.0672e-08 | 0.01662 | 3.8414e-09
[120 empty] | 7.3.3.17.5 (Remote Grid) Updates to grid topology to minimize risk of ignition in HFTDs Remote GridWLDFRContact from objectAggregated | WLDFR | HFTD - Distribution - Tier 3 - 4QU CoRE ¦ 5QU LoRE | Non-Red Flag Warning - Catastrophic Fires | Contact from object | Aggregated | 2023 | 7.32e-08 | 117.3278 | 8.5884e-06 | 2023 | Mitigation | 0.95 | 45 | 0 | esc | 0.00097009 | 7.1011e-11 | 0.00097009 | 7.1011e-11 | 0.03594 | 1.0672e-08 | 0.01662 | 3.8414e-09
[120 empty] | 7.3.3.17.5 (Remote Grid) Updates to grid topology to minimize risk of ignition in HFTDs Remote GridWLDFRContact from objectAggregated | WLDFR | HFTD - Distribution - Tier 3 - 4QU CoRE ¦ 5QU LoRE | Non-Red Flag Warning - Catastrophic Fires | Contact from object | Aggregated | 2024 | 7.32e-08 | 117.3278 | 8.5884e-06 | 2024 | Mitigation | 0.95 | 45 | 0 | esc | 0.00097009 | 7.1011e-11 | 0.00097009 | 7.1011e-11 | 0.03594 | 1.0672e-08 | 0.01662 | 3.8414e-09
[120 empty] | 7.3.3.17.5 (Remote Grid) Updates to grid topology to minimize risk of ignition in HFTDs Remote GridWLDFRContact from objectAggregated | WLDFR | HFTD - Distribution - Tier 3 - 4QU CoRE ¦ 5QU LoRE | Non-Red Flag Warning - Catastrophic Fires | Contact from object | Aggregated | 2025 | 7.32e-08 | 117.3278 | 8.5884e-06 | 2025 | Mitigation | 0.95 | 45 | 0 | esc | 0.00097009 | 7.1011e-11 | 0.00097009 | 7.1011e-11 | 0.03594 | 1.0672e-08 | 0.01662 | 3.8414e-09
[120 empty] | 7.3.3.17.5 (Remote Grid) Updates to grid topology to minimize risk of ignition in HFTDs Remote GridWLDFRContact from objectAggregated | WLDFR | HFTD - Distribution - Tier 3 - 4QU CoRE ¦ 5QU LoRE | Non-Red Flag Warning - Catastrophic Fires | Contact from object | Aggregated | 2026 | 7.32e-08 | 117.3278 | 8.5884e-06 | 2026 | Mitigation | 0.95 | 45 | 0 | esc | 0.00097009 | 7.1011e-11 | 0.00097009 | 7.1011e-11 | 0.03594 | 1.0672e-08 | 0.01662 | 3.8414e-09
[120 empty] | 7.3.3.17.5 (Remote Grid) Updates to grid topology to minimize risk of ignition in HFTDs Remote GridWLDFRContact from objectAggregated | WLDFR | HFTD - Distribution - Tier 3 - 4QU CoRE ¦ 5QU LoRE | Non-Red Flag Warning - Catastrophic Fires | Contact from object | Aggregated | 2027 | 7.32e-08 | 117.3278 | 8.5884e-06 | 2027 | Mitigation | 0.95 | 45 | 0 | esc | 0.00097009 | 7.1011e-11 | 0.00097009 | 7.1011e-11 | 0.03594 | 1.0672e-08 | 0.01662 | 3.8414e-09
[120 empty] | 7.3.3.17.5 (Remote Grid) Updates to grid topology to minimize risk of ignition in HFTDs Remote GridWLDFRContact from objectAggregated | WLDFR | HFTD - Distribution - Tier 3 - 4QU CoRE ¦ 5QU LoRE | Non-Red Flag Warning - Catastrophic Fires | Contact from object | Aggregated | 2028 | 7.32e-08 | 117.3278 | 8.5884e-06 | 2028 | Mitigation | 0.95 | 45 | 0 | esc | 0.00097009 | 7.1011e-11 | 0.00097009 | 7.1011e-11 | 0 | 0 | 0.01662 | 3.8414e-09
[120 empty] | 7.3.3.17.5 (Remote Grid) Updates to grid topology to minimize risk of ignition in HFTDs Remote GridWLDFRContact from objectAggregated | WLDFR | HFTD - Distribution - Tier 3 - 4QU CoRE ¦ 5QU LoRE | Non-Red Flag Warning - Catastrophic Fires | Contact from object | Aggregated | 2029 | 7.32e-08 | 117.3278 | 8.5884e-06 | 2029 | Mitigation | 0.95 | 45 | 0 | esc | 0.00097009 | 7.1011e-11 | 0.00097009 | 7.1011e-11 | 0.03594 | 7.5375e-08 | 0.01662 | 3.8414e-09
[120 empty] | 7.3.3.17.5 (Remote Grid) Updates to grid topology to minimize risk of ignition in HFTDs Remote GridWLDFRContact from objectAggregated | WLDFR | HFTD - Distribution - Tier 3 - 4QU CoRE ¦ 5QU LoRE | Non-Red Flag Warning - Catastrophic Fires | Contact from object | Aggregated | 2030 | 7.32e-08 | 117.3278 | 8.5884e-06 | 2030 | Mitigation | 0.95 | 45 | 0 | esc | 0.00097009 | 7.1011e-11 | 0.00097009 | 7.1011e-11 | 0.03594 | 7.5375e-08 | 0 | 0
[120 empty] | 7.3.3.17.5 (Remote Grid) Updates to grid topology to minimize risk of ignition in HFTDs Remote GridWLDFRContact from objectAggregated | WLDFR | HFTD - Distribution - Tier 3 - 4QU CoRE ¦ 5QU LoRE | Non-Red Flag Warning - Catastrophic Fires | Contact from object | Aggregated | 2031 | 7.32e-08 | 117.3278 | 8.5884e-06 | 2031 | Mitigation | 0.95 | 45 | 0 | esc | 0.00097009 | 7.1011e-11 | 0.00097009 | 7.1011e-11 | 0.03594 | 7.5375e-08 | 0 | 0
[120 empty] | 7.3.3.17.5 (Remote Grid) Updates to grid topology to minimize risk of ignition in HFTDs Remote GridWLDFRContact from objectAggregated | WLDFR | HFTD - Distribution - Tier 3 - 4QU CoRE ¦ 5QU LoRE | Non-Red Flag Warning - Catastrophic Fires | Contact from object | Aggregated | 2032 | 7.32e-08 | 117.3278 | 8.5884e-06 | 2032 | Mitigation | 0.95 | 45 | 0 | esc | 0.00097009 | 7.1011e-11 | 0.00097009 | 7.1011e-11 | 0.03594 | 7.5375e-08 | 0.0080352 | 1.8698e-08
[120 empty] | 7.3.3.17.5 (Remote Grid) Updates to grid topology to minimize risk of ignition in HFTDs Remote GridWLDFRContact from objectAggregated | WLDFR | HFTD - Distribution - Tier 3 - 4QU CoRE ¦ 5QU LoRE | Non-Red Flag Warning - Catastrophic Fires | Contact from object | Aggregated | 2033 | 7.32e-08 | 117.3278 | 8.5884e-06 | 2033 | Mitigation | 0.95 | 45 | 0 | esc | 0.00097009 | 7.1011e-11 | 0.00097009 | 7.1011e-11 | 0.03594 | 7.5375e-08 | 0.0080352 | 1.8698e-08
[120 empty] | 7.3.3.17.5 (Remote Grid) Updates to grid topology to minimize risk of ignition in HFTDs Remote GridWLDFRContact from objectAggregated | WLDFR | HFTD - Distribution - Tier 3 - 4QU CoRE ¦ 5QU LoRE | Non-Red Flag Warning - Catastrophic Fires | Contact from object | Aggregated | 2034 | 7.32e-08 | 117.3278 | 8.5884e-06 | 2034 | Mitigation | 0.95 | 45 | 0 | esc | 0.00097009 | 7.1011e-11 | 0.00097009 | 7.1011e-11 | 0.03594 | 7.5375e-08 | 0.0080352 | 1.8698e-08
[120 empty] | 7.3.3.17.5 (Remote Grid) Updates to grid topology to minimize risk of ignition in HFTDs Remote GridWLDFRContact from objectAggregated | WLDFR | HFTD - Distribution - Tier 3 - 4QU CoRE ¦ 5QU LoRE | Non-Red Flag Warning - Catastrophic Fires | Contact from object | Aggregated | 2035 | 7.32e-08 | 117.3278 | 8.5884e-06 | 2035 | Mitigation | 0.95 | 45 | 0 | esc | 0.00097009 | 7.1011e-11 | 0.00097009 | 7.1011e-11 | 0.03594 | 7.5375e-08 | 0.0080352 | 1.8698e-08
[120 empty] | 7.3.3.17.5 (Remote Grid) Updates to grid topology to minimize risk of ignition in HFTDs Remote GridWLDFRContact from objectAggregated | WLDFR | HFTD - Distribution - Tier 3 - 4QU CoRE ¦ 5QU LoRE | Non-Red Flag Warning - Catastrophic Fires | Contact from object | Aggregated | 2036 | 7.32e-08 | 117.3278 | 8.5884e-06 | 2036 | Mitigation | 0.95 | 45 | 0 | esc | 0.00097009 | 7.1011e-11 | 0.00097009 | 7.1011e-11 | 0.03594 | 7.5375e-08 | 0.0080352 | 1.8698e-08
[120 empty] | 7.3.3.17.5 (Remote Grid) Updates to grid topology to minimize risk of ignition in HFTDs Remote GridWLDFRContact from objectAggregated | WLDFR | HFTD - Distribution - Tier 3 - 4QU CoRE ¦ 5QU LoRE | Non-Red Flag Warning - Catastrophic Fires | Contact from object | Aggregated | 2037 | 7.32e-08 | 117.3278 | 8.5884e-06 | 2037 | Mitigation | 0.95 | 45 | 0 | esc | 0.00097009 | 7.1011e-11 | 0.00097009 | 7.1011e-11 | 0.03594 | 7.5375e-08 | 0.0080352 | 1.8698e-08
[120 empty] | 7.3.3.17.5 (Remote Grid) Updates to grid topology to minimize risk of ignition in HFTDs Remote GridWLDFRContact from objectAggregated | WLDFR | HFTD - Distribution - Tier 3 - 4QU CoRE ¦ 5QU LoRE | Non-Red Flag Warning - Catastrophic Fires | Contact from object | Aggregated | 2038 | 7.32e-08 | 117.3278 | 8.5884e-06 | 2038 | Mitigation | 0.95 | 45 | 0 | esc | 0.00097009 | 7.1011e-11 | 0.00097009 | 7.1011e-11 | 0.03594 | 7.5375e-08 | 0.0080352 | 1.8698e-08
[120 empty] | 7.3.3.17.5 (Remote Grid) Updates to grid topology to minimize risk of ignition in HFTDs Remote GridWLDFRContact from objectAggregated | WLDFR | HFTD - Distribution - Tier 3 - 4QU CoRE ¦ 5QU LoRE | Non-Red Flag Warning - Catastrophic Fires | Contact from object | Aggregated | 2039 | 7.32e-08 | 117.3278 | 8.5884e-06 | 2039 | Mitigation | 0.95 | 45 | 0 | esc | 0.00097009 | 7.1011e-11 | 0.00097009 | 7.1011e-11 | 0.03594 | 7.5375e-08 | 0.0080352 | 1.8698e-08
[120 empty] | 7.3.3.17.5 (Remote Grid) Updates to grid topology to minimize risk of ignition in HFTDs Remote GridWLDFRContact from objectAggregated | WLDFR | HFTD - Distribution - Tier 3 - 4QU CoRE ¦ 5QU LoRE | Non-Red Flag Warning - Catastrophic Fires | Contact from object | Aggregated | 2040 | 7.32e-08 | 117.3278 | 8.5884e-06 | 2040 | Mitigation | 0.95 | 45 | 0 | esc | 0.00097009 | 7.1011e-11 | 0.00097009 | 7.1011e-11 | 0.03594 | 7.5375e-08 | 0.0080352 | 1.8698e-08
[120 empty] | 7.3.3.17.5 (Remote Grid) Updates to grid topology to minimize risk of ignition in HFTDs Remote GridWLDFRContact from objectAggregated | WLDFR | HFTD - Distribution - Tier 3 - 4QU CoRE ¦ 5QU LoRE | Non-Red Flag Warning - Catastrophic Fires | Contact from object | Aggregated | 2041 | 7.32e-08 | 117.3278 | 8.5884e-06 | 2041 | Mitigation | 0.95 | 45 | 0 | esc | 0.00097009 | 7.1011e-11 | 0.00097009 | 7.1011e-11 | 0.03594 | 7.5375e-08 | 0.0080352 | 1.8698e-08
[120 empty] | 7.3.3.17.5 (Remote Grid) Updates to grid topology to minimize risk of ignition in HFTDs Remote GridWLDFRContact from objectAggregated | WLDFR | HFTD - Distribution - Tier 3 - 4QU CoRE ¦ 5QU LoRE | Non-Red Flag Warning - Catastrophic Fires | Contact from object | Aggregated | 2042 | 7.32e-08 | 117.3278 | 8.5884e-06 | 2042 | Mitigation | 0.95 | 45 | 0 | esc | 0.00097009 | 7.1011e-11 | 0.00097009 | 7.1011e-11 | 0.03594 | 7.5375e-08 | 0.0080352 | 1.8698e-08
[120 empty] | 7.3.3.17.5 (Remote Grid) Updates to grid topology to minimize risk of ignition in HFTDs Remote GridWLDFRContact from objectAggregated | WLDFR | HFTD - Distribution - Tier 3 - 4QU CoRE ¦ 5QU LoRE | Non-Red Flag Warning - Catastrophic Fires | Contact from object | Aggregated | 2043 | 7.32e-08 | 117.3278 | 8.5884e-06 | 2043 | Mitigation | 0.95 | 45 | 0 | esc | 0.00097009 | 7.1011e-11 | 0.00097009 | 7.1011e-11 | 0.03594 | 7.5375e-08 | 0.0080352 | 1.8698e-08
[120 empty] | 7.3.3.17.5 (Remote Grid) Updates to grid topology to minimize risk of ignition in HFTDs Remote GridWLDFRContact from objectAggregated | WLDFR | HFTD - Distribution - Tier 3 - 4QU CoRE ¦ 5QU LoRE | Non-Red Flag Warning - Catastrophic Fires | Contact from object | Aggregated | 2044 | 7.32e-08 | 117.3278 | 8.5884e-06 | 2044 | Mitigation | 0.95 | 45 | 0 | esc | 0.00097009 | 7.1011e-11 | 0.00097009 | 7.1011e-11 | 0.03594 | 7.5375e-08 | 0.0080352 | 1.8698e-08
[120 empty] | 7.3.3.17.5 (Remote Grid) Updates to grid topology to minimize risk of ignition in HFTDs Remote GridWLDFRContact from objectAggregated | WLDFR | HFTD - Distribution - Tier 3 - 4QU CoRE ¦ 5QU LoRE | Non-Red Flag Warning - Catastrophic Fires | Contact from object | Aggregated | 2045 | 7.32e-08 | 117.3278 | 8.5884e-06 | 2045 | Mitigation | 0.95 | 45 | 0 | esc | 0.00097009 | 7.1011e-11 | 0.00097009 | 7.1011e-11 | 0.03594 | 7.5375e-08 | 0.0080352 | 1.8698e-08
[120 empty] | 7.3.3.17.5 (Remote Grid) Updates to grid topology to minimize risk of ignition in HFTDs Remote GridWLDFRContact from objectAggregated | WLDFR | HFTD - Distribution - Tier 3 - 4QU CoRE ¦ 5QU LoRE | Non-Red Flag Warning - Catastrophic Fires | Contact from object | Aggregated | 2046 | 7.32e-08 | 117.3278 | 8.5884e-06 | 2046 | Mitigation | 0.95 | 45 | 0 | esc | 0.00097009 | 7.1011e-11 | 0.00097009 | 7.1011e-11 | 0.03594 | 7.5375e-08 | 0.0080352 | 1.8698e-08
[120 empty] | 7.3.3.17.5 (Remote Grid) Updates to grid topology to minimize risk of ignition in HFTDs Remote GridWLDFRContact from objectAggregated | WLDFR | HFTD - Distribution - Tier 3 - 4QU CoRE ¦ 5QU LoRE | Non-Red Flag Warning - Catastrophic Fires | Contact from object | Aggregated | 2047 | 7.32e-08 | 117.3278 | 8.5884e-06 | 2047 | Mitigation | 0.95 | 45 | 0 | esc | 0.00097009 | 7.1011e-11 | 0.00097009 | 7.1011e-11 | 0.03594 | 7.5375e-08 | 0.0080352 | 1.8698e-08
[120 empty] | 7.3.3.17.5 (Remote Grid) Updates to grid topology to minimize risk of ignition in HFTDs Remote GridWLDFRContact from objectAggregated | WLDFR | HFTD - Distribution - Tier 3 - 4QU CoRE ¦ 5QU LoRE | Non-Red Flag Warning - Catastrophic Fires | Contact from object | Aggregated | 2048 | 7.32e-08 | 117.3278 | 8.5884e-06 | 2048 | Mitigation | 0.95 | 45 | 0 | esc | 0.00097009 | 7.1011e-11 | 0.00097009 | 7.1011e-11 | 0.03594 | 7.5375e-08 | 0.0080352 | 1.8698e-08
[120 empty] | 7.3.3.17.5 (Remote Grid) Updates to grid topology to minimize risk of ignition in HFTDs Remote GridWLDFRContact from objectAggregated | WLDFR | HFTD - Distribution - Tier 3 - 4QU CoRE ¦ 5QU LoRE | Non-Red Flag Warning - Catastrophic Fires | Contact from object | Aggregated | 2049 | 7.32e-08 | 117.3278 | 8.5884e-06 | 2049 | Mitigation | 0.95 | 45 | 0 | esc | 0.00097009 | 7.1011e-11 | 0.00097009 | 7.1011e-11 | 0.03594 | 7.5375e-08 | 0.0080352 | 1.8698e-08
[120 empty] | 7.3.3.17.5 (Remote Grid) Updates to grid topology to minimize risk of ignition in HFTDs Remote GridWLDFRContact from objectAggregated | WLDFR | HFTD - Distribution - Tier 3 - 4QU CoRE ¦ 5QU LoRE | Non-Red Flag Warning - Catastrophic Fires | Contact from object | Aggregated | 2050 | 7.32e-08 | 117.3278 | 8.5884e-06 | 2050 | Mitigation | 0.95 | 45 | 0 | esc | 0.00097009 | 7.1011e-11 | 0.00097009 | 7.1011e-11 | 0.03594 | 7.5375e-08 | 0.0080352 | 1.8698e-08
[120 empty] | 7.3.3.17.5 (Remote Grid) Updates to grid topology to minimize risk of ignition in HFTDs Remote GridWLDFRContact from objectAggregated | WLDFR | HFTD - Distribution - Tier 3 - 4QU CoRE ¦ 5QU LoRE | Non-Red Flag Warning - Catastrophic Fires | Contact from object | Aggregated | 2051 | 7.32e-08 | 117.3278 | 8.5884e-06 | 2051 | Mitigation | 0.95 | 45 | 0 | esc | 0.00097009 | 7.1011e-11 | 0.00097009 | 7.1011e-11 | 0.03594 | 7.5375e-08 | 0.0080352 | 1.8698e-08
[120 empty] | 7.3.3.17.5 (Remote Grid) Updates to grid topology to minimize risk of ignition in HFTDs Remote GridWLDFRContact from objectAggregated | WLDFR | HFTD - Distribution - Tier 3 - 4QU CoRE ¦ 5QU LoRE | Non-Red Flag Warning - Catastrophic Fires | Contact from object | Aggregated | 2052 | 7.32e-08 | 117.3278 | 8.5884e-06 | 2052 | Mitigation | 0.95 | 45 | 0 | esc | 0.00097009 | 7.1011e-11 | 0.00097009 | 7.1011e-11 | 0.03594 | 7.5375e-08 | 0.0080352 | 1.8698e-08
[120 empty] | 7.3.3.17.5 (Remote Grid) Updates to grid topology to minimize risk of ignition in HFTDs Remote GridWLDFRContact from objectAggregated | WLDFR | HFTD - Distribution - Tier 3 - 4QU CoRE ¦ 5QU LoRE | Non-Red Flag Warning - Catastrophic Fires | Contact from object | Aggregated | 2053 | 7.32e-08 | 117.3278 | 8.5884e-06 | 2053 | Mitigation | 0.95 | 45 | 0 | esc | 0.00097009 | 7.1011e-11 | 0.00097009 | 7.1011e-11 | 0.03594 | 7.5375e-08 | 0.0080352 | 1.8698e-08
[120 empty] | 7.3.3.17.5 (Remote Grid) Updates to grid topology to minimize risk of ignition in HFTDs Remote GridWLDFRContact from objectAggregated | WLDFR | HFTD - Distribution - Tier 3 - 4QU CoRE ¦ 5QU LoRE | Non-Red Flag Warning - Catastrophic Fires | Contact from object | Aggregated | 2054 | 7.32e-08 | 117.3278 | 8.5884e-06 | 2054 | Mitigation | 0.95 | 45 | 0 | esc | 0.00097009 | 7.1011e-11 | 0.00097009 | 7.1011e-11 | 0.03594 | 7.5375e-08 | 0.0080352 | 1.8698e-08
[120 empty] | 7.3.3.17.5 (Remote Grid) Updates to grid topology to minimize risk of ignition in HFTDs Remote GridWLDFRContact from objectAggregated | WLDFR | HFTD - Distribution - Tier 3 - 4QU CoRE ¦ 5QU LoRE | Non-Red Flag Warning - Catastrophic Fires | Contact from object | Aggregated | 2055 | 7.32e-08 | 117.3278 | 8.5884e-06 | 2055 | Mitigation | 0.95 | 45 | 0 | esc | 0.00097009 | 7.1011e-11 | 0.00097009 | 7.1011e-11 | 0.03594 | 7.5375e-08 | 0.0080352 | 1.8698e-08
[120 empty] | 7.3.3.17.5 (Remote Grid) Updates to grid topology to minimize risk of ignition in HFTDs Remote GridWLDFRContact from objectAggregated | WLDFR | HFTD - Distribution - Tier 3 - 4QU CoRE ¦ 5QU LoRE | Non-Red Flag Warning - Catastrophic Fires | Contact from object | Aggregated | 2056 | 7.32e-08 | 117.3278 | 8.5884e-06 | 2056 | Mitigation | 0.95 | 45 | 0 | esc | 0.00097009 | 7.1011e-11 | 0.00097009 | 7.1011e-11 | 0.03594 | 7.5375e-08 | 0.0080352 | 1.8698e-08
[120 empty] | 7.3.3.17.5 (Remote Grid) Updates to grid topology to minimize risk of ignition in HFTDs Remote GridWLDFRContact from objectAggregated | WLDFR | HFTD - Distribution - Tier 3 - 4QU CoRE ¦ 5QU LoRE | Non-Red Flag Warning - Catastrophic Fires | Contact from object | Aggregated | 2057 | 7.32e-08 | 117.3278 | 8.5884e-06 | 2057 | Mitigation | 0.95 | 45 | 0 | esc | 0.00097009 | 7.1011e-11 | 0.00097009 | 7.1011e-11 | 0.03594 | 7.5375e-08 | 0.0080352 | 1.8698e-08
[120 empty] | 7.3.3.17.5 (Remote Grid) Updates to grid topology to minimize risk of ignition in HFTDs Remote GridWLDFRContact from objectAggregated | WLDFR | HFTD - Distribution - Tier 3 - 4QU CoRE ¦ 5QU LoRE | Non-Red Flag Warning - Catastrophic Fires | Contact from object | Aggregated | 2058 | 7.32e-08 | 117.3278 | 8.5884e-06 | 2058 | Mitigation | 0.95 | 45 | 0 | esc | 0.00097009 | 7.1011e-11 | 0.00097009 | 7.1011e-11 | 0.03594 | 7.5375e-08 | 0.0080352 | 1.8698e-08
[120 empty] | 7.3.3.17.5 (Remote Grid) Updates to grid topology to minimize risk of ignition in HFTDs Remote GridWLDFRContact from objectAggregated | WLDFR | HFTD - Distribution - Tier 3 - 4QU CoRE ¦ 5QU LoRE | Non-Red Flag Warning - Catastrophic Fires | Contact from object | Aggregated | 2059 | 7.32e-08 | 117.3278 | 8.5884e-06 | 2059 | Mitigation | 0.95 | 45 | 0 | esc | 0.00097009 | 7.1011e-11 | 0.00097009 | 7.1011e-11 | 0.03594 | 7.5375e-08 | 0.0080352 | 1.8698e-08
[120 empty] | 7.3.3.17.5 (Remote Grid) Updates to grid topology to minimize risk of ignition in HFTDs Remote GridWLDFRContact from objectAggregated | WLDFR | HFTD - Distribution - Tier 3 - 4QU CoRE ¦ 5QU LoRE | Non-Red Flag Warning - Catastrophic Fires | Contact from object | Aggregated | 2060 | 7.32e-08 | 117.3278 | 8.5884e-06 | 2060 | Mitigation | 0.95 | 45 | 0 | esc | 0.00097009 | 7.1011e-11 | 0.00097009 | 7.1011e-11 | 0.03594 | 7.5375e-08 | 0.0080352 | 1.8698e-08
[120 empty] | 7.3.3.17.5 (Remote Grid) Updates to grid topology to minimize risk of ignition in HFTDs Remote GridWLDFRContact from objectAggregated | WLDFR | HFTD - Distribution - Tier 3 - 4QU CoRE ¦ 5QU LoRE | Non-Red Flag Warning - Catastrophic Fires | Contact from object | Aggregated | 2061 | 7.32e-08 | 117.3278 | 8.5884e-06 | 2061 | Mitigation | 0.95 | 45 | 0 | esc | 0.00097009 | 7.1011e-11 | 0.00097009 | 7.1011e-11 | 0.03594 | 7.5375e-08 | 0.0080352 | 1.8698e-08
[120 empty] | 7.3.3.17.5 (Remote Grid) Updates to grid topology to minimize risk of ignition in HFTDs Remote GridWLDFRContact from objectAggregated | WLDFR | HFTD - Distribution - Tier 3 - 4QU CoRE ¦ 5QU LoRE | Non-Red Flag Warning - Catastrophic Fires | Contact from object | Aggregated | 2062 | 7.32e-08 | 117.3278 | 8.5884e-06 | 2062 | Mitigation | 0.95 | 45 | 0 | esc | 0.00097009 | 7.1011e-11 | 0.00097009 | 7.1011e-11 | 0.03594 | 7.5375e-08 | 0 | 0
[120 empty] | 7.3.3.17.5 (Remote Grid) Updates to grid topology to minimize risk of ignition in HFTDs Remote GridWLDFRContact from objectAggregated | WLDFR | HFTD - Distribution - Tier 3 - 4QU CoRE ¦ 5QU LoRE | Non-Red Flag Warning - Catastrophic Fires | Contact from object | Aggregated | 2063 | 7.32e-08 | 117.3278 | 8.5884e-06 | 2063 | Mitigation | 0.95 | 45 | 0 | esc | 0.00097009 | 7.1011e-11 | 0.00097009 | 7.1011e-11 | 0.03594 | 7.5375e-08 | 0 | 0
[120 empty] | 7.3.3.17.5 (Remote Grid) Updates to grid topology to minimize risk of ignition in HFTDs Remote GridWLDFRContact from objectAggregated | WLDFR | HFTD - Distribution - Tier 3 - 4QU CoRE ¦ 5QU LoRE | Non-Red Flag Warning - Catastrophic Fires | Contact from object | Aggregated | 2064 | 7.32e-08 | 117.3278 | 8.5884e-06 | 2064 | Mitigation | 0.95 | 45 | 0 | esc | 0.00097009 | 7.1011e-11 | 0.00097009 | 7.1011e-11 | 0.03594 | 7.5375e-08 | 0.010315 | 1.345e-08
[120 empty] | 7.3.3.17.5 (Remote Grid) Updates to grid topology to minimize risk of ignition in HFTDs Remote GridWLDFRContact from objectAggregated | WLDFR | HFTD - Distribution - Tier 3 - 4QU CoRE ¦ 5QU LoRE | Non-Red Flag Warning - Catastrophic Fires | Contact from object | Aggregated | 2065 | 7.32e-08 | 117.3278 | 8.5884e-06 | 2065 | Mitigation | 0.95 | 45 | 0 | esc | 0.00097009 | 7.1011e-11 | 0.00097009 | 7.1011e-11 | 0.03594 | 7.5375e-08 | 0.010315 | 1.345e-08
[120 empty] | 7.3.3.17.5 (Remote Grid) Updates to grid topology to minimize risk of ignition in HFTDs Remote GridWLDFRContact from objectAggregated | WLDFR | HFTD - Distribution - Tier 3 - 4QU CoRE ¦ 5QU LoRE | Non-Red Flag Warning - Catastrophic Fires | Contact from object | Aggregated | 2066 | 7.32e-08 | 117.3278 | 8.5884e-06 | 2066 | Mitigation | 0.95 | 45 | 0 | esc | 0.00097009 | 7.1011e-11 | 0.00097009 | 7.1011e-11 | 0.03594 | 7.5375e-08 | 0.010315 | 1.345e-08
[120 empty] | 7.3.3.17.5 (Remote Grid) Updates to grid topology to minimize risk of ignition in HFTDs Remote GridWLDFRContact from objectAggregated | WLDFR | HFTD - Distribution - Tier 3 - 4QU CoRE ¦ 5QU LoRE | Non-Red Flag Warning - Catastrophic Fires | Contact from object | Aggregated | 2067 | 7.32e-08 | 117.3278 | 8.5884e-06 | 2067 | Mitigation | 0.95 | 45 | 0 | esc | 0 | 0 | 0.00097009 | 7.1011e-11 | 0.03594 | 7.5375e-08 | 0.010315 | 1.345e-08
[120 empty] | 7.3.3.17.5 (Remote Grid) Updates to grid topology to minimize risk of ignition in HFTDs Remote GridWLDFRContaminationAggregated | WLDFR | HFTD - Distribution - Tier 3 - 4QU CoRE ¦ 5QU LoRE | Non-Red Flag Warning - Catastrophic Fires | Contamination | Aggregated | 2022 | 2.0594e-09 | 117.3278 | 2.4162e-07 | 2022 | Mitigation | 0.95 | 45 | 0 | esc | 0.00097009 | 1.9978e-12 | 0 | 0 | 0.03594 | 7.5375e-08 | 0.010315 | 1.345e-08
[120 empty] | 7.3.3.17.5 (Remote Grid) Updates to grid topology to minimize risk of ignition in HFTDs Remote GridWLDFRContaminationAggregated | WLDFR | HFTD - Distribution - Tier 3 - 4QU CoRE ¦ 5QU LoRE | Non-Red Flag Warning - Catastrophic Fires | Contamination | Aggregated | 2023 | 2.0594e-09 | 117.3278 | 2.4162e-07 | 2023 | Mitigation | 0.95 | 45 | 0 | esc | 0.00097009 | 1.9978e-12 | 0.00097009 | 1.9978e-12 | 0.03594 | 7.5375e-08 | 0.010315 | 1.345e-08
[120 empty] | 7.3.3.17.5 (Remote Grid) Updates to grid topology to minimize risk of ignition in HFTDs Remote GridWLDFRContaminationAggregated | WLDFR | HFTD - Distribution - Tier 3 - 4QU CoRE ¦ 5QU LoRE | Non-Red Flag Warning - Catastrophic Fires | Contamination | Aggregated | 2024 | 2.0594e-09 | 117.3278 | 2.4162e-07 | 2024 | Mitigation | 0.95 | 45 | 0 | esc | 0.00097009 | 1.9978e-12 | 0.00097009 | 1.9978e-12 | 0.03594 | 7.5375e-08 | 0.010315 | 1.345e-08
[120 empty] | 7.3.3.17.5 (Remote Grid) Updates to grid topology to minimize risk of ignition in HFTDs Remote GridWLDFRContaminationAggregated | WLDFR | HFTD - Distribution - Tier 3 - 4QU CoRE ¦ 5QU LoRE | Non-Red Flag Warning - Catastrophic Fires | Contamination | Aggregated | 2025 | 2.0594e-09 | 117.3278 | 2.4162e-07 | 2025 | Mitigation | 0.95 | 45 | 0 | esc | 0.00097009 | 1.9978e-12 | 0.00097009 | 1.9978e-12 | 0.03594 | 7.5375e-08 | 0.010315 | 1.345e-08
[120 empty] | 7.3.3.17.5 (Remote Grid) Updates to grid topology to minimize risk of ignition in HFTDs Remote GridWLDFRContaminationAggregated | WLDFR | HFTD - Distribution - Tier 3 - 4QU CoRE ¦ 5QU LoRE | Non-Red Flag Warning - Catastrophic Fires | Contamination | Aggregated | 2026 | 2.0594e-09 | 117.3278 | 2.4162e-07 | 2026 | Mitigation | 0.95 | 45 | 0 | esc | 0.00097009 | 1.9978e-12 | 0.00097009 | 1.9978e-12 | 0.03594 | 7.5375e-08 | 0.010315 | 1.345e-08
[120 empty] | 7.3.3.17.5 (Remote Grid) Updates to grid topology to minimize risk of ignition in HFTDs Remote GridWLDFRContaminationAggregated | WLDFR | HFTD - Distribution - Tier 3 - 4QU CoRE ¦ 5QU LoRE | Non-Red Flag Warning - Catastrophic Fires | Contamination | Aggregated | 2027 | 2.0594e-09 | 117.3278 | 2.4162e-07 | 2027 | Mitigation | 0.95 | 45 | 0 | esc | 0.00097009 | 1.9978e-12 | 0.00097009 | 1.9978e-12 | 0.03594 | 7.5375e-08 | 0.010315 | 1.345e-08
[120 empty] | 7.3.3.17.5 (Remote Grid) Updates to grid topology to minimize risk of ignition in HFTDs Remote GridWLDFRContaminationAggregated | WLDFR | HFTD - Distribution - Tier 3 - 4QU CoRE ¦ 5QU LoRE | Non-Red Flag Warning - Catastrophic Fires | Contamination | Aggregated | 2028 | 2.0594e-09 | 117.3278 | 2.4162e-07 | 2028 | Mitigation | 0.95 | 45 | 0 | esc | 0.00097009 | 1.9978e-12 | 0.00097009 | 1.9978e-12 | 0.03594 | 7.5375e-08 | 0.010315 | 1.345e-08
[120 empty] | 7.3.3.17.5 (Remote Grid) Updates to grid topology to minimize risk of ignition in HFTDs Remote GridWLDFRContaminationAggregated | WLDFR | HFTD - Distribution - Tier 3 - 4QU CoRE ¦ 5QU LoRE | Non-Red Flag Warning - Catastrophic Fires | Contamination | Aggregated | 2029 | 2.0594e-09 | 117.3278 | 2.4162e-07 | 2029 | Mitigation | 0.95 | 45 | 0 | esc | 0.00097009 | 1.9978e-12 | 0.00097009 | 1.9978e-12 | 0.03594 | 7.5375e-08 | 0.010315 | 1.345e-08
[120 empty] | 7.3.3.17.5 (Remote Grid) Updates to grid topology to minimize risk of ignition in HFTDs Remote GridWLDFRContaminationAggregated | WLDFR | HFTD - Distribution - Tier 3 - 4QU CoRE ¦ 5QU LoRE | Non-Red Flag Warning - Catastrophic Fires | Contamination | Aggregated | 2030 | 2.0594e-09 | 117.3278 | 2.4162e-07 | 2030 | Mitigation | 0.95 | 45 | 0 | esc | 0.00097009 | 1.9978e-12 | 0.00097009 | 1.9978e-12 | 0.03594 | 7.5375e-08 | 0.010315 | 1.345e-08
[120 empty] | 7.3.3.17.5 (Remote Grid) Updates to grid topology to minimize risk of ignition in HFTDs Remote GridWLDFRContaminationAggregated | WLDFR | HFTD - Distribution - Tier 3 - 4QU CoRE ¦ 5QU LoRE | Non-Red Flag Warning - Catastrophic Fires | Contamination | Aggregated | 2031 | 2.0594e-09 | 117.3278 | 2.4162e-07 | 2031 | Mitigation | 0.95 | 45 | 0 | esc | 0.00097009 | 1.9978e-12 | 0.00097009 | 1.9978e-12 | 0.03594 | 7.5375e-08 | 0.010315 | 1.345e-08
[120 empty] | 7.3.3.17.5 (Remote Grid) Updates to grid topology to minimize risk of ignition in HFTDs Remote GridWLDFRContaminationAggregated | WLDFR | HFTD - Distribution - Tier 3 - 4QU CoRE ¦ 5QU LoRE | Non-Red Flag Warning - Catastrophic Fires | Contamination | Aggregated | 2032 | 2.0594e-09 | 117.3278 | 2.4162e-07 | 2032 | Mitigation | 0.95 | 45 | 0 | esc | 0.00097009 | 1.9978e-12 | 0.00097009 | 1.9978e-12 | 0 | 0 | 0.010315 | 1.345e-08
[120 empty] | 7.3.3.17.5 (Remote Grid) Updates to grid topology to minimize risk of ignition in HFTDs Remote GridWLDFRContaminationAggregated | WLDFR | HFTD - Distribution - Tier 3 - 4QU CoRE ¦ 5QU LoRE | Non-Red Flag Warning - Catastrophic Fires | Contamination | Aggregated | 2033 | 2.0594e-09 | 117.3278 | 2.4162e-07 | 2033 | Mitigation | 0.95 | 45 | 0 | esc | 0.00097009 | 1.9978e-12 | 0.00097009 | 1.9978e-12 | 0.03594 | 5.0127e-09 | 0.010315 | 1.345e-08
[120 empty] | 7.3.3.17.5 (Remote Grid) Updates to grid topology to minimize risk of ignition in HFTDs Remote GridWLDFRContaminationAggregated | WLDFR | HFTD - Distribution - Tier 3 - 4QU CoRE ¦ 5QU LoRE | Non-Red Flag Warning - Catastrophic Fires | Contamination | Aggregated | 2034 | 2.0594e-09 | 117.3278 | 2.4162e-07 | 2034 | Mitigation | 0.95 | 45 | 0 | esc | 0.00097009 | 1.9978e-12 | 0.00097009 | 1.9978e-12 | 0.03594 | 5.0127e-09 | 0.010315 | 1.345e-08
[120 empty] | 7.3.3.17.5 (Remote Grid) Updates to grid topology to minimize risk of ignition in HFTDs Remote GridWLDFRContaminationAggregated | WLDFR | HFTD - Distribution - Tier 3 - 4QU CoRE ¦ 5QU LoRE | Non-Red Flag Warning - Catastrophic Fires | Contamination | Aggregated | 2035 | 2.0594e-09 | 117.3278 | 2.4162e-07 | 2035 | Mitigation | 0.95 | 45 | 0 | esc | 0.00097009 | 1.9978e-12 | 0.00097009 | 1.9978e-12 | 0.03594 | 5.0127e-09 | 0.010315 | 1.345e-08
[120 empty] | 7.3.3.17.5 (Remote Grid) Updates to grid topology to minimize risk of ignition in HFTDs Remote GridWLDFRContaminationAggregated | WLDFR | HFTD - Distribution - Tier 3 - 4QU CoRE ¦ 5QU LoRE | Non-Red Flag Warning - Catastrophic Fires | Contamination | Aggregated | 2036 | 2.0594e-09 | 117.3278 | 2.4162e-07 | 2036 | Mitigation | 0.95 | 45 | 0 | esc | 0.00097009 | 1.9978e-12 | 0.00097009 | 1.9978e-12 | 0.03594 | 5.0127e-09 | 0.010315 | 1.345e-08
[120 empty] | 7.3.3.17.5 (Remote Grid) Updates to grid topology to minimize risk of ignition in HFTDs Remote GridWLDFRContaminationAggregated | WLDFR | HFTD - Distribution - Tier 3 - 4QU CoRE ¦ 5QU LoRE | Non-Red Flag Warning - Catastrophic Fires | Contamination | Aggregated | 2037 | 2.0594e-09 | 117.3278 | 2.4162e-07 | 2037 | Mitigation | 0.95 | 45 | 0 | esc | 0.00097009 | 1.9978e-12 | 0.00097009 | 1.9978e-12 | 0.03594 | 5.0127e-09 | 0.010315 | 1.345e-08
[120 empty] | 7.3.3.17.5 (Remote Grid) Updates to grid topology to minimize risk of ignition in HFTDs Remote GridWLDFRContaminationAggregated | WLDFR | HFTD - Distribution - Tier 3 - 4QU CoRE ¦ 5QU LoRE | Non-Red Flag Warning - Catastrophic Fires | Contamination | Aggregated | 2038 | 2.0594e-09 | 117.3278 | 2.4162e-07 | 2038 | Mitigation | 0.95 | 45 | 0 | esc | 0.00097009 | 1.9978e-12 | 0.00097009 | 1.9978e-12 | 0.03594 | 5.0127e-09 | 0.010315 | 1.345e-08
[120 empty] | 7.3.3.17.5 (Remote Grid) Updates to grid topology to minimize risk of ignition in HFTDs Remote GridWLDFRContaminationAggregated | WLDFR | HFTD - Distribution - Tier 3 - 4QU CoRE ¦ 5QU LoRE | Non-Red Flag Warning - Catastrophic Fires | Contamination | Aggregated | 2039 | 2.0594e-09 | 117.3278 | 2.4162e-07 | 2039 | Mitigation | 0.95 | 45 | 0 | esc | 0.00097009 | 1.9978e-12 | 0.00097009 | 1.9978e-12 | 0.03594 | 5.0127e-09 | 0.010315 | 1.345e-08
[120 empty] | 7.3.3.17.5 (Remote Grid) Updates to grid topology to minimize risk of ignition in HFTDs Remote GridWLDFRContaminationAggregated | WLDFR | HFTD - Distribution - Tier 3 - 4QU CoRE ¦ 5QU LoRE | Non-Red Flag Warning - Catastrophic Fires | Contamination | Aggregated | 2040 | 2.0594e-09 | 117.3278 | 2.4162e-07 | 2040 | Mitigation | 0.95 | 45 | 0 | esc | 0.00097009 | 1.9978e-12 | 0.00097009 | 1.9978e-12 | 0.03594 | 5.0127e-09 | 0.010315 | 1.345e-08
[120 empty] | 7.3.3.17.5 (Remote Grid) Updates to grid topology to minimize risk of ignition in HFTDs Remote GridWLDFRContaminationAggregated | WLDFR | HFTD - Distribution - Tier 3 - 4QU CoRE ¦ 5QU LoRE | Non-Red Flag Warning - Catastrophic Fires | Contamination | Aggregated | 2041 | 2.0594e-09 | 117.3278 | 2.4162e-07 | 2041 | Mitigation | 0.95 | 45 | 0 | esc | 0.00097009 | 1.9978e-12 | 0.00097009 | 1.9978e-12 | 0.03594 | 5.0127e-09 | 0.010315 | 1.345e-08
[120 empty] | 7.3.3.17.5 (Remote Grid) Updates to grid topology to minimize risk of ignition in HFTDs Remote GridWLDFRContaminationAggregated | WLDFR | HFTD - Distribution - Tier 3 - 4QU CoRE ¦ 5QU LoRE | Non-Red Flag Warning - Catastrophic Fires | Contamination | Aggregated | 2042 | 2.0594e-09 | 117.3278 | 2.4162e-07 | 2042 | Mitigation | 0.95 | 45 | 0 | esc | 0.00097009 | 1.9978e-12 | 0.00097009 | 1.9978e-12 | 0.03594 | 5.0127e-09 | 0.010315 | 1.345e-08
[120 empty] | 7.3.3.17.5 (Remote Grid) Updates to grid topology to minimize risk of ignition in HFTDs Remote GridWLDFRContaminationAggregated | WLDFR | HFTD - Distribution - Tier 3 - 4QU CoRE ¦ 5QU LoRE | Non-Red Flag Warning - Catastrophic Fires | Contamination | Aggregated | 2043 | 2.0594e-09 | 117.3278 | 2.4162e-07 | 2043 | Mitigation | 0.95 | 45 | 0 | esc | 0.00097009 | 1.9978e-12 | 0.00097009 | 1.9978e-12 | 0.03594 | 5.0127e-09 | 0.010315 | 1.345e-08
[120 empty] | 7.3.3.17.5 (Remote Grid) Updates to grid topology to minimize risk of ignition in HFTDs Remote GridWLDFRContaminationAggregated | WLDFR | HFTD - Distribution - Tier 3 - 4QU CoRE ¦ 5QU LoRE | Non-Red Flag Warning - Catastrophic Fires | Contamination | Aggregated | 2044 | 2.0594e-09 | 117.3278 | 2.4162e-07 | 2044 | Mitigation | 0.95 | 45 | 0 | esc | 0.00097009 | 1.9978e-12 | 0.00097009 | 1.9978e-12 | 0.03594 | 5.0127e-09 | 0.010315 | 1.345e-08
[120 empty] | 7.3.3.17.5 (Remote Grid) Updates to grid topology to minimize risk of ignition in HFTDs Remote GridWLDFRContaminationAggregated | WLDFR | HFTD - Distribution - Tier 3 - 4QU CoRE ¦ 5QU LoRE | Non-Red Flag Warning - Catastrophic Fires | Contamination | Aggregated | 2045 | 2.0594e-09 | 117.3278 | 2.4162e-07 | 2045 | Mitigation | 0.95 | 45 | 0 | esc | 0.00097009 | 1.9978e-12 | 0.00097009 | 1.9978e-12 | 0.03594 | 5.0127e-09 | 0.010315 | 1.345e-08
[120 empty] | 7.3.3.17.5 (Remote Grid) Updates to grid topology to minimize risk of ignition in HFTDs Remote GridWLDFRContaminationAggregated | WLDFR | HFTD - Distribution - Tier 3 - 4QU CoRE ¦ 5QU LoRE | Non-Red Flag Warning - Catastrophic Fires | Contamination | Aggregated | 2046 | 2.0594e-09 | 117.3278 | 2.4162e-07 | 2046 | Mitigation | 0.95 | 45 | 0 | esc | 0.00097009 | 1.9978e-12 | 0.00097009 | 1.9978e-12 | 0.03594 | 5.0127e-09 | 0.010315 | 1.345e-08
[120 empty] | 7.3.3.17.5 (Remote Grid) Updates to grid topology to minimize risk of ignition in HFTDs Remote GridWLDFRContaminationAggregated | WLDFR | HFTD - Distribution - Tier 3 - 4QU CoRE ¦ 5QU LoRE | Non-Red Flag Warning - Catastrophic Fires | Contamination | Aggregated | 2047 | 2.0594e-09 | 117.3278 | 2.4162e-07 | 2047 | Mitigation | 0.95 | 45 | 0 | esc | 0.00097009 | 1.9978e-12 | 0.00097009 | 1.9978e-12 | 0.03594 | 5.0127e-09 | 0.010315 | 1.345e-08
[120 empty] | 7.3.3.17.5 (Remote Grid) Updates to grid topology to minimize risk of ignition in HFTDs Remote GridWLDFRContaminationAggregated | WLDFR | HFTD - Distribution - Tier 3 - 4QU CoRE ¦ 5QU LoRE | Non-Red Flag Warning - Catastrophic Fires | Contamination | Aggregated | 2048 | 2.0594e-09 | 117.3278 | 2.4162e-07 | 2048 | Mitigation | 0.95 | 45 | 0 | esc | 0.00097009 | 1.9978e-12 | 0.00097009 | 1.9978e-12 | 0.03594 | 5.0127e-09 | 0 | 0
[120 empty] | 7.3.3.17.5 (Remote Grid) Updates to grid topology to minimize risk of ignition in HFTDs Remote GridWLDFRContaminationAggregated | WLDFR | HFTD - Distribution - Tier 3 - 4QU CoRE ¦ 5QU LoRE | Non-Red Flag Warning - Catastrophic Fires | Contamination | Aggregated | 2049 | 2.0594e-09 | 117.3278 | 2.4162e-07 | 2049 | Mitigation | 0.95 | 45 | 0 | esc | 0.00097009 | 1.9978e-12 | 0.00097009 | 1.9978e-12 | 0.03594 | 5.0127e-09 | 0 | 0
[120 empty] | 7.3.3.17.5 (Remote Grid) Updates to grid topology to minimize risk of ignition in HFTDs Remote GridWLDFRContaminationAggregated | WLDFR | HFTD - Distribution - Tier 3 - 4QU CoRE ¦ 5QU LoRE | Non-Red Flag Warning - Catastrophic Fires | Contamination | Aggregated | 2050 | 2.0594e-09 | 117.3278 | 2.4162e-07 | 2050 | Mitigation | 0.95 | 45 | 0 | esc | 0.00097009 | 1.9978e-12 | 0.00097009 | 1.9978e-12 | 0.03594 | 5.0127e-09 | 0.013666 | 1.4563e-08
[120 empty] | 7.3.3.17.5 (Remote Grid) Updates to grid topology to minimize risk of ignition in HFTDs Remote GridWLDFRContaminationAggregated | WLDFR | HFTD - Distribution - Tier 3 - 4QU CoRE ¦ 5QU LoRE | Non-Red Flag Warning - Catastrophic Fires | Contamination | Aggregated | 2051 | 2.0594e-09 | 117.3278 | 2.4162e-07 | 2051 | Mitigation | 0.95 | 45 | 0 | esc | 0.00097009 | 1.9978e-12 | 0.00097009 | 1.9978e-12 | 0.03594 | 5.0127e-09 | 0.013666 | 1.4563e-08
[120 empty] | 7.3.3.17.5 (Remote Grid) Updates to grid topology to minimize risk of ignition in HFTDs Remote GridWLDFRContaminationAggregated | WLDFR | HFTD - Distribution - Tier 3 - 4QU CoRE ¦ 5QU LoRE | Non-Red Flag Warning - Catastrophic Fires | Contamination | Aggregated | 2052 | 2.0594e-09 | 117.3278 | 2.4162e-07 | 2052 | Mitigation | 0.95 | 45 | 0 | esc | 0.00097009 | 1.9978e-12 | 0.00097009 | 1.9978e-12 | 0.03594 | 5.0127e-09 | 0.013666 | 1.4563e-08
[120 empty] | 7.3.3.17.5 (Remote Grid) Updates to grid topology to minimize risk of ignition in HFTDs Remote GridWLDFRContaminationAggregated | WLDFR | HFTD - Distribution - Tier 3 - 4QU CoRE ¦ 5QU LoRE | Non-Red Flag Warning - Catastrophic Fires | Contamination | Aggregated | 2053 | 2.0594e-09 | 117.3278 | 2.4162e-07 | 2053 | Mitigation | 0.95 | 45 | 0 | esc | 0.00097009 | 1.9978e-12 | 0.00097009 | 1.9978e-12 | 0.03594 | 5.0127e-09 | 0.013666 | 1.4563e-08
[120 empty] | 7.3.3.17.5 (Remote Grid) Updates to grid topology to minimize risk of ignition in HFTDs Remote GridWLDFRContaminationAggregated | WLDFR | HFTD - Distribution - Tier 3 - 4QU CoRE ¦ 5QU LoRE | Non-Red Flag Warning - Catastrophic Fires | Contamination | Aggregated | 2054 | 2.0594e-09 | 117.3278 | 2.4162e-07 | 2054 | Mitigation | 0.95 | 45 | 0 | esc | 0.00097009 | 1.9978e-12 | 0.00097009 | 1.9978e-12 | 0.03594 | 5.0127e-09 | 0.013666 | 1.4563e-08
[120 empty] | 7.3.3.17.5 (Remote Grid) Updates to grid topology to minimize risk of ignition in HFTDs Remote GridWLDFRContaminationAggregated | WLDFR | HFTD - Distribution - Tier 3 - 4QU CoRE ¦ 5QU LoRE | Non-Red Flag Warning - Catastrophic Fires | Contamination | Aggregated | 2055 | 2.0594e-09 | 117.3278 | 2.4162e-07 | 2055 | Mitigation | 0.95 | 45 | 0 | esc | 0.00097009 | 1.9978e-12 | 0.00097009 | 1.9978e-12 | 0.03594 | 5.0127e-09 | 0.013666 | 1.4563e-08
[120 empty] | 7.3.3.17.5 (Remote Grid) Updates to grid topology to minimize risk of ignition in HFTDs Remote GridWLDFRContaminationAggregated | WLDFR | HFTD - Distribution - Tier 3 - 4QU CoRE ¦ 5QU LoRE | Non-Red Flag Warning - Catastrophic Fires | Contamination | Aggregated | 2056 | 2.0594e-09 | 117.3278 | 2.4162e-07 | 2056 | Mitigation | 0.95 | 45 | 0 | esc | 0.00097009 | 1.9978e-12 | 0.00097009 | 1.9978e-12 | 0.03594 | 5.0127e-09 | 0.013666 | 1.4563e-08
[120 empty] | 7.3.3.17.5 (Remote Grid) Updates to grid topology to minimize risk of ignition in HFTDs Remote GridWLDFRContaminationAggregated | WLDFR | HFTD - Distribution - Tier 3 - 4QU CoRE ¦ 5QU LoRE | Non-Red Flag Warning - Catastrophic Fires | Contamination | Aggregated | 2057 | 2.0594e-09 | 117.3278 | 2.4162e-07 | 2057 | Mitigation | 0.95 | 45 | 0 | esc | 0.00097009 | 1.9978e-12 | 0.00097009 | 1.9978e-12 | 0.03594 | 5.0127e-09 | 0.013666 | 1.4563e-08
[120 empty] | 7.3.3.17.5 (Remote Grid) Updates to grid topology to minimize risk of ignition in HFTDs Remote GridWLDFRContaminationAggregated | WLDFR | HFTD - Distribution - Tier 3 - 4QU CoRE ¦ 5QU LoRE | Non-Red Flag Warning - Catastrophic Fires | Contamination | Aggregated | 2058 | 2.0594e-09 | 117.3278 | 2.4162e-07 | 2058 | Mitigation | 0.95 | 45 | 0 | esc | 0.00097009 | 1.9978e-12 | 0.00097009 | 1.9978e-12 | 0.03594 | 5.0127e-09 | 0.013666 | 1.4563e-08
[120 empty] | 7.3.3.17.5 (Remote Grid) Updates to grid topology to minimize risk of ignition in HFTDs Remote GridWLDFRContaminationAggregated | WLDFR | HFTD - Distribution - Tier 3 - 4QU CoRE ¦ 5QU LoRE | Non-Red Flag Warning - Catastrophic Fires | Contamination | Aggregated | 2059 | 2.0594e-09 | 117.3278 | 2.4162e-07 | 2059 | Mitigation | 0.95 | 45 | 0 | esc | 0.00097009 | 1.9978e-12 | 0.00097009 | 1.9978e-12 | 0.03594 | 5.0127e-09 | 0.013666 | 1.4563e-08
[120 empty] | 7.3.3.17.5 (Remote Grid) Updates to grid topology to minimize risk of ignition in HFTDs Remote GridWLDFRContaminationAggregated | WLDFR | HFTD - Distribution - Tier 3 - 4QU CoRE ¦ 5QU LoRE | Non-Red Flag Warning - Catastrophic Fires | Contamination | Aggregated | 2060 | 2.0594e-09 | 117.3278 | 2.4162e-07 | 2060 | Mitigation | 0.95 | 45 | 0 | esc | 0.00097009 | 1.9978e-12 | 0.00097009 | 1.9978e-12 | 0.03594 | 5.0127e-09 | 0.013666 | 1.4563e-08
[120 empty] | 7.3.3.17.5 (Remote Grid) Updates to grid topology to minimize risk of ignition in HFTDs Remote GridWLDFRContaminationAggregated | WLDFR | HFTD - Distribution - Tier 3 - 4QU CoRE ¦ 5QU LoRE | Non-Red Flag Warning - Catastrophic Fires | Contamination | Aggregated | 2061 | 2.0594e-09 | 117.3278 | 2.4162e-07 | 2061 | Mitigation | 0.95 | 45 | 0 | esc | 0.00097009 | 1.9978e-12 | 0.00097009 | 1.9978e-12 | 0.03594 | 5.0127e-09 | 0.013666 | 1.4563e-08
[120 empty] | 7.3.3.17.5 (Remote Grid) Updates to grid topology to minimize risk of ignition in HFTDs Remote GridWLDFRContaminationAggregated | WLDFR | HFTD - Distribution - Tier 3 - 4QU CoRE ¦ 5QU LoRE | Non-Red Flag Warning - Catastrophic Fires | Contamination | Aggregated | 2062 | 2.0594e-09 | 117.3278 | 2.4162e-07 | 2062 | Mitigation | 0.95 | 45 | 0 | esc | 0.00097009 | 1.9978e-12 | 0.00097009 | 1.9978e-12 | 0.03594 | 5.0127e-09 | 0.013666 | 1.4563e-08
[120 empty] | 7.3.3.17.5 (Remote Grid) Updates to grid topology to minimize risk of ignition in HFTDs Remote GridWLDFRContaminationAggregated | WLDFR | HFTD - Distribution - Tier 3 - 4QU CoRE ¦ 5QU LoRE | Non-Red Flag Warning - Catastrophic Fires | Contamination | Aggregated | 2063 | 2.0594e-09 | 117.3278 | 2.4162e-07 | 2063 | Mitigation | 0.95 | 45 | 0 | esc | 0.00097009 | 1.9978e-12 | 0.00097009 | 1.9978e-12 | 0.03594 | 5.0127e-09 | 0.013666 | 1.4563e-08
[120 empty] | 7.3.3.17.5 (Remote Grid) Updates to grid topology to minimize risk of ignition in HFTDs Remote GridWLDFRContaminationAggregated | WLDFR | HFTD - Distribution - Tier 3 - 4QU CoRE ¦ 5QU LoRE | Non-Red Flag Warning - Catastrophic Fires | Contamination | Aggregated | 2064 | 2.0594e-09 | 117.3278 | 2.4162e-07 | 2064 | Mitigation | 0.95 | 45 | 0 | esc | 0.00097009 | 1.9978e-12 | 0.00097009 | 1.9978e-12 | 0.03594 | 5.0127e-09 | 0.013666 | 1.4563e-08
[120 empty] | 7.3.3.17.5 (Remote Grid) Updates to grid topology to minimize risk of ignition in HFTDs Remote GridWLDFRContaminationAggregated | WLDFR | HFTD - Distribution - Tier 3 - 4QU CoRE ¦ 5QU LoRE | Non-Red Flag Warning - Catastrophic Fires | Contamination | Aggregated | 2065 | 2.0594e-09 | 117.3278 | 2.4162e-07 | 2065 | Mitigation | 0.95 | 45 | 0 | esc | 0.00097009 | 1.9978e-12 | 0.00097009 | 1.9978e-12 | 0.03594 | 5.0127e-09 | 0.013666 | 1.4563e-08
[120 empty] | 7.3.3.17.5 (Remote Grid) Updates to grid topology to minimize risk of ignition in HFTDs Remote GridWLDFRContaminationAggregated | WLDFR | HFTD - Distribution - Tier 3 - 4QU CoRE ¦ 5QU LoRE | Non-Red Flag Warning - Catastrophic Fires | Contamination | Aggregated | 2066 | 2.0594e-09 | 117.3278 | 2.4162e-07 | 2066 | Mitigation | 0.95 | 45 | 0 | esc | 0.00097009 | 1.9978e-12 | 0.00097009 | 1.9978e-12 | 0.03594 | 5.0127e-09 | 0.013666 | 1.4563e-08
[120 empty] | 7.3.3.17.5 (Remote Grid) Updates to grid topology to minimize risk of ignition in HFTDs Remote GridWLDFRContaminationAggregated | WLDFR | HFTD - Distribution - Tier 3 - 4QU CoRE ¦ 5QU LoRE | Non-Red Flag Warning - Catastrophic Fires | Contamination | Aggregated | 2067 | 2.0594e-09 | 117.3278 | 2.4162e-07 | 2067 | Mitigation | 0.95 | 45 | 0 | esc | 0 | 0 | 0.00097009 | 1.9978e-12 | 0.03594 | 5.0127e-09 | 0.013666 | 1.4563e-08
[120 empty] | 7.3.3.17.5 (Remote Grid) Updates to grid topology to minimize risk of ignition in HFTDs Remote GridWLDFREquipment / facility failureAggregated | WLDFR | HFTD - Distribution - Tier 3 - 4QU CoRE ¦ 5QU LoRE | Non-Red Flag Warning - Catastrophic Fires | Equipment / facility failure | Aggregated | 2022 | 3.6325e-09 | 117.3278 | 4.2619e-07 | 2022 | Mitigation | 0.95 | 45 | 0 | esc | 0.00097009 | 3.5238e-12 | 0 | 0 | 0.03594 | 5.0127e-09 | 0.013666 | 1.4563e-08
[120 empty] | 7.3.3.17.5 (Remote Grid) Updates to grid topology to minimize risk of ignition in HFTDs Remote GridWLDFREquipment / facility failureAggregated | WLDFR | HFTD - Distribution - Tier 3 - 4QU CoRE ¦ 5QU LoRE | Non-Red Flag Warning - Catastrophic Fires | Equipment / facility failure | Aggregated | 2023 | 3.6325e-09 | 117.3278 | 4.2619e-07 | 2023 | Mitigation | 0.95 | 45 | 0 | esc | 0.00097009 | 3.5238e-12 | 0.00097009 | 3.5238e-12 | 0.03594 | 5.0127e-09 | 0.013666 | 1.4563e-08
[120 empty] | 7.3.3.17.5 (Remote Grid) Updates to grid topology to minimize risk of ignition in HFTDs Remote GridWLDFREquipment / facility failureAggregated | WLDFR | HFTD - Distribution - Tier 3 - 4QU CoRE ¦ 5QU LoRE | Non-Red Flag Warning - Catastrophic Fires | Equipment / facility failure | Aggregated | 2024 | 3.6325e-09 | 117.3278 | 4.2619e-07 | 2024 | Mitigation | 0.95 | 45 | 0 | esc | 0.00097009 | 3.5238e-12 | 0.00097009 | 3.5238e-12 | 0.03594 | 5.0127e-09 | 0.013666 | 1.4563e-08
[120 empty] | 7.3.3.17.5 (Remote Grid) Updates to grid topology to minimize risk of ignition in HFTDs Remote GridWLDFREquipment / facility failureAggregated | WLDFR | HFTD - Distribution - Tier 3 - 4QU CoRE ¦ 5QU LoRE | Non-Red Flag Warning - Catastrophic Fires | Equipment / facility failure | Aggregated | 2025 | 3.6325e-09 | 117.3278 | 4.2619e-07 | 2025 | Mitigation | 0.95 | 45 | 0 | esc | 0.00097009 | 3.5238e-12 | 0.00097009 | 3.5238e-12 | 0.03594 | 5.0127e-09 | 0.013666 | 1.4563e-08
[120 empty] | 7.3.3.17.5 (Remote Grid) Updates to grid topology to minimize risk of ignition in HFTDs Remote GridWLDFREquipment / facility failureAggregated | WLDFR | HFTD - Distribution - Tier 3 - 4QU CoRE ¦ 5QU LoRE | Non-Red Flag Warning - Catastrophic Fires | Equipment / facility failure | Aggregated | 2026 | 3.6325e-09 | 117.3278 | 4.2619e-07 | 2026 | Mitigation | 0.95 | 45 | 0 | esc | 0.00097009 | 3.5238e-12 | 0.00097009 | 3.5238e-12 | 0.03594 | 5.0127e-09 | 0.013666 | 1.4563e-08
[120 empty] | 7.3.3.17.5 (Remote Grid) Updates to grid topology to minimize risk of ignition in HFTDs Remote GridWLDFREquipment / facility failureAggregated | WLDFR | HFTD - Distribution - Tier 3 - 4QU CoRE ¦ 5QU LoRE | Non-Red Flag Warning - Catastrophic Fires | Equipment / facility failure | Aggregated | 2027 | 3.6325e-09 | 117.3278 | 4.2619e-07 | 2027 | Mitigation | 0.95 | 45 | 0 | esc | 0.00097009 | 3.5238e-12 | 0.00097009 | 3.5238e-12 | 0.03594 | 5.0127e-09 | 0.013666 | 1.4563e-08
[120 empty] | 7.3.3.17.5 (Remote Grid) Updates to grid topology to minimize risk of ignition in HFTDs Remote GridWLDFREquipment / facility failureAggregated | WLDFR | HFTD - Distribution - Tier 3 - 4QU CoRE ¦ 5QU LoRE | Non-Red Flag Warning - Catastrophic Fires | Equipment / facility failure | Aggregated | 2028 | 3.6325e-09 | 117.3278 | 4.2619e-07 | 2028 | Mitigation | 0.95 | 45 | 0 | esc | 0.00097009 | 3.5238e-12 | 0.00097009 | 3.5238e-12 | 0.03594 | 5.0127e-09 | 0.013666 | 1.4563e-08
[120 empty] | 7.3.3.17.5 (Remote Grid) Updates to grid topology to minimize risk of ignition in HFTDs Remote GridWLDFREquipment / facility failureAggregated | WLDFR | HFTD - Distribution - Tier 3 - 4QU CoRE ¦ 5QU LoRE | Non-Red Flag Warning - Catastrophic Fires | Equipment / facility failure | Aggregated | 2029 | 3.6325e-09 | 117.3278 | 4.2619e-07 | 2029 | Mitigation | 0.95 | 45 | 0 | esc | 0.00097009 | 3.5238e-12 | 0.00097009 | 3.5238e-12 | 0.03594 | 5.0127e-09 | 0.013666 | 1.4563e-08
[120 empty] | 7.3.3.17.5 (Remote Grid) Updates to grid topology to minimize risk of ignition in HFTDs Remote GridWLDFREquipment / facility failureAggregated | WLDFR | HFTD - Distribution - Tier 3 - 4QU CoRE ¦ 5QU LoRE | Non-Red Flag Warning - Catastrophic Fires | Equipment / facility failure | Aggregated | 2030 | 3.6325e-09 | 117.3278 | 4.2619e-07 | 2030 | Mitigation | 0.95 | 45 | 0 | esc | 0.00097009 | 3.5238e-12 | 0.00097009 | 3.5238e-12 | 0.03594 | 5.0127e-09 | 0.013666 | 1.4563e-08
[120 empty] | 7.3.3.17.5 (Remote Grid) Updates to grid topology to minimize risk of ignition in HFTDs Remote GridWLDFREquipment / facility failureAggregated | WLDFR | HFTD - Distribution - Tier 3 - 4QU CoRE ¦ 5QU LoRE | Non-Red Flag Warning - Catastrophic Fires | Equipment / facility failure | Aggregated | 2031 | 3.6325e-09 | 117.3278 | 4.2619e-07 | 2031 | Mitigation | 0.95 | 45 | 0 | esc | 0.00097009 | 3.5238e-12 | 0.00097009 | 3.5238e-12 | 0.03594 | 5.0127e-09 | 0.013666 | 1.4563e-08
[120 empty] | 7.3.3.17.5 (Remote Grid) Updates to grid topology to minimize risk of ignition in HFTDs Remote GridWLDFREquipment / facility failureAggregated | WLDFR | HFTD - Distribution - Tier 3 - 4QU CoRE ¦ 5QU LoRE | Non-Red Flag Warning - Catastrophic Fires | Equipment / facility failure | Aggregated | 2032 | 3.6325e-09 | 117.3278 | 4.2619e-07 | 2032 | Mitigation | 0.95 | 45 | 0 | esc | 0.00097009 | 3.5238e-12 | 0.00097009 | 3.5238e-12 | 0.03594 | 5.0127e-09 | 0.013666 | 1.4563e-08
[120 empty] | 7.3.3.17.5 (Remote Grid) Updates to grid topology to minimize risk of ignition in HFTDs Remote GridWLDFREquipment / facility failureAggregated | WLDFR | HFTD - Distribution - Tier 3 - 4QU CoRE ¦ 5QU LoRE | Non-Red Flag Warning - Catastrophic Fires | Equipment / facility failure | Aggregated | 2033 | 3.6325e-09 | 117.3278 | 4.2619e-07 | 2033 | Mitigation | 0.95 | 45 | 0 | esc | 0.00097009 | 3.5238e-12 | 0.00097009 | 3.5238e-12 | 0.03594 | 5.0127e-09 | 0.013666 | 1.4563e-08
[120 empty] | 7.3.3.17.5 (Remote Grid) Updates to grid topology to minimize risk of ignition in HFTDs Remote GridWLDFREquipment / facility failureAggregated | WLDFR | HFTD - Distribution - Tier 3 - 4QU CoRE ¦ 5QU LoRE | Non-Red Flag Warning - Catastrophic Fires | Equipment / facility failure | Aggregated | 2034 | 3.6325e-09 | 117.3278 | 4.2619e-07 | 2034 | Mitigation | 0.95 | 45 | 0 | esc | 0.00097009 | 3.5238e-12 | 0.00097009 | 3.5238e-12 | 0.03594 | 5.0127e-09 | 0 | 0
[120 empty] | 7.3.3.17.5 (Remote Grid) Updates to grid topology to minimize risk of ignition in HFTDs Remote GridWLDFREquipment / facility failureAggregated | WLDFR | HFTD - Distribution - Tier 3 - 4QU CoRE ¦ 5QU LoRE | Non-Red Flag Warning - Catastrophic Fires | Equipment / facility failure | Aggregated | 2035 | 3.6325e-09 | 117.3278 | 4.2619e-07 | 2035 | Mitigation | 0.95 | 45 | 0 | esc | 0.00097009 | 3.5238e-12 | 0.00097009 | 3.5238e-12 | 0.03594 | 5.0127e-09 | 0 | 0
[120 empty] | 7.3.3.17.5 (Remote Grid) Updates to grid topology to minimize risk of ignition in HFTDs Remote GridWLDFREquipment / facility failureAggregated | WLDFR | HFTD - Distribution - Tier 3 - 4QU CoRE ¦ 5QU LoRE | Non-Red Flag Warning - Catastrophic Fires | Equipment / facility failure | Aggregated | 2036 | 3.6325e-09 | 117.3278 | 4.2619e-07 | 2036 | Mitigation | 0.95 | 45 | 0 | esc | 0.00097009 | 3.5238e-12 | 0.00097009 | 3.5238e-12 | 0 | 0 | 0.0063316 | 6.7325e-10
[120 empty] | 7.3.3.17.5 (Remote Grid) Updates to grid topology to minimize risk of ignition in HFTDs Remote GridWLDFREquipment / facility failureAggregated | WLDFR | HFTD - Distribution - Tier 3 - 4QU CoRE ¦ 5QU LoRE | Non-Red Flag Warning - Catastrophic Fires | Equipment / facility failure | Aggregated | 2037 | 3.6325e-09 | 117.3278 | 4.2619e-07 | 2037 | Mitigation | 0.95 | 45 | 0 | esc | 0.00097009 | 3.5238e-12 | 0.00097009 | 3.5238e-12 | 0.03594 | 2.9107e-08 | 0.0063316 | 6.7325e-10
[120 empty] | 7.3.3.17.5 (Remote Grid) Updates to grid topology to minimize risk of ignition in HFTDs Remote GridWLDFREquipment / facility failureAggregated | WLDFR | HFTD - Distribution - Tier 3 - 4QU CoRE ¦ 5QU LoRE | Non-Red Flag Warning - Catastrophic Fires | Equipment / facility failure | Aggregated | 2038 | 3.6325e-09 | 117.3278 | 4.2619e-07 | 2038 | Mitigation | 0.95 | 45 | 0 | esc | 0.00097009 | 3.5238e-12 | 0.00097009 | 3.5238e-12 | 0.03594 | 2.9107e-08 | 0.0063316 | 6.7325e-10
[120 empty] | 7.3.3.17.5 (Remote Grid) Updates to grid topology to minimize risk of ignition in HFTDs Remote GridWLDFREquipment / facility failureAggregated | WLDFR | HFTD - Distribution - Tier 3 - 4QU CoRE ¦ 5QU LoRE | Non-Red Flag Warning - Catastrophic Fires | Equipment / facility failure | Aggregated | 2039 | 3.6325e-09 | 117.3278 | 4.2619e-07 | 2039 | Mitigation | 0.95 | 45 | 0 | esc | 0.00097009 | 3.5238e-12 | 0.00097009 | 3.5238e-12 | 0.03594 | 2.9107e-08 | 0.0063316 | 6.7325e-10
[120 empty] | 7.3.3.17.5 (Remote Grid) Updates to grid topology to minimize risk of ignition in HFTDs Remote GridWLDFREquipment / facility failureAggregated | WLDFR | HFTD - Distribution - Tier 3 - 4QU CoRE ¦ 5QU LoRE | Non-Red Flag Warning - Catastrophic Fires | Equipment / facility failure | Aggregated | 2040 | 3.6325e-09 | 117.3278 | 4.2619e-07 | 2040 | Mitigation | 0.95 | 45 | 0 | esc | 0.00097009 | 3.5238e-12 | 0.00097009 | 3.5238e-12 | 0.03594 | 2.9107e-08 | 0.0063316 | 6.7325e-10
[120 empty] | 7.3.3.17.5 (Remote Grid) Updates to grid topology to minimize risk of ignition in HFTDs Remote GridWLDFREquipment / facility failureAggregated | WLDFR | HFTD - Distribution - Tier 3 - 4QU CoRE ¦ 5QU LoRE | Non-Red Flag Warning - Catastrophic Fires | Equipment / facility failure | Aggregated | 2041 | 3.6325e-09 | 117.3278 | 4.2619e-07 | 2041 | Mitigation | 0.95 | 45 | 0 | esc | 0.00097009 | 3.5238e-12 | 0.00097009 | 3.5238e-12 | 0.03594 | 2.9107e-08 | 0.0063316 | 6.7325e-10
[120 empty] | 7.3.3.17.5 (Remote Grid) Updates to grid topology to minimize risk of ignition in HFTDs Remote GridWLDFREquipment / facility failureAggregated | WLDFR | HFTD - Distribution - Tier 3 - 4QU CoRE ¦ 5QU LoRE | Non-Red Flag Warning - Catastrophic Fires | Equipment / facility failure | Aggregated | 2042 | 3.6325e-09 | 117.3278 | 4.2619e-07 | 2042 | Mitigation | 0.95 | 45 | 0 | esc | 0.00097009 | 3.5238e-12 | 0.00097009 | 3.5238e-12 | 0.03594 | 2.9107e-08 | 0.0063316 | 6.7325e-10
[120 empty] | 7.3.3.17.5 (Remote Grid) Updates to grid topology to minimize risk of ignition in HFTDs Remote GridWLDFREquipment / facility failureAggregated | WLDFR | HFTD - Distribution - Tier 3 - 4QU CoRE ¦ 5QU LoRE | Non-Red Flag Warning - Catastrophic Fires | Equipment / facility failure | Aggregated | 2043 | 3.6325e-09 | 117.3278 | 4.2619e-07 | 2043 | Mitigation | 0.95 | 45 | 0 | esc | 0.00097009 | 3.5238e-12 | 0.00097009 | 3.5238e-12 | 0.03594 | 2.9107e-08 | 0.0063316 | 6.7325e-10
[120 empty] | 7.3.3.17.5 (Remote Grid) Updates to grid topology to minimize risk of ignition in HFTDs Remote GridWLDFREquipment / facility failureAggregated | WLDFR | HFTD - Distribution - Tier 3 - 4QU CoRE ¦ 5QU LoRE | Non-Red Flag Warning - Catastrophic Fires | Equipment / facility failure | Aggregated | 2044 | 3.6325e-09 | 117.3278 | 4.2619e-07 | 2044 | Mitigation | 0.95 | 45 | 0 | esc | 0.00097009 | 3.5238e-12 | 0.00097009 | 3.5238e-12 | 0.03594 | 2.9107e-08 | 0.0063316 | 6.7325e-10
[120 empty] | 7.3.3.17.5 (Remote Grid) Updates to grid topology to minimize risk of ignition in HFTDs Remote GridWLDFREquipment / facility failureAggregated | WLDFR | HFTD - Distribution - Tier 3 - 4QU CoRE ¦ 5QU LoRE | Non-Red Flag Warning - Catastrophic Fires | Equipment / facility failure | Aggregated | 2045 | 3.6325e-09 | 117.3278 | 4.2619e-07 | 2045 | Mitigation | 0.95 | 45 | 0 | esc | 0.00097009 | 3.5238e-12 | 0.00097009 | 3.5238e-12 | 0.03594 | 2.9107e-08 | 0.0063316 | 6.7325e-10
[120 empty] | 7.3.3.17.5 (Remote Grid) Updates to grid topology to minimize risk of ignition in HFTDs Remote GridWLDFREquipment / facility failureAggregated | WLDFR | HFTD - Distribution - Tier 3 - 4QU CoRE ¦ 5QU LoRE | Non-Red Flag Warning - Catastrophic Fires | Equipment / facility failure | Aggregated | 2046 | 3.6325e-09 | 117.3278 | 4.2619e-07 | 2046 | Mitigation | 0.95 | 45 | 0 | esc | 0.00097009 | 3.5238e-12 | 0.00097009 | 3.5238e-12 | 0.03594 | 2.9107e-08 | 0.0063316 | 6.7325e-10
[120 empty] | 7.3.3.17.5 (Remote Grid) Updates to grid topology to minimize risk of ignition in HFTDs Remote GridWLDFREquipment / facility failureAggregated | WLDFR | HFTD - Distribution - Tier 3 - 4QU CoRE ¦ 5QU LoRE | Non-Red Flag Warning - Catastrophic Fires | Equipment / facility failure | Aggregated | 2047 | 3.6325e-09 | 117.3278 | 4.2619e-07 | 2047 | Mitigation | 0.95 | 45 | 0 | esc | 0.00097009 | 3.5238e-12 | 0.00097009 | 3.5238e-12 | 0.03594 | 2.9107e-08 | 0.0063316 | 6.7325e-10
[120 empty] | 7.3.3.17.5 (Remote Grid) Updates to grid topology to minimize risk of ignition in HFTDs Remote GridWLDFREquipment / facility failureAggregated | WLDFR | HFTD - Distribution - Tier 3 - 4QU CoRE ¦ 5QU LoRE | Non-Red Flag Warning - Catastrophic Fires | Equipment / facility failure | Aggregated | 2048 | 3.6325e-09 | 117.3278 | 4.2619e-07 | 2048 | Mitigation | 0.95 | 45 | 0 | esc | 0.00097009 | 3.5238e-12 | 0.00097009 | 3.5238e-12 | 0.03594 | 2.9107e-08 | 0.0063316 | 6.7325e-10
[120 empty] | 7.3.3.17.5 (Remote Grid) Updates to grid topology to minimize risk of ignition in HFTDs Remote GridWLDFREquipment / facility failureAggregated | WLDFR | HFTD - Distribution - Tier 3 - 4QU CoRE ¦ 5QU LoRE | Non-Red Flag Warning - Catastrophic Fires | Equipment / facility failure | Aggregated | 2049 | 3.6325e-09 | 117.3278 | 4.2619e-07 | 2049 | Mitigation | 0.95 | 45 | 0 | esc | 0.00097009 | 3.5238e-12 | 0.00097009 | 3.5238e-12 | 0.03594 | 2.9107e-08 | 0.0063316 | 6.7325e-10
[120 empty] | 7.3.3.17.5 (Remote Grid) Updates to grid topology to minimize risk of ignition in HFTDs Remote GridWLDFREquipment / facility failureAggregated | WLDFR | HFTD - Distribution - Tier 3 - 4QU CoRE ¦ 5QU LoRE | Non-Red Flag Warning - Catastrophic Fires | Equipment / facility failure | Aggregated | 2050 | 3.6325e-09 | 117.3278 | 4.2619e-07 | 2050 | Mitigation | 0.95 | 45 | 0 | esc | 0.00097009 | 3.5238e-12 | 0.00097009 | 3.5238e-12 | 0.03594 | 2.9107e-08 | 0.0063316 | 6.7325e-10
[120 empty] | 7.3.3.17.5 (Remote Grid) Updates to grid topology to minimize risk of ignition in HFTDs Remote GridWLDFREquipment / facility failureAggregated | WLDFR | HFTD - Distribution - Tier 3 - 4QU CoRE ¦ 5QU LoRE | Non-Red Flag Warning - Catastrophic Fires | Equipment / facility failure | Aggregated | 2051 | 3.6325e-09 | 117.3278 | 4.2619e-07 | 2051 | Mitigation | 0.95 | 45 | 0 | esc | 0.00097009 | 3.5238e-12 | 0.00097009 | 3.5238e-12 | 0.03594 | 2.9107e-08 | 0.0063316 | 6.7325e-10
[120 empty] | 7.3.3.17.5 (Remote Grid) Updates to grid topology to minimize risk of ignition in HFTDs Remote GridWLDFREquipment / facility failureAggregated | WLDFR | HFTD - Distribution - Tier 3 - 4QU CoRE ¦ 5QU LoRE | Non-Red Flag Warning - Catastrophic Fires | Equipment / facility failure | Aggregated | 2052 | 3.6325e-09 | 117.3278 | 4.2619e-07 | 2052 | Mitigation | 0.95 | 45 | 0 | esc | 0.00097009 | 3.5238e-12 | 0.00097009 | 3.5238e-12 | 0.03594 | 2.9107e-08 | 0.0063316 | 6.7325e-10
[120 empty] | 7.3.3.17.5 (Remote Grid) Updates to grid topology to minimize risk of ignition in HFTDs Remote GridWLDFREquipment / facility failureAggregated | WLDFR | HFTD - Distribution - Tier 3 - 4QU CoRE ¦ 5QU LoRE | Non-Red Flag Warning - Catastrophic Fires | Equipment / facility failure | Aggregated | 2053 | 3.6325e-09 | 117.3278 | 4.2619e-07 | 2053 | Mitigation | 0.95 | 45 | 0 | esc | 0.00097009 | 3.5238e-12 | 0.00097009 | 3.5238e-12 | 0.03594 | 2.9107e-08 | 0.0063316 | 6.7325e-10
[120 empty] | 7.3.3.17.5 (Remote Grid) Updates to grid topology to minimize risk of ignition in HFTDs Remote GridWLDFREquipment / facility failureAggregated | WLDFR | HFTD - Distribution - Tier 3 - 4QU CoRE ¦ 5QU LoRE | Non-Red Flag Warning - Catastrophic Fires | Equipment / facility failure | Aggregated | 2054 | 3.6325e-09 | 117.3278 | 4.2619e-07 | 2054 | Mitigation | 0.95 | 45 | 0 | esc | 0.00097009 | 3.5238e-12 | 0.00097009 | 3.5238e-12 | 0.03594 | 2.9107e-08 | 0.0063316 | 6.7325e-10
[120 empty] | 7.3.3.17.5 (Remote Grid) Updates to grid topology to minimize risk of ignition in HFTDs Remote GridWLDFREquipment / facility failureAggregated | WLDFR | HFTD - Distribution - Tier 3 - 4QU CoRE ¦ 5QU LoRE | Non-Red Flag Warning - Catastrophic Fires | Equipment / facility failure | Aggregated | 2055 | 3.6325e-09 | 117.3278 | 4.2619e-07 | 2055 | Mitigation | 0.95 | 45 | 0 | esc | 0.00097009 | 3.5238e-12 | 0.00097009 | 3.5238e-12 | 0.03594 | 2.9107e-08 | 0.0063316 | 6.7325e-10
[120 empty] | 7.3.3.17.5 (Remote Grid) Updates to grid topology to minimize risk of ignition in HFTDs Remote GridWLDFREquipment / facility failureAggregated | WLDFR | HFTD - Distribution - Tier 3 - 4QU CoRE ¦ 5QU LoRE | Non-Red Flag Warning - Catastrophic Fires | Equipment / facility failure | Aggregated | 2056 | 3.6325e-09 | 117.3278 | 4.2619e-07 | 2056 | Mitigation | 0.95 | 45 | 0 | esc | 0.00097009 | 3.5238e-12 | 0.00097009 | 3.5238e-12 | 0.03594 | 2.9107e-08 | 0.0063316 | 6.7325e-10
[120 empty] | 7.3.3.17.5 (Remote Grid) Updates to grid topology to minimize risk of ignition in HFTDs Remote GridWLDFREquipment / facility failureAggregated | WLDFR | HFTD - Distribution - Tier 3 - 4QU CoRE ¦ 5QU LoRE | Non-Red Flag Warning - Catastrophic Fires | Equipment / facility failure | Aggregated | 2057 | 3.6325e-09 | 117.3278 | 4.2619e-07 | 2057 | Mitigation | 0.95 | 45 | 0 | esc | 0.00097009 | 3.5238e-12 | 0.00097009 | 3.5238e-12 | 0.03594 | 2.9107e-08 | 0.0063316 | 6.7325e-10
[120 empty] | 7.3.3.17.5 (Remote Grid) Updates to grid topology to minimize risk of ignition in HFTDs Remote GridWLDFREquipment / facility failureAggregated | WLDFR | HFTD - Distribution - Tier 3 - 4QU CoRE ¦ 5QU LoRE | Non-Red Flag Warning - Catastrophic Fires | Equipment / facility failure | Aggregated | 2058 | 3.6325e-09 | 117.3278 | 4.2619e-07 | 2058 | Mitigation | 0.95 | 45 | 0 | esc | 0.00097009 | 3.5238e-12 | 0.00097009 | 3.5238e-12 | 0.03594 | 2.9107e-08 | 0.0063316 | 6.7325e-10
[120 empty] | 7.3.3.17.5 (Remote Grid) Updates to grid topology to minimize risk of ignition in HFTDs Remote GridWLDFREquipment / facility failureAggregated | WLDFR | HFTD - Distribution - Tier 3 - 4QU CoRE ¦ 5QU LoRE | Non-Red Flag Warning - Catastrophic Fires | Equipment / facility failure | Aggregated | 2059 | 3.6325e-09 | 117.3278 | 4.2619e-07 | 2059 | Mitigation | 0.95 | 45 | 0 | esc | 0.00097009 | 3.5238e-12 | 0.00097009 | 3.5238e-12 | 0.03594 | 2.9107e-08 | 0.0063316 | 6.7325e-10
[120 empty] | 7.3.3.17.5 (Remote Grid) Updates to grid topology to minimize risk of ignition in HFTDs Remote GridWLDFREquipment / facility failureAggregated | WLDFR | HFTD - Distribution - Tier 3 - 4QU CoRE ¦ 5QU LoRE | Non-Red Flag Warning - Catastrophic Fires | Equipment / facility failure | Aggregated | 2060 | 3.6325e-09 | 117.3278 | 4.2619e-07 | 2060 | Mitigation | 0.95 | 45 | 0 | esc | 0.00097009 | 3.5238e-12 | 0.00097009 | 3.5238e-12 | 0.03594 | 2.9107e-08 | 0.0063316 | 6.7325e-10
[120 empty] | 7.3.3.17.5 (Remote Grid) Updates to grid topology to minimize risk of ignition in HFTDs Remote GridWLDFREquipment / facility failureAggregated | WLDFR | HFTD - Distribution - Tier 3 - 4QU CoRE ¦ 5QU LoRE | Non-Red Flag Warning - Catastrophic Fires | Equipment / facility failure | Aggregated | 2061 | 3.6325e-09 | 117.3278 | 4.2619e-07 | 2061 | Mitigation | 0.95 | 45 | 0 | esc | 0.00097009 | 3.5238e-12 | 0.00097009 | 3.5238e-12 | 0.03594 | 2.9107e-08 | 0.0063316 | 6.7325e-10
[120 empty] | 7.3.3.17.5 (Remote Grid) Updates to grid topology to minimize risk of ignition in HFTDs Remote GridWLDFREquipment / facility failureAggregated | WLDFR | HFTD - Distribution - Tier 3 - 4QU CoRE ¦ 5QU LoRE | Non-Red Flag Warning - Catastrophic Fires | Equipment / facility failure | Aggregated | 2062 | 3.6325e-09 | 117.3278 | 4.2619e-07 | 2062 | Mitigation | 0.95 | 45 | 0 | esc | 0.00097009 | 3.5238e-12 | 0.00097009 | 3.5238e-12 | 0.03594 | 2.9107e-08 | 0.0063316 | 6.7325e-10
[120 empty] | 7.3.3.17.5 (Remote Grid) Updates to grid topology to minimize risk of ignition in HFTDs Remote GridWLDFREquipment / facility failureAggregated | WLDFR | HFTD - Distribution - Tier 3 - 4QU CoRE ¦ 5QU LoRE | Non-Red Flag Warning - Catastrophic Fires | Equipment / facility failure | Aggregated | 2063 | 3.6325e-09 | 117.3278 | 4.2619e-07 | 2063 | Mitigation | 0.95 | 45 | 0 | esc | 0.00097009 | 3.5238e-12 | 0.00097009 | 3.5238e-12 | 0.03594 | 2.9107e-08 | 0.0063316 | 6.7325e-10
[120 empty] | 7.3.3.17.5 (Remote Grid) Updates to grid topology to minimize risk of ignition in HFTDs Remote GridWLDFREquipment / facility failureAggregated | WLDFR | HFTD - Distribution - Tier 3 - 4QU CoRE ¦ 5QU LoRE | Non-Red Flag Warning - Catastrophic Fires | Equipment / facility failure | Aggregated | 2064 | 3.6325e-09 | 117.3278 | 4.2619e-07 | 2064 | Mitigation | 0.95 | 45 | 0 | esc | 0.00097009 | 3.5238e-12 | 0.00097009 | 3.5238e-12 | 0.03594 | 2.9107e-08 | 0.0063316 | 6.7325e-10
[120 empty] | 7.3.3.17.5 (Remote Grid) Updates to grid topology to minimize risk of ignition in HFTDs Remote GridWLDFREquipment / facility failureAggregated | WLDFR | HFTD - Distribution - Tier 3 - 4QU CoRE ¦ 5QU LoRE | Non-Red Flag Warning - Catastrophic Fires | Equipment / facility failure | Aggregated | 2065 | 3.6325e-09 | 117.3278 | 4.2619e-07 | 2065 | Mitigation | 0.95 | 45 | 0 | esc | 0.00097009 | 3.5238e-12 | 0.00097009 | 3.5238e-12 | 0.03594 | 2.9107e-08 | 0.0063316 | 6.7325e-10
[120 empty] | 7.3.3.17.5 (Remote Grid) Updates to grid topology to minimize risk of ignition in HFTDs Remote GridWLDFREquipment / facility failureAggregated | WLDFR | HFTD - Distribution - Tier 3 - 4QU CoRE ¦ 5QU LoRE | Non-Red Flag Warning - Catastrophic Fires | Equipment / facility failure | Aggregated | 2066 | 3.6325e-09 | 117.3278 | 4.2619e-07 | 2066 | Mitigation | 0.95 | 45 | 0 | esc | 0.00097009 | 3.5238e-12 | 0.00097009 | 3.5238e-12 | 0.03594 | 2.9107e-08 | 0 | 0
[120 empty] | 7.3.3.17.5 (Remote Grid) Updates to grid topology to minimize risk of ignition in HFTDs Remote GridWLDFREquipment / facility failureAggregated | WLDFR | HFTD - Distribution - Tier 3 - 4QU CoRE ¦ 5QU LoRE | Non-Red Flag Warning - Catastrophic Fires | Equipment / facility failure | Aggregated | 2067 | 3.6325e-09 | 117.3278 | 4.2619e-07 | 2067 | Mitigation | 0.95 | 45 | 0 | esc | 0 | 0 | 0.00097009 | 3.5238e-12 | 0.03594 | 2.9107e-08 | 0 | 0
[120 empty] | 7.3.3.17.5 (Remote Grid) Updates to grid topology to minimize risk of ignition in HFTDs Remote GridWLDFRVegetation ContactAggregated | WLDFR | HFTD - Distribution - Tier 3 - 4QU CoRE ¦ 5QU LoRE | Non-Red Flag Warning - Catastrophic Fires | Vegetation Contact | Aggregated | 2022 | 5.6119e-08 | 117.3278 | 6.5843e-06 | 2022 | Mitigation | 0.95 | 45 | 0 | esc | 0.00097009 | 5.444e-11 | 0 | 0 | 0.03594 | 2.9107e-08 | 0.012004 | 2.1889e-09
[120 empty] | 7.3.3.17.5 (Remote Grid) Updates to grid topology to minimize risk of ignition in HFTDs Remote GridWLDFRVegetation ContactAggregated | WLDFR | HFTD - Distribution - Tier 3 - 4QU CoRE ¦ 5QU LoRE | Non-Red Flag Warning - Catastrophic Fires | Vegetation Contact | Aggregated | 2023 | 5.6119e-08 | 117.3278 | 6.5843e-06 | 2023 | Mitigation | 0.95 | 45 | 0 | esc | 0.00097009 | 5.444e-11 | 0.00097009 | 5.444e-11 | 0.03594 | 2.9107e-08 | 0.012004 | 2.1889e-09
[120 empty] | 7.3.3.17.5 (Remote Grid) Updates to grid topology to minimize risk of ignition in HFTDs Remote GridWLDFRVegetation ContactAggregated | WLDFR | HFTD - Distribution - Tier 3 - 4QU CoRE ¦ 5QU LoRE | Non-Red Flag Warning - Catastrophic Fires | Vegetation Contact | Aggregated | 2024 | 5.6119e-08 | 117.3278 | 6.5843e-06 | 2024 | Mitigation | 0.95 | 45 | 0 | esc | 0.00097009 | 5.444e-11 | 0.00097009 | 5.444e-11 | 0.03594 | 2.9107e-08 | 0.012004 | 2.1889e-09
[120 empty] | 7.3.3.17.5 (Remote Grid) Updates to grid topology to minimize risk of ignition in HFTDs Remote GridWLDFRVegetation ContactAggregated | WLDFR | HFTD - Distribution - Tier 3 - 4QU CoRE ¦ 5QU LoRE | Non-Red Flag Warning - Catastrophic Fires | Vegetation Contact | Aggregated | 2025 | 5.6119e-08 | 117.3278 | 6.5843e-06 | 2025 | Mitigation | 0.95 | 45 | 0 | esc | 0.00097009 | 5.444e-11 | 0.00097009 | 5.444e-11 | 0.03594 | 2.9107e-08 | 0.012004 | 2.1889e-09
[120 empty] | 7.3.3.17.5 (Remote Grid) Updates to grid topology to minimize risk of ignition in HFTDs Remote GridWLDFRVegetation ContactAggregated | WLDFR | HFTD - Distribution - Tier 3 - 4QU CoRE ¦ 5QU LoRE | Non-Red Flag Warning - Catastrophic Fires | Vegetation Contact | Aggregated | 2026 | 5.6119e-08 | 117.3278 | 6.5843e-06 | 2026 | Mitigation | 0.95 | 45 | 0 | esc | 0.00097009 | 5.444e-11 | 0.00097009 | 5.444e-11 | 0.03594 | 2.9107e-08 | 0.012004 | 2.1889e-09
[120 empty] | 7.3.3.17.5 (Remote Grid) Updates to grid topology to minimize risk of ignition in HFTDs Remote GridWLDFRVegetation ContactAggregated | WLDFR | HFTD - Distribution - Tier 3 - 4QU CoRE ¦ 5QU LoRE | Non-Red Flag Warning - Catastrophic Fires | Vegetation Contact | Aggregated | 2027 | 5.6119e-08 | 117.3278 | 6.5843e-06 | 2027 | Mitigation | 0.95 | 45 | 0 | esc | 0.00097009 | 5.444e-11 | 0.00097009 | 5.444e-11 | 0.03594 | 2.9107e-08 | 0.012004 | 2.1889e-09
[120 empty] | 7.3.3.17.5 (Remote Grid) Updates to grid topology to minimize risk of ignition in HFTDs Remote GridWLDFRVegetation ContactAggregated | WLDFR | HFTD - Distribution - Tier 3 - 4QU CoRE ¦ 5QU LoRE | Non-Red Flag Warning - Catastrophic Fires | Vegetation Contact | Aggregated | 2028 | 5.6119e-08 | 117.3278 | 6.5843e-06 | 2028 | Mitigation | 0.95 | 45 | 0 | esc | 0.00097009 | 5.444e-11 | 0.00097009 | 5.444e-11 | 0.03594 | 2.9107e-08 | 0.012004 | 2.1889e-09
[120 empty] | 7.3.3.17.5 (Remote Grid) Updates to grid topology to minimize risk of ignition in HFTDs Remote GridWLDFRVegetation ContactAggregated | WLDFR | HFTD - Distribution - Tier 3 - 4QU CoRE ¦ 5QU LoRE | Non-Red Flag Warning - Catastrophic Fires | Vegetation Contact | Aggregated | 2029 | 5.6119e-08 | 117.3278 | 6.5843e-06 | 2029 | Mitigation | 0.95 | 45 | 0 | esc | 0.00097009 | 5.444e-11 | 0.00097009 | 5.444e-11 | 0.03594 | 2.9107e-08 | 0.012004 | 2.1889e-09
[120 empty] | 7.3.3.17.5 (Remote Grid) Updates to grid topology to minimize risk of ignition in HFTDs Remote GridWLDFRVegetation ContactAggregated | WLDFR | HFTD - Distribution - Tier 3 - 4QU CoRE ¦ 5QU LoRE | Non-Red Flag Warning - Catastrophic Fires | Vegetation Contact | Aggregated | 2030 | 5.6119e-08 | 117.3278 | 6.5843e-06 | 2030 | Mitigation | 0.95 | 45 | 0 | esc | 0.00097009 | 5.444e-11 | 0.00097009 | 5.444e-11 | 0.03594 | 2.9107e-08 | 0.012004 | 2.1889e-09
[120 empty] | 7.3.3.17.5 (Remote Grid) Updates to grid topology to minimize risk of ignition in HFTDs Remote GridWLDFRVegetation ContactAggregated | WLDFR | HFTD - Distribution - Tier 3 - 4QU CoRE ¦ 5QU LoRE | Non-Red Flag Warning - Catastrophic Fires | Vegetation Contact | Aggregated | 2031 | 5.6119e-08 | 117.3278 | 6.5843e-06 | 2031 | Mitigation | 0.95 | 45 | 0 | esc | 0.00097009 | 5.444e-11 | 0.00097009 | 5.444e-11 | 0.03594 | 2.9107e-08 | 0.012004 | 2.1889e-09
[120 empty] | 7.3.3.17.5 (Remote Grid) Updates to grid topology to minimize risk of ignition in HFTDs Remote GridWLDFRVegetation ContactAggregated | WLDFR | HFTD - Distribution - Tier 3 - 4QU CoRE ¦ 5QU LoRE | Non-Red Flag Warning - Catastrophic Fires | Vegetation Contact | Aggregated | 2032 | 5.6119e-08 | 117.3278 | 6.5843e-06 | 2032 | Mitigation | 0.95 | 45 | 0 | esc | 0.00097009 | 5.444e-11 | 0.00097009 | 5.444e-11 | 0.03594 | 2.9107e-08 | 0.012004 | 2.1889e-09
[120 empty] | 7.3.3.17.5 (Remote Grid) Updates to grid topology to minimize risk of ignition in HFTDs Remote GridWLDFRVegetation ContactAggregated | WLDFR | HFTD - Distribution - Tier 3 - 4QU CoRE ¦ 5QU LoRE | Non-Red Flag Warning - Catastrophic Fires | Vegetation Contact | Aggregated | 2033 | 5.6119e-08 | 117.3278 | 6.5843e-06 | 2033 | Mitigation | 0.95 | 45 | 0 | esc | 0.00097009 | 5.444e-11 | 0.00097009 | 5.444e-11 | 0.03594 | 2.9107e-08 | 0.012004 | 2.1889e-09
[120 empty] | 7.3.3.17.5 (Remote Grid) Updates to grid topology to minimize risk of ignition in HFTDs Remote GridWLDFRVegetation ContactAggregated | WLDFR | HFTD - Distribution - Tier 3 - 4QU CoRE ¦ 5QU LoRE | Non-Red Flag Warning - Catastrophic Fires | Vegetation Contact | Aggregated | 2034 | 5.6119e-08 | 117.3278 | 6.5843e-06 | 2034 | Mitigation | 0.95 | 45 | 0 | esc | 0.00097009 | 5.444e-11 | 0.00097009 | 5.444e-11 | 0.03594 | 2.9107e-08 | 0.012004 | 2.1889e-09
[120 empty] | 7.3.3.17.5 (Remote Grid) Updates to grid topology to minimize risk of ignition in HFTDs Remote GridWLDFRVegetation ContactAggregated | WLDFR | HFTD - Distribution - Tier 3 - 4QU CoRE ¦ 5QU LoRE | Non-Red Flag Warning - Catastrophic Fires | Vegetation Contact | Aggregated | 2035 | 5.6119e-08 | 117.3278 | 6.5843e-06 | 2035 | Mitigation | 0.95 | 45 | 0 | esc | 0.00097009 | 5.444e-11 | 0.00097009 | 5.444e-11 | 0.03594 | 2.9107e-08 | 0.012004 | 2.1889e-09
[120 empty] | 7.3.3.17.5 (Remote Grid) Updates to grid topology to minimize risk of ignition in HFTDs Remote GridWLDFRVegetation ContactAggregated | WLDFR | HFTD - Distribution - Tier 3 - 4QU CoRE ¦ 5QU LoRE | Non-Red Flag Warning - Catastrophic Fires | Vegetation Contact | Aggregated | 2036 | 5.6119e-08 | 117.3278 | 6.5843e-06 | 2036 | Mitigation | 0.95 | 45 | 0 | esc | 0.00097009 | 5.444e-11 | 0.00097009 | 5.444e-11 | 0.03594 | 2.9107e-08 | 0.012004 | 2.1889e-09
[120 empty] | 7.3.3.17.5 (Remote Grid) Updates to grid topology to minimize risk of ignition in HFTDs Remote GridWLDFRVegetation ContactAggregated | WLDFR | HFTD - Distribution - Tier 3 - 4QU CoRE ¦ 5QU LoRE | Non-Red Flag Warning - Catastrophic Fires | Vegetation Contact | Aggregated | 2037 | 5.6119e-08 | 117.3278 | 6.5843e-06 | 2037 | Mitigation | 0.95 | 45 | 0 | esc | 0.00097009 | 5.444e-11 | 0.00097009 | 5.444e-11 | 0.03594 | 2.9107e-08 | 0.012004 | 2.1889e-09
[120 empty] | 7.3.3.17.5 (Remote Grid) Updates to grid topology to minimize risk of ignition in HFTDs Remote GridWLDFRVegetation ContactAggregated | WLDFR | HFTD - Distribution - Tier 3 - 4QU CoRE ¦ 5QU LoRE | Non-Red Flag Warning - Catastrophic Fires | Vegetation Contact | Aggregated | 2038 | 5.6119e-08 | 117.3278 | 6.5843e-06 | 2038 | Mitigation | 0.95 | 45 | 0 | esc | 0.00097009 | 5.444e-11 | 0.00097009 | 5.444e-11 | 0.03594 | 2.9107e-08 | 0.012004 | 2.1889e-09
[120 empty] | 7.3.3.17.5 (Remote Grid) Updates to grid topology to minimize risk of ignition in HFTDs Remote GridWLDFRVegetation ContactAggregated | WLDFR | HFTD - Distribution - Tier 3 - 4QU CoRE ¦ 5QU LoRE | Non-Red Flag Warning - Catastrophic Fires | Vegetation Contact | Aggregated | 2039 | 5.6119e-08 | 117.3278 | 6.5843e-06 | 2039 | Mitigation | 0.95 | 45 | 0 | esc | 0.00097009 | 5.444e-11 | 0.00097009 | 5.444e-11 | 0.03594 | 2.9107e-08 | 0.012004 | 2.1889e-09
[120 empty] | 7.3.3.17.5 (Remote Grid) Updates to grid topology to minimize risk of ignition in HFTDs Remote GridWLDFRVegetation ContactAggregated | WLDFR | HFTD - Distribution - Tier 3 - 4QU CoRE ¦ 5QU LoRE | Non-Red Flag Warning - Catastrophic Fires | Vegetation Contact | Aggregated | 2040 | 5.6119e-08 | 117.3278 | 6.5843e-06 | 2040 | Mitigation | 0.95 | 45 | 0 | esc | 0.00097009 | 5.444e-11 | 0.00097009 | 5.444e-11 | 0 | 0 | 0.012004 | 2.1889e-09
[120 empty] | 7.3.3.17.5 (Remote Grid) Updates to grid topology to minimize risk of ignition in HFTDs Remote GridWLDFRVegetation ContactAggregated | WLDFR | HFTD - Distribution - Tier 3 - 4QU CoRE ¦ 5QU LoRE | Non-Red Flag Warning - Catastrophic Fires | Vegetation Contact | Aggregated | 2041 | 5.6119e-08 | 117.3278 | 6.5843e-06 | 2041 | Mitigation | 0.95 | 45 | 0 | esc | 0.00097009 | 5.444e-11 | 0.00097009 | 5.444e-11 | 0.03594 | 2.7843e-12 | 0.012004 | 2.1889e-09
[120 empty] | 7.3.3.17.5 (Remote Grid) Updates to grid topology to minimize risk of ignition in HFTDs Remote GridWLDFRVegetation ContactAggregated | WLDFR | HFTD - Distribution - Tier 3 - 4QU CoRE ¦ 5QU LoRE | Non-Red Flag Warning - Catastrophic Fires | Vegetation Contact | Aggregated | 2042 | 5.6119e-08 | 117.3278 | 6.5843e-06 | 2042 | Mitigation | 0.95 | 45 | 0 | esc | 0.00097009 | 5.444e-11 | 0.00097009 | 5.444e-11 | 0.03594 | 2.7843e-12 | 0.012004 | 2.1889e-09
[120 empty] | 7.3.3.17.5 (Remote Grid) Updates to grid topology to minimize risk of ignition in HFTDs Remote GridWLDFRVegetation ContactAggregated | WLDFR | HFTD - Distribution - Tier 3 - 4QU CoRE ¦ 5QU LoRE | Non-Red Flag Warning - Catastrophic Fires | Vegetation Contact | Aggregated | 2043 | 5.6119e-08 | 117.3278 | 6.5843e-06 | 2043 | Mitigation | 0.95 | 45 | 0 | esc | 0.00097009 | 5.444e-11 | 0.00097009 | 5.444e-11 | 0.03594 | 2.7843e-12 | 0.012004 | 2.1889e-09
[120 empty] | 7.3.3.17.5 (Remote Grid) Updates to grid topology to minimize risk of ignition in HFTDs Remote GridWLDFRVegetation ContactAggregated | WLDFR | HFTD - Distribution - Tier 3 - 4QU CoRE ¦ 5QU LoRE | Non-Red Flag Warning - Catastrophic Fires | Vegetation Contact | Aggregated | 2044 | 5.6119e-08 | 117.3278 | 6.5843e-06 | 2044 | Mitigation | 0.95 | 45 | 0 | esc | 0.00097009 | 5.444e-11 | 0.00097009 | 5.444e-11 | 0.03594 | 2.7843e-12 | 0.012004 | 2.1889e-09
[120 empty] | 7.3.3.17.5 (Remote Grid) Updates to grid topology to minimize risk of ignition in HFTDs Remote GridWLDFRVegetation ContactAggregated | WLDFR | HFTD - Distribution - Tier 3 - 4QU CoRE ¦ 5QU LoRE | Non-Red Flag Warning - Catastrophic Fires | Vegetation Contact | Aggregated | 2045 | 5.6119e-08 | 117.3278 | 6.5843e-06 | 2045 | Mitigation | 0.95 | 45 | 0 | esc | 0.00097009 | 5.444e-11 | 0.00097009 | 5.444e-11 | 0.03594 | 2.7843e-12 | 0.012004 | 2.1889e-09
[120 empty] | 7.3.3.17.5 (Remote Grid) Updates to grid topology to minimize risk of ignition in HFTDs Remote GridWLDFRVegetation ContactAggregated | WLDFR | HFTD - Distribution - Tier 3 - 4QU CoRE ¦ 5QU LoRE | Non-Red Flag Warning - Catastrophic Fires | Vegetation Contact | Aggregated | 2046 | 5.6119e-08 | 117.3278 | 6.5843e-06 | 2046 | Mitigation | 0.95 | 45 | 0 | esc | 0.00097009 | 5.444e-11 | 0.00097009 | 5.444e-11 | 0.03594 | 2.7843e-12 | 0.012004 | 2.1889e-09
[120 empty] | 7.3.3.17.5 (Remote Grid) Updates to grid topology to minimize risk of ignition in HFTDs Remote GridWLDFRVegetation ContactAggregated | WLDFR | HFTD - Distribution - Tier 3 - 4QU CoRE ¦ 5QU LoRE | Non-Red Flag Warning - Catastrophic Fires | Vegetation Contact | Aggregated | 2047 | 5.6119e-08 | 117.3278 | 6.5843e-06 | 2047 | Mitigation | 0.95 | 45 | 0 | esc | 0.00097009 | 5.444e-11 | 0.00097009 | 5.444e-11 | 0.03594 | 2.7843e-12 | 0.012004 | 2.1889e-09
[120 empty] | 7.3.3.17.5 (Remote Grid) Updates to grid topology to minimize risk of ignition in HFTDs Remote GridWLDFRVegetation ContactAggregated | WLDFR | HFTD - Distribution - Tier 3 - 4QU CoRE ¦ 5QU LoRE | Non-Red Flag Warning - Catastrophic Fires | Vegetation Contact | Aggregated | 2048 | 5.6119e-08 | 117.3278 | 6.5843e-06 | 2048 | Mitigation | 0.95 | 45 | 0 | esc | 0.00097009 | 5.444e-11 | 0.00097009 | 5.444e-11 | 0.03594 | 2.7843e-12 | 0.012004 | 2.1889e-09
[120 empty] | 7.3.3.17.5 (Remote Grid) Updates to grid topology to minimize risk of ignition in HFTDs Remote GridWLDFRVegetation ContactAggregated | WLDFR | HFTD - Distribution - Tier 3 - 4QU CoRE ¦ 5QU LoRE | Non-Red Flag Warning - Catastrophic Fires | Vegetation Contact | Aggregated | 2049 | 5.6119e-08 | 117.3278 | 6.5843e-06 | 2049 | Mitigation | 0.95 | 45 | 0 | esc | 0.00097009 | 5.444e-11 | 0.00097009 | 5.444e-11 | 0.03594 | 2.7843e-12 | 0.012004 | 2.1889e-09
[120 empty] | 7.3.3.17.5 (Remote Grid) Updates to grid topology to minimize risk of ignition in HFTDs Remote GridWLDFRVegetation ContactAggregated | WLDFR | HFTD - Distribution - Tier 3 - 4QU CoRE ¦ 5QU LoRE | Non-Red Flag Warning - Catastrophic Fires | Vegetation Contact | Aggregated | 2050 | 5.6119e-08 | 117.3278 | 6.5843e-06 | 2050 | Mitigation | 0.95 | 45 | 0 | esc | 0.00097009 | 5.444e-11 | 0.00097009 | 5.444e-11 | 0.03594 | 2.7843e-12 | 0.012004 | 2.1889e-09
[120 empty] | 7.3.3.17.5 (Remote Grid) Updates to grid topology to minimize risk of ignition in HFTDs Remote GridWLDFRVegetation ContactAggregated | WLDFR | HFTD - Distribution - Tier 3 - 4QU CoRE ¦ 5QU LoRE | Non-Red Flag Warning - Catastrophic Fires | Vegetation Contact | Aggregated | 2051 | 5.6119e-08 | 117.3278 | 6.5843e-06 | 2051 | Mitigation | 0.95 | 45 | 0 | esc | 0.00097009 | 5.444e-11 | 0.00097009 | 5.444e-11 | 0.03594 | 2.7843e-12 | 0.012004 | 2.1889e-09
[120 empty] | 7.3.3.17.5 (Remote Grid) Updates to grid topology to minimize risk of ignition in HFTDs Remote GridWLDFRVegetation ContactAggregated | WLDFR | HFTD - Distribution - Tier 3 - 4QU CoRE ¦ 5QU LoRE | Non-Red Flag Warning - Catastrophic Fires | Vegetation Contact | Aggregated | 2052 | 5.6119e-08 | 117.3278 | 6.5843e-06 | 2052 | Mitigation | 0.95 | 45 | 0 | esc | 0.00097009 | 5.444e-11 | 0.00097009 | 5.444e-11 | 0.03594 | 2.7843e-12 | 0 | 0
[120 empty] | 7.3.3.17.5 (Remote Grid) Updates to grid topology to minimize risk of ignition in HFTDs Remote GridWLDFRVegetation ContactAggregated | WLDFR | HFTD - Distribution - Tier 3 - 4QU CoRE ¦ 5QU LoRE | Non-Red Flag Warning - Catastrophic Fires | Vegetation Contact | Aggregated | 2053 | 5.6119e-08 | 117.3278 | 6.5843e-06 | 2053 | Mitigation | 0.95 | 45 | 0 | esc | 0.00097009 | 5.444e-11 | 0.00097009 | 5.444e-11 | 0.03594 | 2.7843e-12 | 0 | 0
[120 empty] | 7.3.3.17.5 (Remote Grid) Updates to grid topology to minimize risk of ignition in HFTDs Remote GridWLDFRVegetation ContactAggregated | WLDFR | HFTD - Distribution - Tier 3 - 4QU CoRE ¦ 5QU LoRE | Non-Red Flag Warning - Catastrophic Fires | Vegetation Contact | Aggregated | 2054 | 5.6119e-08 | 117.3278 | 6.5843e-06 | 2054 | Mitigation | 0.95 | 45 | 0 | esc | 0.00097009 | 5.444e-11 | 0.00097009 | 5.444e-11 | 0.03594 | 2.7843e-12 | 0.010025 | 3.0569e-09
[120 empty] | 7.3.3.17.5 (Remote Grid) Updates to grid topology to minimize risk of ignition in HFTDs Remote GridWLDFRVegetation ContactAggregated | WLDFR | HFTD - Distribution - Tier 3 - 4QU CoRE ¦ 5QU LoRE | Non-Red Flag Warning - Catastrophic Fires | Vegetation Contact | Aggregated | 2055 | 5.6119e-08 | 117.3278 | 6.5843e-06 | 2055 | Mitigation | 0.95 | 45 | 0 | esc | 0.00097009 | 5.444e-11 | 0.00097009 | 5.444e-11 | 0.03594 | 2.7843e-12 | 0.010025 | 3.0569e-09
[120 empty] | 7.3.3.17.5 (Remote Grid) Updates to grid topology to minimize risk of ignition in HFTDs Remote GridWLDFRVegetation ContactAggregated | WLDFR | HFTD - Distribution - Tier 3 - 4QU CoRE ¦ 5QU LoRE | Non-Red Flag Warning - Catastrophic Fires | Vegetation Contact | Aggregated | 2056 | 5.6119e-08 | 117.3278 | 6.5843e-06 | 2056 | Mitigation | 0.95 | 45 | 0 | esc | 0.00097009 | 5.444e-11 | 0.00097009 | 5.444e-11 | 0.03594 | 2.7843e-12 | 0.010025 | 3.0569e-09
[120 empty] | 7.3.3.17.5 (Remote Grid) Updates to grid topology to minimize risk of ignition in HFTDs Remote GridWLDFRVegetation ContactAggregated | WLDFR | HFTD - Distribution - Tier 3 - 4QU CoRE ¦ 5QU LoRE | Non-Red Flag Warning - Catastrophic Fires | Vegetation Contact | Aggregated | 2057 | 5.6119e-08 | 117.3278 | 6.5843e-06 | 2057 | Mitigation | 0.95 | 45 | 0 | esc | 0.00097009 | 5.444e-11 | 0.00097009 | 5.444e-11 | 0.03594 | 2.7843e-12 | 0.010025 | 3.0569e-09
[120 empty] | 7.3.3.17.5 (Remote Grid) Updates to grid topology to minimize risk of ignition in HFTDs Remote GridWLDFRVegetation ContactAggregated | WLDFR | HFTD - Distribution - Tier 3 - 4QU CoRE ¦ 5QU LoRE | Non-Red Flag Warning - Catastrophic Fires | Vegetation Contact | Aggregated | 2058 | 5.6119e-08 | 117.3278 | 6.5843e-06 | 2058 | Mitigation | 0.95 | 45 | 0 | esc | 0.00097009 | 5.444e-11 | 0.00097009 | 5.444e-11 | 0.03594 | 2.7843e-12 | 0.010025 | 3.0569e-09
[120 empty] | 7.3.3.17.5 (Remote Grid) Updates to grid topology to minimize risk of ignition in HFTDs Remote GridWLDFRVegetation ContactAggregated | WLDFR | HFTD - Distribution - Tier 3 - 4QU CoRE ¦ 5QU LoRE | Non-Red Flag Warning - Catastrophic Fires | Vegetation Contact | Aggregated | 2059 | 5.6119e-08 | 117.3278 | 6.5843e-06 | 2059 | Mitigation | 0.95 | 45 | 0 | esc | 0.00097009 | 5.444e-11 | 0.00097009 | 5.444e-11 | 0.03594 | 2.7843e-12 | 0.010025 | 3.0569e-09
[120 empty] | 7.3.3.17.5 (Remote Grid) Updates to grid topology to minimize risk of ignition in HFTDs Remote GridWLDFRVegetation ContactAggregated | WLDFR | HFTD - Distribution - Tier 3 - 4QU CoRE ¦ 5QU LoRE | Non-Red Flag Warning - Catastrophic Fires | Vegetation Contact | Aggregated | 2060 | 5.6119e-08 | 117.3278 | 6.5843e-06 | 2060 | Mitigation | 0.95 | 45 | 0 | esc | 0.00097009 | 5.444e-11 | 0.00097009 | 5.444e-11 | 0.03594 | 2.7843e-12 | 0.010025 | 3.0569e-09
[120 empty] | 7.3.3.17.5 (Remote Grid) Updates to grid topology to minimize risk of ignition in HFTDs Remote GridWLDFRVegetation ContactAggregated | WLDFR | HFTD - Distribution - Tier 3 - 4QU CoRE ¦ 5QU LoRE | Non-Red Flag Warning - Catastrophic Fires | Vegetation Contact | Aggregated | 2061 | 5.6119e-08 | 117.3278 | 6.5843e-06 | 2061 | Mitigation | 0.95 | 45 | 0 | esc | 0.00097009 | 5.444e-11 | 0.00097009 | 5.444e-11 | 0.03594 | 2.7843e-12 | 0.010025 | 3.0569e-09
[120 empty] | 7.3.3.17.5 (Remote Grid) Updates to grid topology to minimize risk of ignition in HFTDs Remote GridWLDFRVegetation ContactAggregated | WLDFR | HFTD - Distribution - Tier 3 - 4QU CoRE ¦ 5QU LoRE | Non-Red Flag Warning - Catastrophic Fires | Vegetation Contact | Aggregated | 2062 | 5.6119e-08 | 117.3278 | 6.5843e-06 | 2062 | Mitigation | 0.95 | 45 | 0 | esc | 0.00097009 | 5.444e-11 | 0.00097009 | 5.444e-11 | 0.03594 | 2.7843e-12 | 0.010025 | 3.0569e-09
[120 empty] | 7.3.3.17.5 (Remote Grid) Updates to grid topology to minimize risk of ignition in HFTDs Remote GridWLDFRVegetation ContactAggregated | WLDFR | HFTD - Distribution - Tier 3 - 4QU CoRE ¦ 5QU LoRE | Non-Red Flag Warning - Catastrophic Fires | Vegetation Contact | Aggregated | 2063 | 5.6119e-08 | 117.3278 | 6.5843e-06 | 2063 | Mitigation | 0.95 | 45 | 0 | esc | 0.00097009 | 5.444e-11 | 0.00097009 | 5.444e-11 | 0.03594 | 2.7843e-12 | 0.010025 | 3.0569e-09
[120 empty] | 7.3.3.17.5 (Remote Grid) Updates to grid topology to minimize risk of ignition in HFTDs Remote GridWLDFRVegetation ContactAggregated | WLDFR | HFTD - Distribution - Tier 3 - 4QU CoRE ¦ 5QU LoRE | Non-Red Flag Warning - Catastrophic Fires | Vegetation Contact | Aggregated | 2064 | 5.6119e-08 | 117.3278 | 6.5843e-06 | 2064 | Mitigation | 0.95 | 45 | 0 | esc | 0.00097009 | 5.444e-11 | 0.00097009 | 5.444e-11 | 0.03594 | 2.7843e-12 | 0.010025 | 3.0569e-09
[120 empty] | 7.3.3.17.5 (Remote Grid) Updates to grid topology to minimize risk of ignition in HFTDs Remote GridWLDFRVegetation ContactAggregated | WLDFR | HFTD - Distribution - Tier 3 - 4QU CoRE ¦ 5QU LoRE | Non-Red Flag Warning - Catastrophic Fires | Vegetation Contact | Aggregated | 2065 | 5.6119e-08 | 117.3278 | 6.5843e-06 | 2065 | Mitigation | 0.95 | 45 | 0 | esc | 0.00097009 | 5.444e-11 | 0.00097009 | 5.444e-11 | 0.03594 | 2.7843e-12 | 0.010025 | 3.0569e-09
[120 empty] | 7.3.3.17.5 (Remote Grid) Updates to grid topology to minimize risk of ignition in HFTDs Remote GridWLDFRVegetation ContactAggregated | WLDFR | HFTD - Distribution - Tier 3 - 4QU CoRE ¦ 5QU LoRE | Non-Red Flag Warning - Catastrophic Fires | Vegetation Contact | Aggregated | 2066 | 5.6119e-08 | 117.3278 | 6.5843e-06 | 2066 | Mitigation | 0.95 | 45 | 0 | esc | 0.00097009 | 5.444e-11 | 0.00097009 | 5.444e-11 | 0.03594 | 2.7843e-12 | 0.010025 | 3.0569e-09
[120 empty] | 7.3.3.17.5 (Remote Grid) Updates to grid topology to minimize risk of ignition in HFTDs Remote GridWLDFRVegetation ContactAggregated | WLDFR | HFTD - Distribution - Tier 3 - 4QU CoRE ¦ 5QU LoRE | Non-Red Flag Warning - Catastrophic Fires | Vegetation Contact | Aggregated | 2067 | 5.6119e-08 | 117.3278 | 6.5843e-06 | 2067 | Mitigation | 0.95 | 45 | 0 | esc | 0 | 0 | 0.00097009 | 5.444e-11 | 0.03594 | 2.7843e-12 | 0.010025 | 3.0569e-09
[120 empty] | 7.3.3.17.5 (Remote Grid) Updates to grid topology to minimize risk of ignition in HFTDs Remote GridWLDFRWire-to-wire contactAggregated | WLDFR | HFTD - Distribution - Tier 3 - 4QU CoRE ¦ 5QU LoRE | Non-Red Flag Warning - Catastrophic Fires | Wire-to-wire contact | Aggregated | 2022 | 2.2414e-08 | 117.3278 | 2.6298e-06 | 2022 | Mitigation | 0.95 | 45 | 0 | esc | 0.00097009 | 2.1744e-11 | 0 | 0 | 0.03594 | 2.7843e-12 | 0.010025 | 3.0569e-09
[120 empty] | 7.3.3.17.5 (Remote Grid) Updates to grid topology to minimize risk of ignition in HFTDs Remote GridWLDFRWire-to-wire contactAggregated | WLDFR | HFTD - Distribution - Tier 3 - 4QU CoRE ¦ 5QU LoRE | Non-Red Flag Warning - Catastrophic Fires | Wire-to-wire contact | Aggregated | 2023 | 2.2414e-08 | 117.3278 | 2.6298e-06 | 2023 | Mitigation | 0.95 | 45 | 0 | esc | 0.00097009 | 2.1744e-11 | 0.00097009 | 2.1744e-11 | 0.03594 | 2.7843e-12 | 0.010025 | 3.0569e-09
[120 empty] | 7.3.3.17.5 (Remote Grid) Updates to grid topology to minimize risk of ignition in HFTDs Remote GridWLDFRWire-to-wire contactAggregated | WLDFR | HFTD - Distribution - Tier 3 - 4QU CoRE ¦ 5QU LoRE | Non-Red Flag Warning - Catastrophic Fires | Wire-to-wire contact | Aggregated | 2024 | 2.2414e-08 | 117.3278 | 2.6298e-06 | 2024 | Mitigation | 0.95 | 45 | 0 | esc | 0.00097009 | 2.1744e-11 | 0.00097009 | 2.1744e-11 | 0.03594 | 2.7843e-12 | 0.010025 | 3.0569e-09
[120 empty] | 7.3.3.17.5 (Remote Grid) Updates to grid topology to minimize risk of ignition in HFTDs Remote GridWLDFRWire-to-wire contactAggregated | WLDFR | HFTD - Distribution - Tier 3 - 4QU CoRE ¦ 5QU LoRE | Non-Red Flag Warning - Catastrophic Fires | Wire-to-wire contact | Aggregated | 2025 | 2.2414e-08 | 117.3278 | 2.6298e-06 | 2025 | Mitigation | 0.95 | 45 | 0 | esc | 0.00097009 | 2.1744e-11 | 0.00097009 | 2.1744e-11 | 0.03594 | 2.7843e-12 | 0.010025 | 3.0569e-09
[120 empty] | 7.3.3.17.5 (Remote Grid) Updates to grid topology to minimize risk of ignition in HFTDs Remote GridWLDFRWire-to-wire contactAggregated | WLDFR | HFTD - Distribution - Tier 3 - 4QU CoRE ¦ 5QU LoRE | Non-Red Flag Warning - Catastrophic Fires | Wire-to-wire contact | Aggregated | 2026 | 2.2414e-08 | 117.3278 | 2.6298e-06 | 2026 | Mitigation | 0.95 | 45 | 0 | esc | 0.00097009 | 2.1744e-11 | 0.00097009 | 2.1744e-11 | 0.03594 | 2.7843e-12 | 0.010025 | 3.0569e-09
[120 empty] | 7.3.3.17.5 (Remote Grid) Updates to grid topology to minimize risk of ignition in HFTDs Remote GridWLDFRWire-to-wire contactAggregated | WLDFR | HFTD - Distribution - Tier 3 - 4QU CoRE ¦ 5QU LoRE | Non-Red Flag Warning - Catastrophic Fires | Wire-to-wire contact | Aggregated | 2027 | 2.2414e-08 | 117.3278 | 2.6298e-06 | 2027 | Mitigation | 0.95 | 45 | 0 | esc | 0.00097009 | 2.1744e-11 | 0.00097009 | 2.1744e-11 | 0.03594 | 2.7843e-12 | 0.010025 | 3.0569e-09
[120 empty] | 7.3.3.17.5 (Remote Grid) Updates to grid topology to minimize risk of ignition in HFTDs Remote GridWLDFRWire-to-wire contactAggregated | WLDFR | HFTD - Distribution - Tier 3 - 4QU CoRE ¦ 5QU LoRE | Non-Red Flag Warning - Catastrophic Fires | Wire-to-wire contact | Aggregated | 2028 | 2.2414e-08 | 117.3278 | 2.6298e-06 | 2028 | Mitigation | 0.95 | 45 | 0 | esc | 0.00097009 | 2.1744e-11 | 0.00097009 | 2.1744e-11 | 0.03594 | 2.7843e-12 | 0.010025 | 3.0569e-09
[120 empty] | 7.3.3.17.5 (Remote Grid) Updates to grid topology to minimize risk of ignition in HFTDs Remote GridWLDFRWire-to-wire contactAggregated | WLDFR | HFTD - Distribution - Tier 3 - 4QU CoRE ¦ 5QU LoRE | Non-Red Flag Warning - Catastrophic Fires | Wire-to-wire contact | Aggregated | 2029 | 2.2414e-08 | 117.3278 | 2.6298e-06 | 2029 | Mitigation | 0.95 | 45 | 0 | esc | 0.00097009 | 2.1744e-11 | 0.00097009 | 2.1744e-11 | 0.03594 | 2.7843e-12 | 0.010025 | 3.0569e-09
[120 empty] | 7.3.3.17.5 (Remote Grid) Updates to grid topology to minimize risk of ignition in HFTDs Remote GridWLDFRWire-to-wire contactAggregated | WLDFR | HFTD - Distribution - Tier 3 - 4QU CoRE ¦ 5QU LoRE | Non-Red Flag Warning - Catastrophic Fires | Wire-to-wire contact | Aggregated | 2030 | 2.2414e-08 | 117.3278 | 2.6298e-06 | 2030 | Mitigation | 0.95 | 45 | 0 | esc | 0.00097009 | 2.1744e-11 | 0.00097009 | 2.1744e-11 | 0.03594 | 2.7843e-12 | 0.010025 | 3.0569e-09
[120 empty] | 7.3.3.17.5 (Remote Grid) Updates to grid topology to minimize risk of ignition in HFTDs Remote GridWLDFRWire-to-wire contactAggregated | WLDFR | HFTD - Distribution - Tier 3 - 4QU CoRE ¦ 5QU LoRE | Non-Red Flag Warning - Catastrophic Fires | Wire-to-wire contact | Aggregated | 2031 | 2.2414e-08 | 117.3278 | 2.6298e-06 | 2031 | Mitigation | 0.95 | 45 | 0 | esc | 0.00097009 | 2.1744e-11 | 0.00097009 | 2.1744e-11 | 0.03594 | 2.7843e-12 | 0.010025 | 3.0569e-09
[120 empty] | 7.3.3.17.5 (Remote Grid) Updates to grid topology to minimize risk of ignition in HFTDs Remote GridWLDFRWire-to-wire contactAggregated | WLDFR | HFTD - Distribution - Tier 3 - 4QU CoRE ¦ 5QU LoRE | Non-Red Flag Warning - Catastrophic Fires | Wire-to-wire contact | Aggregated | 2032 | 2.2414e-08 | 117.3278 | 2.6298e-06 | 2032 | Mitigation | 0.95 | 45 | 0 | esc | 0.00097009 | 2.1744e-11 | 0.00097009 | 2.1744e-11 | 0.03594 | 2.7843e-12 | 0.010025 | 3.0569e-09
[120 empty] | 7.3.3.17.5 (Remote Grid) Updates to grid topology to minimize risk of ignition in HFTDs Remote GridWLDFRWire-to-wire contactAggregated | WLDFR | HFTD - Distribution - Tier 3 - 4QU CoRE ¦ 5QU LoRE | Non-Red Flag Warning - Catastrophic Fires | Wire-to-wire contact | Aggregated | 2033 | 2.2414e-08 | 117.3278 | 2.6298e-06 | 2033 | Mitigation | 0.95 | 45 | 0 | esc | 0.00097009 | 2.1744e-11 | 0.00097009 | 2.1744e-11 | 0.03594 | 2.7843e-12 | 0.010025 | 3.0569e-09
[120 empty] | 7.3.3.17.5 (Remote Grid) Updates to grid topology to minimize risk of ignition in HFTDs Remote GridWLDFRWire-to-wire contactAggregated | WLDFR | HFTD - Distribution - Tier 3 - 4QU CoRE ¦ 5QU LoRE | Non-Red Flag Warning - Catastrophic Fires | Wire-to-wire contact | Aggregated | 2034 | 2.2414e-08 | 117.3278 | 2.6298e-06 | 2034 | Mitigation | 0.95 | 45 | 0 | esc | 0.00097009 | 2.1744e-11 | 0.00097009 | 2.1744e-11 | 0.03594 | 2.7843e-12 | 0.010025 | 3.0569e-09
[120 empty] | 7.3.3.17.5 (Remote Grid) Updates to grid topology to minimize risk of ignition in HFTDs Remote GridWLDFRWire-to-wire contactAggregated | WLDFR | HFTD - Distribution - Tier 3 - 4QU CoRE ¦ 5QU LoRE | Non-Red Flag Warning - Catastrophic Fires | Wire-to-wire contact | Aggregated | 2035 | 2.2414e-08 | 117.3278 | 2.6298e-06 | 2035 | Mitigation | 0.95 | 45 | 0 | esc | 0.00097009 | 2.1744e-11 | 0.00097009 | 2.1744e-11 | 0.03594 | 2.7843e-12 | 0.010025 | 3.0569e-09
[120 empty] | 7.3.3.17.5 (Remote Grid) Updates to grid topology to minimize risk of ignition in HFTDs Remote GridWLDFRWire-to-wire contactAggregated | WLDFR | HFTD - Distribution - Tier 3 - 4QU CoRE ¦ 5QU LoRE | Non-Red Flag Warning - Catastrophic Fires | Wire-to-wire contact | Aggregated | 2036 | 2.2414e-08 | 117.3278 | 2.6298e-06 | 2036 | Mitigation | 0.95 | 45 | 0 | esc | 0.00097009 | 2.1744e-11 | 0.00097009 | 2.1744e-11 | 0.03594 | 2.7843e-12 | 0.010025 | 3.0569e-09
[120 empty] | 7.3.3.17.5 (Remote Grid) Updates to grid topology to minimize risk of ignition in HFTDs Remote GridWLDFRWire-to-wire contactAggregated | WLDFR | HFTD - Distribution - Tier 3 - 4QU CoRE ¦ 5QU LoRE | Non-Red Flag Warning - Catastrophic Fires | Wire-to-wire contact | Aggregated | 2037 | 2.2414e-08 | 117.3278 | 2.6298e-06 | 2037 | Mitigation | 0.95 | 45 | 0 | esc | 0.00097009 | 2.1744e-11 | 0.00097009 | 2.1744e-11 | 0.03594 | 2.7843e-12 | 0.010025 | 3.0569e-09
[120 empty] | 7.3.3.17.5 (Remote Grid) Updates to grid topology to minimize risk of ignition in HFTDs Remote GridWLDFRWire-to-wire contactAggregated | WLDFR | HFTD - Distribution - Tier 3 - 4QU CoRE ¦ 5QU LoRE | Non-Red Flag Warning - Catastrophic Fires | Wire-to-wire contact | Aggregated | 2038 | 2.2414e-08 | 117.3278 | 2.6298e-06 | 2038 | Mitigation | 0.95 | 45 | 0 | esc | 0.00097009 | 2.1744e-11 | 0.00097009 | 2.1744e-11 | 0.03594 | 2.7843e-12 | 0 | 0
[120 empty] | 7.3.3.17.5 (Remote Grid) Updates to grid topology to minimize risk of ignition in HFTDs Remote GridWLDFRWire-to-wire contactAggregated | WLDFR | HFTD - Distribution - Tier 3 - 4QU CoRE ¦ 5QU LoRE | Non-Red Flag Warning - Catastrophic Fires | Wire-to-wire contact | Aggregated | 2039 | 2.2414e-08 | 117.3278 | 2.6298e-06 | 2039 | Mitigation | 0.95 | 45 | 0 | esc | 0.00097009 | 2.1744e-11 | 0.00097009 | 2.1744e-11 | 0.03594 | 2.7843e-12 | 0 | 0
[120 empty] | 7.3.3.17.5 (Remote Grid) Updates to grid topology to minimize risk of ignition in HFTDs Remote GridWLDFRWire-to-wire contactAggregated | WLDFR | HFTD - Distribution - Tier 3 - 4QU CoRE ¦ 5QU LoRE | Non-Red Flag Warning - Catastrophic Fires | Wire-to-wire contact | Aggregated | 2040 | 2.2414e-08 | 117.3278 | 2.6298e-06 | 2040 | Mitigation | 0.95 | 45 | 0 | esc | 0.00097009 | 2.1744e-11 | 0.00097009 | 2.1744e-11 | 0.03594 | 2.7843e-12 | 0.0094681 | 1.3954e-08
[120 empty] | 7.3.3.17.5 (Remote Grid) Updates to grid topology to minimize risk of ignition in HFTDs Remote GridWLDFRWire-to-wire contactAggregated | WLDFR | HFTD - Distribution - Tier 3 - 4QU CoRE ¦ 5QU LoRE | Non-Red Flag Warning - Catastrophic Fires | Wire-to-wire contact | Aggregated | 2041 | 2.2414e-08 | 117.3278 | 2.6298e-06 | 2041 | Mitigation | 0.95 | 45 | 0 | esc | 0.00097009 | 2.1744e-11 | 0.00097009 | 2.1744e-11 | 0.03594 | 2.7843e-12 | 0.0094681 | 1.3954e-08
[120 empty] | 7.3.3.17.5 (Remote Grid) Updates to grid topology to minimize risk of ignition in HFTDs Remote GridWLDFRWire-to-wire contactAggregated | WLDFR | HFTD - Distribution - Tier 3 - 4QU CoRE ¦ 5QU LoRE | Non-Red Flag Warning - Catastrophic Fires | Wire-to-wire contact | Aggregated | 2042 | 2.2414e-08 | 117.3278 | 2.6298e-06 | 2042 | Mitigation | 0.95 | 45 | 0 | esc | 0.00097009 | 2.1744e-11 | 0.00097009 | 2.1744e-11 | 0.03594 | 2.7843e-12 | 0.0094681 | 1.3954e-08
[120 empty] | 7.3.3.17.5 (Remote Grid) Updates to grid topology to minimize risk of ignition in HFTDs Remote GridWLDFRWire-to-wire contactAggregated | WLDFR | HFTD - Distribution - Tier 3 - 4QU CoRE ¦ 5QU LoRE | Non-Red Flag Warning - Catastrophic Fires | Wire-to-wire contact | Aggregated | 2043 | 2.2414e-08 | 117.3278 | 2.6298e-06 | 2043 | Mitigation | 0.95 | 45 | 0 | esc | 0.00097009 | 2.1744e-11 | 0.00097009 | 2.1744e-11 | 0.03594 | 2.7843e-12 | 0.0094681 | 1.3954e-08
[120 empty] | 7.3.3.17.5 (Remote Grid) Updates to grid topology to minimize risk of ignition in HFTDs Remote GridWLDFRWire-to-wire contactAggregated | WLDFR | HFTD - Distribution - Tier 3 - 4QU CoRE ¦ 5QU LoRE | Non-Red Flag Warning - Catastrophic Fires | Wire-to-wire contact | Aggregated | 2044 | 2.2414e-08 | 117.3278 | 2.6298e-06 | 2044 | Mitigation | 0.95 | 45 | 0 | esc | 0.00097009 | 2.1744e-11 | 0.00097009 | 2.1744e-11 | 0 | 0 | 0.0094681 | 1.3954e-08
[120 empty] | 7.3.3.17.5 (Remote Grid) Updates to grid topology to minimize risk of ignition in HFTDs Remote GridWLDFRWire-to-wire contactAggregated | WLDFR | HFTD - Distribution - Tier 3 - 4QU CoRE ¦ 5QU LoRE | Non-Red Flag Warning - Catastrophic Fires | Wire-to-wire contact | Aggregated | 2045 | 2.2414e-08 | 117.3278 | 2.6298e-06 | 2045 | Mitigation | 0.95 | 45 | 0 | esc | 0.00097009 | 2.1744e-11 | 0.00097009 | 2.1744e-11 | 0.03594 | 1.2063e-06 | 0.0094681 | 1.3954e-08
[120 empty] | 7.3.3.17.5 (Remote Grid) Updates to grid topology to minimize risk of ignition in HFTDs Remote GridWLDFRWire-to-wire contactAggregated | WLDFR | HFTD - Distribution - Tier 3 - 4QU CoRE ¦ 5QU LoRE | Non-Red Flag Warning - Catastrophic Fires | Wire-to-wire contact | Aggregated | 2046 | 2.2414e-08 | 117.3278 | 2.6298e-06 | 2046 | Mitigation | 0.95 | 45 | 0 | esc | 0.00097009 | 2.1744e-11 | 0.00097009 | 2.1744e-11 | 0.03594 | 1.2063e-06 | 0.0094681 | 1.3954e-08
[120 empty] | 7.3.3.17.5 (Remote Grid) Updates to grid topology to minimize risk of ignition in HFTDs Remote GridWLDFRWire-to-wire contactAggregated | WLDFR | HFTD - Distribution - Tier 3 - 4QU CoRE ¦ 5QU LoRE | Non-Red Flag Warning - Catastrophic Fires | Wire-to-wire contact | Aggregated | 2047 | 2.2414e-08 | 117.3278 | 2.6298e-06 | 2047 | Mitigation | 0.95 | 45 | 0 | esc | 0.00097009 | 2.1744e-11 | 0.00097009 | 2.1744e-11 | 0.03594 | 1.2063e-06 | 0.0094681 | 1.3954e-08
[120 empty] | 7.3.3.17.5 (Remote Grid) Updates to grid topology to minimize risk of ignition in HFTDs Remote GridWLDFRWire-to-wire contactAggregated | WLDFR | HFTD - Distribution - Tier 3 - 4QU CoRE ¦ 5QU LoRE | Non-Red Flag Warning - Catastrophic Fires | Wire-to-wire contact | Aggregated | 2048 | 2.2414e-08 | 117.3278 | 2.6298e-06 | 2048 | Mitigation | 0.95 | 45 | 0 | esc | 0.00097009 | 2.1744e-11 | 0.00097009 | 2.1744e-11 | 0.03594 | 1.2063e-06 | 0.0094681 | 1.3954e-08
[120 empty] | 7.3.3.17.5 (Remote Grid) Updates to grid topology to minimize risk of ignition in HFTDs Remote GridWLDFRWire-to-wire contactAggregated | WLDFR | HFTD - Distribution - Tier 3 - 4QU CoRE ¦ 5QU LoRE | Non-Red Flag Warning - Catastrophic Fires | Wire-to-wire contact | Aggregated | 2049 | 2.2414e-08 | 117.3278 | 2.6298e-06 | 2049 | Mitigation | 0.95 | 45 | 0 | esc | 0.00097009 | 2.1744e-11 | 0.00097009 | 2.1744e-11 | 0.03594 | 1.2063e-06 | 0.0094681 | 1.3954e-08
[120 empty] | 7.3.3.17.5 (Remote Grid) Updates to grid topology to minimize risk of ignition in HFTDs Remote GridWLDFRWire-to-wire contactAggregated | WLDFR | HFTD - Distribution - Tier 3 - 4QU CoRE ¦ 5QU LoRE | Non-Red Flag Warning - Catastrophic Fires | Wire-to-wire contact | Aggregated | 2050 | 2.2414e-08 | 117.3278 | 2.6298e-06 | 2050 | Mitigation | 0.95 | 45 | 0 | esc | 0.00097009 | 2.1744e-11 | 0.00097009 | 2.1744e-11 | 0.03594 | 1.2063e-06 | 0.0094681 | 1.3954e-08
[120 empty] | 7.3.3.17.5 (Remote Grid) Updates to grid topology to minimize risk of ignition in HFTDs Remote GridWLDFRWire-to-wire contactAggregated | WLDFR | HFTD - Distribution - Tier 3 - 4QU CoRE ¦ 5QU LoRE | Non-Red Flag Warning - Catastrophic Fires | Wire-to-wire contact | Aggregated | 2051 | 2.2414e-08 | 117.3278 | 2.6298e-06 | 2051 | Mitigation | 0.95 | 45 | 0 | esc | 0.00097009 | 2.1744e-11 | 0.00097009 | 2.1744e-11 | 0.03594 | 1.2063e-06 | 0.0094681 | 1.3954e-08
[120 empty] | 7.3.3.17.5 (Remote Grid) Updates to grid topology to minimize risk of ignition in HFTDs Remote GridWLDFRWire-to-wire contactAggregated | WLDFR | HFTD - Distribution - Tier 3 - 4QU CoRE ¦ 5QU LoRE | Non-Red Flag Warning - Catastrophic Fires | Wire-to-wire contact | Aggregated | 2052 | 2.2414e-08 | 117.3278 | 2.6298e-06 | 2052 | Mitigation | 0.95 | 45 | 0 | esc | 0.00097009 | 2.1744e-11 | 0.00097009 | 2.1744e-11 | 0.03594 | 1.2063e-06 | 0.0094681 | 1.3954e-08
[120 empty] | 7.3.3.17.5 (Remote Grid) Updates to grid topology to minimize risk of ignition in HFTDs Remote GridWLDFRWire-to-wire contactAggregated | WLDFR | HFTD - Distribution - Tier 3 - 4QU CoRE ¦ 5QU LoRE | Non-Red Flag Warning - Catastrophic Fires | Wire-to-wire contact | Aggregated | 2053 | 2.2414e-08 | 117.3278 | 2.6298e-06 | 2053 | Mitigation | 0.95 | 45 | 0 | esc | 0.00097009 | 2.1744e-11 | 0.00097009 | 2.1744e-11 | 0.03594 | 1.2063e-06 | 0.0094681 | 1.3954e-08
[120 empty] | 7.3.3.17.5 (Remote Grid) Updates to grid topology to minimize risk of ignition in HFTDs Remote GridWLDFRWire-to-wire contactAggregated | WLDFR | HFTD - Distribution - Tier 3 - 4QU CoRE ¦ 5QU LoRE | Non-Red Flag Warning - Catastrophic Fires | Wire-to-wire contact | Aggregated | 2054 | 2.2414e-08 | 117.3278 | 2.6298e-06 | 2054 | Mitigation | 0.95 | 45 | 0 | esc | 0.00097009 | 2.1744e-11 | 0.00097009 | 2.1744e-11 | 0.03594 | 1.2063e-06 | 0.0094681 | 1.3954e-08
[120 empty] | 7.3.3.17.5 (Remote Grid) Updates to grid topology to minimize risk of ignition in HFTDs Remote GridWLDFRWire-to-wire contactAggregated | WLDFR | HFTD - Distribution - Tier 3 - 4QU CoRE ¦ 5QU LoRE | Non-Red Flag Warning - Catastrophic Fires | Wire-to-wire contact | Aggregated | 2055 | 2.2414e-08 | 117.3278 | 2.6298e-06 | 2055 | Mitigation | 0.95 | 45 | 0 | esc | 0.00097009 | 2.1744e-11 | 0.00097009 | 2.1744e-11 | 0.03594 | 1.2063e-06 | 0.0094681 | 1.3954e-08
[120 empty] | 7.3.3.17.5 (Remote Grid) Updates to grid topology to minimize risk of ignition in HFTDs Remote GridWLDFRWire-to-wire contactAggregated | WLDFR | HFTD - Distribution - Tier 3 - 4QU CoRE ¦ 5QU LoRE | Non-Red Flag Warning - Catastrophic Fires | Wire-to-wire contact | Aggregated | 2056 | 2.2414e-08 | 117.3278 | 2.6298e-06 | 2056 | Mitigation | 0.95 | 45 | 0 | esc | 0.00097009 | 2.1744e-11 | 0.00097009 | 2.1744e-11 | 0.03594 | 1.2063e-06 | 0.0094681 | 1.3954e-08
[120 empty] | 7.3.3.17.5 (Remote Grid) Updates to grid topology to minimize risk of ignition in HFTDs Remote GridWLDFRWire-to-wire contactAggregated | WLDFR | HFTD - Distribution - Tier 3 - 4QU CoRE ¦ 5QU LoRE | Non-Red Flag Warning - Catastrophic Fires | Wire-to-wire contact | Aggregated | 2057 | 2.2414e-08 | 117.3278 | 2.6298e-06 | 2057 | Mitigation | 0.95 | 45 | 0 | esc | 0.00097009 | 2.1744e-11 | 0.00097009 | 2.1744e-11 | 0.03594 | 1.2063e-06 | 0.0094681 | 1.3954e-08
[120 empty] | 7.3.3.17.5 (Remote Grid) Updates to grid topology to minimize risk of ignition in HFTDs Remote GridWLDFRWire-to-wire contactAggregated | WLDFR | HFTD - Distribution - Tier 3 - 4QU CoRE ¦ 5QU LoRE | Non-Red Flag Warning - Catastrophic Fires | Wire-to-wire contact | Aggregated | 2058 | 2.2414e-08 | 117.3278 | 2.6298e-06 | 2058 | Mitigation | 0.95 | 45 | 0 | esc | 0.00097009 | 2.1744e-11 | 0.00097009 | 2.1744e-11 | 0.03594 | 1.2063e-06 | 0.0094681 | 1.3954e-08
[120 empty] | 7.3.3.17.5 (Remote Grid) Updates to grid topology to minimize risk of ignition in HFTDs Remote GridWLDFRWire-to-wire contactAggregated | WLDFR | HFTD - Distribution - Tier 3 - 4QU CoRE ¦ 5QU LoRE | Non-Red Flag Warning - Catastrophic Fires | Wire-to-wire contact | Aggregated | 2059 | 2.2414e-08 | 117.3278 | 2.6298e-06 | 2059 | Mitigation | 0.95 | 45 | 0 | esc | 0.00097009 | 2.1744e-11 | 0.00097009 | 2.1744e-11 | 0.03594 | 1.2063e-06 | 0.0094681 | 1.3954e-08
[120 empty] | 7.3.3.17.5 (Remote Grid) Updates to grid topology to minimize risk of ignition in HFTDs Remote GridWLDFRWire-to-wire contactAggregated | WLDFR | HFTD - Distribution - Tier 3 - 4QU CoRE ¦ 5QU LoRE | Non-Red Flag Warning - Catastrophic Fires | Wire-to-wire contact | Aggregated | 2060 | 2.2414e-08 | 117.3278 | 2.6298e-06 | 2060 | Mitigation | 0.95 | 45 | 0 | esc | 0.00097009 | 2.1744e-11 | 0.00097009 | 2.1744e-11 | 0.03594 | 1.2063e-06 | 0.0094681 | 1.3954e-08
[120 empty] | 7.3.3.17.5 (Remote Grid) Updates to grid topology to minimize risk of ignition in HFTDs Remote GridWLDFRWire-to-wire contactAggregated | WLDFR | HFTD - Distribution - Tier 3 - 4QU CoRE ¦ 5QU LoRE | Non-Red Flag Warning - Catastrophic Fires | Wire-to-wire contact | Aggregated | 2061 | 2.2414e-08 | 117.3278 | 2.6298e-06 | 2061 | Mitigation | 0.95 | 45 | 0 | esc | 0.00097009 | 2.1744e-11 | 0.00097009 | 2.1744e-11 | 0.03594 | 1.2063e-06 | 0.0094681 | 1.3954e-08
[120 empty] | 7.3.3.17.5 (Remote Grid) Updates to grid topology to minimize risk of ignition in HFTDs Remote GridWLDFRWire-to-wire contactAggregated | WLDFR | HFTD - Distribution - Tier 3 - 4QU CoRE ¦ 5QU LoRE | Non-Red Flag Warning - Catastrophic Fires | Wire-to-wire contact | Aggregated | 2062 | 2.2414e-08 | 117.3278 | 2.6298e-06 | 2062 | Mitigation | 0.95 | 45 | 0 | esc | 0.00097009 | 2.1744e-11 | 0.00097009 | 2.1744e-11 | 0.03594 | 1.2063e-06 | 0.0094681 | 1.3954e-08
[120 empty] | 7.3.3.17.5 (Remote Grid) Updates to grid topology to minimize risk of ignition in HFTDs Remote GridWLDFRWire-to-wire contactAggregated | WLDFR | HFTD - Distribution - Tier 3 - 4QU CoRE ¦ 5QU LoRE | Non-Red Flag Warning - Catastrophic Fires | Wire-to-wire contact | Aggregated | 2063 | 2.2414e-08 | 117.3278 | 2.6298e-06 | 2063 | Mitigation | 0.95 | 45 | 0 | esc | 0.00097009 | 2.1744e-11 | 0.00097009 | 2.1744e-11 | 0.03594 | 1.2063e-06 | 0.0094681 | 1.3954e-08
[120 empty] | 7.3.3.17.5 (Remote Grid) Updates to grid topology to minimize risk of ignition in HFTDs Remote GridWLDFRWire-to-wire contactAggregated | WLDFR | HFTD - Distribution - Tier 3 - 4QU CoRE ¦ 5QU LoRE | Non-Red Flag Warning - Catastrophic Fires | Wire-to-wire contact | Aggregated | 2064 | 2.2414e-08 | 117.3278 | 2.6298e-06 | 2064 | Mitigation | 0.95 | 45 | 0 | esc | 0.00097009 | 2.1744e-11 | 0.00097009 | 2.1744e-11 | 0.03594 | 1.2063e-06 | 0.0094681 | 1.3954e-08
[120 empty] | 7.3.3.17.5 (Remote Grid) Updates to grid topology to minimize risk of ignition in HFTDs Remote GridWLDFRWire-to-wire contactAggregated | WLDFR | HFTD - Distribution - Tier 3 - 4QU CoRE ¦ 5QU LoRE | Non-Red Flag Warning - Catastrophic Fires | Wire-to-wire contact | Aggregated | 2065 | 2.2414e-08 | 117.3278 | 2.6298e-06 | 2065 | Mitigation | 0.95 | 45 | 0 | esc | 0.00097009 | 2.1744e-11 | 0.00097009 | 2.1744e-11 | 0.03594 | 1.2063e-06 | 0.0094681 | 1.3954e-08
[120 empty] | 7.3.3.17.5 (Remote Grid) Updates to grid topology to minimize risk of ignition in HFTDs Remote GridWLDFRWire-to-wire contactAggregated | WLDFR | HFTD - Distribution - Tier 3 - 4QU CoRE ¦ 5QU LoRE | Non-Red Flag Warning - Catastrophic Fires | Wire-to-wire contact | Aggregated | 2066 | 2.2414e-08 | 117.3278 | 2.6298e-06 | 2066 | Mitigation | 0.95 | 45 | 0 | esc | 0.00097009 | 2.1744e-11 | 0.00097009 | 2.1744e-11 | 0.03594 | 1.2063e-06 | 0.0094681 | 1.3954e-08
[120 empty] | 7.3.3.17.5 (Remote Grid) Updates to grid topology to minimize risk of ignition in HFTDs Remote GridWLDFRWire-to-wire contactAggregated | WLDFR | HFTD - Distribution - Tier 3 - 4QU CoRE ¦ 5QU LoRE | Non-Red Flag Warning - Catastrophic Fires | Wire-to-wire contact | Aggregated | 2067 | 2.2414e-08 | 117.3278 | 2.6298e-06 | 2067 | Mitigation | 0.95 | 45 | 0 | esc | 0 | 0 | 0.00097009 | 2.1744e-11 | 0.03594 | 1.2063e-06 | 0.0094681 | 1.3954e-08
[120 empty] | 7.3.3.17.5 (Remote Grid) Updates to grid topology to minimize risk of ignition in HFTDs Remote GridWLDFRContact from objectAggregated | WLDFR | HFTD - Distribution - Tier 3 - 4QU CoRE ¦ 5QU LoRE | Non-Red Flag Warning - Destructive Fires | Contact from object | Aggregated | 2022 | 5.0789e-08 | 117.3278 | 5.9589e-06 | 2022 | Mitigation | 0.95 | 45 | 0 | esc | 0.00097009 | 4.9269e-11 | 0 | 0 | 0.03594 | 1.2063e-06 | 0.0094681 | 1.3954e-08
[120 empty] | 7.3.3.17.5 (Remote Grid) Updates to grid topology to minimize risk of ignition in HFTDs Remote GridWLDFRContact from objectAggregated | WLDFR | HFTD - Distribution - Tier 3 - 4QU CoRE ¦ 5QU LoRE | Non-Red Flag Warning - Destructive Fires | Contact from object | Aggregated | 2023 | 5.0789e-08 | 117.3278 | 5.9589e-06 | 2023 | Mitigation | 0.95 | 45 | 0 | esc | 0.00097009 | 4.9269e-11 | 0.00097009 | 4.9269e-11 | 0.03594 | 1.2063e-06 | 0.0094681 | 1.3954e-08
[120 empty] | 7.3.3.17.5 (Remote Grid) Updates to grid topology to minimize risk of ignition in HFTDs Remote GridWLDFRContact from objectAggregated | WLDFR | HFTD - Distribution - Tier 3 - 4QU CoRE ¦ 5QU LoRE | Non-Red Flag Warning - Destructive Fires | Contact from object | Aggregated | 2024 | 5.0789e-08 | 117.3278 | 5.9589e-06 | 2024 | Mitigation | 0.95 | 45 | 0 | esc | 0.00097009 | 4.9269e-11 | 0.00097009 | 4.9269e-11 | 0.03594 | 1.2063e-06 | 0 | 0
[120 empty] | 7.3.3.17.5 (Remote Grid) Updates to grid topology to minimize risk of ignition in HFTDs Remote GridWLDFRContact from objectAggregated | WLDFR | HFTD - Distribution - Tier 3 - 4QU CoRE ¦ 5QU LoRE | Non-Red Flag Warning - Destructive Fires | Contact from object | Aggregated | 2025 | 5.0789e-08 | 117.3278 | 5.9589e-06 | 2025 | Mitigation | 0.95 | 45 | 0 | esc | 0.00097009 | 4.9269e-11 | 0.00097009 | 4.9269e-11 | 0.03594 | 1.2063e-06 | 0 | 0
[120 empty] | 7.3.3.17.5 (Remote Grid) Updates to grid topology to minimize risk of ignition in HFTDs Remote GridWLDFRContact from objectAggregated | WLDFR | HFTD - Distribution - Tier 3 - 4QU CoRE ¦ 5QU LoRE | Non-Red Flag Warning - Destructive Fires | Contact from object | Aggregated | 2026 | 5.0789e-08 | 117.3278 | 5.9589e-06 | 2026 | Mitigation | 0.95 | 45 | 0 | esc | 0.00097009 | 4.9269e-11 | 0.00097009 | 4.9269e-11 | 0.03594 | 1.2063e-06 | 0.010598 | 4.3513e-10
[120 empty] | 7.3.3.17.5 (Remote Grid) Updates to grid topology to minimize risk of ignition in HFTDs Remote GridWLDFRContact from objectAggregated | WLDFR | HFTD - Distribution - Tier 3 - 4QU CoRE ¦ 5QU LoRE | Non-Red Flag Warning - Destructive Fires | Contact from object | Aggregated | 2027 | 5.0789e-08 | 117.3278 | 5.9589e-06 | 2027 | Mitigation | 0.95 | 45 | 0 | esc | 0.00097009 | 4.9269e-11 | 0.00097009 | 4.9269e-11 | 0.03594 | 1.2063e-06 | 0.010598 | 4.3513e-10
[120 empty] | 7.3.3.17.5 (Remote Grid) Updates to grid topology to minimize risk of ignition in HFTDs Remote GridWLDFRContact from objectAggregated | WLDFR | HFTD - Distribution - Tier 3 - 4QU CoRE ¦ 5QU LoRE | Non-Red Flag Warning - Destructive Fires | Contact from object | Aggregated | 2028 | 5.0789e-08 | 117.3278 | 5.9589e-06 | 2028 | Mitigation | 0.95 | 45 | 0 | esc | 0.00097009 | 4.9269e-11 | 0.00097009 | 4.9269e-11 | 0.03594 | 1.2063e-06 | 0.010598 | 4.3513e-10
[120 empty] | 7.3.3.17.5 (Remote Grid) Updates to grid topology to minimize risk of ignition in HFTDs Remote GridWLDFRContact from objectAggregated | WLDFR | HFTD - Distribution - Tier 3 - 4QU CoRE ¦ 5QU LoRE | Non-Red Flag Warning - Destructive Fires | Contact from object | Aggregated | 2029 | 5.0789e-08 | 117.3278 | 5.9589e-06 | 2029 | Mitigation | 0.95 | 45 | 0 | esc | 0.00097009 | 4.9269e-11 | 0.00097009 | 4.9269e-11 | 0.03594 | 1.2063e-06 | 0.010598 | 4.3513e-10
[120 empty] | 7.3.3.17.5 (Remote Grid) Updates to grid topology to minimize risk of ignition in HFTDs Remote GridWLDFRContact from objectAggregated | WLDFR | HFTD - Distribution - Tier 3 - 4QU CoRE ¦ 5QU LoRE | Non-Red Flag Warning - Destructive Fires | Contact from object | Aggregated | 2030 | 5.0789e-08 | 117.3278 | 5.9589e-06 | 2030 | Mitigation | 0.95 | 45 | 0 | esc | 0.00097009 | 4.9269e-11 | 0.00097009 | 4.9269e-11 | 0.03594 | 1.2063e-06 | 0.010598 | 4.3513e-10
[120 empty] | 7.3.3.17.5 (Remote Grid) Updates to grid topology to minimize risk of ignition in HFTDs Remote GridWLDFRContact from objectAggregated | WLDFR | HFTD - Distribution - Tier 3 - 4QU CoRE ¦ 5QU LoRE | Non-Red Flag Warning - Destructive Fires | Contact from object | Aggregated | 2031 | 5.0789e-08 | 117.3278 | 5.9589e-06 | 2031 | Mitigation | 0.95 | 45 | 0 | esc | 0.00097009 | 4.9269e-11 | 0.00097009 | 4.9269e-11 | 0.03594 | 1.2063e-06 | 0.010598 | 4.3513e-10
[120 empty] | 7.3.3.17.5 (Remote Grid) Updates to grid topology to minimize risk of ignition in HFTDs Remote GridWLDFRContact from objectAggregated | WLDFR | HFTD - Distribution - Tier 3 - 4QU CoRE ¦ 5QU LoRE | Non-Red Flag Warning - Destructive Fires | Contact from object | Aggregated | 2032 | 5.0789e-08 | 117.3278 | 5.9589e-06 | 2032 | Mitigation | 0.95 | 45 | 0 | esc | 0.00097009 | 4.9269e-11 | 0.00097009 | 4.9269e-11 | 0.03594 | 1.2063e-06 | 0.010598 | 4.3513e-10
[120 empty] | 7.3.3.17.5 (Remote Grid) Updates to grid topology to minimize risk of ignition in HFTDs Remote GridWLDFRContact from objectAggregated | WLDFR | HFTD - Distribution - Tier 3 - 4QU CoRE ¦ 5QU LoRE | Non-Red Flag Warning - Destructive Fires | Contact from object | Aggregated | 2033 | 5.0789e-08 | 117.3278 | 5.9589e-06 | 2033 | Mitigation | 0.95 | 45 | 0 | esc | 0.00097009 | 4.9269e-11 | 0.00097009 | 4.9269e-11 | 0.03594 | 1.2063e-06 | 0.010598 | 4.3513e-10
[120 empty] | 7.3.3.17.5 (Remote Grid) Updates to grid topology to minimize risk of ignition in HFTDs Remote GridWLDFRContact from objectAggregated | WLDFR | HFTD - Distribution - Tier 3 - 4QU CoRE ¦ 5QU LoRE | Non-Red Flag Warning - Destructive Fires | Contact from object | Aggregated | 2034 | 5.0789e-08 | 117.3278 | 5.9589e-06 | 2034 | Mitigation | 0.95 | 45 | 0 | esc | 0.00097009 | 4.9269e-11 | 0.00097009 | 4.9269e-11 | 0.03594 | 1.2063e-06 | 0.010598 | 4.3513e-10
[120 empty] | 7.3.3.17.5 (Remote Grid) Updates to grid topology to minimize risk of ignition in HFTDs Remote GridWLDFRContact from objectAggregated | WLDFR | HFTD - Distribution - Tier 3 - 4QU CoRE ¦ 5QU LoRE | Non-Red Flag Warning - Destructive Fires | Contact from object | Aggregated | 2035 | 5.0789e-08 | 117.3278 | 5.9589e-06 | 2035 | Mitigation | 0.95 | 45 | 0 | esc | 0.00097009 | 4.9269e-11 | 0.00097009 | 4.9269e-11 | 0.03594 | 1.2063e-06 | 0.010598 | 4.3513e-10
[120 empty] | 7.3.3.17.5 (Remote Grid) Updates to grid topology to minimize risk of ignition in HFTDs Remote GridWLDFRContact from objectAggregated | WLDFR | HFTD - Distribution - Tier 3 - 4QU CoRE ¦ 5QU LoRE | Non-Red Flag Warning - Destructive Fires | Contact from object | Aggregated | 2036 | 5.0789e-08 | 117.3278 | 5.9589e-06 | 2036 | Mitigation | 0.95 | 45 | 0 | esc | 0.00097009 | 4.9269e-11 | 0.00097009 | 4.9269e-11 | 0.03594 | 1.2063e-06 | 0.010598 | 4.3513e-10
[120 empty] | 7.3.3.17.5 (Remote Grid) Updates to grid topology to minimize risk of ignition in HFTDs Remote GridWLDFRContact from objectAggregated | WLDFR | HFTD - Distribution - Tier 3 - 4QU CoRE ¦ 5QU LoRE | Non-Red Flag Warning - Destructive Fires | Contact from object | Aggregated | 2037 | 5.0789e-08 | 117.3278 | 5.9589e-06 | 2037 | Mitigation | 0.95 | 45 | 0 | esc | 0.00097009 | 4.9269e-11 | 0.00097009 | 4.9269e-11 | 0.03594 | 1.2063e-06 | 0.010598 | 4.3513e-10
[120 empty] | 7.3.3.17.5 (Remote Grid) Updates to grid topology to minimize risk of ignition in HFTDs Remote GridWLDFRContact from objectAggregated | WLDFR | HFTD - Distribution - Tier 3 - 4QU CoRE ¦ 5QU LoRE | Non-Red Flag Warning - Destructive Fires | Contact from object | Aggregated | 2038 | 5.0789e-08 | 117.3278 | 5.9589e-06 | 2038 | Mitigation | 0.95 | 45 | 0 | esc | 0.00097009 | 4.9269e-11 | 0.00097009 | 4.9269e-11 | 0.03594 | 1.2063e-06 | 0.010598 | 4.3513e-10
[120 empty] | 7.3.3.17.5 (Remote Grid) Updates to grid topology to minimize risk of ignition in HFTDs Remote GridWLDFRContact from objectAggregated | WLDFR | HFTD - Distribution - Tier 3 - 4QU CoRE ¦ 5QU LoRE | Non-Red Flag Warning - Destructive Fires | Contact from object | Aggregated | 2039 | 5.0789e-08 | 117.3278 | 5.9589e-06 | 2039 | Mitigation | 0.95 | 45 | 0 | esc | 0.00097009 | 4.9269e-11 | 0.00097009 | 4.9269e-11 | 0.03594 | 1.2063e-06 | 0.010598 | 4.3513e-10
[120 empty] | 7.3.3.17.5 (Remote Grid) Updates to grid topology to minimize risk of ignition in HFTDs Remote GridWLDFRContact from objectAggregated | WLDFR | HFTD - Distribution - Tier 3 - 4QU CoRE ¦ 5QU LoRE | Non-Red Flag Warning - Destructive Fires | Contact from object | Aggregated | 2040 | 5.0789e-08 | 117.3278 | 5.9589e-06 | 2040 | Mitigation | 0.95 | 45 | 0 | esc | 0.00097009 | 4.9269e-11 | 0.00097009 | 4.9269e-11 | 0.03594 | 1.2063e-06 | 0.010598 | 4.3513e-10
[120 empty] | 7.3.3.17.5 (Remote Grid) Updates to grid topology to minimize risk of ignition in HFTDs Remote GridWLDFRContact from objectAggregated | WLDFR | HFTD - Distribution - Tier 3 - 4QU CoRE ¦ 5QU LoRE | Non-Red Flag Warning - Destructive Fires | Contact from object | Aggregated | 2041 | 5.0789e-08 | 117.3278 | 5.9589e-06 | 2041 | Mitigation | 0.95 | 45 | 0 | esc | 0.00097009 | 4.9269e-11 | 0.00097009 | 4.9269e-11 | 0.03594 | 1.2063e-06 | 0.010598 | 4.3513e-10
[120 empty] | 7.3.3.17.5 (Remote Grid) Updates to grid topology to minimize risk of ignition in HFTDs Remote GridWLDFRContact from objectAggregated | WLDFR | HFTD - Distribution - Tier 3 - 4QU CoRE ¦ 5QU LoRE | Non-Red Flag Warning - Destructive Fires | Contact from object | Aggregated | 2042 | 5.0789e-08 | 117.3278 | 5.9589e-06 | 2042 | Mitigation | 0.95 | 45 | 0 | esc | 0.00097009 | 4.9269e-11 | 0.00097009 | 4.9269e-11 | 0.03594 | 1.2063e-06 | 0.010598 | 4.3513e-10
[120 empty] | 7.3.3.17.5 (Remote Grid) Updates to grid topology to minimize risk of ignition in HFTDs Remote GridWLDFRContact from objectAggregated | WLDFR | HFTD - Distribution - Tier 3 - 4QU CoRE ¦ 5QU LoRE | Non-Red Flag Warning - Destructive Fires | Contact from object | Aggregated | 2043 | 5.0789e-08 | 117.3278 | 5.9589e-06 | 2043 | Mitigation | 0.95 | 45 | 0 | esc | 0.00097009 | 4.9269e-11 | 0.00097009 | 4.9269e-11 | 0.03594 | 1.2063e-06 | 0.010598 | 4.3513e-10
[120 empty] | 7.3.3.17.5 (Remote Grid) Updates to grid topology to minimize risk of ignition in HFTDs Remote GridWLDFRContact from objectAggregated | WLDFR | HFTD - Distribution - Tier 3 - 4QU CoRE ¦ 5QU LoRE | Non-Red Flag Warning - Destructive Fires | Contact from object | Aggregated | 2044 | 5.0789e-08 | 117.3278 | 5.9589e-06 | 2044 | Mitigation | 0.95 | 45 | 0 | esc | 0.00097009 | 4.9269e-11 | 0.00097009 | 4.9269e-11 | 0.03594 | 1.2063e-06 | 0.010598 | 4.3513e-10
[120 empty] | 7.3.3.17.5 (Remote Grid) Updates to grid topology to minimize risk of ignition in HFTDs Remote GridWLDFRContact from objectAggregated | WLDFR | HFTD - Distribution - Tier 3 - 4QU CoRE ¦ 5QU LoRE | Non-Red Flag Warning - Destructive Fires | Contact from object | Aggregated | 2045 | 5.0789e-08 | 117.3278 | 5.9589e-06 | 2045 | Mitigation | 0.95 | 45 | 0 | esc | 0.00097009 | 4.9269e-11 | 0.00097009 | 4.9269e-11 | 0.03594 | 1.2063e-06 | 0.010598 | 4.3513e-10
[120 empty] | 7.3.3.17.5 (Remote Grid) Updates to grid topology to minimize risk of ignition in HFTDs Remote GridWLDFRContact from objectAggregated | WLDFR | HFTD - Distribution - Tier 3 - 4QU CoRE ¦ 5QU LoRE | Non-Red Flag Warning - Destructive Fires | Contact from object | Aggregated | 2046 | 5.0789e-08 | 117.3278 | 5.9589e-06 | 2046 | Mitigation | 0.95 | 45 | 0 | esc | 0.00097009 | 4.9269e-11 | 0.00097009 | 4.9269e-11 | 0.03594 | 1.2063e-06 | 0.010598 | 4.3513e-10
[120 empty] | 7.3.3.17.5 (Remote Grid) Updates to grid topology to minimize risk of ignition in HFTDs Remote GridWLDFRContact from objectAggregated | WLDFR | HFTD - Distribution - Tier 3 - 4QU CoRE ¦ 5QU LoRE | Non-Red Flag Warning - Destructive Fires | Contact from object | Aggregated | 2047 | 5.0789e-08 | 117.3278 | 5.9589e-06 | 2047 | Mitigation | 0.95 | 45 | 0 | esc | 0.00097009 | 4.9269e-11 | 0.00097009 | 4.9269e-11 | 0.03594 | 1.2063e-06 | 0.010598 | 4.3513e-10
[120 empty] | 7.3.3.17.5 (Remote Grid) Updates to grid topology to minimize risk of ignition in HFTDs Remote GridWLDFRContact from objectAggregated | WLDFR | HFTD - Distribution - Tier 3 - 4QU CoRE ¦ 5QU LoRE | Non-Red Flag Warning - Destructive Fires | Contact from object | Aggregated | 2048 | 5.0789e-08 | 117.3278 | 5.9589e-06 | 2048 | Mitigation | 0.95 | 45 | 0 | esc | 0.00097009 | 4.9269e-11 | 0.00097009 | 4.9269e-11 | 0 | 0 | 0.010598 | 4.3513e-10
[120 empty] | 7.3.3.17.5 (Remote Grid) Updates to grid topology to minimize risk of ignition in HFTDs Remote GridWLDFRContact from objectAggregated | WLDFR | HFTD - Distribution - Tier 3 - 4QU CoRE ¦ 5QU LoRE | Non-Red Flag Warning - Destructive Fires | Contact from object | Aggregated | 2049 | 5.0789e-08 | 117.3278 | 5.9589e-06 | 2049 | Mitigation | 0.95 | 45 | 0 | esc | 0.00097009 | 4.9269e-11 | 0.00097009 | 4.9269e-11 | 0.03594 | 1.2661e-08 | 0.010598 | 4.3513e-10
[120 empty] | 7.3.3.17.5 (Remote Grid) Updates to grid topology to minimize risk of ignition in HFTDs Remote GridWLDFRContact from objectAggregated | WLDFR | HFTD - Distribution - Tier 3 - 4QU CoRE ¦ 5QU LoRE | Non-Red Flag Warning - Destructive Fires | Contact from object | Aggregated | 2050 | 5.0789e-08 | 117.3278 | 5.9589e-06 | 2050 | Mitigation | 0.95 | 45 | 0 | esc | 0.00097009 | 4.9269e-11 | 0.00097009 | 4.9269e-11 | 0.03594 | 1.2661e-08 | 0.010598 | 4.3513e-10
[120 empty] | 7.3.3.17.5 (Remote Grid) Updates to grid topology to minimize risk of ignition in HFTDs Remote GridWLDFRContact from objectAggregated | WLDFR | HFTD - Distribution - Tier 3 - 4QU CoRE ¦ 5QU LoRE | Non-Red Flag Warning - Destructive Fires | Contact from object | Aggregated | 2051 | 5.0789e-08 | 117.3278 | 5.9589e-06 | 2051 | Mitigation | 0.95 | 45 | 0 | esc | 0.00097009 | 4.9269e-11 | 0.00097009 | 4.9269e-11 | 0.03594 | 1.2661e-08 | 0.010598 | 4.3513e-10
[120 empty] | 7.3.3.17.5 (Remote Grid) Updates to grid topology to minimize risk of ignition in HFTDs Remote GridWLDFRContact from objectAggregated | WLDFR | HFTD - Distribution - Tier 3 - 4QU CoRE ¦ 5QU LoRE | Non-Red Flag Warning - Destructive Fires | Contact from object | Aggregated | 2052 | 5.0789e-08 | 117.3278 | 5.9589e-06 | 2052 | Mitigation | 0.95 | 45 | 0 | esc | 0.00097009 | 4.9269e-11 | 0.00097009 | 4.9269e-11 | 0.03594 | 1.2661e-08 | 0.010598 | 4.3513e-10
[120 empty] | 7.3.3.17.5 (Remote Grid) Updates to grid topology to minimize risk of ignition in HFTDs Remote GridWLDFRContact from objectAggregated | WLDFR | HFTD - Distribution - Tier 3 - 4QU CoRE ¦ 5QU LoRE | Non-Red Flag Warning - Destructive Fires | Contact from object | Aggregated | 2053 | 5.0789e-08 | 117.3278 | 5.9589e-06 | 2053 | Mitigation | 0.95 | 45 | 0 | esc | 0.00097009 | 4.9269e-11 | 0.00097009 | 4.9269e-11 | 0.03594 | 1.2661e-08 | 0.010598 | 4.3513e-10
[120 empty] | 7.3.3.17.5 (Remote Grid) Updates to grid topology to minimize risk of ignition in HFTDs Remote GridWLDFRContact from objectAggregated | WLDFR | HFTD - Distribution - Tier 3 - 4QU CoRE ¦ 5QU LoRE | Non-Red Flag Warning - Destructive Fires | Contact from object | Aggregated | 2054 | 5.0789e-08 | 117.3278 | 5.9589e-06 | 2054 | Mitigation | 0.95 | 45 | 0 | esc | 0.00097009 | 4.9269e-11 | 0.00097009 | 4.9269e-11 | 0.03594 | 1.2661e-08 | 0.010598 | 4.3513e-10
[120 empty] | 7.3.3.17.5 (Remote Grid) Updates to grid topology to minimize risk of ignition in HFTDs Remote GridWLDFRContact from objectAggregated | WLDFR | HFTD - Distribution - Tier 3 - 4QU CoRE ¦ 5QU LoRE | Non-Red Flag Warning - Destructive Fires | Contact from object | Aggregated | 2055 | 5.0789e-08 | 117.3278 | 5.9589e-06 | 2055 | Mitigation | 0.95 | 45 | 0 | esc | 0.00097009 | 4.9269e-11 | 0.00097009 | 4.9269e-11 | 0.03594 | 1.2661e-08 | 0.010598 | 4.3513e-10
[120 empty] | 7.3.3.17.5 (Remote Grid) Updates to grid topology to minimize risk of ignition in HFTDs Remote GridWLDFRContact from objectAggregated | WLDFR | HFTD - Distribution - Tier 3 - 4QU CoRE ¦ 5QU LoRE | Non-Red Flag Warning - Destructive Fires | Contact from object | Aggregated | 2056 | 5.0789e-08 | 117.3278 | 5.9589e-06 | 2056 | Mitigation | 0.95 | 45 | 0 | esc | 0.00097009 | 4.9269e-11 | 0.00097009 | 4.9269e-11 | 0.03594 | 1.2661e-08 | 0 | 0
[120 empty] | 7.3.3.17.5 (Remote Grid) Updates to grid topology to minimize risk of ignition in HFTDs Remote GridWLDFRContact from objectAggregated | WLDFR | HFTD - Distribution - Tier 3 - 4QU CoRE ¦ 5QU LoRE | Non-Red Flag Warning - Destructive Fires | Contact from object | Aggregated | 2057 | 5.0789e-08 | 117.3278 | 5.9589e-06 | 2057 | Mitigation | 0.95 | 45 | 0 | esc | 0.00097009 | 4.9269e-11 | 0.00097009 | 4.9269e-11 | 0.03594 | 1.2661e-08 | 0 | 0
[120 empty] | 7.3.3.17.5 (Remote Grid) Updates to grid topology to minimize risk of ignition in HFTDs Remote GridWLDFRContact from objectAggregated | WLDFR | HFTD - Distribution - Tier 3 - 4QU CoRE ¦ 5QU LoRE | Non-Red Flag Warning - Destructive Fires | Contact from object | Aggregated | 2058 | 5.0789e-08 | 117.3278 | 5.9589e-06 | 2058 | Mitigation | 0.95 | 45 | 0 | esc | 0.00097009 | 4.9269e-11 | 0.00097009 | 4.9269e-11 | 0.03594 | 1.2661e-08 | 0.0087991 | 2.1315e-08
[120 empty] | 7.3.3.17.5 (Remote Grid) Updates to grid topology to minimize risk of ignition in HFTDs Remote GridWLDFRContact from objectAggregated | WLDFR | HFTD - Distribution - Tier 3 - 4QU CoRE ¦ 5QU LoRE | Non-Red Flag Warning - Destructive Fires | Contact from object | Aggregated | 2059 | 5.0789e-08 | 117.3278 | 5.9589e-06 | 2059 | Mitigation | 0.95 | 45 | 0 | esc | 0.00097009 | 4.9269e-11 | 0.00097009 | 4.9269e-11 | 0.03594 | 1.2661e-08 | 0.0087991 | 2.1315e-08
[120 empty] | 7.3.3.17.5 (Remote Grid) Updates to grid topology to minimize risk of ignition in HFTDs Remote GridWLDFRContact from objectAggregated | WLDFR | HFTD - Distribution - Tier 3 - 4QU CoRE ¦ 5QU LoRE | Non-Red Flag Warning - Destructive Fires | Contact from object | Aggregated | 2060 | 5.0789e-08 | 117.3278 | 5.9589e-06 | 2060 | Mitigation | 0.95 | 45 | 0 | esc | 0.00097009 | 4.9269e-11 | 0.00097009 | 4.9269e-11 | 0.03594 | 1.2661e-08 | 0.0087991 | 2.1315e-08
[120 empty] | 7.3.3.17.5 (Remote Grid) Updates to grid topology to minimize risk of ignition in HFTDs Remote GridWLDFRContact from objectAggregated | WLDFR | HFTD - Distribution - Tier 3 - 4QU CoRE ¦ 5QU LoRE | Non-Red Flag Warning - Destructive Fires | Contact from object | Aggregated | 2061 | 5.0789e-08 | 117.3278 | 5.9589e-06 | 2061 | Mitigation | 0.95 | 45 | 0 | esc | 0.00097009 | 4.9269e-11 | 0.00097009 | 4.9269e-11 | 0.03594 | 1.2661e-08 | 0.0087991 | 2.1315e-08
[120 empty] | 7.3.3.17.5 (Remote Grid) Updates to grid topology to minimize risk of ignition in HFTDs Remote GridWLDFRContact from objectAggregated | WLDFR | HFTD - Distribution - Tier 3 - 4QU CoRE ¦ 5QU LoRE | Non-Red Flag Warning - Destructive Fires | Contact from object | Aggregated | 2062 | 5.0789e-08 | 117.3278 | 5.9589e-06 | 2062 | Mitigation | 0.95 | 45 | 0 | esc | 0.00097009 | 4.9269e-11 | 0.00097009 | 4.9269e-11 | 0.03594 | 1.2661e-08 | 0.0087991 | 2.1315e-08
[120 empty] | 7.3.3.17.5 (Remote Grid) Updates to grid topology to minimize risk of ignition in HFTDs Remote GridWLDFRContact from objectAggregated | WLDFR | HFTD - Distribution - Tier 3 - 4QU CoRE ¦ 5QU LoRE | Non-Red Flag Warning - Destructive Fires | Contact from object | Aggregated | 2063 | 5.0789e-08 | 117.3278 | 5.9589e-06 | 2063 | Mitigation | 0.95 | 45 | 0 | esc | 0.00097009 | 4.9269e-11 | 0.00097009 | 4.9269e-11 | 0.03594 | 1.2661e-08 | 0.0087991 | 2.1315e-08
[120 empty] | 7.3.3.17.5 (Remote Grid) Updates to grid topology to minimize risk of ignition in HFTDs Remote GridWLDFRContact from objectAggregated | WLDFR | HFTD - Distribution - Tier 3 - 4QU CoRE ¦ 5QU LoRE | Non-Red Flag Warning - Destructive Fires | Contact from object | Aggregated | 2064 | 5.0789e-08 | 117.3278 | 5.9589e-06 | 2064 | Mitigation | 0.95 | 45 | 0 | esc | 0.00097009 | 4.9269e-11 | 0.00097009 | 4.9269e-11 | 0.03594 | 1.2661e-08 | 0.0087991 | 2.1315e-08
[120 empty] | 7.3.3.17.5 (Remote Grid) Updates to grid topology to minimize risk of ignition in HFTDs Remote GridWLDFRContact from objectAggregated | WLDFR | HFTD - Distribution - Tier 3 - 4QU CoRE ¦ 5QU LoRE | Non-Red Flag Warning - Destructive Fires | Contact from object | Aggregated | 2065 | 5.0789e-08 | 117.3278 | 5.9589e-06 | 2065 | Mitigation | 0.95 | 45 | 0 | esc | 0.00097009 | 4.9269e-11 | 0.00097009 | 4.9269e-11 | 0.03594 | 1.2661e-08 | 0.0087991 | 2.1315e-08
[120 empty] | 7.3.3.17.5 (Remote Grid) Updates to grid topology to minimize risk of ignition in HFTDs Remote GridWLDFRContact from objectAggregated | WLDFR | HFTD - Distribution - Tier 3 - 4QU CoRE ¦ 5QU LoRE | Non-Red Flag Warning - Destructive Fires | Contact from object | Aggregated | 2066 | 5.0789e-08 | 117.3278 | 5.9589e-06 | 2066 | Mitigation | 0.95 | 45 | 0 | esc | 0.00097009 | 4.9269e-11 | 0.00097009 | 4.9269e-11 | 0.03594 | 1.2661e-08 | 0.0087991 | 2.1315e-08
[120 empty] | 7.3.3.17.5 (Remote Grid) Updates to grid topology to minimize risk of ignition in HFTDs Remote GridWLDFRContact from objectAggregated | WLDFR | HFTD - Distribution - Tier 3 - 4QU CoRE ¦ 5QU LoRE | Non-Red Flag Warning - Destructive Fires | Contact from object | Aggregated | 2067 | 5.0789e-08 | 117.3278 | 5.9589e-06 | 2067 | Mitigation | 0.95 | 45 | 0 | esc | 0 | 0 | 0.00097009 | 4.9269e-11 | 0.03594 | 1.2661e-08 | 0.0087991 | 2.1315e-08
[120 empty] | 7.3.3.17.5 (Remote Grid) Updates to grid topology to minimize risk of ignition in HFTDs Remote GridWLDFRContaminationAggregated | WLDFR | HFTD - Distribution - Tier 3 - 4QU CoRE ¦ 5QU LoRE | Non-Red Flag Warning - Destructive Fires | Contamination | Aggregated | 2022 | 1.4419e-09 | 117.3278 | 1.6917e-07 | 2022 | Mitigation | 0.95 | 45 | 0 | esc | 0.00097009 | 1.3987e-12 | 0 | 0 | 0.03594 | 1.2661e-08 | 0.0087991 | 2.1315e-08
[120 empty] | 7.3.3.17.5 (Remote Grid) Updates to grid topology to minimize risk of ignition in HFTDs Remote GridWLDFRContaminationAggregated | WLDFR | HFTD - Distribution - Tier 3 - 4QU CoRE ¦ 5QU LoRE | Non-Red Flag Warning - Destructive Fires | Contamination | Aggregated | 2023 | 1.4419e-09 | 117.3278 | 1.6917e-07 | 2023 | Mitigation | 0.95 | 45 | 0 | esc | 0.00097009 | 1.3987e-12 | 0.00097009 | 1.3987e-12 | 0.03594 | 1.2661e-08 | 0.0087991 | 2.1315e-08
[120 empty] | 7.3.3.17.5 (Remote Grid) Updates to grid topology to minimize risk of ignition in HFTDs Remote GridWLDFRContaminationAggregated | WLDFR | HFTD - Distribution - Tier 3 - 4QU CoRE ¦ 5QU LoRE | Non-Red Flag Warning - Destructive Fires | Contamination | Aggregated | 2024 | 1.4419e-09 | 117.3278 | 1.6917e-07 | 2024 | Mitigation | 0.95 | 45 | 0 | esc | 0.00097009 | 1.3987e-12 | 0.00097009 | 1.3987e-12 | 0.03594 | 1.2661e-08 | 0.0087991 | 2.1315e-08
[120 empty] | 7.3.3.17.5 (Remote Grid) Updates to grid topology to minimize risk of ignition in HFTDs Remote GridWLDFRContaminationAggregated | WLDFR | HFTD - Distribution - Tier 3 - 4QU CoRE ¦ 5QU LoRE | Non-Red Flag Warning - Destructive Fires | Contamination | Aggregated | 2025 | 1.4419e-09 | 117.3278 | 1.6917e-07 | 2025 | Mitigation | 0.95 | 45 | 0 | esc | 0.00097009 | 1.3987e-12 | 0.00097009 | 1.3987e-12 | 0.03594 | 1.2661e-08 | 0.0087991 | 2.1315e-08
[120 empty] | 7.3.3.17.5 (Remote Grid) Updates to grid topology to minimize risk of ignition in HFTDs Remote GridWLDFRContaminationAggregated | WLDFR | HFTD - Distribution - Tier 3 - 4QU CoRE ¦ 5QU LoRE | Non-Red Flag Warning - Destructive Fires | Contamination | Aggregated | 2026 | 1.4419e-09 | 117.3278 | 1.6917e-07 | 2026 | Mitigation | 0.95 | 45 | 0 | esc | 0.00097009 | 1.3987e-12 | 0.00097009 | 1.3987e-12 | 0.03594 | 1.2661e-08 | 0.0087991 | 2.1315e-08
[120 empty] | 7.3.3.17.5 (Remote Grid) Updates to grid topology to minimize risk of ignition in HFTDs Remote GridWLDFRContaminationAggregated | WLDFR | HFTD - Distribution - Tier 3 - 4QU CoRE ¦ 5QU LoRE | Non-Red Flag Warning - Destructive Fires | Contamination | Aggregated | 2027 | 1.4419e-09 | 117.3278 | 1.6917e-07 | 2027 | Mitigation | 0.95 | 45 | 0 | esc | 0.00097009 | 1.3987e-12 | 0.00097009 | 1.3987e-12 | 0.03594 | 1.2661e-08 | 0.0087991 | 2.1315e-08
[120 empty] | 7.3.3.17.5 (Remote Grid) Updates to grid topology to minimize risk of ignition in HFTDs Remote GridWLDFRContaminationAggregated | WLDFR | HFTD - Distribution - Tier 3 - 4QU CoRE ¦ 5QU LoRE | Non-Red Flag Warning - Destructive Fires | Contamination | Aggregated | 2028 | 1.4419e-09 | 117.3278 | 1.6917e-07 | 2028 | Mitigation | 0.95 | 45 | 0 | esc | 0.00097009 | 1.3987e-12 | 0.00097009 | 1.3987e-12 | 0.03594 | 1.2661e-08 | 0.0087991 | 2.1315e-08
[120 empty] | 7.3.3.17.5 (Remote Grid) Updates to grid topology to minimize risk of ignition in HFTDs Remote GridWLDFRContaminationAggregated | WLDFR | HFTD - Distribution - Tier 3 - 4QU CoRE ¦ 5QU LoRE | Non-Red Flag Warning - Destructive Fires | Contamination | Aggregated | 2029 | 1.4419e-09 | 117.3278 | 1.6917e-07 | 2029 | Mitigation | 0.95 | 45 | 0 | esc | 0.00097009 | 1.3987e-12 | 0.00097009 | 1.3987e-12 | 0.03594 | 1.2661e-08 | 0.0087991 | 2.1315e-08
[120 empty] | 7.3.3.17.5 (Remote Grid) Updates to grid topology to minimize risk of ignition in HFTDs Remote GridWLDFRContaminationAggregated | WLDFR | HFTD - Distribution - Tier 3 - 4QU CoRE ¦ 5QU LoRE | Non-Red Flag Warning - Destructive Fires | Contamination | Aggregated | 2030 | 1.4419e-09 | 117.3278 | 1.6917e-07 | 2030 | Mitigation | 0.95 | 45 | 0 | esc | 0.00097009 | 1.3987e-12 | 0.00097009 | 1.3987e-12 | 0.03594 | 1.2661e-08 | 0.0087991 | 2.1315e-08
[120 empty] | 7.3.3.17.5 (Remote Grid) Updates to grid topology to minimize risk of ignition in HFTDs Remote GridWLDFRContaminationAggregated | WLDFR | HFTD - Distribution - Tier 3 - 4QU CoRE ¦ 5QU LoRE | Non-Red Flag Warning - Destructive Fires | Contamination | Aggregated | 2031 | 1.4419e-09 | 117.3278 | 1.6917e-07 | 2031 | Mitigation | 0.95 | 45 | 0 | esc | 0.00097009 | 1.3987e-12 | 0.00097009 | 1.3987e-12 | 0.03594 | 1.2661e-08 | 0.0087991 | 2.1315e-08
[120 empty] | 7.3.3.17.5 (Remote Grid) Updates to grid topology to minimize risk of ignition in HFTDs Remote GridWLDFRContaminationAggregated | WLDFR | HFTD - Distribution - Tier 3 - 4QU CoRE ¦ 5QU LoRE | Non-Red Flag Warning - Destructive Fires | Contamination | Aggregated | 2032 | 1.4419e-09 | 117.3278 | 1.6917e-07 | 2032 | Mitigation | 0.95 | 45 | 0 | esc | 0.00097009 | 1.3987e-12 | 0.00097009 | 1.3987e-12 | 0.03594 | 1.2661e-08 | 0.0087991 | 2.1315e-08
[120 empty] | 7.3.3.17.5 (Remote Grid) Updates to grid topology to minimize risk of ignition in HFTDs Remote GridWLDFRContaminationAggregated | WLDFR | HFTD - Distribution - Tier 3 - 4QU CoRE ¦ 5QU LoRE | Non-Red Flag Warning - Destructive Fires | Contamination | Aggregated | 2033 | 1.4419e-09 | 117.3278 | 1.6917e-07 | 2033 | Mitigation | 0.95 | 45 | 0 | esc | 0.00097009 | 1.3987e-12 | 0.00097009 | 1.3987e-12 | 0.03594 | 1.2661e-08 | 0.0087991 | 2.1315e-08
[120 empty] | 7.3.3.17.5 (Remote Grid) Updates to grid topology to minimize risk of ignition in HFTDs Remote GridWLDFRContaminationAggregated | WLDFR | HFTD - Distribution - Tier 3 - 4QU CoRE ¦ 5QU LoRE | Non-Red Flag Warning - Destructive Fires | Contamination | Aggregated | 2034 | 1.4419e-09 | 117.3278 | 1.6917e-07 | 2034 | Mitigation | 0.95 | 45 | 0 | esc | 0.00097009 | 1.3987e-12 | 0.00097009 | 1.3987e-12 | 0.03594 | 1.2661e-08 | 0.0087991 | 2.1315e-08
[120 empty] | 7.3.3.17.5 (Remote Grid) Updates to grid topology to minimize risk of ignition in HFTDs Remote GridWLDFRContaminationAggregated | WLDFR | HFTD - Distribution - Tier 3 - 4QU CoRE ¦ 5QU LoRE | Non-Red Flag Warning - Destructive Fires | Contamination | Aggregated | 2035 | 1.4419e-09 | 117.3278 | 1.6917e-07 | 2035 | Mitigation | 0.95 | 45 | 0 | esc | 0.00097009 | 1.3987e-12 | 0.00097009 | 1.3987e-12 | 0.03594 | 1.2661e-08 | 0.0087991 | 2.1315e-08
[120 empty] | 7.3.3.17.5 (Remote Grid) Updates to grid topology to minimize risk of ignition in HFTDs Remote GridWLDFRContaminationAggregated | WLDFR | HFTD - Distribution - Tier 3 - 4QU CoRE ¦ 5QU LoRE | Non-Red Flag Warning - Destructive Fires | Contamination | Aggregated | 2036 | 1.4419e-09 | 117.3278 | 1.6917e-07 | 2036 | Mitigation | 0.95 | 45 | 0 | esc | 0.00097009 | 1.3987e-12 | 0.00097009 | 1.3987e-12 | 0.03594 | 1.2661e-08 | 0.0087991 | 2.1315e-08
[120 empty] | 7.3.3.17.5 (Remote Grid) Updates to grid topology to minimize risk of ignition in HFTDs Remote GridWLDFRContaminationAggregated | WLDFR | HFTD - Distribution - Tier 3 - 4QU CoRE ¦ 5QU LoRE | Non-Red Flag Warning - Destructive Fires | Contamination | Aggregated | 2037 | 1.4419e-09 | 117.3278 | 1.6917e-07 | 2037 | Mitigation | 0.95 | 45 | 0 | esc | 0.00097009 | 1.3987e-12 | 0.00097009 | 1.3987e-12 | 0.03594 | 1.2661e-08 | 0.0087991 | 2.1315e-08
[120 empty] | 7.3.3.17.5 (Remote Grid) Updates to grid topology to minimize risk of ignition in HFTDs Remote GridWLDFRContaminationAggregated | WLDFR | HFTD - Distribution - Tier 3 - 4QU CoRE ¦ 5QU LoRE | Non-Red Flag Warning - Destructive Fires | Contamination | Aggregated | 2038 | 1.4419e-09 | 117.3278 | 1.6917e-07 | 2038 | Mitigation | 0.95 | 45 | 0 | esc | 0.00097009 | 1.3987e-12 | 0.00097009 | 1.3987e-12 | 0.03594 | 1.2661e-08 | 0.0087991 | 2.1315e-08
[120 empty] | 7.3.3.17.5 (Remote Grid) Updates to grid topology to minimize risk of ignition in HFTDs Remote GridWLDFRContaminationAggregated | WLDFR | HFTD - Distribution - Tier 3 - 4QU CoRE ¦ 5QU LoRE | Non-Red Flag Warning - Destructive Fires | Contamination | Aggregated | 2039 | 1.4419e-09 | 117.3278 | 1.6917e-07 | 2039 | Mitigation | 0.95 | 45 | 0 | esc | 0.00097009 | 1.3987e-12 | 0.00097009 | 1.3987e-12 | 0.03594 | 1.2661e-08 | 0.0087991 | 2.1315e-08
[120 empty] | 7.3.3.17.5 (Remote Grid) Updates to grid topology to minimize risk of ignition in HFTDs Remote GridWLDFRContaminationAggregated | WLDFR | HFTD - Distribution - Tier 3 - 4QU CoRE ¦ 5QU LoRE | Non-Red Flag Warning - Destructive Fires | Contamination | Aggregated | 2040 | 1.4419e-09 | 117.3278 | 1.6917e-07 | 2040 | Mitigation | 0.95 | 45 | 0 | esc | 0.00097009 | 1.3987e-12 | 0.00097009 | 1.3987e-12 | 0.03594 | 1.2661e-08 | 0.0087991 | 2.1315e-08
[120 empty] | 7.3.3.17.5 (Remote Grid) Updates to grid topology to minimize risk of ignition in HFTDs Remote GridWLDFRContaminationAggregated | WLDFR | HFTD - Distribution - Tier 3 - 4QU CoRE ¦ 5QU LoRE | Non-Red Flag Warning - Destructive Fires | Contamination | Aggregated | 2041 | 1.4419e-09 | 117.3278 | 1.6917e-07 | 2041 | Mitigation | 0.95 | 45 | 0 | esc | 0.00097009 | 1.3987e-12 | 0.00097009 | 1.3987e-12 | 0.03594 | 1.2661e-08 | 0.0087991 | 2.1315e-08
[120 empty] | 7.3.3.17.5 (Remote Grid) Updates to grid topology to minimize risk of ignition in HFTDs Remote GridWLDFRContaminationAggregated | WLDFR | HFTD - Distribution - Tier 3 - 4QU CoRE ¦ 5QU LoRE | Non-Red Flag Warning - Destructive Fires | Contamination | Aggregated | 2042 | 1.4419e-09 | 117.3278 | 1.6917e-07 | 2042 | Mitigation | 0.95 | 45 | 0 | esc | 0.00097009 | 1.3987e-12 | 0.00097009 | 1.3987e-12 | 0.03594 | 1.2661e-08 | 0 | 0
[120 empty] | 7.3.3.17.5 (Remote Grid) Updates to grid topology to minimize risk of ignition in HFTDs Remote GridWLDFRContaminationAggregated | WLDFR | HFTD - Distribution - Tier 3 - 4QU CoRE ¦ 5QU LoRE | Non-Red Flag Warning - Destructive Fires | Contamination | Aggregated | 2043 | 1.4419e-09 | 117.3278 | 1.6917e-07 | 2043 | Mitigation | 0.95 | 45 | 0 | esc | 0.00097009 | 1.3987e-12 | 0.00097009 | 1.3987e-12 | 0.03594 | 1.2661e-08 | 0 | 0
[120 empty] | 7.3.3.17.5 (Remote Grid) Updates to grid topology to minimize risk of ignition in HFTDs Remote GridWLDFRContaminationAggregated | WLDFR | HFTD - Distribution - Tier 3 - 4QU CoRE ¦ 5QU LoRE | Non-Red Flag Warning - Destructive Fires | Contamination | Aggregated | 2044 | 1.4419e-09 | 117.3278 | 1.6917e-07 | 2044 | Mitigation | 0.95 | 45 | 0 | esc | 0.00097009 | 1.3987e-12 | 0.00097009 | 1.3987e-12 | 0.03594 | 1.2661e-08 | 0.00988 | 1.1046e-08
[120 empty] | 7.3.3.17.5 (Remote Grid) Updates to grid topology to minimize risk of ignition in HFTDs Remote GridWLDFRContaminationAggregated | WLDFR | HFTD - Distribution - Tier 3 - 4QU CoRE ¦ 5QU LoRE | Non-Red Flag Warning - Destructive Fires | Contamination | Aggregated | 2045 | 1.4419e-09 | 117.3278 | 1.6917e-07 | 2045 | Mitigation | 0.95 | 45 | 0 | esc | 0.00097009 | 1.3987e-12 | 0.00097009 | 1.3987e-12 | 0.03594 | 1.2661e-08 | 0.00988 | 1.1046e-08
[120 empty] | 7.3.3.17.5 (Remote Grid) Updates to grid topology to minimize risk of ignition in HFTDs Remote GridWLDFRContaminationAggregated | WLDFR | HFTD - Distribution - Tier 3 - 4QU CoRE ¦ 5QU LoRE | Non-Red Flag Warning - Destructive Fires | Contamination | Aggregated | 2046 | 1.4419e-09 | 117.3278 | 1.6917e-07 | 2046 | Mitigation | 0.95 | 45 | 0 | esc | 0.00097009 | 1.3987e-12 | 0.00097009 | 1.3987e-12 | 0.03594 | 1.2661e-08 | 0.00988 | 1.1046e-08
[120 empty] | 7.3.3.17.5 (Remote Grid) Updates to grid topology to minimize risk of ignition in HFTDs Remote GridWLDFRContaminationAggregated | WLDFR | HFTD - Distribution - Tier 3 - 4QU CoRE ¦ 5QU LoRE | Non-Red Flag Warning - Destructive Fires | Contamination | Aggregated | 2047 | 1.4419e-09 | 117.3278 | 1.6917e-07 | 2047 | Mitigation | 0.95 | 45 | 0 | esc | 0.00097009 | 1.3987e-12 | 0.00097009 | 1.3987e-12 | 0.03594 | 1.2661e-08 | 0.00988 | 1.1046e-08
[120 empty] | 7.3.3.17.5 (Remote Grid) Updates to grid topology to minimize risk of ignition in HFTDs Remote GridWLDFRContaminationAggregated | WLDFR | HFTD - Distribution - Tier 3 - 4QU CoRE ¦ 5QU LoRE | Non-Red Flag Warning - Destructive Fires | Contamination | Aggregated | 2048 | 1.4419e-09 | 117.3278 | 1.6917e-07 | 2048 | Mitigation | 0.95 | 45 | 0 | esc | 0.00097009 | 1.3987e-12 | 0.00097009 | 1.3987e-12 | 0.03594 | 1.2661e-08 | 0.00988 | 1.1046e-08
[120 empty] | 7.3.3.17.5 (Remote Grid) Updates to grid topology to minimize risk of ignition in HFTDs Remote GridWLDFRContaminationAggregated | WLDFR | HFTD - Distribution - Tier 3 - 4QU CoRE ¦ 5QU LoRE | Non-Red Flag Warning - Destructive Fires | Contamination | Aggregated | 2049 | 1.4419e-09 | 117.3278 | 1.6917e-07 | 2049 | Mitigation | 0.95 | 45 | 0 | esc | 0.00097009 | 1.3987e-12 | 0.00097009 | 1.3987e-12 | 0.03594 | 1.2661e-08 | 0.00988 | 1.1046e-08
[120 empty] | 7.3.3.17.5 (Remote Grid) Updates to grid topology to minimize risk of ignition in HFTDs Remote GridWLDFRContaminationAggregated | WLDFR | HFTD - Distribution - Tier 3 - 4QU CoRE ¦ 5QU LoRE | Non-Red Flag Warning - Destructive Fires | Contamination | Aggregated | 2050 | 1.4419e-09 | 117.3278 | 1.6917e-07 | 2050 | Mitigation | 0.95 | 45 | 0 | esc | 0.00097009 | 1.3987e-12 | 0.00097009 | 1.3987e-12 | 0.03594 | 1.2661e-08 | 0.00988 | 1.1046e-08
[120 empty] | 7.3.3.17.5 (Remote Grid) Updates to grid topology to minimize risk of ignition in HFTDs Remote GridWLDFRContaminationAggregated | WLDFR | HFTD - Distribution - Tier 3 - 4QU CoRE ¦ 5QU LoRE | Non-Red Flag Warning - Destructive Fires | Contamination | Aggregated | 2051 | 1.4419e-09 | 117.3278 | 1.6917e-07 | 2051 | Mitigation | 0.95 | 45 | 0 | esc | 0.00097009 | 1.3987e-12 | 0.00097009 | 1.3987e-12 | 0.03594 | 1.2661e-08 | 0.00988 | 1.1046e-08
[120 empty] | 7.3.3.17.5 (Remote Grid) Updates to grid topology to minimize risk of ignition in HFTDs Remote GridWLDFRContaminationAggregated | WLDFR | HFTD - Distribution - Tier 3 - 4QU CoRE ¦ 5QU LoRE | Non-Red Flag Warning - Destructive Fires | Contamination | Aggregated | 2052 | 1.4419e-09 | 117.3278 | 1.6917e-07 | 2052 | Mitigation | 0.95 | 45 | 0 | esc | 0.00097009 | 1.3987e-12 | 0.00097009 | 1.3987e-12 | 0 | 0 | 0.00988 | 1.1046e-08
[120 empty] | 7.3.3.17.5 (Remote Grid) Updates to grid topology to minimize risk of ignition in HFTDs Remote GridWLDFRContaminationAggregated | WLDFR | HFTD - Distribution - Tier 3 - 4QU CoRE ¦ 5QU LoRE | Non-Red Flag Warning - Destructive Fires | Contamination | Aggregated | 2053 | 1.4419e-09 | 117.3278 | 1.6917e-07 | 2053 | Mitigation | 0.95 | 45 | 0 | esc | 0.00097009 | 1.3987e-12 | 0.00097009 | 1.3987e-12 | 0.03594 | 1.5397e-05 | 0.00988 | 1.1046e-08
[120 empty] | 7.3.3.17.5 (Remote Grid) Updates to grid topology to minimize risk of ignition in HFTDs Remote GridWLDFRContaminationAggregated | WLDFR | HFTD - Distribution - Tier 3 - 4QU CoRE ¦ 5QU LoRE | Non-Red Flag Warning - Destructive Fires | Contamination | Aggregated | 2054 | 1.4419e-09 | 117.3278 | 1.6917e-07 | 2054 | Mitigation | 0.95 | 45 | 0 | esc | 0.00097009 | 1.3987e-12 | 0.00097009 | 1.3987e-12 | 0.03594 | 1.5397e-05 | 0.00988 | 1.1046e-08
[120 empty] | 7.3.3.17.5 (Remote Grid) Updates to grid topology to minimize risk of ignition in HFTDs Remote GridWLDFRContaminationAggregated | WLDFR | HFTD - Distribution - Tier 3 - 4QU CoRE ¦ 5QU LoRE | Non-Red Flag Warning - Destructive Fires | Contamination | Aggregated | 2055 | 1.4419e-09 | 117.3278 | 1.6917e-07 | 2055 | Mitigation | 0.95 | 45 | 0 | esc | 0.00097009 | 1.3987e-12 | 0.00097009 | 1.3987e-12 | 0.03594 | 1.5397e-05 | 0.00988 | 1.1046e-08
[120 empty] | 7.3.3.17.5 (Remote Grid) Updates to grid topology to minimize risk of ignition in HFTDs Remote GridWLDFRContaminationAggregated | WLDFR | HFTD - Distribution - Tier 3 - 4QU CoRE ¦ 5QU LoRE | Non-Red Flag Warning - Destructive Fires | Contamination | Aggregated | 2056 | 1.4419e-09 | 117.3278 | 1.6917e-07 | 2056 | Mitigation | 0.95 | 45 | 0 | esc | 0.00097009 | 1.3987e-12 | 0.00097009 | 1.3987e-12 | 0.03594 | 1.5397e-05 | 0.00988 | 1.1046e-08
[120 empty] | 7.3.3.17.5 (Remote Grid) Updates to grid topology to minimize risk of ignition in HFTDs Remote GridWLDFRContaminationAggregated | WLDFR | HFTD - Distribution - Tier 3 - 4QU CoRE ¦ 5QU LoRE | Non-Red Flag Warning - Destructive Fires | Contamination | Aggregated | 2057 | 1.4419e-09 | 117.3278 | 1.6917e-07 | 2057 | Mitigation | 0.95 | 45 | 0 | esc | 0.00097009 | 1.3987e-12 | 0.00097009 | 1.3987e-12 | 0.03594 | 1.5397e-05 | 0.00988 | 1.1046e-08
[120 empty] | 7.3.3.17.5 (Remote Grid) Updates to grid topology to minimize risk of ignition in HFTDs Remote GridWLDFRContaminationAggregated | WLDFR | HFTD - Distribution - Tier 3 - 4QU CoRE ¦ 5QU LoRE | Non-Red Flag Warning - Destructive Fires | Contamination | Aggregated | 2058 | 1.4419e-09 | 117.3278 | 1.6917e-07 | 2058 | Mitigation | 0.95 | 45 | 0 | esc | 0.00097009 | 1.3987e-12 | 0.00097009 | 1.3987e-12 | 0.03594 | 1.5397e-05 | 0.00988 | 1.1046e-08
[120 empty] | 7.3.3.17.5 (Remote Grid) Updates to grid topology to minimize risk of ignition in HFTDs Remote GridWLDFRContaminationAggregated | WLDFR | HFTD - Distribution - Tier 3 - 4QU CoRE ¦ 5QU LoRE | Non-Red Flag Warning - Destructive Fires | Contamination | Aggregated | 2059 | 1.4419e-09 | 117.3278 | 1.6917e-07 | 2059 | Mitigation | 0.95 | 45 | 0 | esc | 0.00097009 | 1.3987e-12 | 0.00097009 | 1.3987e-12 | 0.03594 | 1.5397e-05 | 0.00988 | 1.1046e-08
[120 empty] | 7.3.3.17.5 (Remote Grid) Updates to grid topology to minimize risk of ignition in HFTDs Remote GridWLDFRContaminationAggregated | WLDFR | HFTD - Distribution - Tier 3 - 4QU CoRE ¦ 5QU LoRE | Non-Red Flag Warning - Destructive Fires | Contamination | Aggregated | 2060 | 1.4419e-09 | 117.3278 | 1.6917e-07 | 2060 | Mitigation | 0.95 | 45 | 0 | esc | 0.00097009 | 1.3987e-12 | 0.00097009 | 1.3987e-12 | 0.03594 | 1.5397e-05 | 0.00988 | 1.1046e-08
[120 empty] | 7.3.3.17.5 (Remote Grid) Updates to grid topology to minimize risk of ignition in HFTDs Remote GridWLDFRContaminationAggregated | WLDFR | HFTD - Distribution - Tier 3 - 4QU CoRE ¦ 5QU LoRE | Non-Red Flag Warning - Destructive Fires | Contamination | Aggregated | 2061 | 1.4419e-09 | 117.3278 | 1.6917e-07 | 2061 | Mitigation | 0.95 | 45 | 0 | esc | 0.00097009 | 1.3987e-12 | 0.00097009 | 1.3987e-12 | 0.03594 | 1.5397e-05 | 0.00988 | 1.1046e-08
[120 empty] | 7.3.3.17.5 (Remote Grid) Updates to grid topology to minimize risk of ignition in HFTDs Remote GridWLDFRContaminationAggregated | WLDFR | HFTD - Distribution - Tier 3 - 4QU CoRE ¦ 5QU LoRE | Non-Red Flag Warning - Destructive Fires | Contamination | Aggregated | 2062 | 1.4419e-09 | 117.3278 | 1.6917e-07 | 2062 | Mitigation | 0.95 | 45 | 0 | esc | 0.00097009 | 1.3987e-12 | 0.00097009 | 1.3987e-12 | 0.03594 | 1.5397e-05 | 0.00988 | 1.1046e-08
[120 empty] | 7.3.3.17.5 (Remote Grid) Updates to grid topology to minimize risk of ignition in HFTDs Remote GridWLDFRContaminationAggregated | WLDFR | HFTD - Distribution - Tier 3 - 4QU CoRE ¦ 5QU LoRE | Non-Red Flag Warning - Destructive Fires | Contamination | Aggregated | 2063 | 1.4419e-09 | 117.3278 | 1.6917e-07 | 2063 | Mitigation | 0.95 | 45 | 0 | esc | 0.00097009 | 1.3987e-12 | 0.00097009 | 1.3987e-12 | 0.03594 | 1.5397e-05 | 0.00988 | 1.1046e-08
[120 empty] | 7.3.3.17.5 (Remote Grid) Updates to grid topology to minimize risk of ignition in HFTDs Remote GridWLDFRContaminationAggregated | WLDFR | HFTD - Distribution - Tier 3 - 4QU CoRE ¦ 5QU LoRE | Non-Red Flag Warning - Destructive Fires | Contamination | Aggregated | 2064 | 1.4419e-09 | 117.3278 | 1.6917e-07 | 2064 | Mitigation | 0.95 | 45 | 0 | esc | 0.00097009 | 1.3987e-12 | 0.00097009 | 1.3987e-12 | 0.03594 | 1.5397e-05 | 0.00988 | 1.1046e-08
[120 empty] | 7.3.3.17.5 (Remote Grid) Updates to grid topology to minimize risk of ignition in HFTDs Remote GridWLDFRContaminationAggregated | WLDFR | HFTD - Distribution - Tier 3 - 4QU CoRE ¦ 5QU LoRE | Non-Red Flag Warning - Destructive Fires | Contamination | Aggregated | 2065 | 1.4419e-09 | 117.3278 | 1.6917e-07 | 2065 | Mitigation | 0.95 | 45 | 0 | esc | 0.00097009 | 1.3987e-12 | 0.00097009 | 1.3987e-12 | 0.03594 | 1.5397e-05 | 0.00988 | 1.1046e-08
[120 empty] | 7.3.3.17.5 (Remote Grid) Updates to grid topology to minimize risk of ignition in HFTDs Remote GridWLDFRContaminationAggregated | WLDFR | HFTD - Distribution - Tier 3 - 4QU CoRE ¦ 5QU LoRE | Non-Red Flag Warning - Destructive Fires | Contamination | Aggregated | 2066 | 1.4419e-09 | 117.3278 | 1.6917e-07 | 2066 | Mitigation | 0.95 | 45 | 0 | esc | 0.00097009 | 1.3987e-12 | 0.00097009 | 1.3987e-12 | 0.03594 | 1.5397e-05 | 0.00988 | 1.1046e-08
[120 empty] | 7.3.3.17.5 (Remote Grid) Updates to grid topology to minimize risk of ignition in HFTDs Remote GridWLDFRContaminationAggregated | WLDFR | HFTD - Distribution - Tier 3 - 4QU CoRE ¦ 5QU LoRE | Non-Red Flag Warning - Destructive Fires | Contamination | Aggregated | 2067 | 1.4419e-09 | 117.3278 | 1.6917e-07 | 2067 | Mitigation | 0.95 | 45 | 0 | esc | 0 | 0 | 0.00097009 | 1.3987e-12 | 0.03594 | 1.5397e-05 | 0.00988 | 1.1046e-08
[120 empty] | 7.3.3.17.5 (Remote Grid) Updates to grid topology to minimize risk of ignition in HFTDs Remote GridWLDFREquipment / facility failureAggregated | WLDFR | HFTD - Distribution - Tier 3 - 4QU CoRE ¦ 5QU LoRE | Non-Red Flag Warning - Destructive Fires | Equipment / facility failure | Aggregated | 2022 | 1.4502e-08 | 117.3278 | 1.7015e-06 | 2022 | Mitigation | 0.95 | 45 | 0 | esc | 0.00097009 | 1.4068e-11 | 0 | 0 | 0.03594 | 1.5397e-05 | 0.00988 | 1.1046e-08
[120 empty] | 7.3.3.17.5 (Remote Grid) Updates to grid topology to minimize risk of ignition in HFTDs Remote GridWLDFREquipment / facility failureAggregated | WLDFR | HFTD - Distribution - Tier 3 - 4QU CoRE ¦ 5QU LoRE | Non-Red Flag Warning - Destructive Fires | Equipment / facility failure | Aggregated | 2023 | 1.4502e-08 | 117.3278 | 1.7015e-06 | 2023 | Mitigation | 0.95 | 45 | 0 | esc | 0.00097009 | 1.4068e-11 | 0.00097009 | 1.4068e-11 | 0.03594 | 1.5397e-05 | 0.00988 | 1.1046e-08
[120 empty] | 7.3.3.17.5 (Remote Grid) Updates to grid topology to minimize risk of ignition in HFTDs Remote GridWLDFREquipment / facility failureAggregated | WLDFR | HFTD - Distribution - Tier 3 - 4QU CoRE ¦ 5QU LoRE | Non-Red Flag Warning - Destructive Fires | Equipment / facility failure | Aggregated | 2024 | 1.4502e-08 | 117.3278 | 1.7015e-06 | 2024 | Mitigation | 0.95 | 45 | 0 | esc | 0.00097009 | 1.4068e-11 | 0.00097009 | 1.4068e-11 | 0.03594 | 1.5397e-05 | 0.00988 | 1.1046e-08
[120 empty] | 7.3.3.17.5 (Remote Grid) Updates to grid topology to minimize risk of ignition in HFTDs Remote GridWLDFREquipment / facility failureAggregated | WLDFR | HFTD - Distribution - Tier 3 - 4QU CoRE ¦ 5QU LoRE | Non-Red Flag Warning - Destructive Fires | Equipment / facility failure | Aggregated | 2025 | 1.4502e-08 | 117.3278 | 1.7015e-06 | 2025 | Mitigation | 0.95 | 45 | 0 | esc | 0.00097009 | 1.4068e-11 | 0.00097009 | 1.4068e-11 | 0.03594 | 1.5397e-05 | 0.00988 | 1.1046e-08
[120 empty] | 7.3.3.17.5 (Remote Grid) Updates to grid topology to minimize risk of ignition in HFTDs Remote GridWLDFREquipment / facility failureAggregated | WLDFR | HFTD - Distribution - Tier 3 - 4QU CoRE ¦ 5QU LoRE | Non-Red Flag Warning - Destructive Fires | Equipment / facility failure | Aggregated | 2026 | 1.4502e-08 | 117.3278 | 1.7015e-06 | 2026 | Mitigation | 0.95 | 45 | 0 | esc | 0.00097009 | 1.4068e-11 | 0.00097009 | 1.4068e-11 | 0.03594 | 1.5397e-05 | 0.00988 | 1.1046e-08
[120 empty] | 7.3.3.17.5 (Remote Grid) Updates to grid topology to minimize risk of ignition in HFTDs Remote GridWLDFREquipment / facility failureAggregated | WLDFR | HFTD - Distribution - Tier 3 - 4QU CoRE ¦ 5QU LoRE | Non-Red Flag Warning - Destructive Fires | Equipment / facility failure | Aggregated | 2027 | 1.4502e-08 | 117.3278 | 1.7015e-06 | 2027 | Mitigation | 0.95 | 45 | 0 | esc | 0.00097009 | 1.4068e-11 | 0.00097009 | 1.4068e-11 | 0.03594 | 1.5397e-05 | 0.00988 | 1.1046e-08
[120 empty] | 7.3.3.17.5 (Remote Grid) Updates to grid topology to minimize risk of ignition in HFTDs Remote GridWLDFREquipment / facility failureAggregated | WLDFR | HFTD - Distribution - Tier 3 - 4QU CoRE ¦ 5QU LoRE | Non-Red Flag Warning - Destructive Fires | Equipment / facility failure | Aggregated | 2028 | 1.4502e-08 | 117.3278 | 1.7015e-06 | 2028 | Mitigation | 0.95 | 45 | 0 | esc | 0.00097009 | 1.4068e-11 | 0.00097009 | 1.4068e-11 | 0.03594 | 1.5397e-05 | 0 | 0
[120 empty] | 7.3.3.17.5 (Remote Grid) Updates to grid topology to minimize risk of ignition in HFTDs Remote GridWLDFREquipment / facility failureAggregated | WLDFR | HFTD - Distribution - Tier 3 - 4QU CoRE ¦ 5QU LoRE | Non-Red Flag Warning - Destructive Fires | Equipment / facility failure | Aggregated | 2029 | 1.4502e-08 | 117.3278 | 1.7015e-06 | 2029 | Mitigation | 0.95 | 45 | 0 | esc | 0.00097009 | 1.4068e-11 | 0.00097009 | 1.4068e-11 | 0.03594 | 1.5397e-05 | 0 | 0
[120 empty] | 7.3.3.17.5 (Remote Grid) Updates to grid topology to minimize risk of ignition in HFTDs Remote GridWLDFREquipment / facility failureAggregated | WLDFR | HFTD - Distribution - Tier 3 - 4QU CoRE ¦ 5QU LoRE | Non-Red Flag Warning - Destructive Fires | Equipment / facility failure | Aggregated | 2030 | 1.4502e-08 | 117.3278 | 1.7015e-06 | 2030 | Mitigation | 0.95 | 45 | 0 | esc | 0.00097009 | 1.4068e-11 | 0.00097009 | 1.4068e-11 | 0.03594 | 1.5397e-05 | 0.0085129 | 7.8179e-09
[120 empty] | 7.3.3.17.5 (Remote Grid) Updates to grid topology to minimize risk of ignition in HFTDs Remote GridWLDFREquipment / facility failureAggregated | WLDFR | HFTD - Distribution - Tier 3 - 4QU CoRE ¦ 5QU LoRE | Non-Red Flag Warning - Destructive Fires | Equipment / facility failure | Aggregated | 2031 | 1.4502e-08 | 117.3278 | 1.7015e-06 | 2031 | Mitigation | 0.95 | 45 | 0 | esc | 0.00097009 | 1.4068e-11 | 0.00097009 | 1.4068e-11 | 0.03594 | 1.5397e-05 | 0.0085129 | 7.8179e-09
[120 empty] | 7.3.3.17.5 (Remote Grid) Updates to grid topology to minimize risk of ignition in HFTDs Remote GridWLDFREquipment / facility failureAggregated | WLDFR | HFTD - Distribution - Tier 3 - 4QU CoRE ¦ 5QU LoRE | Non-Red Flag Warning - Destructive Fires | Equipment / facility failure | Aggregated | 2032 | 1.4502e-08 | 117.3278 | 1.7015e-06 | 2032 | Mitigation | 0.95 | 45 | 0 | esc | 0.00097009 | 1.4068e-11 | 0.00097009 | 1.4068e-11 | 0.03594 | 1.5397e-05 | 0.0085129 | 7.8179e-09
[120 empty] | 7.3.3.17.5 (Remote Grid) Updates to grid topology to minimize risk of ignition in HFTDs Remote GridWLDFREquipment / facility failureAggregated | WLDFR | HFTD - Distribution - Tier 3 - 4QU CoRE ¦ 5QU LoRE | Non-Red Flag Warning - Destructive Fires | Equipment / facility failure | Aggregated | 2033 | 1.4502e-08 | 117.3278 | 1.7015e-06 | 2033 | Mitigation | 0.95 | 45 | 0 | esc | 0.00097009 | 1.4068e-11 | 0.00097009 | 1.4068e-11 | 0.03594 | 1.5397e-05 | 0.0085129 | 7.8179e-09
[120 empty] | 7.3.3.17.5 (Remote Grid) Updates to grid topology to minimize risk of ignition in HFTDs Remote GridWLDFREquipment / facility failureAggregated | WLDFR | HFTD - Distribution - Tier 3 - 4QU CoRE ¦ 5QU LoRE | Non-Red Flag Warning - Destructive Fires | Equipment / facility failure | Aggregated | 2034 | 1.4502e-08 | 117.3278 | 1.7015e-06 | 2034 | Mitigation | 0.95 | 45 | 0 | esc | 0.00097009 | 1.4068e-11 | 0.00097009 | 1.4068e-11 | 0.03594 | 1.5397e-05 | 0.0085129 | 7.8179e-09
[120 empty] | 7.3.3.17.5 (Remote Grid) Updates to grid topology to minimize risk of ignition in HFTDs Remote GridWLDFREquipment / facility failureAggregated | WLDFR | HFTD - Distribution - Tier 3 - 4QU CoRE ¦ 5QU LoRE | Non-Red Flag Warning - Destructive Fires | Equipment / facility failure | Aggregated | 2035 | 1.4502e-08 | 117.3278 | 1.7015e-06 | 2035 | Mitigation | 0.95 | 45 | 0 | esc | 0.00097009 | 1.4068e-11 | 0.00097009 | 1.4068e-11 | 0.03594 | 1.5397e-05 | 0.0085129 | 7.8179e-09
[120 empty] | 7.3.3.17.5 (Remote Grid) Updates to grid topology to minimize risk of ignition in HFTDs Remote GridWLDFREquipment / facility failureAggregated | WLDFR | HFTD - Distribution - Tier 3 - 4QU CoRE ¦ 5QU LoRE | Non-Red Flag Warning - Destructive Fires | Equipment / facility failure | Aggregated | 2036 | 1.4502e-08 | 117.3278 | 1.7015e-06 | 2036 | Mitigation | 0.95 | 45 | 0 | esc | 0.00097009 | 1.4068e-11 | 0.00097009 | 1.4068e-11 | 0.03594 | 1.5397e-05 | 0.0085129 | 7.8179e-09
[120 empty] | 7.3.3.17.5 (Remote Grid) Updates to grid topology to minimize risk of ignition in HFTDs Remote GridWLDFREquipment / facility failureAggregated | WLDFR | HFTD - Distribution - Tier 3 - 4QU CoRE ¦ 5QU LoRE | Non-Red Flag Warning - Destructive Fires | Equipment / facility failure | Aggregated | 2037 | 1.4502e-08 | 117.3278 | 1.7015e-06 | 2037 | Mitigation | 0.95 | 45 | 0 | esc | 0.00097009 | 1.4068e-11 | 0.00097009 | 1.4068e-11 | 0.03594 | 1.5397e-05 | 0.0085129 | 7.8179e-09
[120 empty] | 7.3.3.17.5 (Remote Grid) Updates to grid topology to minimize risk of ignition in HFTDs Remote GridWLDFREquipment / facility failureAggregated | WLDFR | HFTD - Distribution - Tier 3 - 4QU CoRE ¦ 5QU LoRE | Non-Red Flag Warning - Destructive Fires | Equipment / facility failure | Aggregated | 2038 | 1.4502e-08 | 117.3278 | 1.7015e-06 | 2038 | Mitigation | 0.95 | 45 | 0 | esc | 0.00097009 | 1.4068e-11 | 0.00097009 | 1.4068e-11 | 0.03594 | 1.5397e-05 | 0.0085129 | 7.8179e-09
[120 empty] | 7.3.3.17.5 (Remote Grid) Updates to grid topology to minimize risk of ignition in HFTDs Remote GridWLDFREquipment / facility failureAggregated | WLDFR | HFTD - Distribution - Tier 3 - 4QU CoRE ¦ 5QU LoRE | Non-Red Flag Warning - Destructive Fires | Equipment / facility failure | Aggregated | 2039 | 1.4502e-08 | 117.3278 | 1.7015e-06 | 2039 | Mitigation | 0.95 | 45 | 0 | esc | 0.00097009 | 1.4068e-11 | 0.00097009 | 1.4068e-11 | 0.03594 | 1.5397e-05 | 0.0085129 | 7.8179e-09
[120 empty] | 7.3.3.17.5 (Remote Grid) Updates to grid topology to minimize risk of ignition in HFTDs Remote GridWLDFREquipment / facility failureAggregated | WLDFR | HFTD - Distribution - Tier 3 - 4QU CoRE ¦ 5QU LoRE | Non-Red Flag Warning - Destructive Fires | Equipment / facility failure | Aggregated | 2040 | 1.4502e-08 | 117.3278 | 1.7015e-06 | 2040 | Mitigation | 0.95 | 45 | 0 | esc | 0.00097009 | 1.4068e-11 | 0.00097009 | 1.4068e-11 | 0.03594 | 1.5397e-05 | 0.0085129 | 7.8179e-09
[120 empty] | 7.3.3.17.5 (Remote Grid) Updates to grid topology to minimize risk of ignition in HFTDs Remote GridWLDFREquipment / facility failureAggregated | WLDFR | HFTD - Distribution - Tier 3 - 4QU CoRE ¦ 5QU LoRE | Non-Red Flag Warning - Destructive Fires | Equipment / facility failure | Aggregated | 2041 | 1.4502e-08 | 117.3278 | 1.7015e-06 | 2041 | Mitigation | 0.95 | 45 | 0 | esc | 0.00097009 | 1.4068e-11 | 0.00097009 | 1.4068e-11 | 0.03594 | 1.5397e-05 | 0.0085129 | 7.8179e-09
[120 empty] | 7.3.3.17.5 (Remote Grid) Updates to grid topology to minimize risk of ignition in HFTDs Remote GridWLDFREquipment / facility failureAggregated | WLDFR | HFTD - Distribution - Tier 3 - 4QU CoRE ¦ 5QU LoRE | Non-Red Flag Warning - Destructive Fires | Equipment / facility failure | Aggregated | 2042 | 1.4502e-08 | 117.3278 | 1.7015e-06 | 2042 | Mitigation | 0.95 | 45 | 0 | esc | 0.00097009 | 1.4068e-11 | 0.00097009 | 1.4068e-11 | 0.03594 | 1.5397e-05 | 0.0085129 | 7.8179e-09
[120 empty] | 7.3.3.17.5 (Remote Grid) Updates to grid topology to minimize risk of ignition in HFTDs Remote GridWLDFREquipment / facility failureAggregated | WLDFR | HFTD - Distribution - Tier 3 - 4QU CoRE ¦ 5QU LoRE | Non-Red Flag Warning - Destructive Fires | Equipment / facility failure | Aggregated | 2043 | 1.4502e-08 | 117.3278 | 1.7015e-06 | 2043 | Mitigation | 0.95 | 45 | 0 | esc | 0.00097009 | 1.4068e-11 | 0.00097009 | 1.4068e-11 | 0.03594 | 1.5397e-05 | 0.0085129 | 7.8179e-09
[120 empty] | 7.3.3.17.5 (Remote Grid) Updates to grid topology to minimize risk of ignition in HFTDs Remote GridWLDFREquipment / facility failureAggregated | WLDFR | HFTD - Distribution - Tier 3 - 4QU CoRE ¦ 5QU LoRE | Non-Red Flag Warning - Destructive Fires | Equipment / facility failure | Aggregated | 2044 | 1.4502e-08 | 117.3278 | 1.7015e-06 | 2044 | Mitigation | 0.95 | 45 | 0 | esc | 0.00097009 | 1.4068e-11 | 0.00097009 | 1.4068e-11 | 0.03594 | 1.5397e-05 | 0.0085129 | 7.8179e-09
[120 empty] | 7.3.3.17.5 (Remote Grid) Updates to grid topology to minimize risk of ignition in HFTDs Remote GridWLDFREquipment / facility failureAggregated | WLDFR | HFTD - Distribution - Tier 3 - 4QU CoRE ¦ 5QU LoRE | Non-Red Flag Warning - Destructive Fires | Equipment / facility failure | Aggregated | 2045 | 1.4502e-08 | 117.3278 | 1.7015e-06 | 2045 | Mitigation | 0.95 | 45 | 0 | esc | 0.00097009 | 1.4068e-11 | 0.00097009 | 1.4068e-11 | 0.03594 | 1.5397e-05 | 0.0085129 | 7.8179e-09
[120 empty] | 7.3.3.17.5 (Remote Grid) Updates to grid topology to minimize risk of ignition in HFTDs Remote GridWLDFREquipment / facility failureAggregated | WLDFR | HFTD - Distribution - Tier 3 - 4QU CoRE ¦ 5QU LoRE | Non-Red Flag Warning - Destructive Fires | Equipment / facility failure | Aggregated | 2046 | 1.4502e-08 | 117.3278 | 1.7015e-06 | 2046 | Mitigation | 0.95 | 45 | 0 | esc | 0.00097009 | 1.4068e-11 | 0.00097009 | 1.4068e-11 | 0.03594 | 1.5397e-05 | 0.0085129 | 7.8179e-09
[120 empty] | 7.3.3.17.5 (Remote Grid) Updates to grid topology to minimize risk of ignition in HFTDs Remote GridWLDFREquipment / facility failureAggregated | WLDFR | HFTD - Distribution - Tier 3 - 4QU CoRE ¦ 5QU LoRE | Non-Red Flag Warning - Destructive Fires | Equipment / facility failure | Aggregated | 2047 | 1.4502e-08 | 117.3278 | 1.7015e-06 | 2047 | Mitigation | 0.95 | 45 | 0 | esc | 0.00097009 | 1.4068e-11 | 0.00097009 | 1.4068e-11 | 0.03594 | 1.5397e-05 | 0.0085129 | 7.8179e-09
[120 empty] | 7.3.3.17.5 (Remote Grid) Updates to grid topology to minimize risk of ignition in HFTDs Remote GridWLDFREquipment / facility failureAggregated | WLDFR | HFTD - Distribution - Tier 3 - 4QU CoRE ¦ 5QU LoRE | Non-Red Flag Warning - Destructive Fires | Equipment / facility failure | Aggregated | 2048 | 1.4502e-08 | 117.3278 | 1.7015e-06 | 2048 | Mitigation | 0.95 | 45 | 0 | esc | 0.00097009 | 1.4068e-11 | 0.00097009 | 1.4068e-11 | 0.03594 | 1.5397e-05 | 0.0085129 | 7.8179e-09
[120 empty] | 7.3.3.17.5 (Remote Grid) Updates to grid topology to minimize risk of ignition in HFTDs Remote GridWLDFREquipment / facility failureAggregated | WLDFR | HFTD - Distribution - Tier 3 - 4QU CoRE ¦ 5QU LoRE | Non-Red Flag Warning - Destructive Fires | Equipment / facility failure | Aggregated | 2049 | 1.4502e-08 | 117.3278 | 1.7015e-06 | 2049 | Mitigation | 0.95 | 45 | 0 | esc | 0.00097009 | 1.4068e-11 | 0.00097009 | 1.4068e-11 | 0.03594 | 1.5397e-05 | 0.0085129 | 7.8179e-09
[120 empty] | 7.3.3.17.5 (Remote Grid) Updates to grid topology to minimize risk of ignition in HFTDs Remote GridWLDFREquipment / facility failureAggregated | WLDFR | HFTD - Distribution - Tier 3 - 4QU CoRE ¦ 5QU LoRE | Non-Red Flag Warning - Destructive Fires | Equipment / facility failure | Aggregated | 2050 | 1.4502e-08 | 117.3278 | 1.7015e-06 | 2050 | Mitigation | 0.95 | 45 | 0 | esc | 0.00097009 | 1.4068e-11 | 0.00097009 | 1.4068e-11 | 0.03594 | 1.5397e-05 | 0.0085129 | 7.8179e-09
[120 empty] | 7.3.3.17.5 (Remote Grid) Updates to grid topology to minimize risk of ignition in HFTDs Remote GridWLDFREquipment / facility failureAggregated | WLDFR | HFTD - Distribution - Tier 3 - 4QU CoRE ¦ 5QU LoRE | Non-Red Flag Warning - Destructive Fires | Equipment / facility failure | Aggregated | 2051 | 1.4502e-08 | 117.3278 | 1.7015e-06 | 2051 | Mitigation | 0.95 | 45 | 0 | esc | 0.00097009 | 1.4068e-11 | 0.00097009 | 1.4068e-11 | 0.03594 | 1.5397e-05 | 0.0085129 | 7.8179e-09
[120 empty] | 7.3.3.17.5 (Remote Grid) Updates to grid topology to minimize risk of ignition in HFTDs Remote GridWLDFREquipment / facility failureAggregated | WLDFR | HFTD - Distribution - Tier 3 - 4QU CoRE ¦ 5QU LoRE | Non-Red Flag Warning - Destructive Fires | Equipment / facility failure | Aggregated | 2052 | 1.4502e-08 | 117.3278 | 1.7015e-06 | 2052 | Mitigation | 0.95 | 45 | 0 | esc | 0.00097009 | 1.4068e-11 | 0.00097009 | 1.4068e-11 | 0.03594 | 1.5397e-05 | 0.0085129 | 7.8179e-09
[120 empty] | 7.3.3.17.5 (Remote Grid) Updates to grid topology to minimize risk of ignition in HFTDs Remote GridWLDFREquipment / facility failureAggregated | WLDFR | HFTD - Distribution - Tier 3 - 4QU CoRE ¦ 5QU LoRE | Non-Red Flag Warning - Destructive Fires | Equipment / facility failure | Aggregated | 2053 | 1.4502e-08 | 117.3278 | 1.7015e-06 | 2053 | Mitigation | 0.95 | 45 | 0 | esc | 0.00097009 | 1.4068e-11 | 0.00097009 | 1.4068e-11 | 0.03594 | 1.5397e-05 | 0.0085129 | 7.8179e-09
[120 empty] | 7.3.3.17.5 (Remote Grid) Updates to grid topology to minimize risk of ignition in HFTDs Remote GridWLDFREquipment / facility failureAggregated | WLDFR | HFTD - Distribution - Tier 3 - 4QU CoRE ¦ 5QU LoRE | Non-Red Flag Warning - Destructive Fires | Equipment / facility failure | Aggregated | 2054 | 1.4502e-08 | 117.3278 | 1.7015e-06 | 2054 | Mitigation | 0.95 | 45 | 0 | esc | 0.00097009 | 1.4068e-11 | 0.00097009 | 1.4068e-11 | 0.03594 | 1.5397e-05 | 0.0085129 | 7.8179e-09
[120 empty] | 7.3.3.17.5 (Remote Grid) Updates to grid topology to minimize risk of ignition in HFTDs Remote GridWLDFREquipment / facility failureAggregated | WLDFR | HFTD - Distribution - Tier 3 - 4QU CoRE ¦ 5QU LoRE | Non-Red Flag Warning - Destructive Fires | Equipment / facility failure | Aggregated | 2055 | 1.4502e-08 | 117.3278 | 1.7015e-06 | 2055 | Mitigation | 0.95 | 45 | 0 | esc | 0.00097009 | 1.4068e-11 | 0.00097009 | 1.4068e-11 | 0.03594 | 1.5397e-05 | 0.0085129 | 7.8179e-09
[120 empty] | 7.3.3.17.5 (Remote Grid) Updates to grid topology to minimize risk of ignition in HFTDs Remote GridWLDFREquipment / facility failureAggregated | WLDFR | HFTD - Distribution - Tier 3 - 4QU CoRE ¦ 5QU LoRE | Non-Red Flag Warning - Destructive Fires | Equipment / facility failure | Aggregated | 2056 | 1.4502e-08 | 117.3278 | 1.7015e-06 | 2056 | Mitigation | 0.95 | 45 | 0 | esc | 0.00097009 | 1.4068e-11 | 0.00097009 | 1.4068e-11 | 0 | 0 | 0.0085129 | 7.8179e-09
[120 empty] | 7.3.3.17.5 (Remote Grid) Updates to grid topology to minimize risk of ignition in HFTDs Remote GridWLDFREquipment / facility failureAggregated | WLDFR | HFTD - Distribution - Tier 3 - 4QU CoRE ¦ 5QU LoRE | Non-Red Flag Warning - Destructive Fires | Equipment / facility failure | Aggregated | 2057 | 1.4502e-08 | 117.3278 | 1.7015e-06 | 2057 | Mitigation | 0.95 | 45 | 0 | esc | 0.00097009 | 1.4068e-11 | 0.00097009 | 1.4068e-11 | 0.03594 | 8.3692e-07 | 0.0085129 | 7.8179e-09
[120 empty] | 7.3.3.17.5 (Remote Grid) Updates to grid topology to minimize risk of ignition in HFTDs Remote GridWLDFREquipment / facility failureAggregated | WLDFR | HFTD - Distribution - Tier 3 - 4QU CoRE ¦ 5QU LoRE | Non-Red Flag Warning - Destructive Fires | Equipment / facility failure | Aggregated | 2058 | 1.4502e-08 | 117.3278 | 1.7015e-06 | 2058 | Mitigation | 0.95 | 45 | 0 | esc | 0.00097009 | 1.4068e-11 | 0.00097009 | 1.4068e-11 | 0.03594 | 8.3692e-07 | 0.0085129 | 7.8179e-09
[120 empty] | 7.3.3.17.5 (Remote Grid) Updates to grid topology to minimize risk of ignition in HFTDs Remote GridWLDFREquipment / facility failureAggregated | WLDFR | HFTD - Distribution - Tier 3 - 4QU CoRE ¦ 5QU LoRE | Non-Red Flag Warning - Destructive Fires | Equipment / facility failure | Aggregated | 2059 | 1.4502e-08 | 117.3278 | 1.7015e-06 | 2059 | Mitigation | 0.95 | 45 | 0 | esc | 0.00097009 | 1.4068e-11 | 0.00097009 | 1.4068e-11 | 0.03594 | 8.3692e-07 | 0.0085129 | 7.8179e-09
[120 empty] | 7.3.3.17.5 (Remote Grid) Updates to grid topology to minimize risk of ignition in HFTDs Remote GridWLDFREquipment / facility failureAggregated | WLDFR | HFTD - Distribution - Tier 3 - 4QU CoRE ¦ 5QU LoRE | Non-Red Flag Warning - Destructive Fires | Equipment / facility failure | Aggregated | 2060 | 1.4502e-08 | 117.3278 | 1.7015e-06 | 2060 | Mitigation | 0.95 | 45 | 0 | esc | 0.00097009 | 1.4068e-11 | 0.00097009 | 1.4068e-11 | 0.03594 | 8.3692e-07 | 0 | 0
[120 empty] | 7.3.3.17.5 (Remote Grid) Updates to grid topology to minimize risk of ignition in HFTDs Remote GridWLDFREquipment / facility failureAggregated | WLDFR | HFTD - Distribution - Tier 3 - 4QU CoRE ¦ 5QU LoRE | Non-Red Flag Warning - Destructive Fires | Equipment / facility failure | Aggregated | 2061 | 1.4502e-08 | 117.3278 | 1.7015e-06 | 2061 | Mitigation | 0.95 | 45 | 0 | esc | 0.00097009 | 1.4068e-11 | 0.00097009 | 1.4068e-11 | 0.03594 | 8.3692e-07 | 0 | 0
[120 empty] | 7.3.3.17.5 (Remote Grid) Updates to grid topology to minimize risk of ignition in HFTDs Remote GridWLDFREquipment / facility failureAggregated | WLDFR | HFTD - Distribution - Tier 3 - 4QU CoRE ¦ 5QU LoRE | Non-Red Flag Warning - Destructive Fires | Equipment / facility failure | Aggregated | 2062 | 1.4502e-08 | 117.3278 | 1.7015e-06 | 2062 | Mitigation | 0.95 | 45 | 0 | esc | 0.00097009 | 1.4068e-11 | 0.00097009 | 1.4068e-11 | 0.03594 | 8.3692e-07 | 0.0093087 | 3.5008e-08
[120 empty] | 7.3.3.17.5 (Remote Grid) Updates to grid topology to minimize risk of ignition in HFTDs Remote GridWLDFREquipment / facility failureAggregated | WLDFR | HFTD - Distribution - Tier 3 - 4QU CoRE ¦ 5QU LoRE | Non-Red Flag Warning - Destructive Fires | Equipment / facility failure | Aggregated | 2063 | 1.4502e-08 | 117.3278 | 1.7015e-06 | 2063 | Mitigation | 0.95 | 45 | 0 | esc | 0.00097009 | 1.4068e-11 | 0.00097009 | 1.4068e-11 | 0.03594 | 8.3692e-07 | 0.0093087 | 3.5008e-08
[120 empty] | 7.3.3.17.5 (Remote Grid) Updates to grid topology to minimize risk of ignition in HFTDs Remote GridWLDFREquipment / facility failureAggregated | WLDFR | HFTD - Distribution - Tier 3 - 4QU CoRE ¦ 5QU LoRE | Non-Red Flag Warning - Destructive Fires | Equipment / facility failure | Aggregated | 2064 | 1.4502e-08 | 117.3278 | 1.7015e-06 | 2064 | Mitigation | 0.95 | 45 | 0 | esc | 0.00097009 | 1.4068e-11 | 0.00097009 | 1.4068e-11 | 0.03594 | 8.3692e-07 | 0.0093087 | 3.5008e-08
[120 empty] | 7.3.3.17.5 (Remote Grid) Updates to grid topology to minimize risk of ignition in HFTDs Remote GridWLDFREquipment / facility failureAggregated | WLDFR | HFTD - Distribution - Tier 3 - 4QU CoRE ¦ 5QU LoRE | Non-Red Flag Warning - Destructive Fires | Equipment / facility failure | Aggregated | 2065 | 1.4502e-08 | 117.3278 | 1.7015e-06 | 2065 | Mitigation | 0.95 | 45 | 0 | esc | 0.00097009 | 1.4068e-11 | 0.00097009 | 1.4068e-11 | 0.03594 | 8.3692e-07 | 0.0093087 | 3.5008e-08
[120 empty] | 7.3.3.17.5 (Remote Grid) Updates to grid topology to minimize risk of ignition in HFTDs Remote GridWLDFREquipment / facility failureAggregated | WLDFR | HFTD - Distribution - Tier 3 - 4QU CoRE ¦ 5QU LoRE | Non-Red Flag Warning - Destructive Fires | Equipment / facility failure | Aggregated | 2066 | 1.4502e-08 | 117.3278 | 1.7015e-06 | 2066 | Mitigation | 0.95 | 45 | 0 | esc | 0.00097009 | 1.4068e-11 | 0.00097009 | 1.4068e-11 | 0.03594 | 8.3692e-07 | 0.0093087 | 3.5008e-08
[120 empty] | 7.3.3.17.5 (Remote Grid) Updates to grid topology to minimize risk of ignition in HFTDs Remote GridWLDFREquipment / facility failureAggregated | WLDFR | HFTD - Distribution - Tier 3 - 4QU CoRE ¦ 5QU LoRE | Non-Red Flag Warning - Destructive Fires | Equipment / facility failure | Aggregated | 2067 | 1.4502e-08 | 117.3278 | 1.7015e-06 | 2067 | Mitigation | 0.95 | 45 | 0 | esc | 0 | 0 | 0.00097009 | 1.4068e-11 | 0.03594 | 8.3692e-07 | 0.0093087 | 3.5008e-08
[120 empty] | 7.3.3.17.5 (Remote Grid) Updates to grid topology to minimize risk of ignition in HFTDs Remote GridWLDFRVegetation ContactAggregated | WLDFR | HFTD - Distribution - Tier 3 - 4QU CoRE ¦ 5QU LoRE | Non-Red Flag Warning - Destructive Fires | Vegetation Contact | Aggregated | 2022 | 1.5399e-07 | 117.3278 | 1.8067e-05 | 2022 | Mitigation | 0.95 | 45 | 0 | esc | 0.00097009 | 1.4938e-10 | 0 | 0 | 0.03594 | 8.3692e-07 | 0.0093087 | 3.5008e-08
[120 empty] | 7.3.3.17.5 (Remote Grid) Updates to grid topology to minimize risk of ignition in HFTDs Remote GridWLDFRVegetation ContactAggregated | WLDFR | HFTD - Distribution - Tier 3 - 4QU CoRE ¦ 5QU LoRE | Non-Red Flag Warning - Destructive Fires | Vegetation Contact | Aggregated | 2023 | 1.5399e-07 | 117.3278 | 1.8067e-05 | 2023 | Mitigation | 0.95 | 45 | 0 | esc | 0.00097009 | 1.4938e-10 | 0.00097009 | 1.4938e-10 | 0.03594 | 8.3692e-07 | 0.0093087 | 3.5008e-08
[120 empty] | 7.3.3.17.5 (Remote Grid) Updates to grid topology to minimize risk of ignition in HFTDs Remote GridWLDFRVegetation ContactAggregated | WLDFR | HFTD - Distribution - Tier 3 - 4QU CoRE ¦ 5QU LoRE | Non-Red Flag Warning - Destructive Fires | Vegetation Contact | Aggregated | 2024 | 1.5399e-07 | 117.3278 | 1.8067e-05 | 2024 | Mitigation | 0.95 | 45 | 0 | esc | 0.00097009 | 1.4938e-10 | 0.00097009 | 1.4938e-10 | 0.03594 | 8.3692e-07 | 0.0093087 | 3.5008e-08
[120 empty] | 7.3.3.17.5 (Remote Grid) Updates to grid topology to minimize risk of ignition in HFTDs Remote GridWLDFRVegetation ContactAggregated | WLDFR | HFTD - Distribution - Tier 3 - 4QU CoRE ¦ 5QU LoRE | Non-Red Flag Warning - Destructive Fires | Vegetation Contact | Aggregated | 2025 | 1.5399e-07 | 117.3278 | 1.8067e-05 | 2025 | Mitigation | 0.95 | 45 | 0 | esc | 0.00097009 | 1.4938e-10 | 0.00097009 | 1.4938e-10 | 0.03594 | 8.3692e-07 | 0.0093087 | 3.5008e-08
[120 empty] | 7.3.3.17.5 (Remote Grid) Updates to grid topology to minimize risk of ignition in HFTDs Remote GridWLDFRVegetation ContactAggregated | WLDFR | HFTD - Distribution - Tier 3 - 4QU CoRE ¦ 5QU LoRE | Non-Red Flag Warning - Destructive Fires | Vegetation Contact | Aggregated | 2026 | 1.5399e-07 | 117.3278 | 1.8067e-05 | 2026 | Mitigation | 0.95 | 45 | 0 | esc | 0.00097009 | 1.4938e-10 | 0.00097009 | 1.4938e-10 | 0.03594 | 8.3692e-07 | 0.0093087 | 3.5008e-08
[120 empty] | 7.3.3.17.5 (Remote Grid) Updates to grid topology to minimize risk of ignition in HFTDs Remote GridWLDFRVegetation ContactAggregated | WLDFR | HFTD - Distribution - Tier 3 - 4QU CoRE ¦ 5QU LoRE | Non-Red Flag Warning - Destructive Fires | Vegetation Contact | Aggregated | 2027 | 1.5399e-07 | 117.3278 | 1.8067e-05 | 2027 | Mitigation | 0.95 | 45 | 0 | esc | 0.00097009 | 1.4938e-10 | 0.00097009 | 1.4938e-10 | 0.03594 | 8.3692e-07 | 0.0093087 | 3.5008e-08
[120 empty] | 7.3.3.17.5 (Remote Grid) Updates to grid topology to minimize risk of ignition in HFTDs Remote GridWLDFRVegetation ContactAggregated | WLDFR | HFTD - Distribution - Tier 3 - 4QU CoRE ¦ 5QU LoRE | Non-Red Flag Warning - Destructive Fires | Vegetation Contact | Aggregated | 2028 | 1.5399e-07 | 117.3278 | 1.8067e-05 | 2028 | Mitigation | 0.95 | 45 | 0 | esc | 0.00097009 | 1.4938e-10 | 0.00097009 | 1.4938e-10 | 0.03594 | 8.3692e-07 | 0.0093087 | 3.5008e-08
[120 empty] | 7.3.3.17.5 (Remote Grid) Updates to grid topology to minimize risk of ignition in HFTDs Remote GridWLDFRVegetation ContactAggregated | WLDFR | HFTD - Distribution - Tier 3 - 4QU CoRE ¦ 5QU LoRE | Non-Red Flag Warning - Destructive Fires | Vegetation Contact | Aggregated | 2029 | 1.5399e-07 | 117.3278 | 1.8067e-05 | 2029 | Mitigation | 0.95 | 45 | 0 | esc | 0.00097009 | 1.4938e-10 | 0.00097009 | 1.4938e-10 | 0.03594 | 8.3692e-07 | 0.0093087 | 3.5008e-08
[120 empty] | 7.3.3.17.5 (Remote Grid) Updates to grid topology to minimize risk of ignition in HFTDs Remote GridWLDFRVegetation ContactAggregated | WLDFR | HFTD - Distribution - Tier 3 - 4QU CoRE ¦ 5QU LoRE | Non-Red Flag Warning - Destructive Fires | Vegetation Contact | Aggregated | 2030 | 1.5399e-07 | 117.3278 | 1.8067e-05 | 2030 | Mitigation | 0.95 | 45 | 0 | esc | 0.00097009 | 1.4938e-10 | 0.00097009 | 1.4938e-10 | 0.03594 | 8.3692e-07 | 0.0093087 | 3.5008e-08
[120 empty] | 7.3.3.17.5 (Remote Grid) Updates to grid topology to minimize risk of ignition in HFTDs Remote GridWLDFRVegetation ContactAggregated | WLDFR | HFTD - Distribution - Tier 3 - 4QU CoRE ¦ 5QU LoRE | Non-Red Flag Warning - Destructive Fires | Vegetation Contact | Aggregated | 2031 | 1.5399e-07 | 117.3278 | 1.8067e-05 | 2031 | Mitigation | 0.95 | 45 | 0 | esc | 0.00097009 | 1.4938e-10 | 0.00097009 | 1.4938e-10 | 0.03594 | 8.3692e-07 | 0.0093087 | 3.5008e-08
[120 empty] | 7.3.3.17.5 (Remote Grid) Updates to grid topology to minimize risk of ignition in HFTDs Remote GridWLDFRVegetation ContactAggregated | WLDFR | HFTD - Distribution - Tier 3 - 4QU CoRE ¦ 5QU LoRE | Non-Red Flag Warning - Destructive Fires | Vegetation Contact | Aggregated | 2032 | 1.5399e-07 | 117.3278 | 1.8067e-05 | 2032 | Mitigation | 0.95 | 45 | 0 | esc | 0.00097009 | 1.4938e-10 | 0.00097009 | 1.4938e-10 | 0.03594 | 8.3692e-07 | 0.0093087 | 3.5008e-08
[120 empty] | 7.3.3.17.5 (Remote Grid) Updates to grid topology to minimize risk of ignition in HFTDs Remote GridWLDFRVegetation ContactAggregated | WLDFR | HFTD - Distribution - Tier 3 - 4QU CoRE ¦ 5QU LoRE | Non-Red Flag Warning - Destructive Fires | Vegetation Contact | Aggregated | 2033 | 1.5399e-07 | 117.3278 | 1.8067e-05 | 2033 | Mitigation | 0.95 | 45 | 0 | esc | 0.00097009 | 1.4938e-10 | 0.00097009 | 1.4938e-10 | 0.03594 | 8.3692e-07 | 0.0093087 | 3.5008e-08
[120 empty] | 7.3.3.17.5 (Remote Grid) Updates to grid topology to minimize risk of ignition in HFTDs Remote GridWLDFRVegetation ContactAggregated | WLDFR | HFTD - Distribution - Tier 3 - 4QU CoRE ¦ 5QU LoRE | Non-Red Flag Warning - Destructive Fires | Vegetation Contact | Aggregated | 2034 | 1.5399e-07 | 117.3278 | 1.8067e-05 | 2034 | Mitigation | 0.95 | 45 | 0 | esc | 0.00097009 | 1.4938e-10 | 0.00097009 | 1.4938e-10 | 0.03594 | 8.3692e-07 | 0.0093087 | 3.5008e-08
[120 empty] | 7.3.3.17.5 (Remote Grid) Updates to grid topology to minimize risk of ignition in HFTDs Remote GridWLDFRVegetation ContactAggregated | WLDFR | HFTD - Distribution - Tier 3 - 4QU CoRE ¦ 5QU LoRE | Non-Red Flag Warning - Destructive Fires | Vegetation Contact | Aggregated | 2035 | 1.5399e-07 | 117.3278 | 1.8067e-05 | 2035 | Mitigation | 0.95 | 45 | 0 | esc | 0.00097009 | 1.4938e-10 | 0.00097009 | 1.4938e-10 | 0.03594 | 8.3692e-07 | 0.0093087 | 3.5008e-08
[120 empty] | 7.3.3.17.5 (Remote Grid) Updates to grid topology to minimize risk of ignition in HFTDs Remote GridWLDFRVegetation ContactAggregated | WLDFR | HFTD - Distribution - Tier 3 - 4QU CoRE ¦ 5QU LoRE | Non-Red Flag Warning - Destructive Fires | Vegetation Contact | Aggregated | 2036 | 1.5399e-07 | 117.3278 | 1.8067e-05 | 2036 | Mitigation | 0.95 | 45 | 0 | esc | 0.00097009 | 1.4938e-10 | 0.00097009 | 1.4938e-10 | 0.03594 | 8.3692e-07 | 0.0093087 | 3.5008e-08
[120 empty] | 7.3.3.17.5 (Remote Grid) Updates to grid topology to minimize risk of ignition in HFTDs Remote GridWLDFRVegetation ContactAggregated | WLDFR | HFTD - Distribution - Tier 3 - 4QU CoRE ¦ 5QU LoRE | Non-Red Flag Warning - Destructive Fires | Vegetation Contact | Aggregated | 2037 | 1.5399e-07 | 117.3278 | 1.8067e-05 | 2037 | Mitigation | 0.95 | 45 | 0 | esc | 0.00097009 | 1.4938e-10 | 0.00097009 | 1.4938e-10 | 0.03594 | 8.3692e-07 | 0.0093087 | 3.5008e-08
[120 empty] | 7.3.3.17.5 (Remote Grid) Updates to grid topology to minimize risk of ignition in HFTDs Remote GridWLDFRVegetation ContactAggregated | WLDFR | HFTD - Distribution - Tier 3 - 4QU CoRE ¦ 5QU LoRE | Non-Red Flag Warning - Destructive Fires | Vegetation Contact | Aggregated | 2038 | 1.5399e-07 | 117.3278 | 1.8067e-05 | 2038 | Mitigation | 0.95 | 45 | 0 | esc | 0.00097009 | 1.4938e-10 | 0.00097009 | 1.4938e-10 | 0.03594 | 8.3692e-07 | 0.0093087 | 3.5008e-08
[120 empty] | 7.3.3.17.5 (Remote Grid) Updates to grid topology to minimize risk of ignition in HFTDs Remote GridWLDFRVegetation ContactAggregated | WLDFR | HFTD - Distribution - Tier 3 - 4QU CoRE ¦ 5QU LoRE | Non-Red Flag Warning - Destructive Fires | Vegetation Contact | Aggregated | 2039 | 1.5399e-07 | 117.3278 | 1.8067e-05 | 2039 | Mitigation | 0.95 | 45 | 0 | esc | 0.00097009 | 1.4938e-10 | 0.00097009 | 1.4938e-10 | 0.03594 | 8.3692e-07 | 0.0093087 | 3.5008e-08
[120 empty] | 7.3.3.17.5 (Remote Grid) Updates to grid topology to minimize risk of ignition in HFTDs Remote GridWLDFRVegetation ContactAggregated | WLDFR | HFTD - Distribution - Tier 3 - 4QU CoRE ¦ 5QU LoRE | Non-Red Flag Warning - Destructive Fires | Vegetation Contact | Aggregated | 2040 | 1.5399e-07 | 117.3278 | 1.8067e-05 | 2040 | Mitigation | 0.95 | 45 | 0 | esc | 0.00097009 | 1.4938e-10 | 0.00097009 | 1.4938e-10 | 0.03594 | 8.3692e-07 | 0.0093087 | 3.5008e-08
[120 empty] | 7.3.3.17.5 (Remote Grid) Updates to grid topology to minimize risk of ignition in HFTDs Remote GridWLDFRVegetation ContactAggregated | WLDFR | HFTD - Distribution - Tier 3 - 4QU CoRE ¦ 5QU LoRE | Non-Red Flag Warning - Destructive Fires | Vegetation Contact | Aggregated | 2041 | 1.5399e-07 | 117.3278 | 1.8067e-05 | 2041 | Mitigation | 0.95 | 45 | 0 | esc | 0.00097009 | 1.4938e-10 | 0.00097009 | 1.4938e-10 | 0.03594 | 8.3692e-07 | 0.0093087 | 3.5008e-08
[120 empty] | 7.3.3.17.5 (Remote Grid) Updates to grid topology to minimize risk of ignition in HFTDs Remote GridWLDFRVegetation ContactAggregated | WLDFR | HFTD - Distribution - Tier 3 - 4QU CoRE ¦ 5QU LoRE | Non-Red Flag Warning - Destructive Fires | Vegetation Contact | Aggregated | 2042 | 1.5399e-07 | 117.3278 | 1.8067e-05 | 2042 | Mitigation | 0.95 | 45 | 0 | esc | 0.00097009 | 1.4938e-10 | 0.00097009 | 1.4938e-10 | 0.03594 | 8.3692e-07 | 0.0093087 | 3.5008e-08
[120 empty] | 7.3.3.17.5 (Remote Grid) Updates to grid topology to minimize risk of ignition in HFTDs Remote GridWLDFRVegetation ContactAggregated | WLDFR | HFTD - Distribution - Tier 3 - 4QU CoRE ¦ 5QU LoRE | Non-Red Flag Warning - Destructive Fires | Vegetation Contact | Aggregated | 2043 | 1.5399e-07 | 117.3278 | 1.8067e-05 | 2043 | Mitigation | 0.95 | 45 | 0 | esc | 0.00097009 | 1.4938e-10 | 0.00097009 | 1.4938e-10 | 0.03594 | 8.3692e-07 | 0.0093087 | 3.5008e-08
[120 empty] | 7.3.3.17.5 (Remote Grid) Updates to grid topology to minimize risk of ignition in HFTDs Remote GridWLDFRVegetation ContactAggregated | WLDFR | HFTD - Distribution - Tier 3 - 4QU CoRE ¦ 5QU LoRE | Non-Red Flag Warning - Destructive Fires | Vegetation Contact | Aggregated | 2044 | 1.5399e-07 | 117.3278 | 1.8067e-05 | 2044 | Mitigation | 0.95 | 45 | 0 | esc | 0.00097009 | 1.4938e-10 | 0.00097009 | 1.4938e-10 | 0.03594 | 8.3692e-07 | 0.0093087 | 3.5008e-08
[120 empty] | 7.3.3.17.5 (Remote Grid) Updates to grid topology to minimize risk of ignition in HFTDs Remote GridWLDFRVegetation ContactAggregated | WLDFR | HFTD - Distribution - Tier 3 - 4QU CoRE ¦ 5QU LoRE | Non-Red Flag Warning - Destructive Fires | Vegetation Contact | Aggregated | 2045 | 1.5399e-07 | 117.3278 | 1.8067e-05 | 2045 | Mitigation | 0.95 | 45 | 0 | esc | 0.00097009 | 1.4938e-10 | 0.00097009 | 1.4938e-10 | 0.03594 | 8.3692e-07 | 0.0093087 | 3.5008e-08
[120 empty] | 7.3.3.17.5 (Remote Grid) Updates to grid topology to minimize risk of ignition in HFTDs Remote GridWLDFRVegetation ContactAggregated | WLDFR | HFTD - Distribution - Tier 3 - 4QU CoRE ¦ 5QU LoRE | Non-Red Flag Warning - Destructive Fires | Vegetation Contact | Aggregated | 2046 | 1.5399e-07 | 117.3278 | 1.8067e-05 | 2046 | Mitigation | 0.95 | 45 | 0 | esc | 0.00097009 | 1.4938e-10 | 0.00097009 | 1.4938e-10 | 0.03594 | 8.3692e-07 | 0 | 0
[120 empty] | 7.3.3.17.5 (Remote Grid) Updates to grid topology to minimize risk of ignition in HFTDs Remote GridWLDFRVegetation ContactAggregated | WLDFR | HFTD - Distribution - Tier 3 - 4QU CoRE ¦ 5QU LoRE | Non-Red Flag Warning - Destructive Fires | Vegetation Contact | Aggregated | 2047 | 1.5399e-07 | 117.3278 | 1.8067e-05 | 2047 | Mitigation | 0.95 | 45 | 0 | esc | 0.00097009 | 1.4938e-10 | 0.00097009 | 1.4938e-10 | 0.03594 | 8.3692e-07 | 0 | 0
[120 empty] | 7.3.3.17.5 (Remote Grid) Updates to grid topology to minimize risk of ignition in HFTDs Remote GridWLDFRVegetation ContactAggregated | WLDFR | HFTD - Distribution - Tier 3 - 4QU CoRE ¦ 5QU LoRE | Non-Red Flag Warning - Destructive Fires | Vegetation Contact | Aggregated | 2048 | 1.5399e-07 | 117.3278 | 1.8067e-05 | 2048 | Mitigation | 0.95 | 45 | 0 | esc | 0.00097009 | 1.4938e-10 | 0.00097009 | 1.4938e-10 | 0.03594 | 8.3692e-07 | 0.0083522 | 8.2674e-09
[120 empty] | 7.3.3.17.5 (Remote Grid) Updates to grid topology to minimize risk of ignition in HFTDs Remote GridWLDFRVegetation ContactAggregated | WLDFR | HFTD - Distribution - Tier 3 - 4QU CoRE ¦ 5QU LoRE | Non-Red Flag Warning - Destructive Fires | Vegetation Contact | Aggregated | 2049 | 1.5399e-07 | 117.3278 | 1.8067e-05 | 2049 | Mitigation | 0.95 | 45 | 0 | esc | 0.00097009 | 1.4938e-10 | 0.00097009 | 1.4938e-10 | 0.03594 | 8.3692e-07 | 0.0083522 | 8.2674e-09
[120 empty] | 7.3.3.17.5 (Remote Grid) Updates to grid topology to minimize risk of ignition in HFTDs Remote GridWLDFRVegetation ContactAggregated | WLDFR | HFTD - Distribution - Tier 3 - 4QU CoRE ¦ 5QU LoRE | Non-Red Flag Warning - Destructive Fires | Vegetation Contact | Aggregated | 2050 | 1.5399e-07 | 117.3278 | 1.8067e-05 | 2050 | Mitigation | 0.95 | 45 | 0 | esc | 0.00097009 | 1.4938e-10 | 0.00097009 | 1.4938e-10 | 0.03594 | 8.3692e-07 | 0.0083522 | 8.2674e-09
[120 empty] | 7.3.3.17.5 (Remote Grid) Updates to grid topology to minimize risk of ignition in HFTDs Remote GridWLDFRVegetation ContactAggregated | WLDFR | HFTD - Distribution - Tier 3 - 4QU CoRE ¦ 5QU LoRE | Non-Red Flag Warning - Destructive Fires | Vegetation Contact | Aggregated | 2051 | 1.5399e-07 | 117.3278 | 1.8067e-05 | 2051 | Mitigation | 0.95 | 45 | 0 | esc | 0.00097009 | 1.4938e-10 | 0.00097009 | 1.4938e-10 | 0.03594 | 8.3692e-07 | 0.0083522 | 8.2674e-09
[120 empty] | 7.3.3.17.5 (Remote Grid) Updates to grid topology to minimize risk of ignition in HFTDs Remote GridWLDFRVegetation ContactAggregated | WLDFR | HFTD - Distribution - Tier 3 - 4QU CoRE ¦ 5QU LoRE | Non-Red Flag Warning - Destructive Fires | Vegetation Contact | Aggregated | 2052 | 1.5399e-07 | 117.3278 | 1.8067e-05 | 2052 | Mitigation | 0.95 | 45 | 0 | esc | 0.00097009 | 1.4938e-10 | 0.00097009 | 1.4938e-10 | 0.03594 | 8.3692e-07 | 0.0083522 | 8.2674e-09
[120 empty] | 7.3.3.17.5 (Remote Grid) Updates to grid topology to minimize risk of ignition in HFTDs Remote GridWLDFRVegetation ContactAggregated | WLDFR | HFTD - Distribution - Tier 3 - 4QU CoRE ¦ 5QU LoRE | Non-Red Flag Warning - Destructive Fires | Vegetation Contact | Aggregated | 2053 | 1.5399e-07 | 117.3278 | 1.8067e-05 | 2053 | Mitigation | 0.95 | 45 | 0 | esc | 0.00097009 | 1.4938e-10 | 0.00097009 | 1.4938e-10 | 0.03594 | 8.3692e-07 | 0.0083522 | 8.2674e-09
[120 empty] | 7.3.3.17.5 (Remote Grid) Updates to grid topology to minimize risk of ignition in HFTDs Remote GridWLDFRVegetation ContactAggregated | WLDFR | HFTD - Distribution - Tier 3 - 4QU CoRE ¦ 5QU LoRE | Non-Red Flag Warning - Destructive Fires | Vegetation Contact | Aggregated | 2054 | 1.5399e-07 | 117.3278 | 1.8067e-05 | 2054 | Mitigation | 0.95 | 45 | 0 | esc | 0.00097009 | 1.4938e-10 | 0.00097009 | 1.4938e-10 | 0.03594 | 8.3692e-07 | 0.0083522 | 8.2674e-09
[120 empty] | 7.3.3.17.5 (Remote Grid) Updates to grid topology to minimize risk of ignition in HFTDs Remote GridWLDFRVegetation ContactAggregated | WLDFR | HFTD - Distribution - Tier 3 - 4QU CoRE ¦ 5QU LoRE | Non-Red Flag Warning - Destructive Fires | Vegetation Contact | Aggregated | 2055 | 1.5399e-07 | 117.3278 | 1.8067e-05 | 2055 | Mitigation | 0.95 | 45 | 0 | esc | 0.00097009 | 1.4938e-10 | 0.00097009 | 1.4938e-10 | 0.03594 | 8.3692e-07 | 0.0083522 | 8.2674e-09
[120 empty] | 7.3.3.17.5 (Remote Grid) Updates to grid topology to minimize risk of ignition in HFTDs Remote GridWLDFRVegetation ContactAggregated | WLDFR | HFTD - Distribution - Tier 3 - 4QU CoRE ¦ 5QU LoRE | Non-Red Flag Warning - Destructive Fires | Vegetation Contact | Aggregated | 2056 | 1.5399e-07 | 117.3278 | 1.8067e-05 | 2056 | Mitigation | 0.95 | 45 | 0 | esc | 0.00097009 | 1.4938e-10 | 0.00097009 | 1.4938e-10 | 0.03594 | 8.3692e-07 | 0.0083522 | 8.2674e-09
[120 empty] | 7.3.3.17.5 (Remote Grid) Updates to grid topology to minimize risk of ignition in HFTDs Remote GridWLDFRVegetation ContactAggregated | WLDFR | HFTD - Distribution - Tier 3 - 4QU CoRE ¦ 5QU LoRE | Non-Red Flag Warning - Destructive Fires | Vegetation Contact | Aggregated | 2057 | 1.5399e-07 | 117.3278 | 1.8067e-05 | 2057 | Mitigation | 0.95 | 45 | 0 | esc | 0.00097009 | 1.4938e-10 | 0.00097009 | 1.4938e-10 | 0.03594 | 8.3692e-07 | 0.0083522 | 8.2674e-09
[120 empty] | 7.3.3.17.5 (Remote Grid) Updates to grid topology to minimize risk of ignition in HFTDs Remote GridWLDFRVegetation ContactAggregated | WLDFR | HFTD - Distribution - Tier 3 - 4QU CoRE ¦ 5QU LoRE | Non-Red Flag Warning - Destructive Fires | Vegetation Contact | Aggregated | 2058 | 1.5399e-07 | 117.3278 | 1.8067e-05 | 2058 | Mitigation | 0.95 | 45 | 0 | esc | 0.00097009 | 1.4938e-10 | 0.00097009 | 1.4938e-10 | 0.03594 | 8.3692e-07 | 0.0083522 | 8.2674e-09
[120 empty] | 7.3.3.17.5 (Remote Grid) Updates to grid topology to minimize risk of ignition in HFTDs Remote GridWLDFRVegetation ContactAggregated | WLDFR | HFTD - Distribution - Tier 3 - 4QU CoRE ¦ 5QU LoRE | Non-Red Flag Warning - Destructive Fires | Vegetation Contact | Aggregated | 2059 | 1.5399e-07 | 117.3278 | 1.8067e-05 | 2059 | Mitigation | 0.95 | 45 | 0 | esc | 0.00097009 | 1.4938e-10 | 0.00097009 | 1.4938e-10 | 0.03594 | 8.3692e-07 | 0.0083522 | 8.2674e-09
[120 empty] | 7.3.3.17.5 (Remote Grid) Updates to grid topology to minimize risk of ignition in HFTDs Remote GridWLDFRVegetation ContactAggregated | WLDFR | HFTD - Distribution - Tier 3 - 4QU CoRE ¦ 5QU LoRE | Non-Red Flag Warning - Destructive Fires | Vegetation Contact | Aggregated | 2060 | 1.5399e-07 | 117.3278 | 1.8067e-05 | 2060 | Mitigation | 0.95 | 45 | 0 | esc | 0.00097009 | 1.4938e-10 | 0.00097009 | 1.4938e-10 | 0 | 0 | 0.0083522 | 8.2674e-09
[120 empty] | 7.3.3.17.5 (Remote Grid) Updates to grid topology to minimize risk of ignition in HFTDs Remote GridWLDFRVegetation ContactAggregated | WLDFR | HFTD - Distribution - Tier 3 - 4QU CoRE ¦ 5QU LoRE | Non-Red Flag Warning - Destructive Fires | Vegetation Contact | Aggregated | 2061 | 1.5399e-07 | 117.3278 | 1.8067e-05 | 2061 | Mitigation | 0.95 | 45 | 0 | esc | 0.00097009 | 1.4938e-10 | 0.00097009 | 1.4938e-10 | 0.03594 | 1.7936e-05 | 0.0083522 | 8.2674e-09
[120 empty] | 7.3.3.17.5 (Remote Grid) Updates to grid topology to minimize risk of ignition in HFTDs Remote GridWLDFRVegetation ContactAggregated | WLDFR | HFTD - Distribution - Tier 3 - 4QU CoRE ¦ 5QU LoRE | Non-Red Flag Warning - Destructive Fires | Vegetation Contact | Aggregated | 2062 | 1.5399e-07 | 117.3278 | 1.8067e-05 | 2062 | Mitigation | 0.95 | 45 | 0 | esc | 0.00097009 | 1.4938e-10 | 0.00097009 | 1.4938e-10 | 0.03594 | 1.7936e-05 | 0.0083522 | 8.2674e-09
[120 empty] | 7.3.3.17.5 (Remote Grid) Updates to grid topology to minimize risk of ignition in HFTDs Remote GridWLDFRVegetation ContactAggregated | WLDFR | HFTD - Distribution - Tier 3 - 4QU CoRE ¦ 5QU LoRE | Non-Red Flag Warning - Destructive Fires | Vegetation Contact | Aggregated | 2063 | 1.5399e-07 | 117.3278 | 1.8067e-05 | 2063 | Mitigation | 0.95 | 45 | 0 | esc | 0.00097009 | 1.4938e-10 | 0.00097009 | 1.4938e-10 | 0.03594 | 1.7936e-05 | 0.0083522 | 8.2674e-09
[120 empty] | 7.3.3.17.5 (Remote Grid) Updates to grid topology to minimize risk of ignition in HFTDs Remote GridWLDFRVegetation ContactAggregated | WLDFR | HFTD - Distribution - Tier 3 - 4QU CoRE ¦ 5QU LoRE | Non-Red Flag Warning - Destructive Fires | Vegetation Contact | Aggregated | 2064 | 1.5399e-07 | 117.3278 | 1.8067e-05 | 2064 | Mitigation | 0.95 | 45 | 0 | esc | 0.00097009 | 1.4938e-10 | 0.00097009 | 1.4938e-10 | 0.03594 | 1.7936e-05 | 0.0083522 | 8.2674e-09
[120 empty] | 7.3.3.17.5 (Remote Grid) Updates to grid topology to minimize risk of ignition in HFTDs Remote GridWLDFRVegetation ContactAggregated | WLDFR | HFTD - Distribution - Tier 3 - 4QU CoRE ¦ 5QU LoRE | Non-Red Flag Warning - Destructive Fires | Vegetation Contact | Aggregated | 2065 | 1.5399e-07 | 117.3278 | 1.8067e-05 | 2065 | Mitigation | 0.95 | 45 | 0 | esc | 0.00097009 | 1.4938e-10 | 0.00097009 | 1.4938e-10 | 0.03594 | 1.7936e-05 | 0.0083522 | 8.2674e-09
[120 empty] | 7.3.3.17.5 (Remote Grid) Updates to grid topology to minimize risk of ignition in HFTDs Remote GridWLDFRVegetation ContactAggregated | WLDFR | HFTD - Distribution - Tier 3 - 4QU CoRE ¦ 5QU LoRE | Non-Red Flag Warning - Destructive Fires | Vegetation Contact | Aggregated | 2066 | 1.5399e-07 | 117.3278 | 1.8067e-05 | 2066 | Mitigation | 0.95 | 45 | 0 | esc | 0.00097009 | 1.4938e-10 | 0.00097009 | 1.4938e-10 | 0.03594 | 1.7936e-05 | 0.0083522 | 8.2674e-09
[120 empty] | 7.3.3.17.5 (Remote Grid) Updates to grid topology to minimize risk of ignition in HFTDs Remote GridWLDFRVegetation ContactAggregated | WLDFR | HFTD - Distribution - Tier 3 - 4QU CoRE ¦ 5QU LoRE | Non-Red Flag Warning - Destructive Fires | Vegetation Contact | Aggregated | 2067 | 1.5399e-07 | 117.3278 | 1.8067e-05 | 2067 | Mitigation | 0.95 | 45 | 0 | esc | 0 | 0 | 0.00097009 | 1.4938e-10 | 0.03594 | 1.7936e-05 | 0.0083522 | 8.2674e-09
[120 empty] | 7.3.3.17.5 (Remote Grid) Updates to grid topology to minimize risk of ignition in HFTDs Remote GridWLDFRWire-to-wire contactAggregated | WLDFR | HFTD - Distribution - Tier 3 - 4QU CoRE ¦ 5QU LoRE | Non-Red Flag Warning - Destructive Fires | Wire-to-wire contact | Aggregated | 2022 | 1.7762e-08 | 117.3278 | 2.084e-06 | 2022 | Mitigation | 0.95 | 45 | 0 | esc | 0.00097009 | 1.7231e-11 | 0 | 0 | 0.03594 | 1.7936e-05 | 0.0083522 | 8.2674e-09
[120 empty] | 7.3.3.17.5 (Remote Grid) Updates to grid topology to minimize risk of ignition in HFTDs Remote GridWLDFRWire-to-wire contactAggregated | WLDFR | HFTD - Distribution - Tier 3 - 4QU CoRE ¦ 5QU LoRE | Non-Red Flag Warning - Destructive Fires | Wire-to-wire contact | Aggregated | 2023 | 1.7762e-08 | 117.3278 | 2.084e-06 | 2023 | Mitigation | 0.95 | 45 | 0 | esc | 0.00097009 | 1.7231e-11 | 0.00097009 | 1.7231e-11 | 0.03594 | 1.7936e-05 | 0.0083522 | 8.2674e-09
[120 empty] | 7.3.3.17.5 (Remote Grid) Updates to grid topology to minimize risk of ignition in HFTDs Remote GridWLDFRWire-to-wire contactAggregated | WLDFR | HFTD - Distribution - Tier 3 - 4QU CoRE ¦ 5QU LoRE | Non-Red Flag Warning - Destructive Fires | Wire-to-wire contact | Aggregated | 2024 | 1.7762e-08 | 117.3278 | 2.084e-06 | 2024 | Mitigation | 0.95 | 45 | 0 | esc | 0.00097009 | 1.7231e-11 | 0.00097009 | 1.7231e-11 | 0.03594 | 1.7936e-05 | 0.0083522 | 8.2674e-09
[120 empty] | 7.3.3.17.5 (Remote Grid) Updates to grid topology to minimize risk of ignition in HFTDs Remote GridWLDFRWire-to-wire contactAggregated | WLDFR | HFTD - Distribution - Tier 3 - 4QU CoRE ¦ 5QU LoRE | Non-Red Flag Warning - Destructive Fires | Wire-to-wire contact | Aggregated | 2025 | 1.7762e-08 | 117.3278 | 2.084e-06 | 2025 | Mitigation | 0.95 | 45 | 0 | esc | 0.00097009 | 1.7231e-11 | 0.00097009 | 1.7231e-11 | 0.03594 | 1.7936e-05 | 0.0083522 | 8.2674e-09
[120 empty] | 7.3.3.17.5 (Remote Grid) Updates to grid topology to minimize risk of ignition in HFTDs Remote GridWLDFRWire-to-wire contactAggregated | WLDFR | HFTD - Distribution - Tier 3 - 4QU CoRE ¦ 5QU LoRE | Non-Red Flag Warning - Destructive Fires | Wire-to-wire contact | Aggregated | 2026 | 1.7762e-08 | 117.3278 | 2.084e-06 | 2026 | Mitigation | 0.95 | 45 | 0 | esc | 0.00097009 | 1.7231e-11 | 0.00097009 | 1.7231e-11 | 0.03594 | 1.7936e-05 | 0.0083522 | 8.2674e-09
[120 empty] | 7.3.3.17.5 (Remote Grid) Updates to grid topology to minimize risk of ignition in HFTDs Remote GridWLDFRWire-to-wire contactAggregated | WLDFR | HFTD - Distribution - Tier 3 - 4QU CoRE ¦ 5QU LoRE | Non-Red Flag Warning - Destructive Fires | Wire-to-wire contact | Aggregated | 2027 | 1.7762e-08 | 117.3278 | 2.084e-06 | 2027 | Mitigation | 0.95 | 45 | 0 | esc | 0.00097009 | 1.7231e-11 | 0.00097009 | 1.7231e-11 | 0.03594 | 1.7936e-05 | 0.0083522 | 8.2674e-09
[120 empty] | 7.3.3.17.5 (Remote Grid) Updates to grid topology to minimize risk of ignition in HFTDs Remote GridWLDFRWire-to-wire contactAggregated | WLDFR | HFTD - Distribution - Tier 3 - 4QU CoRE ¦ 5QU LoRE | Non-Red Flag Warning - Destructive Fires | Wire-to-wire contact | Aggregated | 2028 | 1.7762e-08 | 117.3278 | 2.084e-06 | 2028 | Mitigation | 0.95 | 45 | 0 | esc | 0.00097009 | 1.7231e-11 | 0.00097009 | 1.7231e-11 | 0.03594 | 1.7936e-05 | 0.0083522 | 8.2674e-09
[120 empty] | 7.3.3.17.5 (Remote Grid) Updates to grid topology to minimize risk of ignition in HFTDs Remote GridWLDFRWire-to-wire contactAggregated | WLDFR | HFTD - Distribution - Tier 3 - 4QU CoRE ¦ 5QU LoRE | Non-Red Flag Warning - Destructive Fires | Wire-to-wire contact | Aggregated | 2029 | 1.7762e-08 | 117.3278 | 2.084e-06 | 2029 | Mitigation | 0.95 | 45 | 0 | esc | 0.00097009 | 1.7231e-11 | 0.00097009 | 1.7231e-11 | 0.03594 | 1.7936e-05 | 0.0083522 | 8.2674e-09
[120 empty] | 7.3.3.17.5 (Remote Grid) Updates to grid topology to minimize risk of ignition in HFTDs Remote GridWLDFRWire-to-wire contactAggregated | WLDFR | HFTD - Distribution - Tier 3 - 4QU CoRE ¦ 5QU LoRE | Non-Red Flag Warning - Destructive Fires | Wire-to-wire contact | Aggregated | 2030 | 1.7762e-08 | 117.3278 | 2.084e-06 | 2030 | Mitigation | 0.95 | 45 | 0 | esc | 0.00097009 | 1.7231e-11 | 0.00097009 | 1.7231e-11 | 0.03594 | 1.7936e-05 | 0.0083522 | 8.2674e-09
[120 empty] | 7.3.3.17.5 (Remote Grid) Updates to grid topology to minimize risk of ignition in HFTDs Remote GridWLDFRWire-to-wire contactAggregated | WLDFR | HFTD - Distribution - Tier 3 - 4QU CoRE ¦ 5QU LoRE | Non-Red Flag Warning - Destructive Fires | Wire-to-wire contact | Aggregated | 2031 | 1.7762e-08 | 117.3278 | 2.084e-06 | 2031 | Mitigation | 0.95 | 45 | 0 | esc | 0.00097009 | 1.7231e-11 | 0.00097009 | 1.7231e-11 | 0.03594 | 1.7936e-05 | 0.0083522 | 8.2674e-09
[120 empty] | 7.3.3.17.5 (Remote Grid) Updates to grid topology to minimize risk of ignition in HFTDs Remote GridWLDFRWire-to-wire contactAggregated | WLDFR | HFTD - Distribution - Tier 3 - 4QU CoRE ¦ 5QU LoRE | Non-Red Flag Warning - Destructive Fires | Wire-to-wire contact | Aggregated | 2032 | 1.7762e-08 | 117.3278 | 2.084e-06 | 2032 | Mitigation | 0.95 | 45 | 0 | esc | 0.00097009 | 1.7231e-11 | 0.00097009 | 1.7231e-11 | 0.03594 | 1.7936e-05 | 0 | 0
[120 empty] | 7.3.3.17.5 (Remote Grid) Updates to grid topology to minimize risk of ignition in HFTDs Remote GridWLDFRWire-to-wire contactAggregated | WLDFR | HFTD - Distribution - Tier 3 - 4QU CoRE ¦ 5QU LoRE | Non-Red Flag Warning - Destructive Fires | Wire-to-wire contact | Aggregated | 2033 | 1.7762e-08 | 117.3278 | 2.084e-06 | 2033 | Mitigation | 0.95 | 45 | 0 | esc | 0.00097009 | 1.7231e-11 | 0.00097009 | 1.7231e-11 | 0.03594 | 1.7936e-05 | 0 | 0
[120 empty] | 7.3.3.17.5 (Remote Grid) Updates to grid topology to minimize risk of ignition in HFTDs Remote GridWLDFRWire-to-wire contactAggregated | WLDFR | HFTD - Distribution - Tier 3 - 4QU CoRE ¦ 5QU LoRE | Non-Red Flag Warning - Destructive Fires | Wire-to-wire contact | Aggregated | 2034 | 1.7762e-08 | 117.3278 | 2.084e-06 | 2034 | Mitigation | 0.95 | 45 | 0 | esc | 0.00097009 | 1.7231e-11 | 0.00097009 | 1.7231e-11 | 0.03594 | 1.7936e-05 | 0.0092336 | 9.6208e-10
[120 empty] | 7.3.3.17.5 (Remote Grid) Updates to grid topology to minimize risk of ignition in HFTDs Remote GridWLDFRWire-to-wire contactAggregated | WLDFR | HFTD - Distribution - Tier 3 - 4QU CoRE ¦ 5QU LoRE | Non-Red Flag Warning - Destructive Fires | Wire-to-wire contact | Aggregated | 2035 | 1.7762e-08 | 117.3278 | 2.084e-06 | 2035 | Mitigation | 0.95 | 45 | 0 | esc | 0.00097009 | 1.7231e-11 | 0.00097009 | 1.7231e-11 | 0.03594 | 1.7936e-05 | 0.0092336 | 9.6208e-10
[120 empty] | 7.3.3.17.5 (Remote Grid) Updates to grid topology to minimize risk of ignition in HFTDs Remote GridWLDFRWire-to-wire contactAggregated | WLDFR | HFTD - Distribution - Tier 3 - 4QU CoRE ¦ 5QU LoRE | Non-Red Flag Warning - Destructive Fires | Wire-to-wire contact | Aggregated | 2036 | 1.7762e-08 | 117.3278 | 2.084e-06 | 2036 | Mitigation | 0.95 | 45 | 0 | esc | 0.00097009 | 1.7231e-11 | 0.00097009 | 1.7231e-11 | 0.03594 | 1.7936e-05 | 0.0092336 | 9.6208e-10
[120 empty] | 7.3.3.17.5 (Remote Grid) Updates to grid topology to minimize risk of ignition in HFTDs Remote GridWLDFRWire-to-wire contactAggregated | WLDFR | HFTD - Distribution - Tier 3 - 4QU CoRE ¦ 5QU LoRE | Non-Red Flag Warning - Destructive Fires | Wire-to-wire contact | Aggregated | 2037 | 1.7762e-08 | 117.3278 | 2.084e-06 | 2037 | Mitigation | 0.95 | 45 | 0 | esc | 0.00097009 | 1.7231e-11 | 0.00097009 | 1.7231e-11 | 0.03594 | 1.7936e-05 | 0.0092336 | 9.6208e-10
[120 empty] | 7.3.3.17.5 (Remote Grid) Updates to grid topology to minimize risk of ignition in HFTDs Remote GridWLDFRWire-to-wire contactAggregated | WLDFR | HFTD - Distribution - Tier 3 - 4QU CoRE ¦ 5QU LoRE | Non-Red Flag Warning - Destructive Fires | Wire-to-wire contact | Aggregated | 2038 | 1.7762e-08 | 117.3278 | 2.084e-06 | 2038 | Mitigation | 0.95 | 45 | 0 | esc | 0.00097009 | 1.7231e-11 | 0.00097009 | 1.7231e-11 | 0.03594 | 1.7936e-05 | 0.0092336 | 9.6208e-10
[120 empty] | 7.3.3.17.5 (Remote Grid) Updates to grid topology to minimize risk of ignition in HFTDs Remote GridWLDFRWire-to-wire contactAggregated | WLDFR | HFTD - Distribution - Tier 3 - 4QU CoRE ¦ 5QU LoRE | Non-Red Flag Warning - Destructive Fires | Wire-to-wire contact | Aggregated | 2039 | 1.7762e-08 | 117.3278 | 2.084e-06 | 2039 | Mitigation | 0.95 | 45 | 0 | esc | 0.00097009 | 1.7231e-11 | 0.00097009 | 1.7231e-11 | 0.03594 | 1.7936e-05 | 0.0092336 | 9.6208e-10
[120 empty] | 7.3.3.17.5 (Remote Grid) Updates to grid topology to minimize risk of ignition in HFTDs Remote GridWLDFRWire-to-wire contactAggregated | WLDFR | HFTD - Distribution - Tier 3 - 4QU CoRE ¦ 5QU LoRE | Non-Red Flag Warning - Destructive Fires | Wire-to-wire contact | Aggregated | 2040 | 1.7762e-08 | 117.3278 | 2.084e-06 | 2040 | Mitigation | 0.95 | 45 | 0 | esc | 0.00097009 | 1.7231e-11 | 0.00097009 | 1.7231e-11 | 0.03594 | 1.7936e-05 | 0.0092336 | 9.6208e-10
[120 empty] | 7.3.3.17.5 (Remote Grid) Updates to grid topology to minimize risk of ignition in HFTDs Remote GridWLDFRWire-to-wire contactAggregated | WLDFR | HFTD - Distribution - Tier 3 - 4QU CoRE ¦ 5QU LoRE | Non-Red Flag Warning - Destructive Fires | Wire-to-wire contact | Aggregated | 2041 | 1.7762e-08 | 117.3278 | 2.084e-06 | 2041 | Mitigation | 0.95 | 45 | 0 | esc | 0.00097009 | 1.7231e-11 | 0.00097009 | 1.7231e-11 | 0.03594 | 1.7936e-05 | 0.0092336 | 9.6208e-10
[120 empty] | 7.3.3.17.5 (Remote Grid) Updates to grid topology to minimize risk of ignition in HFTDs Remote GridWLDFRWire-to-wire contactAggregated | WLDFR | HFTD - Distribution - Tier 3 - 4QU CoRE ¦ 5QU LoRE | Non-Red Flag Warning - Destructive Fires | Wire-to-wire contact | Aggregated | 2042 | 1.7762e-08 | 117.3278 | 2.084e-06 | 2042 | Mitigation | 0.95 | 45 | 0 | esc | 0.00097009 | 1.7231e-11 | 0.00097009 | 1.7231e-11 | 0.03594 | 1.7936e-05 | 0.0092336 | 9.6208e-10
[120 empty] | 7.3.3.17.5 (Remote Grid) Updates to grid topology to minimize risk of ignition in HFTDs Remote GridWLDFRWire-to-wire contactAggregated | WLDFR | HFTD - Distribution - Tier 3 - 4QU CoRE ¦ 5QU LoRE | Non-Red Flag Warning - Destructive Fires | Wire-to-wire contact | Aggregated | 2043 | 1.7762e-08 | 117.3278 | 2.084e-06 | 2043 | Mitigation | 0.95 | 45 | 0 | esc | 0.00097009 | 1.7231e-11 | 0.00097009 | 1.7231e-11 | 0.03594 | 1.7936e-05 | 0.0092336 | 9.6208e-10
[120 empty] | 7.3.3.17.5 (Remote Grid) Updates to grid topology to minimize risk of ignition in HFTDs Remote GridWLDFRWire-to-wire contactAggregated | WLDFR | HFTD - Distribution - Tier 3 - 4QU CoRE ¦ 5QU LoRE | Non-Red Flag Warning - Destructive Fires | Wire-to-wire contact | Aggregated | 2044 | 1.7762e-08 | 117.3278 | 2.084e-06 | 2044 | Mitigation | 0.95 | 45 | 0 | esc | 0.00097009 | 1.7231e-11 | 0.00097009 | 1.7231e-11 | 0.03594 | 1.7936e-05 | 0.0092336 | 9.6208e-10
[120 empty] | 7.3.3.17.5 (Remote Grid) Updates to grid topology to minimize risk of ignition in HFTDs Remote GridWLDFRWire-to-wire contactAggregated | WLDFR | HFTD - Distribution - Tier 3 - 4QU CoRE ¦ 5QU LoRE | Non-Red Flag Warning - Destructive Fires | Wire-to-wire contact | Aggregated | 2045 | 1.7762e-08 | 117.3278 | 2.084e-06 | 2045 | Mitigation | 0.95 | 45 | 0 | esc | 0.00097009 | 1.7231e-11 | 0.00097009 | 1.7231e-11 | 0.03594 | 1.7936e-05 | 0.0092336 | 9.6208e-10
[120 empty] | 7.3.3.17.5 (Remote Grid) Updates to grid topology to minimize risk of ignition in HFTDs Remote GridWLDFRWire-to-wire contactAggregated | WLDFR | HFTD - Distribution - Tier 3 - 4QU CoRE ¦ 5QU LoRE | Non-Red Flag Warning - Destructive Fires | Wire-to-wire contact | Aggregated | 2046 | 1.7762e-08 | 117.3278 | 2.084e-06 | 2046 | Mitigation | 0.95 | 45 | 0 | esc | 0.00097009 | 1.7231e-11 | 0.00097009 | 1.7231e-11 | 0.03594 | 1.7936e-05 | 0.0092336 | 9.6208e-10
[120 empty] | 7.3.3.17.5 (Remote Grid) Updates to grid topology to minimize risk of ignition in HFTDs Remote GridWLDFRWire-to-wire contactAggregated | WLDFR | HFTD - Distribution - Tier 3 - 4QU CoRE ¦ 5QU LoRE | Non-Red Flag Warning - Destructive Fires | Wire-to-wire contact | Aggregated | 2047 | 1.7762e-08 | 117.3278 | 2.084e-06 | 2047 | Mitigation | 0.95 | 45 | 0 | esc | 0.00097009 | 1.7231e-11 | 0.00097009 | 1.7231e-11 | 0.03594 | 1.7936e-05 | 0.0092336 | 9.6208e-10
[120 empty] | 7.3.3.17.5 (Remote Grid) Updates to grid topology to minimize risk of ignition in HFTDs Remote GridWLDFRWire-to-wire contactAggregated | WLDFR | HFTD - Distribution - Tier 3 - 4QU CoRE ¦ 5QU LoRE | Non-Red Flag Warning - Destructive Fires | Wire-to-wire contact | Aggregated | 2048 | 1.7762e-08 | 117.3278 | 2.084e-06 | 2048 | Mitigation | 0.95 | 45 | 0 | esc | 0.00097009 | 1.7231e-11 | 0.00097009 | 1.7231e-11 | 0.03594 | 1.7936e-05 | 0.0092336 | 9.6208e-10
[120 empty] | 7.3.3.17.5 (Remote Grid) Updates to grid topology to minimize risk of ignition in HFTDs Remote GridWLDFRWire-to-wire contactAggregated | WLDFR | HFTD - Distribution - Tier 3 - 4QU CoRE ¦ 5QU LoRE | Non-Red Flag Warning - Destructive Fires | Wire-to-wire contact | Aggregated | 2049 | 1.7762e-08 | 117.3278 | 2.084e-06 | 2049 | Mitigation | 0.95 | 45 | 0 | esc | 0.00097009 | 1.7231e-11 | 0.00097009 | 1.7231e-11 | 0.03594 | 1.7936e-05 | 0.0092336 | 9.6208e-10
[120 empty] | 7.3.3.17.5 (Remote Grid) Updates to grid topology to minimize risk of ignition in HFTDs Remote GridWLDFRWire-to-wire contactAggregated | WLDFR | HFTD - Distribution - Tier 3 - 4QU CoRE ¦ 5QU LoRE | Non-Red Flag Warning - Destructive Fires | Wire-to-wire contact | Aggregated | 2050 | 1.7762e-08 | 117.3278 | 2.084e-06 | 2050 | Mitigation | 0.95 | 45 | 0 | esc | 0.00097009 | 1.7231e-11 | 0.00097009 | 1.7231e-11 | 0.03594 | 1.7936e-05 | 0.0092336 | 9.6208e-10
[120 empty] | 7.3.3.17.5 (Remote Grid) Updates to grid topology to minimize risk of ignition in HFTDs Remote GridWLDFRWire-to-wire contactAggregated | WLDFR | HFTD - Distribution - Tier 3 - 4QU CoRE ¦ 5QU LoRE | Non-Red Flag Warning - Destructive Fires | Wire-to-wire contact | Aggregated | 2051 | 1.7762e-08 | 117.3278 | 2.084e-06 | 2051 | Mitigation | 0.95 | 45 | 0 | esc | 0.00097009 | 1.7231e-11 | 0.00097009 | 1.7231e-11 | 0.03594 | 1.7936e-05 | 0.0092336 | 9.6208e-10
[120 empty] | 7.3.3.17.5 (Remote Grid) Updates to grid topology to minimize risk of ignition in HFTDs Remote GridWLDFRWire-to-wire contactAggregated | WLDFR | HFTD - Distribution - Tier 3 - 4QU CoRE ¦ 5QU LoRE | Non-Red Flag Warning - Destructive Fires | Wire-to-wire contact | Aggregated | 2052 | 1.7762e-08 | 117.3278 | 2.084e-06 | 2052 | Mitigation | 0.95 | 45 | 0 | esc | 0.00097009 | 1.7231e-11 | 0.00097009 | 1.7231e-11 | 0.03594 | 1.7936e-05 | 0.0092336 | 9.6208e-10
[120 empty] | 7.3.3.17.5 (Remote Grid) Updates to grid topology to minimize risk of ignition in HFTDs Remote GridWLDFRWire-to-wire contactAggregated | WLDFR | HFTD - Distribution - Tier 3 - 4QU CoRE ¦ 5QU LoRE | Non-Red Flag Warning - Destructive Fires | Wire-to-wire contact | Aggregated | 2053 | 1.7762e-08 | 117.3278 | 2.084e-06 | 2053 | Mitigation | 0.95 | 45 | 0 | esc | 0.00097009 | 1.7231e-11 | 0.00097009 | 1.7231e-11 | 0.03594 | 1.7936e-05 | 0.0092336 | 9.6208e-10
[120 empty] | 7.3.3.17.5 (Remote Grid) Updates to grid topology to minimize risk of ignition in HFTDs Remote GridWLDFRWire-to-wire contactAggregated | WLDFR | HFTD - Distribution - Tier 3 - 4QU CoRE ¦ 5QU LoRE | Non-Red Flag Warning - Destructive Fires | Wire-to-wire contact | Aggregated | 2054 | 1.7762e-08 | 117.3278 | 2.084e-06 | 2054 | Mitigation | 0.95 | 45 | 0 | esc | 0.00097009 | 1.7231e-11 | 0.00097009 | 1.7231e-11 | 0.03594 | 1.7936e-05 | 0.0092336 | 9.6208e-10
[120 empty] | 7.3.3.17.5 (Remote Grid) Updates to grid topology to minimize risk of ignition in HFTDs Remote GridWLDFRWire-to-wire contactAggregated | WLDFR | HFTD - Distribution - Tier 3 - 4QU CoRE ¦ 5QU LoRE | Non-Red Flag Warning - Destructive Fires | Wire-to-wire contact | Aggregated | 2055 | 1.7762e-08 | 117.3278 | 2.084e-06 | 2055 | Mitigation | 0.95 | 45 | 0 | esc | 0.00097009 | 1.7231e-11 | 0.00097009 | 1.7231e-11 | 0.03594 | 1.7936e-05 | 0.0092336 | 9.6208e-10
[120 empty] | 7.3.3.17.5 (Remote Grid) Updates to grid topology to minimize risk of ignition in HFTDs Remote GridWLDFRWire-to-wire contactAggregated | WLDFR | HFTD - Distribution - Tier 3 - 4QU CoRE ¦ 5QU LoRE | Non-Red Flag Warning - Destructive Fires | Wire-to-wire contact | Aggregated | 2056 | 1.7762e-08 | 117.3278 | 2.084e-06 | 2056 | Mitigation | 0.95 | 45 | 0 | esc | 0.00097009 | 1.7231e-11 | 0.00097009 | 1.7231e-11 | 0.03594 | 1.7936e-05 | 0.0092336 | 9.6208e-10
[120 empty] | 7.3.3.17.5 (Remote Grid) Updates to grid topology to minimize risk of ignition in HFTDs Remote GridWLDFRWire-to-wire contactAggregated | WLDFR | HFTD - Distribution - Tier 3 - 4QU CoRE ¦ 5QU LoRE | Non-Red Flag Warning - Destructive Fires | Wire-to-wire contact | Aggregated | 2057 | 1.7762e-08 | 117.3278 | 2.084e-06 | 2057 | Mitigation | 0.95 | 45 | 0 | esc | 0.00097009 | 1.7231e-11 | 0.00097009 | 1.7231e-11 | 0.03594 | 1.7936e-05 | 0.0092336 | 9.6208e-10
[120 empty] | 7.3.3.17.5 (Remote Grid) Updates to grid topology to minimize risk of ignition in HFTDs Remote GridWLDFRWire-to-wire contactAggregated | WLDFR | HFTD - Distribution - Tier 3 - 4QU CoRE ¦ 5QU LoRE | Non-Red Flag Warning - Destructive Fires | Wire-to-wire contact | Aggregated | 2058 | 1.7762e-08 | 117.3278 | 2.084e-06 | 2058 | Mitigation | 0.95 | 45 | 0 | esc | 0.00097009 | 1.7231e-11 | 0.00097009 | 1.7231e-11 | 0.03594 | 1.7936e-05 | 0.0092336 | 9.6208e-10
[120 empty] | 7.3.3.17.5 (Remote Grid) Updates to grid topology to minimize risk of ignition in HFTDs Remote GridWLDFRWire-to-wire contactAggregated | WLDFR | HFTD - Distribution - Tier 3 - 4QU CoRE ¦ 5QU LoRE | Non-Red Flag Warning - Destructive Fires | Wire-to-wire contact | Aggregated | 2059 | 1.7762e-08 | 117.3278 | 2.084e-06 | 2059 | Mitigation | 0.95 | 45 | 0 | esc | 0.00097009 | 1.7231e-11 | 0.00097009 | 1.7231e-11 | 0.03594 | 1.7936e-05 | 0.0092336 | 9.6208e-10
[120 empty] | 7.3.3.17.5 (Remote Grid) Updates to grid topology to minimize risk of ignition in HFTDs Remote GridWLDFRWire-to-wire contactAggregated | WLDFR | HFTD - Distribution - Tier 3 - 4QU CoRE ¦ 5QU LoRE | Non-Red Flag Warning - Destructive Fires | Wire-to-wire contact | Aggregated | 2060 | 1.7762e-08 | 117.3278 | 2.084e-06 | 2060 | Mitigation | 0.95 | 45 | 0 | esc | 0.00097009 | 1.7231e-11 | 0.00097009 | 1.7231e-11 | 0.03594 | 1.7936e-05 | 0.0092336 | 9.6208e-10
[120 empty] | 7.3.3.17.5 (Remote Grid) Updates to grid topology to minimize risk of ignition in HFTDs Remote GridWLDFRWire-to-wire contactAggregated | WLDFR | HFTD - Distribution - Tier 3 - 4QU CoRE ¦ 5QU LoRE | Non-Red Flag Warning - Destructive Fires | Wire-to-wire contact | Aggregated | 2061 | 1.7762e-08 | 117.3278 | 2.084e-06 | 2061 | Mitigation | 0.95 | 45 | 0 | esc | 0.00097009 | 1.7231e-11 | 0.00097009 | 1.7231e-11 | 0.03594 | 1.7936e-05 | 0.0092336 | 9.6208e-10
[120 empty] | 7.3.3.17.5 (Remote Grid) Updates to grid topology to minimize risk of ignition in HFTDs Remote GridWLDFRWire-to-wire contactAggregated | WLDFR | HFTD - Distribution - Tier 3 - 4QU CoRE ¦ 5QU LoRE | Non-Red Flag Warning - Destructive Fires | Wire-to-wire contact | Aggregated | 2062 | 1.7762e-08 | 117.3278 | 2.084e-06 | 2062 | Mitigation | 0.95 | 45 | 0 | esc | 0.00097009 | 1.7231e-11 | 0.00097009 | 1.7231e-11 | 0.03594 | 1.7936e-05 | 0.0092336 | 9.6208e-10
[120 empty] | 7.3.3.17.5 (Remote Grid) Updates to grid topology to minimize risk of ignition in HFTDs Remote GridWLDFRWire-to-wire contactAggregated | WLDFR | HFTD - Distribution - Tier 3 - 4QU CoRE ¦ 5QU LoRE | Non-Red Flag Warning - Destructive Fires | Wire-to-wire contact | Aggregated | 2063 | 1.7762e-08 | 117.3278 | 2.084e-06 | 2063 | Mitigation | 0.95 | 45 | 0 | esc | 0.00097009 | 1.7231e-11 | 0.00097009 | 1.7231e-11 | 0.03594 | 1.7936e-05 | 0.0092336 | 9.6208e-10
[120 empty] | 7.3.3.17.5 (Remote Grid) Updates to grid topology to minimize risk of ignition in HFTDs Remote GridWLDFRWire-to-wire contactAggregated | WLDFR | HFTD - Distribution - Tier 3 - 4QU CoRE ¦ 5QU LoRE | Non-Red Flag Warning - Destructive Fires | Wire-to-wire contact | Aggregated | 2064 | 1.7762e-08 | 117.3278 | 2.084e-06 | 2064 | Mitigation | 0.95 | 45 | 0 | esc | 0.00097009 | 1.7231e-11 | 0.00097009 | 1.7231e-11 | 0 | 0 | 0 | 0
[120 empty] | 7.3.3.17.5 (Remote Grid) Updates to grid topology to minimize risk of ignition in HFTDs Remote GridWLDFRWire-to-wire contactAggregated | WLDFR | HFTD - Distribution - Tier 3 - 4QU CoRE ¦ 5QU LoRE | Non-Red Flag Warning - Destructive Fires | Wire-to-wire contact | Aggregated | 2065 | 1.7762e-08 | 117.3278 | 2.084e-06 | 2065 | Mitigation | 0.95 | 45 | 0 | esc | 0.00097009 | 1.7231e-11 | 0.00097009 | 1.7231e-11 | 0.03594 | 5.8828e-07 | 0 | 0
[120 empty] | 7.3.3.17.5 (Remote Grid) Updates to grid topology to minimize risk of ignition in HFTDs Remote GridWLDFRWire-to-wire contactAggregated | WLDFR | HFTD - Distribution - Tier 3 - 4QU CoRE ¦ 5QU LoRE | Non-Red Flag Warning - Destructive Fires | Wire-to-wire contact | Aggregated | 2066 | 1.7762e-08 | 117.3278 | 2.084e-06 | 2066 | Mitigation | 0.95 | 45 | 0 | esc | 0.00097009 | 1.7231e-11 | 0.00097009 | 1.7231e-11 | 0.03594 | 5.8828e-07 | 0.0033164 | 1.6854e-08
[120 empty] | 7.3.3.17.5 (Remote Grid) Updates to grid topology to minimize risk of ignition in HFTDs Remote GridWLDFRWire-to-wire contactAggregated | WLDFR | HFTD - Distribution - Tier 3 - 4QU CoRE ¦ 5QU LoRE | Non-Red Flag Warning - Destructive Fires | Wire-to-wire contact | Aggregated | 2067 | 1.7762e-08 | 117.3278 | 2.084e-06 | 2067 | Mitigation | 0.95 | 45 | 0 | esc | 0 | 0 | 0.00097009 | 1.7231e-11 | 0.03594 | 5.8828e-07 | 0.0033164 | 1.6854e-08
[120 empty] | 7.3.3.17.5 (Remote Grid) Updates to grid topology to minimize risk of ignition in HFTDs Remote GridWLDFRContact from objectAggregated | WLDFR | HFTD - Distribution - Tier 3 - 4QU CoRE ¦ 5QU LoRE | Non-Red Flag Warning - Large Fires | Contact from object | Aggregated | 2022 | 1.0557e-06 | 117.3278 | 0.00012386 | 2022 | Mitigation | 0.95 | 45 | 0 | esc | 0.00097009 | 1.0241e-09 | 0 | 0 | 0.03594 | 5.8828e-07 | 0.0033164 | 1.6854e-08
[120 empty] | 7.3.3.17.5 (Remote Grid) Updates to grid topology to minimize risk of ignition in HFTDs Remote GridWLDFRContact from objectAggregated | WLDFR | HFTD - Distribution - Tier 3 - 4QU CoRE ¦ 5QU LoRE | Non-Red Flag Warning - Large Fires | Contact from object | Aggregated | 2023 | 1.0557e-06 | 117.3278 | 0.00012386 | 2023 | Mitigation | 0.95 | 45 | 0 | esc | 0.00097009 | 1.0241e-09 | 0.00097009 | 1.0241e-09 | 0.03594 | 5.8828e-07 | 0.0033164 | 1.6854e-08
[120 empty] | 7.3.3.17.5 (Remote Grid) Updates to grid topology to minimize risk of ignition in HFTDs Remote GridWLDFRContact from objectAggregated | WLDFR | HFTD - Distribution - Tier 3 - 4QU CoRE ¦ 5QU LoRE | Non-Red Flag Warning - Large Fires | Contact from object | Aggregated | 2024 | 1.0557e-06 | 117.3278 | 0.00012386 | 2024 | Mitigation | 0.95 | 45 | 0 | esc | 0.00097009 | 1.0241e-09 | 0.00097009 | 1.0241e-09 | 0.03594 | 5.8828e-07 | 0.0033164 | 1.6854e-08
[120 empty] | 7.3.3.17.5 (Remote Grid) Updates to grid topology to minimize risk of ignition in HFTDs Remote GridWLDFRContact from objectAggregated | WLDFR | HFTD - Distribution - Tier 3 - 4QU CoRE ¦ 5QU LoRE | Non-Red Flag Warning - Large Fires | Contact from object | Aggregated | 2025 | 1.0557e-06 | 117.3278 | 0.00012386 | 2025 | Mitigation | 0.95 | 45 | 0 | esc | 0.00097009 | 1.0241e-09 | 0.00097009 | 1.0241e-09 | 0.03594 | 5.8828e-07 | 0.0033164 | 1.6854e-08
[120 empty] | 7.3.3.17.5 (Remote Grid) Updates to grid topology to minimize risk of ignition in HFTDs Remote GridWLDFRContact from objectAggregated | WLDFR | HFTD - Distribution - Tier 3 - 4QU CoRE ¦ 5QU LoRE | Non-Red Flag Warning - Large Fires | Contact from object | Aggregated | 2026 | 1.0557e-06 | 117.3278 | 0.00012386 | 2026 | Mitigation | 0.95 | 45 | 0 | esc | 0.00097009 | 1.0241e-09 | 0.00097009 | 1.0241e-09 | 0.03594 | 5.8828e-07 | 0.0033164 | 1.6854e-08
[120 empty] | 7.3.3.17.5 (Remote Grid) Updates to grid topology to minimize risk of ignition in HFTDs Remote GridWLDFRContact from objectAggregated | WLDFR | HFTD - Distribution - Tier 3 - 4QU CoRE ¦ 5QU LoRE | Non-Red Flag Warning - Large Fires | Contact from object | Aggregated | 2027 | 1.0557e-06 | 117.3278 | 0.00012386 | 2027 | Mitigation | 0.95 | 45 | 0 | esc | 0.00097009 | 1.0241e-09 | 0.00097009 | 1.0241e-09 | 0.03594 | 5.8828e-07 | 0.0033164 | 1.6854e-08
[120 empty] | 7.3.3.17.5 (Remote Grid) Updates to grid topology to minimize risk of ignition in HFTDs Remote GridWLDFRContact from objectAggregated | WLDFR | HFTD - Distribution - Tier 3 - 4QU CoRE ¦ 5QU LoRE | Non-Red Flag Warning - Large Fires | Contact from object | Aggregated | 2028 | 1.0557e-06 | 117.3278 | 0.00012386 | 2028 | Mitigation | 0.95 | 45 | 0 | esc | 0.00097009 | 1.0241e-09 | 0.00097009 | 1.0241e-09 | 0.03594 | 5.8828e-07 | 0.0033164 | 1.6854e-08
[120 empty] | 7.3.3.17.5 (Remote Grid) Updates to grid topology to minimize risk of ignition in HFTDs Remote GridWLDFRContact from objectAggregated | WLDFR | HFTD - Distribution - Tier 3 - 4QU CoRE ¦ 5QU LoRE | Non-Red Flag Warning - Large Fires | Contact from object | Aggregated | 2029 | 1.0557e-06 | 117.3278 | 0.00012386 | 2029 | Mitigation | 0.95 | 45 | 0 | esc | 0.00097009 | 1.0241e-09 | 0.00097009 | 1.0241e-09 | 0.03594 | 5.8828e-07 | 0.0033164 | 1.6854e-08
[120 empty] | 7.3.3.17.5 (Remote Grid) Updates to grid topology to minimize risk of ignition in HFTDs Remote GridWLDFRContact from objectAggregated | WLDFR | HFTD - Distribution - Tier 3 - 4QU CoRE ¦ 5QU LoRE | Non-Red Flag Warning - Large Fires | Contact from object | Aggregated | 2030 | 1.0557e-06 | 117.3278 | 0.00012386 | 2030 | Mitigation | 0.95 | 45 | 0 | esc | 0.00097009 | 1.0241e-09 | 0.00097009 | 1.0241e-09 | 0.03594 | 5.8828e-07 | 0.0033164 | 1.6854e-08
[120 empty] | 7.3.3.17.5 (Remote Grid) Updates to grid topology to minimize risk of ignition in HFTDs Remote GridWLDFRContact from objectAggregated | WLDFR | HFTD - Distribution - Tier 3 - 4QU CoRE ¦ 5QU LoRE | Non-Red Flag Warning - Large Fires | Contact from object | Aggregated | 2031 | 1.0557e-06 | 117.3278 | 0.00012386 | 2031 | Mitigation | 0.95 | 45 | 0 | esc | 0.00097009 | 1.0241e-09 | 0.00097009 | 1.0241e-09 | 0.03594 | 5.8828e-07 | 0.0033164 | 1.6854e-08
[120 empty] | 7.3.3.17.5 (Remote Grid) Updates to grid topology to minimize risk of ignition in HFTDs Remote GridWLDFRContact from objectAggregated | WLDFR | HFTD - Distribution - Tier 3 - 4QU CoRE ¦ 5QU LoRE | Non-Red Flag Warning - Large Fires | Contact from object | Aggregated | 2032 | 1.0557e-06 | 117.3278 | 0.00012386 | 2032 | Mitigation | 0.95 | 45 | 0 | esc | 0.00097009 | 1.0241e-09 | 0.00097009 | 1.0241e-09 | 0.03594 | 5.8828e-07 | 0.0033164 | 1.6854e-08
[120 empty] | 7.3.3.17.5 (Remote Grid) Updates to grid topology to minimize risk of ignition in HFTDs Remote GridWLDFRContact from objectAggregated | WLDFR | HFTD - Distribution - Tier 3 - 4QU CoRE ¦ 5QU LoRE | Non-Red Flag Warning - Large Fires | Contact from object | Aggregated | 2033 | 1.0557e-06 | 117.3278 | 0.00012386 | 2033 | Mitigation | 0.95 | 45 | 0 | esc | 0.00097009 | 1.0241e-09 | 0.00097009 | 1.0241e-09 | 0.03594 | 5.8828e-07 | 0.0033164 | 1.6854e-08
[120 empty] | 7.3.3.17.5 (Remote Grid) Updates to grid topology to minimize risk of ignition in HFTDs Remote GridWLDFRContact from objectAggregated | WLDFR | HFTD - Distribution - Tier 3 - 4QU CoRE ¦ 5QU LoRE | Non-Red Flag Warning - Large Fires | Contact from object | Aggregated | 2034 | 1.0557e-06 | 117.3278 | 0.00012386 | 2034 | Mitigation | 0.95 | 45 | 0 | esc | 0.00097009 | 1.0241e-09 | 0.00097009 | 1.0241e-09 | 0.03594 | 5.8828e-07 | 0.0033164 | 1.6854e-08
[120 empty] | 7.3.3.17.5 (Remote Grid) Updates to grid topology to minimize risk of ignition in HFTDs Remote GridWLDFRContact from objectAggregated | WLDFR | HFTD - Distribution - Tier 3 - 4QU CoRE ¦ 5QU LoRE | Non-Red Flag Warning - Large Fires | Contact from object | Aggregated | 2035 | 1.0557e-06 | 117.3278 | 0.00012386 | 2035 | Mitigation | 0.95 | 45 | 0 | esc | 0.00097009 | 1.0241e-09 | 0.00097009 | 1.0241e-09 | 0.03594 | 5.8828e-07 | 0.0033164 | 1.6854e-08
[120 empty] | 7.3.3.17.5 (Remote Grid) Updates to grid topology to minimize risk of ignition in HFTDs Remote GridWLDFRContact from objectAggregated | WLDFR | HFTD - Distribution - Tier 3 - 4QU CoRE ¦ 5QU LoRE | Non-Red Flag Warning - Large Fires | Contact from object | Aggregated | 2036 | 1.0557e-06 | 117.3278 | 0.00012386 | 2036 | Mitigation | 0.95 | 45 | 0 | esc | 0.00097009 | 1.0241e-09 | 0.00097009 | 1.0241e-09 | 0.03594 | 5.8828e-07 | 0.0033164 | 1.6854e-08
[120 empty] | 7.3.3.17.5 (Remote Grid) Updates to grid topology to minimize risk of ignition in HFTDs Remote GridWLDFRContact from objectAggregated | WLDFR | HFTD - Distribution - Tier 3 - 4QU CoRE ¦ 5QU LoRE | Non-Red Flag Warning - Large Fires | Contact from object | Aggregated | 2037 | 1.0557e-06 | 117.3278 | 0.00012386 | 2037 | Mitigation | 0.95 | 45 | 0 | esc | 0.00097009 | 1.0241e-09 | 0.00097009 | 1.0241e-09 | 0.03594 | 5.8828e-07 | 0.0033164 | 1.6854e-08
[120 empty] | 7.3.3.17.5 (Remote Grid) Updates to grid topology to minimize risk of ignition in HFTDs Remote GridWLDFRContact from objectAggregated | WLDFR | HFTD - Distribution - Tier 3 - 4QU CoRE ¦ 5QU LoRE | Non-Red Flag Warning - Large Fires | Contact from object | Aggregated | 2038 | 1.0557e-06 | 117.3278 | 0.00012386 | 2038 | Mitigation | 0.95 | 45 | 0 | esc | 0.00097009 | 1.0241e-09 | 0.00097009 | 1.0241e-09 | 0.03594 | 5.8828e-07 | 0.0033164 | 1.6854e-08
[120 empty] | 7.3.3.17.5 (Remote Grid) Updates to grid topology to minimize risk of ignition in HFTDs Remote GridWLDFRContact from objectAggregated | WLDFR | HFTD - Distribution - Tier 3 - 4QU CoRE ¦ 5QU LoRE | Non-Red Flag Warning - Large Fires | Contact from object | Aggregated | 2039 | 1.0557e-06 | 117.3278 | 0.00012386 | 2039 | Mitigation | 0.95 | 45 | 0 | esc | 0.00097009 | 1.0241e-09 | 0.00097009 | 1.0241e-09 | 0.03594 | 5.8828e-07 | 0.0033164 | 1.6854e-08
[120 empty] | 7.3.3.17.5 (Remote Grid) Updates to grid topology to minimize risk of ignition in HFTDs Remote GridWLDFRContact from objectAggregated | WLDFR | HFTD - Distribution - Tier 3 - 4QU CoRE ¦ 5QU LoRE | Non-Red Flag Warning - Large Fires | Contact from object | Aggregated | 2040 | 1.0557e-06 | 117.3278 | 0.00012386 | 2040 | Mitigation | 0.95 | 45 | 0 | esc | 0.00097009 | 1.0241e-09 | 0.00097009 | 1.0241e-09 | 0.03594 | 5.8828e-07 | 0.0033164 | 1.6854e-08
[120 empty] | 7.3.3.17.5 (Remote Grid) Updates to grid topology to minimize risk of ignition in HFTDs Remote GridWLDFRContact from objectAggregated | WLDFR | HFTD - Distribution - Tier 3 - 4QU CoRE ¦ 5QU LoRE | Non-Red Flag Warning - Large Fires | Contact from object | Aggregated | 2041 | 1.0557e-06 | 117.3278 | 0.00012386 | 2041 | Mitigation | 0.95 | 45 | 0 | esc | 0.00097009 | 1.0241e-09 | 0.00097009 | 1.0241e-09 | 0.03594 | 5.8828e-07 | 0.0033164 | 1.6854e-08
[120 empty] | 7.3.3.17.5 (Remote Grid) Updates to grid topology to minimize risk of ignition in HFTDs Remote GridWLDFRContact from objectAggregated | WLDFR | HFTD - Distribution - Tier 3 - 4QU CoRE ¦ 5QU LoRE | Non-Red Flag Warning - Large Fires | Contact from object | Aggregated | 2042 | 1.0557e-06 | 117.3278 | 0.00012386 | 2042 | Mitigation | 0.95 | 45 | 0 | esc | 0.00097009 | 1.0241e-09 | 0.00097009 | 1.0241e-09 | 0.03594 | 5.8828e-07 | 0.0033164 | 1.6854e-08
[120 empty] | 7.3.3.17.5 (Remote Grid) Updates to grid topology to minimize risk of ignition in HFTDs Remote GridWLDFRContact from objectAggregated | WLDFR | HFTD - Distribution - Tier 3 - 4QU CoRE ¦ 5QU LoRE | Non-Red Flag Warning - Large Fires | Contact from object | Aggregated | 2043 | 1.0557e-06 | 117.3278 | 0.00012386 | 2043 | Mitigation | 0.95 | 45 | 0 | esc | 0.00097009 | 1.0241e-09 | 0.00097009 | 1.0241e-09 | 0.03594 | 5.8828e-07 | 0.0033164 | 1.6854e-08
[120 empty] | 7.3.3.17.5 (Remote Grid) Updates to grid topology to minimize risk of ignition in HFTDs Remote GridWLDFRContact from objectAggregated | WLDFR | HFTD - Distribution - Tier 3 - 4QU CoRE ¦ 5QU LoRE | Non-Red Flag Warning - Large Fires | Contact from object | Aggregated | 2044 | 1.0557e-06 | 117.3278 | 0.00012386 | 2044 | Mitigation | 0.95 | 45 | 0 | esc | 0.00097009 | 1.0241e-09 | 0.00097009 | 1.0241e-09 | 0.03594 | 5.8828e-07 | 0.0033164 | 1.6854e-08
[120 empty] | 7.3.3.17.5 (Remote Grid) Updates to grid topology to minimize risk of ignition in HFTDs Remote GridWLDFRContact from objectAggregated | WLDFR | HFTD - Distribution - Tier 3 - 4QU CoRE ¦ 5QU LoRE | Non-Red Flag Warning - Large Fires | Contact from object | Aggregated | 2045 | 1.0557e-06 | 117.3278 | 0.00012386 | 2045 | Mitigation | 0.95 | 45 | 0 | esc | 0.00097009 | 1.0241e-09 | 0.00097009 | 1.0241e-09 | 0.03594 | 5.8828e-07 | 0.0033164 | 1.6854e-08
[120 empty] | 7.3.3.17.5 (Remote Grid) Updates to grid topology to minimize risk of ignition in HFTDs Remote GridWLDFRContact from objectAggregated | WLDFR | HFTD - Distribution - Tier 3 - 4QU CoRE ¦ 5QU LoRE | Non-Red Flag Warning - Large Fires | Contact from object | Aggregated | 2046 | 1.0557e-06 | 117.3278 | 0.00012386 | 2046 | Mitigation | 0.95 | 45 | 0 | esc | 0.00097009 | 1.0241e-09 | 0.00097009 | 1.0241e-09 | 0.03594 | 5.8828e-07 | 0.0033164 | 1.6854e-08
[120 empty] | 7.3.3.17.5 (Remote Grid) Updates to grid topology to minimize risk of ignition in HFTDs Remote GridWLDFRContact from objectAggregated | WLDFR | HFTD - Distribution - Tier 3 - 4QU CoRE ¦ 5QU LoRE | Non-Red Flag Warning - Large Fires | Contact from object | Aggregated | 2047 | 1.0557e-06 | 117.3278 | 0.00012386 | 2047 | Mitigation | 0.95 | 45 | 0 | esc | 0.00097009 | 1.0241e-09 | 0.00097009 | 1.0241e-09 | 0.03594 | 5.8828e-07 | 0.0033164 | 1.6854e-08
[120 empty] | 7.3.3.17.5 (Remote Grid) Updates to grid topology to minimize risk of ignition in HFTDs Remote GridWLDFRContact from objectAggregated | WLDFR | HFTD - Distribution - Tier 3 - 4QU CoRE ¦ 5QU LoRE | Non-Red Flag Warning - Large Fires | Contact from object | Aggregated | 2048 | 1.0557e-06 | 117.3278 | 0.00012386 | 2048 | Mitigation | 0.95 | 45 | 0 | esc | 0.00097009 | 1.0241e-09 | 0.00097009 | 1.0241e-09 | 0.03594 | 5.8828e-07 | 0.0033164 | 1.6854e-08
[120 empty] | 7.3.3.17.5 (Remote Grid) Updates to grid topology to minimize risk of ignition in HFTDs Remote GridWLDFRContact from objectAggregated | WLDFR | HFTD - Distribution - Tier 3 - 4QU CoRE ¦ 5QU LoRE | Non-Red Flag Warning - Large Fires | Contact from object | Aggregated | 2049 | 1.0557e-06 | 117.3278 | 0.00012386 | 2049 | Mitigation | 0.95 | 45 | 0 | esc | 0.00097009 | 1.0241e-09 | 0.00097009 | 1.0241e-09 | 0.03594 | 5.8828e-07 | 0.0033164 | 1.6854e-08
[120 empty] | 7.3.3.17.5 (Remote Grid) Updates to grid topology to minimize risk of ignition in HFTDs Remote GridWLDFRContact from objectAggregated | WLDFR | HFTD - Distribution - Tier 3 - 4QU CoRE ¦ 5QU LoRE | Non-Red Flag Warning - Large Fires | Contact from object | Aggregated | 2050 | 1.0557e-06 | 117.3278 | 0.00012386 | 2050 | Mitigation | 0.95 | 45 | 0 | esc | 0.00097009 | 1.0241e-09 | 0.00097009 | 1.0241e-09 | 0.03594 | 5.8828e-07 | 0 | 0
[120 empty] | 7.3.3.17.5 (Remote Grid) Updates to grid topology to minimize risk of ignition in HFTDs Remote GridWLDFRContact from objectAggregated | WLDFR | HFTD - Distribution - Tier 3 - 4QU CoRE ¦ 5QU LoRE | Non-Red Flag Warning - Large Fires | Contact from object | Aggregated | 2051 | 1.0557e-06 | 117.3278 | 0.00012386 | 2051 | Mitigation | 0.95 | 45 | 0 | esc | 0.00097009 | 1.0241e-09 | 0.00097009 | 1.0241e-09 | 0.03594 | 5.8828e-07 | 0 | 0
[120 empty] | 7.3.3.17.5 (Remote Grid) Updates to grid topology to minimize risk of ignition in HFTDs Remote GridWLDFRContact from objectAggregated | WLDFR | HFTD - Distribution - Tier 3 - 4QU CoRE ¦ 5QU LoRE | Non-Red Flag Warning - Large Fires | Contact from object | Aggregated | 2052 | 1.0557e-06 | 117.3278 | 0.00012386 | 2052 | Mitigation | 0.95 | 45 | 0 | esc | 0.00097009 | 1.0241e-09 | 0.00097009 | 1.0241e-09 | 0.03594 | 5.8828e-07 | 0.012804 | 4.0132e-08
[120 empty] | 7.3.3.17.5 (Remote Grid) Updates to grid topology to minimize risk of ignition in HFTDs Remote GridWLDFRContact from objectAggregated | WLDFR | HFTD - Distribution - Tier 3 - 4QU CoRE ¦ 5QU LoRE | Non-Red Flag Warning - Large Fires | Contact from object | Aggregated | 2053 | 1.0557e-06 | 117.3278 | 0.00012386 | 2053 | Mitigation | 0.95 | 45 | 0 | esc | 0.00097009 | 1.0241e-09 | 0.00097009 | 1.0241e-09 | 0.03594 | 5.8828e-07 | 0.012804 | 4.0132e-08
[120 empty] | 7.3.3.17.5 (Remote Grid) Updates to grid topology to minimize risk of ignition in HFTDs Remote GridWLDFRContact from objectAggregated | WLDFR | HFTD - Distribution - Tier 3 - 4QU CoRE ¦ 5QU LoRE | Non-Red Flag Warning - Large Fires | Contact from object | Aggregated | 2054 | 1.0557e-06 | 117.3278 | 0.00012386 | 2054 | Mitigation | 0.95 | 45 | 0 | esc | 0.00097009 | 1.0241e-09 | 0.00097009 | 1.0241e-09 | 0.03594 | 5.8828e-07 | 0.012804 | 4.0132e-08
[120 empty] | 7.3.3.17.5 (Remote Grid) Updates to grid topology to minimize risk of ignition in HFTDs Remote GridWLDFRContact from objectAggregated | WLDFR | HFTD - Distribution - Tier 3 - 4QU CoRE ¦ 5QU LoRE | Non-Red Flag Warning - Large Fires | Contact from object | Aggregated | 2055 | 1.0557e-06 | 117.3278 | 0.00012386 | 2055 | Mitigation | 0.95 | 45 | 0 | esc | 0.00097009 | 1.0241e-09 | 0.00097009 | 1.0241e-09 | 0.03594 | 5.8828e-07 | 0.012804 | 4.0132e-08
[120 empty] | 7.3.3.17.5 (Remote Grid) Updates to grid topology to minimize risk of ignition in HFTDs Remote GridWLDFRContact from objectAggregated | WLDFR | HFTD - Distribution - Tier 3 - 4QU CoRE ¦ 5QU LoRE | Non-Red Flag Warning - Large Fires | Contact from object | Aggregated | 2056 | 1.0557e-06 | 117.3278 | 0.00012386 | 2056 | Mitigation | 0.95 | 45 | 0 | esc | 0.00097009 | 1.0241e-09 | 0.00097009 | 1.0241e-09 | 0.03594 | 5.8828e-07 | 0.012804 | 4.0132e-08
[120 empty] | 7.3.3.17.5 (Remote Grid) Updates to grid topology to minimize risk of ignition in HFTDs Remote GridWLDFRContact from objectAggregated | WLDFR | HFTD - Distribution - Tier 3 - 4QU CoRE ¦ 5QU LoRE | Non-Red Flag Warning - Large Fires | Contact from object | Aggregated | 2057 | 1.0557e-06 | 117.3278 | 0.00012386 | 2057 | Mitigation | 0.95 | 45 | 0 | esc | 0.00097009 | 1.0241e-09 | 0.00097009 | 1.0241e-09 | 0.03594 | 5.8828e-07 | 0.012804 | 4.0132e-08
[120 empty] | 7.3.3.17.5 (Remote Grid) Updates to grid topology to minimize risk of ignition in HFTDs Remote GridWLDFRContact from objectAggregated | WLDFR | HFTD - Distribution - Tier 3 - 4QU CoRE ¦ 5QU LoRE | Non-Red Flag Warning - Large Fires | Contact from object | Aggregated | 2058 | 1.0557e-06 | 117.3278 | 0.00012386 | 2058 | Mitigation | 0.95 | 45 | 0 | esc | 0.00097009 | 1.0241e-09 | 0.00097009 | 1.0241e-09 | 0.03594 | 5.8828e-07 | 0.012804 | 4.0132e-08
[120 empty] | 7.3.3.17.5 (Remote Grid) Updates to grid topology to minimize risk of ignition in HFTDs Remote GridWLDFRContact from objectAggregated | WLDFR | HFTD - Distribution - Tier 3 - 4QU CoRE ¦ 5QU LoRE | Non-Red Flag Warning - Large Fires | Contact from object | Aggregated | 2059 | 1.0557e-06 | 117.3278 | 0.00012386 | 2059 | Mitigation | 0.95 | 45 | 0 | esc | 0.00097009 | 1.0241e-09 | 0.00097009 | 1.0241e-09 | 0.03594 | 5.8828e-07 | 0.012804 | 4.0132e-08
[120 empty] | 7.3.3.17.5 (Remote Grid) Updates to grid topology to minimize risk of ignition in HFTDs Remote GridWLDFRContact from objectAggregated | WLDFR | HFTD - Distribution - Tier 3 - 4QU CoRE ¦ 5QU LoRE | Non-Red Flag Warning - Large Fires | Contact from object | Aggregated | 2060 | 1.0557e-06 | 117.3278 | 0.00012386 | 2060 | Mitigation | 0.95 | 45 | 0 | esc | 0.00097009 | 1.0241e-09 | 0.00097009 | 1.0241e-09 | 0.03594 | 5.8828e-07 | 0.012804 | 4.0132e-08
[120 empty] | 7.3.3.17.5 (Remote Grid) Updates to grid topology to minimize risk of ignition in HFTDs Remote GridWLDFRContact from objectAggregated | WLDFR | HFTD - Distribution - Tier 3 - 4QU CoRE ¦ 5QU LoRE | Non-Red Flag Warning - Large Fires | Contact from object | Aggregated | 2061 | 1.0557e-06 | 117.3278 | 0.00012386 | 2061 | Mitigation | 0.95 | 45 | 0 | esc | 0.00097009 | 1.0241e-09 | 0.00097009 | 1.0241e-09 | 0.03594 | 5.8828e-07 | 0.012804 | 4.0132e-08
[120 empty] | 7.3.3.17.5 (Remote Grid) Updates to grid topology to minimize risk of ignition in HFTDs Remote GridWLDFRContact from objectAggregated | WLDFR | HFTD - Distribution - Tier 3 - 4QU CoRE ¦ 5QU LoRE | Non-Red Flag Warning - Large Fires | Contact from object | Aggregated | 2062 | 1.0557e-06 | 117.3278 | 0.00012386 | 2062 | Mitigation | 0.95 | 45 | 0 | esc | 0.00097009 | 1.0241e-09 | 0.00097009 | 1.0241e-09 | 0.03594 | 5.8828e-07 | 0.012804 | 4.0132e-08
[120 empty] | 7.3.3.17.5 (Remote Grid) Updates to grid topology to minimize risk of ignition in HFTDs Remote GridWLDFRContact from objectAggregated | WLDFR | HFTD - Distribution - Tier 3 - 4QU CoRE ¦ 5QU LoRE | Non-Red Flag Warning - Large Fires | Contact from object | Aggregated | 2063 | 1.0557e-06 | 117.3278 | 0.00012386 | 2063 | Mitigation | 0.95 | 45 | 0 | esc | 0.00097009 | 1.0241e-09 | 0.00097009 | 1.0241e-09 | 0.03594 | 5.8828e-07 | 0.012804 | 4.0132e-08
[120 empty] | 7.3.3.17.5 (Remote Grid) Updates to grid topology to minimize risk of ignition in HFTDs Remote GridWLDFRContact from objectAggregated | WLDFR | HFTD - Distribution - Tier 3 - 4QU CoRE ¦ 5QU LoRE | Non-Red Flag Warning - Large Fires | Contact from object | Aggregated | 2064 | 1.0557e-06 | 117.3278 | 0.00012386 | 2064 | Mitigation | 0.95 | 45 | 0 | esc | 0.00097009 | 1.0241e-09 | 0.00097009 | 1.0241e-09 | 0.03594 | 5.8828e-07 | 0.012804 | 4.0132e-08
[120 empty] | 7.3.3.17.5 (Remote Grid) Updates to grid topology to minimize risk of ignition in HFTDs Remote GridWLDFRContact from objectAggregated | WLDFR | HFTD - Distribution - Tier 3 - 4QU CoRE ¦ 5QU LoRE | Non-Red Flag Warning - Large Fires | Contact from object | Aggregated | 2065 | 1.0557e-06 | 117.3278 | 0.00012386 | 2065 | Mitigation | 0.95 | 45 | 0 | esc | 0.00097009 | 1.0241e-09 | 0.00097009 | 1.0241e-09 | 0.03594 | 5.8828e-07 | 0.012804 | 4.0132e-08
[120 empty] | 7.3.3.17.5 (Remote Grid) Updates to grid topology to minimize risk of ignition in HFTDs Remote GridWLDFRContact from objectAggregated | WLDFR | HFTD - Distribution - Tier 3 - 4QU CoRE ¦ 5QU LoRE | Non-Red Flag Warning - Large Fires | Contact from object | Aggregated | 2066 | 1.0557e-06 | 117.3278 | 0.00012386 | 2066 | Mitigation | 0.95 | 45 | 0 | esc | 0.00097009 | 1.0241e-09 | 0.00097009 | 1.0241e-09 | 0.03594 | 5.8828e-07 | 0.012804 | 4.0132e-08
[120 empty] | 7.3.3.17.5 (Remote Grid) Updates to grid topology to minimize risk of ignition in HFTDs Remote GridWLDFRContact from objectAggregated | WLDFR | HFTD - Distribution - Tier 3 - 4QU CoRE ¦ 5QU LoRE | Non-Red Flag Warning - Large Fires | Contact from object | Aggregated | 2067 | 1.0557e-06 | 117.3278 | 0.00012386 | 2067 | Mitigation | 0.95 | 45 | 0 | esc | 0 | 0 | 0.00097009 | 1.0241e-09 | 0.03594 | 5.8828e-07 | 0.012804 | 4.0132e-08
[120 empty] | 7.3.3.17.5 (Remote Grid) Updates to grid topology to minimize risk of ignition in HFTDs Remote GridWLDFRContaminationAggregated | WLDFR | HFTD - Distribution - Tier 3 - 4QU CoRE ¦ 5QU LoRE | Non-Red Flag Warning - Large Fires | Contamination | Aggregated | 2022 | 3.2652e-08 | 117.3278 | 3.831e-06 | 2022 | Mitigation | 0.95 | 45 | 0 | esc | 0.00097009 | 3.1675e-11 | 0 | 0 | 0 | 0 | 0.012804 | 4.0132e-08
[120 empty] | 7.3.3.17.5 (Remote Grid) Updates to grid topology to minimize risk of ignition in HFTDs Remote GridWLDFRContaminationAggregated | WLDFR | HFTD - Distribution - Tier 3 - 4QU CoRE ¦ 5QU LoRE | Non-Red Flag Warning - Large Fires | Contamination | Aggregated | 2023 | 3.2652e-08 | 117.3278 | 3.831e-06 | 2023 | Mitigation | 0.95 | 45 | 0 | esc | 0.00097009 | 3.1675e-11 | 0.00097009 | 3.1675e-11 | 0.03594 | 2.347e-06 | 0.012804 | 4.0132e-08
[120 empty] | 7.3.3.17.5 (Remote Grid) Updates to grid topology to minimize risk of ignition in HFTDs Remote GridWLDFRContaminationAggregated | WLDFR | HFTD - Distribution - Tier 3 - 4QU CoRE ¦ 5QU LoRE | Non-Red Flag Warning - Large Fires | Contamination | Aggregated | 2024 | 3.2652e-08 | 117.3278 | 3.831e-06 | 2024 | Mitigation | 0.95 | 45 | 0 | esc | 0.00097009 | 3.1675e-11 | 0.00097009 | 3.1675e-11 | 0.03594 | 2.347e-06 | 0.012804 | 4.0132e-08
[120 empty] | 7.3.3.17.5 (Remote Grid) Updates to grid topology to minimize risk of ignition in HFTDs Remote GridWLDFRContaminationAggregated | WLDFR | HFTD - Distribution - Tier 3 - 4QU CoRE ¦ 5QU LoRE | Non-Red Flag Warning - Large Fires | Contamination | Aggregated | 2025 | 3.2652e-08 | 117.3278 | 3.831e-06 | 2025 | Mitigation | 0.95 | 45 | 0 | esc | 0.00097009 | 3.1675e-11 | 0.00097009 | 3.1675e-11 | 0.03594 | 2.347e-06 | 0.012804 | 4.0132e-08
[120 empty] | 7.3.3.17.5 (Remote Grid) Updates to grid topology to minimize risk of ignition in HFTDs Remote GridWLDFRContaminationAggregated | WLDFR | HFTD - Distribution - Tier 3 - 4QU CoRE ¦ 5QU LoRE | Non-Red Flag Warning - Large Fires | Contamination | Aggregated | 2026 | 3.2652e-08 | 117.3278 | 3.831e-06 | 2026 | Mitigation | 0.95 | 45 | 0 | esc | 0.00097009 | 3.1675e-11 | 0.00097009 | 3.1675e-11 | 0.03594 | 2.347e-06 | 0.012804 | 4.0132e-08
[120 empty] | 7.3.3.17.5 (Remote Grid) Updates to grid topology to minimize risk of ignition in HFTDs Remote GridWLDFRContaminationAggregated | WLDFR | HFTD - Distribution - Tier 3 - 4QU CoRE ¦ 5QU LoRE | Non-Red Flag Warning - Large Fires | Contamination | Aggregated | 2027 | 3.2652e-08 | 117.3278 | 3.831e-06 | 2027 | Mitigation | 0.95 | 45 | 0 | esc | 0.00097009 | 3.1675e-11 | 0.00097009 | 3.1675e-11 | 0.03594 | 2.347e-06 | 0.012804 | 4.0132e-08
[120 empty] | 7.3.3.17.5 (Remote Grid) Updates to grid topology to minimize risk of ignition in HFTDs Remote GridWLDFRContaminationAggregated | WLDFR | HFTD - Distribution - Tier 3 - 4QU CoRE ¦ 5QU LoRE | Non-Red Flag Warning - Large Fires | Contamination | Aggregated | 2028 | 3.2652e-08 | 117.3278 | 3.831e-06 | 2028 | Mitigation | 0.95 | 45 | 0 | esc | 0.00097009 | 3.1675e-11 | 0.00097009 | 3.1675e-11 | 0.03594 | 2.347e-06 | 0.012804 | 4.0132e-08
[120 empty] | 7.3.3.17.5 (Remote Grid) Updates to grid topology to minimize risk of ignition in HFTDs Remote GridWLDFRContaminationAggregated | WLDFR | HFTD - Distribution - Tier 3 - 4QU CoRE ¦ 5QU LoRE | Non-Red Flag Warning - Large Fires | Contamination | Aggregated | 2029 | 3.2652e-08 | 117.3278 | 3.831e-06 | 2029 | Mitigation | 0.95 | 45 | 0 | esc | 0.00097009 | 3.1675e-11 | 0.00097009 | 3.1675e-11 | 0.03594 | 2.347e-06 | 0.012804 | 4.0132e-08
[120 empty] | 7.3.3.17.5 (Remote Grid) Updates to grid topology to minimize risk of ignition in HFTDs Remote GridWLDFRContaminationAggregated | WLDFR | HFTD - Distribution - Tier 3 - 4QU CoRE ¦ 5QU LoRE | Non-Red Flag Warning - Large Fires | Contamination | Aggregated | 2030 | 3.2652e-08 | 117.3278 | 3.831e-06 | 2030 | Mitigation | 0.95 | 45 | 0 | esc | 0.00097009 | 3.1675e-11 | 0.00097009 | 3.1675e-11 | 0.03594 | 2.347e-06 | 0.012804 | 4.0132e-08
[120 empty] | 7.3.3.17.5 (Remote Grid) Updates to grid topology to minimize risk of ignition in HFTDs Remote GridWLDFRContaminationAggregated | WLDFR | HFTD - Distribution - Tier 3 - 4QU CoRE ¦ 5QU LoRE | Non-Red Flag Warning - Large Fires | Contamination | Aggregated | 2031 | 3.2652e-08 | 117.3278 | 3.831e-06 | 2031 | Mitigation | 0.95 | 45 | 0 | esc | 0.00097009 | 3.1675e-11 | 0.00097009 | 3.1675e-11 | 0.03594 | 2.347e-06 | 0.012804 | 4.0132e-08
[120 empty] | 7.3.3.17.5 (Remote Grid) Updates to grid topology to minimize risk of ignition in HFTDs Remote GridWLDFRContaminationAggregated | WLDFR | HFTD - Distribution - Tier 3 - 4QU CoRE ¦ 5QU LoRE | Non-Red Flag Warning - Large Fires | Contamination | Aggregated | 2032 | 3.2652e-08 | 117.3278 | 3.831e-06 | 2032 | Mitigation | 0.95 | 45 | 0 | esc | 0.00097009 | 3.1675e-11 | 0.00097009 | 3.1675e-11 | 0.03594 | 2.347e-06 | 0.012804 | 4.0132e-08
[120 empty] | 7.3.3.17.5 (Remote Grid) Updates to grid topology to minimize risk of ignition in HFTDs Remote GridWLDFRContaminationAggregated | WLDFR | HFTD - Distribution - Tier 3 - 4QU CoRE ¦ 5QU LoRE | Non-Red Flag Warning - Large Fires | Contamination | Aggregated | 2033 | 3.2652e-08 | 117.3278 | 3.831e-06 | 2033 | Mitigation | 0.95 | 45 | 0 | esc | 0.00097009 | 3.1675e-11 | 0.00097009 | 3.1675e-11 | 0.03594 | 2.347e-06 | 0.012804 | 4.0132e-08
[120 empty] | 7.3.3.17.5 (Remote Grid) Updates to grid topology to minimize risk of ignition in HFTDs Remote GridWLDFRContaminationAggregated | WLDFR | HFTD - Distribution - Tier 3 - 4QU CoRE ¦ 5QU LoRE | Non-Red Flag Warning - Large Fires | Contamination | Aggregated | 2034 | 3.2652e-08 | 117.3278 | 3.831e-06 | 2034 | Mitigation | 0.95 | 45 | 0 | esc | 0.00097009 | 3.1675e-11 | 0.00097009 | 3.1675e-11 | 0.03594 | 2.347e-06 | 0.012804 | 4.0132e-08
[120 empty] | 7.3.3.17.5 (Remote Grid) Updates to grid topology to minimize risk of ignition in HFTDs Remote GridWLDFRContaminationAggregated | WLDFR | HFTD - Distribution - Tier 3 - 4QU CoRE ¦ 5QU LoRE | Non-Red Flag Warning - Large Fires | Contamination | Aggregated | 2035 | 3.2652e-08 | 117.3278 | 3.831e-06 | 2035 | Mitigation | 0.95 | 45 | 0 | esc | 0.00097009 | 3.1675e-11 | 0.00097009 | 3.1675e-11 | 0.03594 | 2.347e-06 | 0.012804 | 4.0132e-08
[120 empty] | 7.3.3.17.5 (Remote Grid) Updates to grid topology to minimize risk of ignition in HFTDs Remote GridWLDFRContaminationAggregated | WLDFR | HFTD - Distribution - Tier 3 - 4QU CoRE ¦ 5QU LoRE | Non-Red Flag Warning - Large Fires | Contamination | Aggregated | 2036 | 3.2652e-08 | 117.3278 | 3.831e-06 | 2036 | Mitigation | 0.95 | 45 | 0 | esc | 0.00097009 | 3.1675e-11 | 0.00097009 | 3.1675e-11 | 0.03594 | 2.347e-06 | 0 | 0
[120 empty] | 7.3.3.17.5 (Remote Grid) Updates to grid topology to minimize risk of ignition in HFTDs Remote GridWLDFRContaminationAggregated | WLDFR | HFTD - Distribution - Tier 3 - 4QU CoRE ¦ 5QU LoRE | Non-Red Flag Warning - Large Fires | Contamination | Aggregated | 2037 | 3.2652e-08 | 117.3278 | 3.831e-06 | 2037 | Mitigation | 0.95 | 45 | 0 | esc | 0.00097009 | 3.1675e-11 | 0.00097009 | 3.1675e-11 | 0.03594 | 2.347e-06 | 0 | 0
[120 empty] | 7.3.3.17.5 (Remote Grid) Updates to grid topology to minimize risk of ignition in HFTDs Remote GridWLDFRContaminationAggregated | WLDFR | HFTD - Distribution - Tier 3 - 4QU CoRE ¦ 5QU LoRE | Non-Red Flag Warning - Large Fires | Contamination | Aggregated | 2038 | 3.2652e-08 | 117.3278 | 3.831e-06 | 2038 | Mitigation | 0.95 | 45 | 0 | esc | 0.00097009 | 3.1675e-11 | 0.00097009 | 3.1675e-11 | 0.03594 | 2.347e-06 | 0.014899 | 6.7034e-09
[120 empty] | 7.3.3.17.5 (Remote Grid) Updates to grid topology to minimize risk of ignition in HFTDs Remote GridWLDFRContaminationAggregated | WLDFR | HFTD - Distribution - Tier 3 - 4QU CoRE ¦ 5QU LoRE | Non-Red Flag Warning - Large Fires | Contamination | Aggregated | 2039 | 3.2652e-08 | 117.3278 | 3.831e-06 | 2039 | Mitigation | 0.95 | 45 | 0 | esc | 0.00097009 | 3.1675e-11 | 0.00097009 | 3.1675e-11 | 0.03594 | 2.347e-06 | 0.014899 | 6.7034e-09
[120 empty] | 7.3.3.17.5 (Remote Grid) Updates to grid topology to minimize risk of ignition in HFTDs Remote GridWLDFRContaminationAggregated | WLDFR | HFTD - Distribution - Tier 3 - 4QU CoRE ¦ 5QU LoRE | Non-Red Flag Warning - Large Fires | Contamination | Aggregated | 2040 | 3.2652e-08 | 117.3278 | 3.831e-06 | 2040 | Mitigation | 0.95 | 45 | 0 | esc | 0.00097009 | 3.1675e-11 | 0.00097009 | 3.1675e-11 | 0.03594 | 2.347e-06 | 0.014899 | 6.7034e-09
[120 empty] | 7.3.3.17.5 (Remote Grid) Updates to grid topology to minimize risk of ignition in HFTDs Remote GridWLDFRContaminationAggregated | WLDFR | HFTD - Distribution - Tier 3 - 4QU CoRE ¦ 5QU LoRE | Non-Red Flag Warning - Large Fires | Contamination | Aggregated | 2041 | 3.2652e-08 | 117.3278 | 3.831e-06 | 2041 | Mitigation | 0.95 | 45 | 0 | esc | 0.00097009 | 3.1675e-11 | 0.00097009 | 3.1675e-11 | 0.03594 | 2.347e-06 | 0.014899 | 6.7034e-09
[120 empty] | 7.3.3.17.5 (Remote Grid) Updates to grid topology to minimize risk of ignition in HFTDs Remote GridWLDFRContaminationAggregated | WLDFR | HFTD - Distribution - Tier 3 - 4QU CoRE ¦ 5QU LoRE | Non-Red Flag Warning - Large Fires | Contamination | Aggregated | 2042 | 3.2652e-08 | 117.3278 | 3.831e-06 | 2042 | Mitigation | 0.95 | 45 | 0 | esc | 0.00097009 | 3.1675e-11 | 0.00097009 | 3.1675e-11 | 0.03594 | 2.347e-06 | 0.014899 | 6.7034e-09
[120 empty] | 7.3.3.17.5 (Remote Grid) Updates to grid topology to minimize risk of ignition in HFTDs Remote GridWLDFRContaminationAggregated | WLDFR | HFTD - Distribution - Tier 3 - 4QU CoRE ¦ 5QU LoRE | Non-Red Flag Warning - Large Fires | Contamination | Aggregated | 2043 | 3.2652e-08 | 117.3278 | 3.831e-06 | 2043 | Mitigation | 0.95 | 45 | 0 | esc | 0.00097009 | 3.1675e-11 | 0.00097009 | 3.1675e-11 | 0.03594 | 2.347e-06 | 0.014899 | 6.7034e-09
[120 empty] | 7.3.3.17.5 (Remote Grid) Updates to grid topology to minimize risk of ignition in HFTDs Remote GridWLDFRContaminationAggregated | WLDFR | HFTD - Distribution - Tier 3 - 4QU CoRE ¦ 5QU LoRE | Non-Red Flag Warning - Large Fires | Contamination | Aggregated | 2044 | 3.2652e-08 | 117.3278 | 3.831e-06 | 2044 | Mitigation | 0.95 | 45 | 0 | esc | 0.00097009 | 3.1675e-11 | 0.00097009 | 3.1675e-11 | 0.03594 | 2.347e-06 | 0.014899 | 6.7034e-09
[120 empty] | 7.3.3.17.5 (Remote Grid) Updates to grid topology to minimize risk of ignition in HFTDs Remote GridWLDFRContaminationAggregated | WLDFR | HFTD - Distribution - Tier 3 - 4QU CoRE ¦ 5QU LoRE | Non-Red Flag Warning - Large Fires | Contamination | Aggregated | 2045 | 3.2652e-08 | 117.3278 | 3.831e-06 | 2045 | Mitigation | 0.95 | 45 | 0 | esc | 0.00097009 | 3.1675e-11 | 0.00097009 | 3.1675e-11 | 0.03594 | 2.347e-06 | 0.014899 | 6.7034e-09
[120 empty] | 7.3.3.17.5 (Remote Grid) Updates to grid topology to minimize risk of ignition in HFTDs Remote GridWLDFRContaminationAggregated | WLDFR | HFTD - Distribution - Tier 3 - 4QU CoRE ¦ 5QU LoRE | Non-Red Flag Warning - Large Fires | Contamination | Aggregated | 2046 | 3.2652e-08 | 117.3278 | 3.831e-06 | 2046 | Mitigation | 0.95 | 45 | 0 | esc | 0.00097009 | 3.1675e-11 | 0.00097009 | 3.1675e-11 | 0.03594 | 2.347e-06 | 0.014899 | 6.7034e-09
[120 empty] | 7.3.3.17.5 (Remote Grid) Updates to grid topology to minimize risk of ignition in HFTDs Remote GridWLDFRContaminationAggregated | WLDFR | HFTD - Distribution - Tier 3 - 4QU CoRE ¦ 5QU LoRE | Non-Red Flag Warning - Large Fires | Contamination | Aggregated | 2047 | 3.2652e-08 | 117.3278 | 3.831e-06 | 2047 | Mitigation | 0.95 | 45 | 0 | esc | 0.00097009 | 3.1675e-11 | 0.00097009 | 3.1675e-11 | 0.03594 | 2.347e-06 | 0.014899 | 6.7034e-09
[120 empty] | 7.3.3.17.5 (Remote Grid) Updates to grid topology to minimize risk of ignition in HFTDs Remote GridWLDFRContaminationAggregated | WLDFR | HFTD - Distribution - Tier 3 - 4QU CoRE ¦ 5QU LoRE | Non-Red Flag Warning - Large Fires | Contamination | Aggregated | 2048 | 3.2652e-08 | 117.3278 | 3.831e-06 | 2048 | Mitigation | 0.95 | 45 | 0 | esc | 0.00097009 | 3.1675e-11 | 0.00097009 | 3.1675e-11 | 0.03594 | 2.347e-06 | 0.014899 | 6.7034e-09
[120 empty] | 7.3.3.17.5 (Remote Grid) Updates to grid topology to minimize risk of ignition in HFTDs Remote GridWLDFRContaminationAggregated | WLDFR | HFTD - Distribution - Tier 3 - 4QU CoRE ¦ 5QU LoRE | Non-Red Flag Warning - Large Fires | Contamination | Aggregated | 2049 | 3.2652e-08 | 117.3278 | 3.831e-06 | 2049 | Mitigation | 0.95 | 45 | 0 | esc | 0.00097009 | 3.1675e-11 | 0.00097009 | 3.1675e-11 | 0.03594 | 2.347e-06 | 0.014899 | 6.7034e-09
[120 empty] | 7.3.3.17.5 (Remote Grid) Updates to grid topology to minimize risk of ignition in HFTDs Remote GridWLDFRContaminationAggregated | WLDFR | HFTD - Distribution - Tier 3 - 4QU CoRE ¦ 5QU LoRE | Non-Red Flag Warning - Large Fires | Contamination | Aggregated | 2050 | 3.2652e-08 | 117.3278 | 3.831e-06 | 2050 | Mitigation | 0.95 | 45 | 0 | esc | 0.00097009 | 3.1675e-11 | 0.00097009 | 3.1675e-11 | 0.03594 | 2.347e-06 | 0.014899 | 6.7034e-09
[120 empty] | 7.3.3.17.5 (Remote Grid) Updates to grid topology to minimize risk of ignition in HFTDs Remote GridWLDFRContaminationAggregated | WLDFR | HFTD - Distribution - Tier 3 - 4QU CoRE ¦ 5QU LoRE | Non-Red Flag Warning - Large Fires | Contamination | Aggregated | 2051 | 3.2652e-08 | 117.3278 | 3.831e-06 | 2051 | Mitigation | 0.95 | 45 | 0 | esc | 0.00097009 | 3.1675e-11 | 0.00097009 | 3.1675e-11 | 0.03594 | 2.347e-06 | 0.014899 | 6.7034e-09
[120 empty] | 7.3.3.17.5 (Remote Grid) Updates to grid topology to minimize risk of ignition in HFTDs Remote GridWLDFRContaminationAggregated | WLDFR | HFTD - Distribution - Tier 3 - 4QU CoRE ¦ 5QU LoRE | Non-Red Flag Warning - Large Fires | Contamination | Aggregated | 2052 | 3.2652e-08 | 117.3278 | 3.831e-06 | 2052 | Mitigation | 0.95 | 45 | 0 | esc | 0.00097009 | 3.1675e-11 | 0.00097009 | 3.1675e-11 | 0.03594 | 2.347e-06 | 0.014899 | 6.7034e-09
[120 empty] | 7.3.3.17.5 (Remote Grid) Updates to grid topology to minimize risk of ignition in HFTDs Remote GridWLDFRContaminationAggregated | WLDFR | HFTD - Distribution - Tier 3 - 4QU CoRE ¦ 5QU LoRE | Non-Red Flag Warning - Large Fires | Contamination | Aggregated | 2053 | 3.2652e-08 | 117.3278 | 3.831e-06 | 2053 | Mitigation | 0.95 | 45 | 0 | esc | 0.00097009 | 3.1675e-11 | 0.00097009 | 3.1675e-11 | 0.03594 | 2.347e-06 | 0.014899 | 6.7034e-09
[120 empty] | 7.3.3.17.5 (Remote Grid) Updates to grid topology to minimize risk of ignition in HFTDs Remote GridWLDFRContaminationAggregated | WLDFR | HFTD - Distribution - Tier 3 - 4QU CoRE ¦ 5QU LoRE | Non-Red Flag Warning - Large Fires | Contamination | Aggregated | 2054 | 3.2652e-08 | 117.3278 | 3.831e-06 | 2054 | Mitigation | 0.95 | 45 | 0 | esc | 0.00097009 | 3.1675e-11 | 0.00097009 | 3.1675e-11 | 0.03594 | 2.347e-06 | 0.014899 | 6.7034e-09
[120 empty] | 7.3.3.17.5 (Remote Grid) Updates to grid topology to minimize risk of ignition in HFTDs Remote GridWLDFRContaminationAggregated | WLDFR | HFTD - Distribution - Tier 3 - 4QU CoRE ¦ 5QU LoRE | Non-Red Flag Warning - Large Fires | Contamination | Aggregated | 2055 | 3.2652e-08 | 117.3278 | 3.831e-06 | 2055 | Mitigation | 0.95 | 45 | 0 | esc | 0.00097009 | 3.1675e-11 | 0.00097009 | 3.1675e-11 | 0.03594 | 2.347e-06 | 0.014899 | 6.7034e-09
[120 empty] | 7.3.3.17.5 (Remote Grid) Updates to grid topology to minimize risk of ignition in HFTDs Remote GridWLDFRContaminationAggregated | WLDFR | HFTD - Distribution - Tier 3 - 4QU CoRE ¦ 5QU LoRE | Non-Red Flag Warning - Large Fires | Contamination | Aggregated | 2056 | 3.2652e-08 | 117.3278 | 3.831e-06 | 2056 | Mitigation | 0.95 | 45 | 0 | esc | 0.00097009 | 3.1675e-11 | 0.00097009 | 3.1675e-11 | 0.03594 | 2.347e-06 | 0.014899 | 6.7034e-09
[120 empty] | 7.3.3.17.5 (Remote Grid) Updates to grid topology to minimize risk of ignition in HFTDs Remote GridWLDFRContaminationAggregated | WLDFR | HFTD - Distribution - Tier 3 - 4QU CoRE ¦ 5QU LoRE | Non-Red Flag Warning - Large Fires | Contamination | Aggregated | 2057 | 3.2652e-08 | 117.3278 | 3.831e-06 | 2057 | Mitigation | 0.95 | 45 | 0 | esc | 0.00097009 | 3.1675e-11 | 0.00097009 | 3.1675e-11 | 0.03594 | 2.347e-06 | 0.014899 | 6.7034e-09
[120 empty] | 7.3.3.17.5 (Remote Grid) Updates to grid topology to minimize risk of ignition in HFTDs Remote GridWLDFRContaminationAggregated | WLDFR | HFTD - Distribution - Tier 3 - 4QU CoRE ¦ 5QU LoRE | Non-Red Flag Warning - Large Fires | Contamination | Aggregated | 2058 | 3.2652e-08 | 117.3278 | 3.831e-06 | 2058 | Mitigation | 0.95 | 45 | 0 | esc | 0.00097009 | 3.1675e-11 | 0.00097009 | 3.1675e-11 | 0.03594 | 2.347e-06 | 0.014899 | 6.7034e-09
[120 empty] | 7.3.3.17.5 (Remote Grid) Updates to grid topology to minimize risk of ignition in HFTDs Remote GridWLDFRContaminationAggregated | WLDFR | HFTD - Distribution - Tier 3 - 4QU CoRE ¦ 5QU LoRE | Non-Red Flag Warning - Large Fires | Contamination | Aggregated | 2059 | 3.2652e-08 | 117.3278 | 3.831e-06 | 2059 | Mitigation | 0.95 | 45 | 0 | esc | 0.00097009 | 3.1675e-11 | 0.00097009 | 3.1675e-11 | 0.03594 | 2.347e-06 | 0.014899 | 6.7034e-09
[120 empty] | 7.3.3.17.5 (Remote Grid) Updates to grid topology to minimize risk of ignition in HFTDs Remote GridWLDFRContaminationAggregated | WLDFR | HFTD - Distribution - Tier 3 - 4QU CoRE ¦ 5QU LoRE | Non-Red Flag Warning - Large Fires | Contamination | Aggregated | 2060 | 3.2652e-08 | 117.3278 | 3.831e-06 | 2060 | Mitigation | 0.95 | 45 | 0 | esc | 0.00097009 | 3.1675e-11 | 0.00097009 | 3.1675e-11 | 0.03594 | 2.347e-06 | 0.014899 | 6.7034e-09
[120 empty] | 7.3.3.17.5 (Remote Grid) Updates to grid topology to minimize risk of ignition in HFTDs Remote GridWLDFRContaminationAggregated | WLDFR | HFTD - Distribution - Tier 3 - 4QU CoRE ¦ 5QU LoRE | Non-Red Flag Warning - Large Fires | Contamination | Aggregated | 2061 | 3.2652e-08 | 117.3278 | 3.831e-06 | 2061 | Mitigation | 0.95 | 45 | 0 | esc | 0.00097009 | 3.1675e-11 | 0.00097009 | 3.1675e-11 | 0.03594 | 2.347e-06 | 0.014899 | 6.7034e-09
[120 empty] | 7.3.3.17.5 (Remote Grid) Updates to grid topology to minimize risk of ignition in HFTDs Remote GridWLDFRContaminationAggregated | WLDFR | HFTD - Distribution - Tier 3 - 4QU CoRE ¦ 5QU LoRE | Non-Red Flag Warning - Large Fires | Contamination | Aggregated | 2062 | 3.2652e-08 | 117.3278 | 3.831e-06 | 2062 | Mitigation | 0.95 | 45 | 0 | esc | 0.00097009 | 3.1675e-11 | 0.00097009 | 3.1675e-11 | 0.03594 | 2.347e-06 | 0.014899 | 6.7034e-09
[120 empty] | 7.3.3.17.5 (Remote Grid) Updates to grid topology to minimize risk of ignition in HFTDs Remote GridWLDFRContaminationAggregated | WLDFR | HFTD - Distribution - Tier 3 - 4QU CoRE ¦ 5QU LoRE | Non-Red Flag Warning - Large Fires | Contamination | Aggregated | 2063 | 3.2652e-08 | 117.3278 | 3.831e-06 | 2063 | Mitigation | 0.95 | 45 | 0 | esc | 0.00097009 | 3.1675e-11 | 0.00097009 | 3.1675e-11 | 0.03594 | 2.347e-06 | 0.014899 | 6.7034e-09
[120 empty] | 7.3.3.17.5 (Remote Grid) Updates to grid topology to minimize risk of ignition in HFTDs Remote GridWLDFRContaminationAggregated | WLDFR | HFTD - Distribution - Tier 3 - 4QU CoRE ¦ 5QU LoRE | Non-Red Flag Warning - Large Fires | Contamination | Aggregated | 2064 | 3.2652e-08 | 117.3278 | 3.831e-06 | 2064 | Mitigation | 0.95 | 45 | 0 | esc | 0.00097009 | 3.1675e-11 | 0.00097009 | 3.1675e-11 | 0.03594 | 2.347e-06 | 0.014899 | 6.7034e-09
[120 empty] | 7.3.3.17.5 (Remote Grid) Updates to grid topology to minimize risk of ignition in HFTDs Remote GridWLDFRContaminationAggregated | WLDFR | HFTD - Distribution - Tier 3 - 4QU CoRE ¦ 5QU LoRE | Non-Red Flag Warning - Large Fires | Contamination | Aggregated | 2065 | 3.2652e-08 | 117.3278 | 3.831e-06 | 2065 | Mitigation | 0.95 | 45 | 0 | esc | 0.00097009 | 3.1675e-11 | 0.00097009 | 3.1675e-11 | 0.03594 | 2.347e-06 | 0.014899 | 6.7034e-09
[120 empty] | 7.3.3.17.5 (Remote Grid) Updates to grid topology to minimize risk of ignition in HFTDs Remote GridWLDFRContaminationAggregated | WLDFR | HFTD - Distribution - Tier 3 - 4QU CoRE ¦ 5QU LoRE | Non-Red Flag Warning - Large Fires | Contamination | Aggregated | 2066 | 3.2652e-08 | 117.3278 | 3.831e-06 | 2066 | Mitigation | 0.95 | 45 | 0 | esc | 0.00097009 | 3.1675e-11 | 0.00097009 | 3.1675e-11 | 0.03594 | 2.347e-06 | 0.014899 | 6.7034e-09
[120 empty] | 7.3.3.17.5 (Remote Grid) Updates to grid topology to minimize risk of ignition in HFTDs Remote GridWLDFRContaminationAggregated | WLDFR | HFTD - Distribution - Tier 3 - 4QU CoRE ¦ 5QU LoRE | Non-Red Flag Warning - Large Fires | Contamination | Aggregated | 2067 | 3.2652e-08 | 117.3278 | 3.831e-06 | 2067 | Mitigation | 0.95 | 45 | 0 | esc | 0 | 0 | 0.00097009 | 3.1675e-11 | 0.03594 | 2.347e-06 | 0.014899 | 6.7034e-09
[120 empty] | 7.3.3.17.5 (Remote Grid) Updates to grid topology to minimize risk of ignition in HFTDs Remote GridWLDFREquipment / facility failureAggregated | WLDFR | HFTD - Distribution - Tier 3 - 4QU CoRE ¦ 5QU LoRE | Non-Red Flag Warning - Large Fires | Equipment / facility failure | Aggregated | 2022 | 4.4608e-07 | 117.3278 | 5.2337e-05 | 2022 | Mitigation | 0.95 | 45 | 0 | esc | 0.00097009 | 4.3273e-10 | 0 | 0 | 0.03594 | 2.347e-06 | 0 | 0
[120 empty] | 7.3.3.17.5 (Remote Grid) Updates to grid topology to minimize risk of ignition in HFTDs Remote GridWLDFREquipment / facility failureAggregated | WLDFR | HFTD - Distribution - Tier 3 - 4QU CoRE ¦ 5QU LoRE | Non-Red Flag Warning - Large Fires | Equipment / facility failure | Aggregated | 2023 | 4.4608e-07 | 117.3278 | 5.2337e-05 | 2023 | Mitigation | 0.95 | 45 | 0 | esc | 0.00097009 | 4.3273e-10 | 0.00097009 | 4.3273e-10 | 0.03594 | 2.347e-06 | 0 | 0
[120 empty] | 7.3.3.17.5 (Remote Grid) Updates to grid topology to minimize risk of ignition in HFTDs Remote GridWLDFREquipment / facility failureAggregated | WLDFR | HFTD - Distribution - Tier 3 - 4QU CoRE ¦ 5QU LoRE | Non-Red Flag Warning - Large Fires | Equipment / facility failure | Aggregated | 2024 | 4.4608e-07 | 117.3278 | 5.2337e-05 | 2024 | Mitigation | 0.95 | 45 | 0 | esc | 0.00097009 | 4.3273e-10 | 0.00097009 | 4.3273e-10 | 0.03594 | 2.347e-06 | 0.008942 | 1.6448e-08
[120 empty] | 7.3.3.17.5 (Remote Grid) Updates to grid topology to minimize risk of ignition in HFTDs Remote GridWLDFREquipment / facility failureAggregated | WLDFR | HFTD - Distribution - Tier 3 - 4QU CoRE ¦ 5QU LoRE | Non-Red Flag Warning - Large Fires | Equipment / facility failure | Aggregated | 2025 | 4.4608e-07 | 117.3278 | 5.2337e-05 | 2025 | Mitigation | 0.95 | 45 | 0 | esc | 0.00097009 | 4.3273e-10 | 0.00097009 | 4.3273e-10 | 0.03594 | 2.347e-06 | 0.008942 | 1.6448e-08
[120 empty] | 7.3.3.17.5 (Remote Grid) Updates to grid topology to minimize risk of ignition in HFTDs Remote GridWLDFREquipment / facility failureAggregated | WLDFR | HFTD - Distribution - Tier 3 - 4QU CoRE ¦ 5QU LoRE | Non-Red Flag Warning - Large Fires | Equipment / facility failure | Aggregated | 2026 | 4.4608e-07 | 117.3278 | 5.2337e-05 | 2026 | Mitigation | 0.95 | 45 | 0 | esc | 0.00097009 | 4.3273e-10 | 0.00097009 | 4.3273e-10 | 0 | 0 | 0.008942 | 1.6448e-08
[120 empty] | 7.3.3.17.5 (Remote Grid) Updates to grid topology to minimize risk of ignition in HFTDs Remote GridWLDFREquipment / facility failureAggregated | WLDFR | HFTD - Distribution - Tier 3 - 4QU CoRE ¦ 5QU LoRE | Non-Red Flag Warning - Large Fires | Equipment / facility failure | Aggregated | 2027 | 4.4608e-07 | 117.3278 | 5.2337e-05 | 2027 | Mitigation | 0.95 | 45 | 0 | esc | 0.00097009 | 4.3273e-10 | 0.00097009 | 4.3273e-10 | 0.03594 | 1.3575e-10 | 0.008942 | 1.6448e-08
[120 empty] | 7.3.3.17.5 (Remote Grid) Updates to grid topology to minimize risk of ignition in HFTDs Remote GridWLDFREquipment / facility failureAggregated | WLDFR | HFTD - Distribution - Tier 3 - 4QU CoRE ¦ 5QU LoRE | Non-Red Flag Warning - Large Fires | Equipment / facility failure | Aggregated | 2028 | 4.4608e-07 | 117.3278 | 5.2337e-05 | 2028 | Mitigation | 0.95 | 45 | 0 | esc | 0.00097009 | 4.3273e-10 | 0.00097009 | 4.3273e-10 | 0.03594 | 1.3575e-10 | 0.008942 | 1.6448e-08
[120 empty] | 7.3.3.17.5 (Remote Grid) Updates to grid topology to minimize risk of ignition in HFTDs Remote GridWLDFREquipment / facility failureAggregated | WLDFR | HFTD - Distribution - Tier 3 - 4QU CoRE ¦ 5QU LoRE | Non-Red Flag Warning - Large Fires | Equipment / facility failure | Aggregated | 2029 | 4.4608e-07 | 117.3278 | 5.2337e-05 | 2029 | Mitigation | 0.95 | 45 | 0 | esc | 0.00097009 | 4.3273e-10 | 0.00097009 | 4.3273e-10 | 0.03594 | 1.3575e-10 | 0.008942 | 1.6448e-08
[120 empty] | 7.3.3.17.5 (Remote Grid) Updates to grid topology to minimize risk of ignition in HFTDs Remote GridWLDFREquipment / facility failureAggregated | WLDFR | HFTD - Distribution - Tier 3 - 4QU CoRE ¦ 5QU LoRE | Non-Red Flag Warning - Large Fires | Equipment / facility failure | Aggregated | 2030 | 4.4608e-07 | 117.3278 | 5.2337e-05 | 2030 | Mitigation | 0.95 | 45 | 0 | esc | 0.00097009 | 4.3273e-10 | 0.00097009 | 4.3273e-10 | 0.03594 | 1.3575e-10 | 0.008942 | 1.6448e-08
[120 empty] | 7.3.3.17.5 (Remote Grid) Updates to grid topology to minimize risk of ignition in HFTDs Remote GridWLDFREquipment / facility failureAggregated | WLDFR | HFTD - Distribution - Tier 3 - 4QU CoRE ¦ 5QU LoRE | Non-Red Flag Warning - Large Fires | Equipment / facility failure | Aggregated | 2031 | 4.4608e-07 | 117.3278 | 5.2337e-05 | 2031 | Mitigation | 0.95 | 45 | 0 | esc | 0.00097009 | 4.3273e-10 | 0.00097009 | 4.3273e-10 | 0.03594 | 1.3575e-10 | 0.008942 | 1.6448e-08
[120 empty] | 7.3.3.17.5 (Remote Grid) Updates to grid topology to minimize risk of ignition in HFTDs Remote GridWLDFREquipment / facility failureAggregated | WLDFR | HFTD - Distribution - Tier 3 - 4QU CoRE ¦ 5QU LoRE | Non-Red Flag Warning - Large Fires | Equipment / facility failure | Aggregated | 2032 | 4.4608e-07 | 117.3278 | 5.2337e-05 | 2032 | Mitigation | 0.95 | 45 | 0 | esc | 0.00097009 | 4.3273e-10 | 0.00097009 | 4.3273e-10 | 0.03594 | 1.3575e-10 | 0.008942 | 1.6448e-08
[120 empty] | 7.3.3.17.5 (Remote Grid) Updates to grid topology to minimize risk of ignition in HFTDs Remote GridWLDFREquipment / facility failureAggregated | WLDFR | HFTD - Distribution - Tier 3 - 4QU CoRE ¦ 5QU LoRE | Non-Red Flag Warning - Large Fires | Equipment / facility failure | Aggregated | 2033 | 4.4608e-07 | 117.3278 | 5.2337e-05 | 2033 | Mitigation | 0.95 | 45 | 0 | esc | 0.00097009 | 4.3273e-10 | 0.00097009 | 4.3273e-10 | 0.03594 | 1.3575e-10 | 0.008942 | 1.6448e-08
[120 empty] | 7.3.3.17.5 (Remote Grid) Updates to grid topology to minimize risk of ignition in HFTDs Remote GridWLDFREquipment / facility failureAggregated | WLDFR | HFTD - Distribution - Tier 3 - 4QU CoRE ¦ 5QU LoRE | Non-Red Flag Warning - Large Fires | Equipment / facility failure | Aggregated | 2034 | 4.4608e-07 | 117.3278 | 5.2337e-05 | 2034 | Mitigation | 0.95 | 45 | 0 | esc | 0.00097009 | 4.3273e-10 | 0.00097009 | 4.3273e-10 | 0.03594 | 1.3575e-10 | 0.008942 | 1.6448e-08
[120 empty] | 7.3.3.17.5 (Remote Grid) Updates to grid topology to minimize risk of ignition in HFTDs Remote GridWLDFREquipment / facility failureAggregated | WLDFR | HFTD - Distribution - Tier 3 - 4QU CoRE ¦ 5QU LoRE | Non-Red Flag Warning - Large Fires | Equipment / facility failure | Aggregated | 2035 | 4.4608e-07 | 117.3278 | 5.2337e-05 | 2035 | Mitigation | 0.95 | 45 | 0 | esc | 0.00097009 | 4.3273e-10 | 0.00097009 | 4.3273e-10 | 0.03594 | 1.3575e-10 | 0.008942 | 1.6448e-08
[120 empty] | 7.3.3.17.5 (Remote Grid) Updates to grid topology to minimize risk of ignition in HFTDs Remote GridWLDFREquipment / facility failureAggregated | WLDFR | HFTD - Distribution - Tier 3 - 4QU CoRE ¦ 5QU LoRE | Non-Red Flag Warning - Large Fires | Equipment / facility failure | Aggregated | 2036 | 4.4608e-07 | 117.3278 | 5.2337e-05 | 2036 | Mitigation | 0.95 | 45 | 0 | esc | 0.00097009 | 4.3273e-10 | 0.00097009 | 4.3273e-10 | 0.03594 | 1.3575e-10 | 0.008942 | 1.6448e-08
[120 empty] | 7.3.3.17.5 (Remote Grid) Updates to grid topology to minimize risk of ignition in HFTDs Remote GridWLDFREquipment / facility failureAggregated | WLDFR | HFTD - Distribution - Tier 3 - 4QU CoRE ¦ 5QU LoRE | Non-Red Flag Warning - Large Fires | Equipment / facility failure | Aggregated | 2037 | 4.4608e-07 | 117.3278 | 5.2337e-05 | 2037 | Mitigation | 0.95 | 45 | 0 | esc | 0.00097009 | 4.3273e-10 | 0.00097009 | 4.3273e-10 | 0.03594 | 1.3575e-10 | 0.008942 | 1.6448e-08
[120 empty] | 7.3.3.17.5 (Remote Grid) Updates to grid topology to minimize risk of ignition in HFTDs Remote GridWLDFREquipment / facility failureAggregated | WLDFR | HFTD - Distribution - Tier 3 - 4QU CoRE ¦ 5QU LoRE | Non-Red Flag Warning - Large Fires | Equipment / facility failure | Aggregated | 2038 | 4.4608e-07 | 117.3278 | 5.2337e-05 | 2038 | Mitigation | 0.95 | 45 | 0 | esc | 0.00097009 | 4.3273e-10 | 0.00097009 | 4.3273e-10 | 0.03594 | 1.3575e-10 | 0.008942 | 1.6448e-08
[120 empty] | 7.3.3.17.5 (Remote Grid) Updates to grid topology to minimize risk of ignition in HFTDs Remote GridWLDFREquipment / facility failureAggregated | WLDFR | HFTD - Distribution - Tier 3 - 4QU CoRE ¦ 5QU LoRE | Non-Red Flag Warning - Large Fires | Equipment / facility failure | Aggregated | 2039 | 4.4608e-07 | 117.3278 | 5.2337e-05 | 2039 | Mitigation | 0.95 | 45 | 0 | esc | 0.00097009 | 4.3273e-10 | 0.00097009 | 4.3273e-10 | 0.03594 | 1.3575e-10 | 0.008942 | 1.6448e-08
[120 empty] | 7.3.3.17.5 (Remote Grid) Updates to grid topology to minimize risk of ignition in HFTDs Remote GridWLDFREquipment / facility failureAggregated | WLDFR | HFTD - Distribution - Tier 3 - 4QU CoRE ¦ 5QU LoRE | Non-Red Flag Warning - Large Fires | Equipment / facility failure | Aggregated | 2040 | 4.4608e-07 | 117.3278 | 5.2337e-05 | 2040 | Mitigation | 0.95 | 45 | 0 | esc | 0.00097009 | 4.3273e-10 | 0.00097009 | 4.3273e-10 | 0.03594 | 1.3575e-10 | 0.008942 | 1.6448e-08
[120 empty] | 7.3.3.17.5 (Remote Grid) Updates to grid topology to minimize risk of ignition in HFTDs Remote GridWLDFREquipment / facility failureAggregated | WLDFR | HFTD - Distribution - Tier 3 - 4QU CoRE ¦ 5QU LoRE | Non-Red Flag Warning - Large Fires | Equipment / facility failure | Aggregated | 2041 | 4.4608e-07 | 117.3278 | 5.2337e-05 | 2041 | Mitigation | 0.95 | 45 | 0 | esc | 0.00097009 | 4.3273e-10 | 0.00097009 | 4.3273e-10 | 0.03594 | 1.3575e-10 | 0.008942 | 1.6448e-08
[120 empty] | 7.3.3.17.5 (Remote Grid) Updates to grid topology to minimize risk of ignition in HFTDs Remote GridWLDFREquipment / facility failureAggregated | WLDFR | HFTD - Distribution - Tier 3 - 4QU CoRE ¦ 5QU LoRE | Non-Red Flag Warning - Large Fires | Equipment / facility failure | Aggregated | 2042 | 4.4608e-07 | 117.3278 | 5.2337e-05 | 2042 | Mitigation | 0.95 | 45 | 0 | esc | 0.00097009 | 4.3273e-10 | 0.00097009 | 4.3273e-10 | 0.03594 | 1.3575e-10 | 0.008942 | 1.6448e-08
[120 empty] | 7.3.3.17.5 (Remote Grid) Updates to grid topology to minimize risk of ignition in HFTDs Remote GridWLDFREquipment / facility failureAggregated | WLDFR | HFTD - Distribution - Tier 3 - 4QU CoRE ¦ 5QU LoRE | Non-Red Flag Warning - Large Fires | Equipment / facility failure | Aggregated | 2043 | 4.4608e-07 | 117.3278 | 5.2337e-05 | 2043 | Mitigation | 0.95 | 45 | 0 | esc | 0.00097009 | 4.3273e-10 | 0.00097009 | 4.3273e-10 | 0.03594 | 1.3575e-10 | 0.008942 | 1.6448e-08
[120 empty] | 7.3.3.17.5 (Remote Grid) Updates to grid topology to minimize risk of ignition in HFTDs Remote GridWLDFREquipment / facility failureAggregated | WLDFR | HFTD - Distribution - Tier 3 - 4QU CoRE ¦ 5QU LoRE | Non-Red Flag Warning - Large Fires | Equipment / facility failure | Aggregated | 2044 | 4.4608e-07 | 117.3278 | 5.2337e-05 | 2044 | Mitigation | 0.95 | 45 | 0 | esc | 0.00097009 | 4.3273e-10 | 0.00097009 | 4.3273e-10 | 0.03594 | 1.3575e-10 | 0.008942 | 1.6448e-08
[120 empty] | 7.3.3.17.5 (Remote Grid) Updates to grid topology to minimize risk of ignition in HFTDs Remote GridWLDFREquipment / facility failureAggregated | WLDFR | HFTD - Distribution - Tier 3 - 4QU CoRE ¦ 5QU LoRE | Non-Red Flag Warning - Large Fires | Equipment / facility failure | Aggregated | 2045 | 4.4608e-07 | 117.3278 | 5.2337e-05 | 2045 | Mitigation | 0.95 | 45 | 0 | esc | 0.00097009 | 4.3273e-10 | 0.00097009 | 4.3273e-10 | 0.03594 | 1.3575e-10 | 0.008942 | 1.6448e-08
[120 empty] | 7.3.3.17.5 (Remote Grid) Updates to grid topology to minimize risk of ignition in HFTDs Remote GridWLDFREquipment / facility failureAggregated | WLDFR | HFTD - Distribution - Tier 3 - 4QU CoRE ¦ 5QU LoRE | Non-Red Flag Warning - Large Fires | Equipment / facility failure | Aggregated | 2046 | 4.4608e-07 | 117.3278 | 5.2337e-05 | 2046 | Mitigation | 0.95 | 45 | 0 | esc | 0.00097009 | 4.3273e-10 | 0.00097009 | 4.3273e-10 | 0.03594 | 1.3575e-10 | 0.008942 | 1.6448e-08
[120 empty] | 7.3.3.17.5 (Remote Grid) Updates to grid topology to minimize risk of ignition in HFTDs Remote GridWLDFREquipment / facility failureAggregated | WLDFR | HFTD - Distribution - Tier 3 - 4QU CoRE ¦ 5QU LoRE | Non-Red Flag Warning - Large Fires | Equipment / facility failure | Aggregated | 2047 | 4.4608e-07 | 117.3278 | 5.2337e-05 | 2047 | Mitigation | 0.95 | 45 | 0 | esc | 0.00097009 | 4.3273e-10 | 0.00097009 | 4.3273e-10 | 0.03594 | 1.3575e-10 | 0.008942 | 1.6448e-08
[120 empty] | 7.3.3.17.5 (Remote Grid) Updates to grid topology to minimize risk of ignition in HFTDs Remote GridWLDFREquipment / facility failureAggregated | WLDFR | HFTD - Distribution - Tier 3 - 4QU CoRE ¦ 5QU LoRE | Non-Red Flag Warning - Large Fires | Equipment / facility failure | Aggregated | 2048 | 4.4608e-07 | 117.3278 | 5.2337e-05 | 2048 | Mitigation | 0.95 | 45 | 0 | esc | 0.00097009 | 4.3273e-10 | 0.00097009 | 4.3273e-10 | 0.03594 | 1.3575e-10 | 0.008942 | 1.6448e-08
[120 empty] | 7.3.3.17.5 (Remote Grid) Updates to grid topology to minimize risk of ignition in HFTDs Remote GridWLDFREquipment / facility failureAggregated | WLDFR | HFTD - Distribution - Tier 3 - 4QU CoRE ¦ 5QU LoRE | Non-Red Flag Warning - Large Fires | Equipment / facility failure | Aggregated | 2049 | 4.4608e-07 | 117.3278 | 5.2337e-05 | 2049 | Mitigation | 0.95 | 45 | 0 | esc | 0.00097009 | 4.3273e-10 | 0.00097009 | 4.3273e-10 | 0.03594 | 1.3575e-10 | 0.008942 | 1.6448e-08
[120 empty] | 7.3.3.17.5 (Remote Grid) Updates to grid topology to minimize risk of ignition in HFTDs Remote GridWLDFREquipment / facility failureAggregated | WLDFR | HFTD - Distribution - Tier 3 - 4QU CoRE ¦ 5QU LoRE | Non-Red Flag Warning - Large Fires | Equipment / facility failure | Aggregated | 2050 | 4.4608e-07 | 117.3278 | 5.2337e-05 | 2050 | Mitigation | 0.95 | 45 | 0 | esc | 0.00097009 | 4.3273e-10 | 0.00097009 | 4.3273e-10 | 0.03594 | 1.3575e-10 | 0.008942 | 1.6448e-08
[120 empty] | 7.3.3.17.5 (Remote Grid) Updates to grid topology to minimize risk of ignition in HFTDs Remote GridWLDFREquipment / facility failureAggregated | WLDFR | HFTD - Distribution - Tier 3 - 4QU CoRE ¦ 5QU LoRE | Non-Red Flag Warning - Large Fires | Equipment / facility failure | Aggregated | 2051 | 4.4608e-07 | 117.3278 | 5.2337e-05 | 2051 | Mitigation | 0.95 | 45 | 0 | esc | 0.00097009 | 4.3273e-10 | 0.00097009 | 4.3273e-10 | 0.03594 | 1.3575e-10 | 0.008942 | 1.6448e-08
[120 empty] | 7.3.3.17.5 (Remote Grid) Updates to grid topology to minimize risk of ignition in HFTDs Remote GridWLDFREquipment / facility failureAggregated | WLDFR | HFTD - Distribution - Tier 3 - 4QU CoRE ¦ 5QU LoRE | Non-Red Flag Warning - Large Fires | Equipment / facility failure | Aggregated | 2052 | 4.4608e-07 | 117.3278 | 5.2337e-05 | 2052 | Mitigation | 0.95 | 45 | 0 | esc | 0.00097009 | 4.3273e-10 | 0.00097009 | 4.3273e-10 | 0.03594 | 1.3575e-10 | 0.008942 | 1.6448e-08
[120 empty] | 7.3.3.17.5 (Remote Grid) Updates to grid topology to minimize risk of ignition in HFTDs Remote GridWLDFREquipment / facility failureAggregated | WLDFR | HFTD - Distribution - Tier 3 - 4QU CoRE ¦ 5QU LoRE | Non-Red Flag Warning - Large Fires | Equipment / facility failure | Aggregated | 2053 | 4.4608e-07 | 117.3278 | 5.2337e-05 | 2053 | Mitigation | 0.95 | 45 | 0 | esc | 0.00097009 | 4.3273e-10 | 0.00097009 | 4.3273e-10 | 0.03594 | 1.3575e-10 | 0.008942 | 1.6448e-08
[120 empty] | 7.3.3.17.5 (Remote Grid) Updates to grid topology to minimize risk of ignition in HFTDs Remote GridWLDFREquipment / facility failureAggregated | WLDFR | HFTD - Distribution - Tier 3 - 4QU CoRE ¦ 5QU LoRE | Non-Red Flag Warning - Large Fires | Equipment / facility failure | Aggregated | 2054 | 4.4608e-07 | 117.3278 | 5.2337e-05 | 2054 | Mitigation | 0.95 | 45 | 0 | esc | 0.00097009 | 4.3273e-10 | 0.00097009 | 4.3273e-10 | 0.03594 | 1.3575e-10 | 0 | 0
[120 empty] | 7.3.3.17.5 (Remote Grid) Updates to grid topology to minimize risk of ignition in HFTDs Remote GridWLDFREquipment / facility failureAggregated | WLDFR | HFTD - Distribution - Tier 3 - 4QU CoRE ¦ 5QU LoRE | Non-Red Flag Warning - Large Fires | Equipment / facility failure | Aggregated | 2055 | 4.4608e-07 | 117.3278 | 5.2337e-05 | 2055 | Mitigation | 0.95 | 45 | 0 | esc | 0.00097009 | 4.3273e-10 | 0.00097009 | 4.3273e-10 | 0.03594 | 1.3575e-10 | 0 | 0
[120 empty] | 7.3.3.17.5 (Remote Grid) Updates to grid topology to minimize risk of ignition in HFTDs Remote GridWLDFREquipment / facility failureAggregated | WLDFR | HFTD - Distribution - Tier 3 - 4QU CoRE ¦ 5QU LoRE | Non-Red Flag Warning - Large Fires | Equipment / facility failure | Aggregated | 2056 | 4.4608e-07 | 117.3278 | 5.2337e-05 | 2056 | Mitigation | 0.95 | 45 | 0 | esc | 0.00097009 | 4.3273e-10 | 0.00097009 | 4.3273e-10 | 0.03594 | 1.3575e-10 | 0.0088147 | 6.4064e-08
[120 empty] | 7.3.3.17.5 (Remote Grid) Updates to grid topology to minimize risk of ignition in HFTDs Remote GridWLDFREquipment / facility failureAggregated | WLDFR | HFTD - Distribution - Tier 3 - 4QU CoRE ¦ 5QU LoRE | Non-Red Flag Warning - Large Fires | Equipment / facility failure | Aggregated | 2057 | 4.4608e-07 | 117.3278 | 5.2337e-05 | 2057 | Mitigation | 0.95 | 45 | 0 | esc | 0.00097009 | 4.3273e-10 | 0.00097009 | 4.3273e-10 | 0.03594 | 1.3575e-10 | 0.0088147 | 6.4064e-08
[120 empty] | 7.3.3.17.5 (Remote Grid) Updates to grid topology to minimize risk of ignition in HFTDs Remote GridWLDFREquipment / facility failureAggregated | WLDFR | HFTD - Distribution - Tier 3 - 4QU CoRE ¦ 5QU LoRE | Non-Red Flag Warning - Large Fires | Equipment / facility failure | Aggregated | 2058 | 4.4608e-07 | 117.3278 | 5.2337e-05 | 2058 | Mitigation | 0.95 | 45 | 0 | esc | 0.00097009 | 4.3273e-10 | 0.00097009 | 4.3273e-10 | 0.03594 | 1.3575e-10 | 0.0088147 | 6.4064e-08
[120 empty] | 7.3.3.17.5 (Remote Grid) Updates to grid topology to minimize risk of ignition in HFTDs Remote GridWLDFREquipment / facility failureAggregated | WLDFR | HFTD - Distribution - Tier 3 - 4QU CoRE ¦ 5QU LoRE | Non-Red Flag Warning - Large Fires | Equipment / facility failure | Aggregated | 2059 | 4.4608e-07 | 117.3278 | 5.2337e-05 | 2059 | Mitigation | 0.95 | 45 | 0 | esc | 0.00097009 | 4.3273e-10 | 0.00097009 | 4.3273e-10 | 0.03594 | 1.3575e-10 | 0.0088147 | 6.4064e-08
[120 empty] | 7.3.3.17.5 (Remote Grid) Updates to grid topology to minimize risk of ignition in HFTDs Remote GridWLDFREquipment / facility failureAggregated | WLDFR | HFTD - Distribution - Tier 3 - 4QU CoRE ¦ 5QU LoRE | Non-Red Flag Warning - Large Fires | Equipment / facility failure | Aggregated | 2060 | 4.4608e-07 | 117.3278 | 5.2337e-05 | 2060 | Mitigation | 0.95 | 45 | 0 | esc | 0.00097009 | 4.3273e-10 | 0.00097009 | 4.3273e-10 | 0.03594 | 1.3575e-10 | 0.0088147 | 6.4064e-08
[120 empty] | 7.3.3.17.5 (Remote Grid) Updates to grid topology to minimize risk of ignition in HFTDs Remote GridWLDFREquipment / facility failureAggregated | WLDFR | HFTD - Distribution - Tier 3 - 4QU CoRE ¦ 5QU LoRE | Non-Red Flag Warning - Large Fires | Equipment / facility failure | Aggregated | 2061 | 4.4608e-07 | 117.3278 | 5.2337e-05 | 2061 | Mitigation | 0.95 | 45 | 0 | esc | 0.00097009 | 4.3273e-10 | 0.00097009 | 4.3273e-10 | 0.03594 | 1.3575e-10 | 0.0088147 | 6.4064e-08
[120 empty] | 7.3.3.17.5 (Remote Grid) Updates to grid topology to minimize risk of ignition in HFTDs Remote GridWLDFREquipment / facility failureAggregated | WLDFR | HFTD - Distribution - Tier 3 - 4QU CoRE ¦ 5QU LoRE | Non-Red Flag Warning - Large Fires | Equipment / facility failure | Aggregated | 2062 | 4.4608e-07 | 117.3278 | 5.2337e-05 | 2062 | Mitigation | 0.95 | 45 | 0 | esc | 0.00097009 | 4.3273e-10 | 0.00097009 | 4.3273e-10 | 0.03594 | 1.3575e-10 | 0.0088147 | 6.4064e-08
[120 empty] | 7.3.3.17.5 (Remote Grid) Updates to grid topology to minimize risk of ignition in HFTDs Remote GridWLDFREquipment / facility failureAggregated | WLDFR | HFTD - Distribution - Tier 3 - 4QU CoRE ¦ 5QU LoRE | Non-Red Flag Warning - Large Fires | Equipment / facility failure | Aggregated | 2063 | 4.4608e-07 | 117.3278 | 5.2337e-05 | 2063 | Mitigation | 0.95 | 45 | 0 | esc | 0.00097009 | 4.3273e-10 | 0.00097009 | 4.3273e-10 | 0.03594 | 1.3575e-10 | 0.0088147 | 6.4064e-08
[120 empty] | 7.3.3.17.5 (Remote Grid) Updates to grid topology to minimize risk of ignition in HFTDs Remote GridWLDFREquipment / facility failureAggregated | WLDFR | HFTD - Distribution - Tier 3 - 4QU CoRE ¦ 5QU LoRE | Non-Red Flag Warning - Large Fires | Equipment / facility failure | Aggregated | 2064 | 4.4608e-07 | 117.3278 | 5.2337e-05 | 2064 | Mitigation | 0.95 | 45 | 0 | esc | 0.00097009 | 4.3273e-10 | 0.00097009 | 4.3273e-10 | 0.03594 | 1.3575e-10 | 0.0088147 | 6.4064e-08
[120 empty] | 7.3.3.17.5 (Remote Grid) Updates to grid topology to minimize risk of ignition in HFTDs Remote GridWLDFREquipment / facility failureAggregated | WLDFR | HFTD - Distribution - Tier 3 - 4QU CoRE ¦ 5QU LoRE | Non-Red Flag Warning - Large Fires | Equipment / facility failure | Aggregated | 2065 | 4.4608e-07 | 117.3278 | 5.2337e-05 | 2065 | Mitigation | 0.95 | 45 | 0 | esc | 0.00097009 | 4.3273e-10 | 0.00097009 | 4.3273e-10 | 0.03594 | 1.3575e-10 | 0.0088147 | 6.4064e-08
[120 empty] | 7.3.3.17.5 (Remote Grid) Updates to grid topology to minimize risk of ignition in HFTDs Remote GridWLDFREquipment / facility failureAggregated | WLDFR | HFTD - Distribution - Tier 3 - 4QU CoRE ¦ 5QU LoRE | Non-Red Flag Warning - Large Fires | Equipment / facility failure | Aggregated | 2066 | 4.4608e-07 | 117.3278 | 5.2337e-05 | 2066 | Mitigation | 0.95 | 45 | 0 | esc | 0.00097009 | 4.3273e-10 | 0.00097009 | 4.3273e-10 | 0.03594 | 1.3575e-10 | 0.0088147 | 6.4064e-08
[120 empty] | 7.3.3.17.5 (Remote Grid) Updates to grid topology to minimize risk of ignition in HFTDs Remote GridWLDFREquipment / facility failureAggregated | WLDFR | HFTD - Distribution - Tier 3 - 4QU CoRE ¦ 5QU LoRE | Non-Red Flag Warning - Large Fires | Equipment / facility failure | Aggregated | 2067 | 4.4608e-07 | 117.3278 | 5.2337e-05 | 2067 | Mitigation | 0.95 | 45 | 0 | esc | 0 | 0 | 0.00097009 | 4.3273e-10 | 0.03594 | 1.3575e-10 | 0.0088147 | 6.4064e-08
[120 empty] | 7.3.3.17.5 (Remote Grid) Updates to grid topology to minimize risk of ignition in HFTDs Remote GridWLDFRVegetation ContactAggregated | WLDFR | HFTD - Distribution - Tier 3 - 4QU CoRE ¦ 5QU LoRE | Non-Red Flag Warning - Large Fires | Vegetation Contact | Aggregated | 2022 | 4.3158e-06 | 117.3278 | 0.00050636 | 2022 | Mitigation | 0.95 | 45 | 0 | esc | 0.00097009 | 4.1866e-09 | 0 | 0 | 0.03594 | 1.3575e-10 | 0.0088147 | 6.4064e-08
[120 empty] | 7.3.3.17.5 (Remote Grid) Updates to grid topology to minimize risk of ignition in HFTDs Remote GridWLDFRVegetation ContactAggregated | WLDFR | HFTD - Distribution - Tier 3 - 4QU CoRE ¦ 5QU LoRE | Non-Red Flag Warning - Large Fires | Vegetation Contact | Aggregated | 2023 | 4.3158e-06 | 117.3278 | 0.00050636 | 2023 | Mitigation | 0.95 | 45 | 0 | esc | 0.00097009 | 4.1866e-09 | 0.00097009 | 4.1866e-09 | 0.03594 | 1.3575e-10 | 0.0088147 | 6.4064e-08
[120 empty] | 7.3.3.17.5 (Remote Grid) Updates to grid topology to minimize risk of ignition in HFTDs Remote GridWLDFRVegetation ContactAggregated | WLDFR | HFTD - Distribution - Tier 3 - 4QU CoRE ¦ 5QU LoRE | Non-Red Flag Warning - Large Fires | Vegetation Contact | Aggregated | 2024 | 4.3158e-06 | 117.3278 | 0.00050636 | 2024 | Mitigation | 0.95 | 45 | 0 | esc | 0.00097009 | 4.1866e-09 | 0.00097009 | 4.1866e-09 | 0.03594 | 1.3575e-10 | 0.0088147 | 6.4064e-08
[120 empty] | 7.3.3.17.5 (Remote Grid) Updates to grid topology to minimize risk of ignition in HFTDs Remote GridWLDFRVegetation ContactAggregated | WLDFR | HFTD - Distribution - Tier 3 - 4QU CoRE ¦ 5QU LoRE | Non-Red Flag Warning - Large Fires | Vegetation Contact | Aggregated | 2025 | 4.3158e-06 | 117.3278 | 0.00050636 | 2025 | Mitigation | 0.95 | 45 | 0 | esc | 0.00097009 | 4.1866e-09 | 0.00097009 | 4.1866e-09 | 0.03594 | 1.3575e-10 | 0.0088147 | 6.4064e-08
[120 empty] | 7.3.3.17.5 (Remote Grid) Updates to grid topology to minimize risk of ignition in HFTDs Remote GridWLDFRVegetation ContactAggregated | WLDFR | HFTD - Distribution - Tier 3 - 4QU CoRE ¦ 5QU LoRE | Non-Red Flag Warning - Large Fires | Vegetation Contact | Aggregated | 2026 | 4.3158e-06 | 117.3278 | 0.00050636 | 2026 | Mitigation | 0.95 | 45 | 0 | esc | 0.00097009 | 4.1866e-09 | 0.00097009 | 4.1866e-09 | 0.03594 | 1.3575e-10 | 0.0088147 | 6.4064e-08
[120 empty] | 7.3.3.17.5 (Remote Grid) Updates to grid topology to minimize risk of ignition in HFTDs Remote GridWLDFRVegetation ContactAggregated | WLDFR | HFTD - Distribution - Tier 3 - 4QU CoRE ¦ 5QU LoRE | Non-Red Flag Warning - Large Fires | Vegetation Contact | Aggregated | 2027 | 4.3158e-06 | 117.3278 | 0.00050636 | 2027 | Mitigation | 0.95 | 45 | 0 | esc | 0.00097009 | 4.1866e-09 | 0.00097009 | 4.1866e-09 | 0.03594 | 1.3575e-10 | 0.0088147 | 6.4064e-08
[120 empty] | 7.3.3.17.5 (Remote Grid) Updates to grid topology to minimize risk of ignition in HFTDs Remote GridWLDFRVegetation ContactAggregated | WLDFR | HFTD - Distribution - Tier 3 - 4QU CoRE ¦ 5QU LoRE | Non-Red Flag Warning - Large Fires | Vegetation Contact | Aggregated | 2028 | 4.3158e-06 | 117.3278 | 0.00050636 | 2028 | Mitigation | 0.95 | 45 | 0 | esc | 0.00097009 | 4.1866e-09 | 0.00097009 | 4.1866e-09 | 0.03594 | 1.3575e-10 | 0.0088147 | 6.4064e-08
[120 empty] | 7.3.3.17.5 (Remote Grid) Updates to grid topology to minimize risk of ignition in HFTDs Remote GridWLDFRVegetation ContactAggregated | WLDFR | HFTD - Distribution - Tier 3 - 4QU CoRE ¦ 5QU LoRE | Non-Red Flag Warning - Large Fires | Vegetation Contact | Aggregated | 2029 | 4.3158e-06 | 117.3278 | 0.00050636 | 2029 | Mitigation | 0.95 | 45 | 0 | esc | 0.00097009 | 4.1866e-09 | 0.00097009 | 4.1866e-09 | 0.03594 | 1.3575e-10 | 0.0088147 | 6.4064e-08
[120 empty] | 7.3.3.17.5 (Remote Grid) Updates to grid topology to minimize risk of ignition in HFTDs Remote GridWLDFRVegetation ContactAggregated | WLDFR | HFTD - Distribution - Tier 3 - 4QU CoRE ¦ 5QU LoRE | Non-Red Flag Warning - Large Fires | Vegetation Contact | Aggregated | 2030 | 4.3158e-06 | 117.3278 | 0.00050636 | 2030 | Mitigation | 0.95 | 45 | 0 | esc | 0.00097009 | 4.1866e-09 | 0.00097009 | 4.1866e-09 | 0 | 0 | 0.0088147 | 6.4064e-08
[120 empty] | 7.3.3.17.5 (Remote Grid) Updates to grid topology to minimize risk of ignition in HFTDs Remote GridWLDFRVegetation ContactAggregated | WLDFR | HFTD - Distribution - Tier 3 - 4QU CoRE ¦ 5QU LoRE | Non-Red Flag Warning - Large Fires | Vegetation Contact | Aggregated | 2031 | 4.3158e-06 | 117.3278 | 0.00050636 | 2031 | Mitigation | 0.95 | 45 | 0 | esc | 0.00097009 | 4.1866e-09 | 0.00097009 | 4.1866e-09 | 0.03594 | 0.00010224 | 0.0088147 | 6.4064e-08
[120 empty] | 7.3.3.17.5 (Remote Grid) Updates to grid topology to minimize risk of ignition in HFTDs Remote GridWLDFRVegetation ContactAggregated | WLDFR | HFTD - Distribution - Tier 3 - 4QU CoRE ¦ 5QU LoRE | Non-Red Flag Warning - Large Fires | Vegetation Contact | Aggregated | 2032 | 4.3158e-06 | 117.3278 | 0.00050636 | 2032 | Mitigation | 0.95 | 45 | 0 | esc | 0.00097009 | 4.1866e-09 | 0.00097009 | 4.1866e-09 | 0.03594 | 0.00010224 | 0.0088147 | 6.4064e-08
[120 empty] | 7.3.3.17.5 (Remote Grid) Updates to grid topology to minimize risk of ignition in HFTDs Remote GridWLDFRVegetation ContactAggregated | WLDFR | HFTD - Distribution - Tier 3 - 4QU CoRE ¦ 5QU LoRE | Non-Red Flag Warning - Large Fires | Vegetation Contact | Aggregated | 2033 | 4.3158e-06 | 117.3278 | 0.00050636 | 2033 | Mitigation | 0.95 | 45 | 0 | esc | 0.00097009 | 4.1866e-09 | 0.00097009 | 4.1866e-09 | 0.03594 | 0.00010224 | 0.0088147 | 6.4064e-08
[120 empty] | 7.3.3.17.5 (Remote Grid) Updates to grid topology to minimize risk of ignition in HFTDs Remote GridWLDFRVegetation ContactAggregated | WLDFR | HFTD - Distribution - Tier 3 - 4QU CoRE ¦ 5QU LoRE | Non-Red Flag Warning - Large Fires | Vegetation Contact | Aggregated | 2034 | 4.3158e-06 | 117.3278 | 0.00050636 | 2034 | Mitigation | 0.95 | 45 | 0 | esc | 0.00097009 | 4.1866e-09 | 0.00097009 | 4.1866e-09 | 0.03594 | 0.00010224 | 0.0088147 | 6.4064e-08
[120 empty] | 7.3.3.17.5 (Remote Grid) Updates to grid topology to minimize risk of ignition in HFTDs Remote GridWLDFRVegetation ContactAggregated | WLDFR | HFTD - Distribution - Tier 3 - 4QU CoRE ¦ 5QU LoRE | Non-Red Flag Warning - Large Fires | Vegetation Contact | Aggregated | 2035 | 4.3158e-06 | 117.3278 | 0.00050636 | 2035 | Mitigation | 0.95 | 45 | 0 | esc | 0.00097009 | 4.1866e-09 | 0.00097009 | 4.1866e-09 | 0.03594 | 0.00010224 | 0.0088147 | 6.4064e-08
[120 empty] | 7.3.3.17.5 (Remote Grid) Updates to grid topology to minimize risk of ignition in HFTDs Remote GridWLDFRVegetation ContactAggregated | WLDFR | HFTD - Distribution - Tier 3 - 4QU CoRE ¦ 5QU LoRE | Non-Red Flag Warning - Large Fires | Vegetation Contact | Aggregated | 2036 | 4.3158e-06 | 117.3278 | 0.00050636 | 2036 | Mitigation | 0.95 | 45 | 0 | esc | 0.00097009 | 4.1866e-09 | 0.00097009 | 4.1866e-09 | 0.03594 | 0.00010224 | 0.0088147 | 6.4064e-08
[120 empty] | 7.3.3.17.5 (Remote Grid) Updates to grid topology to minimize risk of ignition in HFTDs Remote GridWLDFRVegetation ContactAggregated | WLDFR | HFTD - Distribution - Tier 3 - 4QU CoRE ¦ 5QU LoRE | Non-Red Flag Warning - Large Fires | Vegetation Contact | Aggregated | 2037 | 4.3158e-06 | 117.3278 | 0.00050636 | 2037 | Mitigation | 0.95 | 45 | 0 | esc | 0.00097009 | 4.1866e-09 | 0.00097009 | 4.1866e-09 | 0.03594 | 0.00010224 | 0.0088147 | 6.4064e-08
[120 empty] | 7.3.3.17.5 (Remote Grid) Updates to grid topology to minimize risk of ignition in HFTDs Remote GridWLDFRVegetation ContactAggregated | WLDFR | HFTD - Distribution - Tier 3 - 4QU CoRE ¦ 5QU LoRE | Non-Red Flag Warning - Large Fires | Vegetation Contact | Aggregated | 2038 | 4.3158e-06 | 117.3278 | 0.00050636 | 2038 | Mitigation | 0.95 | 45 | 0 | esc | 0.00097009 | 4.1866e-09 | 0.00097009 | 4.1866e-09 | 0.03594 | 0.00010224 | 0.0088147 | 6.4064e-08
[120 empty] | 7.3.3.17.5 (Remote Grid) Updates to grid topology to minimize risk of ignition in HFTDs Remote GridWLDFRVegetation ContactAggregated | WLDFR | HFTD - Distribution - Tier 3 - 4QU CoRE ¦ 5QU LoRE | Non-Red Flag Warning - Large Fires | Vegetation Contact | Aggregated | 2039 | 4.3158e-06 | 117.3278 | 0.00050636 | 2039 | Mitigation | 0.95 | 45 | 0 | esc | 0.00097009 | 4.1866e-09 | 0.00097009 | 4.1866e-09 | 0.03594 | 0.00010224 | 0.0088147 | 6.4064e-08
[120 empty] | 7.3.3.17.5 (Remote Grid) Updates to grid topology to minimize risk of ignition in HFTDs Remote GridWLDFRVegetation ContactAggregated | WLDFR | HFTD - Distribution - Tier 3 - 4QU CoRE ¦ 5QU LoRE | Non-Red Flag Warning - Large Fires | Vegetation Contact | Aggregated | 2040 | 4.3158e-06 | 117.3278 | 0.00050636 | 2040 | Mitigation | 0.95 | 45 | 0 | esc | 0.00097009 | 4.1866e-09 | 0.00097009 | 4.1866e-09 | 0.03594 | 0.00010224 | 0 | 0
[120 empty] | 7.3.3.17.5 (Remote Grid) Updates to grid topology to minimize risk of ignition in HFTDs Remote GridWLDFRVegetation ContactAggregated | WLDFR | HFTD - Distribution - Tier 3 - 4QU CoRE ¦ 5QU LoRE | Non-Red Flag Warning - Large Fires | Vegetation Contact | Aggregated | 2041 | 4.3158e-06 | 117.3278 | 0.00050636 | 2041 | Mitigation | 0.95 | 45 | 0 | esc | 0.00097009 | 4.1866e-09 | 0.00097009 | 4.1866e-09 | 0.03594 | 0.00010224 | 0 | 0
[120 empty] | 7.3.3.17.5 (Remote Grid) Updates to grid topology to minimize risk of ignition in HFTDs Remote GridWLDFRVegetation ContactAggregated | WLDFR | HFTD - Distribution - Tier 3 - 4QU CoRE ¦ 5QU LoRE | Non-Red Flag Warning - Large Fires | Vegetation Contact | Aggregated | 2042 | 4.3158e-06 | 117.3278 | 0.00050636 | 2042 | Mitigation | 0.95 | 45 | 0 | esc | 0.00097009 | 4.1866e-09 | 0.00097009 | 4.1866e-09 | 0.03594 | 0.00010224 | 0.013543 | 1.5271e-08
[120 empty] | 7.3.3.17.5 (Remote Grid) Updates to grid topology to minimize risk of ignition in HFTDs Remote GridWLDFRVegetation ContactAggregated | WLDFR | HFTD - Distribution - Tier 3 - 4QU CoRE ¦ 5QU LoRE | Non-Red Flag Warning - Large Fires | Vegetation Contact | Aggregated | 2043 | 4.3158e-06 | 117.3278 | 0.00050636 | 2043 | Mitigation | 0.95 | 45 | 0 | esc | 0.00097009 | 4.1866e-09 | 0.00097009 | 4.1866e-09 | 0.03594 | 0.00010224 | 0.013543 | 1.5271e-08
[120 empty] | 7.3.3.17.5 (Remote Grid) Updates to grid topology to minimize risk of ignition in HFTDs Remote GridWLDFRVegetation ContactAggregated | WLDFR | HFTD - Distribution - Tier 3 - 4QU CoRE ¦ 5QU LoRE | Non-Red Flag Warning - Large Fires | Vegetation Contact | Aggregated | 2044 | 4.3158e-06 | 117.3278 | 0.00050636 | 2044 | Mitigation | 0.95 | 45 | 0 | esc | 0.00097009 | 4.1866e-09 | 0.00097009 | 4.1866e-09 | 0.03594 | 0.00010224 | 0.013543 | 1.5271e-08
[120 empty] | 7.3.3.17.5 (Remote Grid) Updates to grid topology to minimize risk of ignition in HFTDs Remote GridWLDFRVegetation ContactAggregated | WLDFR | HFTD - Distribution - Tier 3 - 4QU CoRE ¦ 5QU LoRE | Non-Red Flag Warning - Large Fires | Vegetation Contact | Aggregated | 2045 | 4.3158e-06 | 117.3278 | 0.00050636 | 2045 | Mitigation | 0.95 | 45 | 0 | esc | 0.00097009 | 4.1866e-09 | 0.00097009 | 4.1866e-09 | 0.03594 | 0.00010224 | 0.013543 | 1.5271e-08
[120 empty] | 7.3.3.17.5 (Remote Grid) Updates to grid topology to minimize risk of ignition in HFTDs Remote GridWLDFRVegetation ContactAggregated | WLDFR | HFTD - Distribution - Tier 3 - 4QU CoRE ¦ 5QU LoRE | Non-Red Flag Warning - Large Fires | Vegetation Contact | Aggregated | 2046 | 4.3158e-06 | 117.3278 | 0.00050636 | 2046 | Mitigation | 0.95 | 45 | 0 | esc | 0.00097009 | 4.1866e-09 | 0.00097009 | 4.1866e-09 | 0.03594 | 0.00010224 | 0.013543 | 1.5271e-08
[120 empty] | 7.3.3.17.5 (Remote Grid) Updates to grid topology to minimize risk of ignition in HFTDs Remote GridWLDFRVegetation ContactAggregated | WLDFR | HFTD - Distribution - Tier 3 - 4QU CoRE ¦ 5QU LoRE | Non-Red Flag Warning - Large Fires | Vegetation Contact | Aggregated | 2047 | 4.3158e-06 | 117.3278 | 0.00050636 | 2047 | Mitigation | 0.95 | 45 | 0 | esc | 0.00097009 | 4.1866e-09 | 0.00097009 | 4.1866e-09 | 0.03594 | 0.00010224 | 0.013543 | 1.5271e-08
[120 empty] | 7.3.3.17.5 (Remote Grid) Updates to grid topology to minimize risk of ignition in HFTDs Remote GridWLDFRVegetation ContactAggregated | WLDFR | HFTD - Distribution - Tier 3 - 4QU CoRE ¦ 5QU LoRE | Non-Red Flag Warning - Large Fires | Vegetation Contact | Aggregated | 2048 | 4.3158e-06 | 117.3278 | 0.00050636 | 2048 | Mitigation | 0.95 | 45 | 0 | esc | 0.00097009 | 4.1866e-09 | 0.00097009 | 4.1866e-09 | 0.03594 | 0.00010224 | 0.013543 | 1.5271e-08
[120 empty] | 7.3.3.17.5 (Remote Grid) Updates to grid topology to minimize risk of ignition in HFTDs Remote GridWLDFRVegetation ContactAggregated | WLDFR | HFTD - Distribution - Tier 3 - 4QU CoRE ¦ 5QU LoRE | Non-Red Flag Warning - Large Fires | Vegetation Contact | Aggregated | 2049 | 4.3158e-06 | 117.3278 | 0.00050636 | 2049 | Mitigation | 0.95 | 45 | 0 | esc | 0.00097009 | 4.1866e-09 | 0.00097009 | 4.1866e-09 | 0.03594 | 0.00010224 | 0.013543 | 1.5271e-08
[120 empty] | 7.3.3.17.5 (Remote Grid) Updates to grid topology to minimize risk of ignition in HFTDs Remote GridWLDFRVegetation ContactAggregated | WLDFR | HFTD - Distribution - Tier 3 - 4QU CoRE ¦ 5QU LoRE | Non-Red Flag Warning - Large Fires | Vegetation Contact | Aggregated | 2050 | 4.3158e-06 | 117.3278 | 0.00050636 | 2050 | Mitigation | 0.95 | 45 | 0 | esc | 0.00097009 | 4.1866e-09 | 0.00097009 | 4.1866e-09 | 0.03594 | 0.00010224 | 0.013543 | 1.5271e-08
[120 empty] | 7.3.3.17.5 (Remote Grid) Updates to grid topology to minimize risk of ignition in HFTDs Remote GridWLDFRVegetation ContactAggregated | WLDFR | HFTD - Distribution - Tier 3 - 4QU CoRE ¦ 5QU LoRE | Non-Red Flag Warning - Large Fires | Vegetation Contact | Aggregated | 2051 | 4.3158e-06 | 117.3278 | 0.00050636 | 2051 | Mitigation | 0.95 | 45 | 0 | esc | 0.00097009 | 4.1866e-09 | 0.00097009 | 4.1866e-09 | 0.03594 | 0.00010224 | 0.013543 | 1.5271e-08
[120 empty] | 7.3.3.17.5 (Remote Grid) Updates to grid topology to minimize risk of ignition in HFTDs Remote GridWLDFRVegetation ContactAggregated | WLDFR | HFTD - Distribution - Tier 3 - 4QU CoRE ¦ 5QU LoRE | Non-Red Flag Warning - Large Fires | Vegetation Contact | Aggregated | 2052 | 4.3158e-06 | 117.3278 | 0.00050636 | 2052 | Mitigation | 0.95 | 45 | 0 | esc | 0.00097009 | 4.1866e-09 | 0.00097009 | 4.1866e-09 | 0.03594 | 0.00010224 | 0.013543 | 1.5271e-08
[120 empty] | 7.3.3.17.5 (Remote Grid) Updates to grid topology to minimize risk of ignition in HFTDs Remote GridWLDFRVegetation ContactAggregated | WLDFR | HFTD - Distribution - Tier 3 - 4QU CoRE ¦ 5QU LoRE | Non-Red Flag Warning - Large Fires | Vegetation Contact | Aggregated | 2053 | 4.3158e-06 | 117.3278 | 0.00050636 | 2053 | Mitigation | 0.95 | 45 | 0 | esc | 0.00097009 | 4.1866e-09 | 0.00097009 | 4.1866e-09 | 0.03594 | 0.00010224 | 0.013543 | 1.5271e-08
[120 empty] | 7.3.3.17.5 (Remote Grid) Updates to grid topology to minimize risk of ignition in HFTDs Remote GridWLDFRVegetation ContactAggregated | WLDFR | HFTD - Distribution - Tier 3 - 4QU CoRE ¦ 5QU LoRE | Non-Red Flag Warning - Large Fires | Vegetation Contact | Aggregated | 2054 | 4.3158e-06 | 117.3278 | 0.00050636 | 2054 | Mitigation | 0.95 | 45 | 0 | esc | 0.00097009 | 4.1866e-09 | 0.00097009 | 4.1866e-09 | 0.03594 | 0.00010224 | 0.013543 | 1.5271e-08
[120 empty] | 7.3.3.17.5 (Remote Grid) Updates to grid topology to minimize risk of ignition in HFTDs Remote GridWLDFRVegetation ContactAggregated | WLDFR | HFTD - Distribution - Tier 3 - 4QU CoRE ¦ 5QU LoRE | Non-Red Flag Warning - Large Fires | Vegetation Contact | Aggregated | 2055 | 4.3158e-06 | 117.3278 | 0.00050636 | 2055 | Mitigation | 0.95 | 45 | 0 | esc | 0.00097009 | 4.1866e-09 | 0.00097009 | 4.1866e-09 | 0.03594 | 0.00010224 | 0.013543 | 1.5271e-08
[120 empty] | 7.3.3.17.5 (Remote Grid) Updates to grid topology to minimize risk of ignition in HFTDs Remote GridWLDFRVegetation ContactAggregated | WLDFR | HFTD - Distribution - Tier 3 - 4QU CoRE ¦ 5QU LoRE | Non-Red Flag Warning - Large Fires | Vegetation Contact | Aggregated | 2056 | 4.3158e-06 | 117.3278 | 0.00050636 | 2056 | Mitigation | 0.95 | 45 | 0 | esc | 0.00097009 | 4.1866e-09 | 0.00097009 | 4.1866e-09 | 0.03594 | 0.00010224 | 0.013543 | 1.5271e-08
[120 empty] | 7.3.3.17.5 (Remote Grid) Updates to grid topology to minimize risk of ignition in HFTDs Remote GridWLDFRVegetation ContactAggregated | WLDFR | HFTD - Distribution - Tier 3 - 4QU CoRE ¦ 5QU LoRE | Non-Red Flag Warning - Large Fires | Vegetation Contact | Aggregated | 2057 | 4.3158e-06 | 117.3278 | 0.00050636 | 2057 | Mitigation | 0.95 | 45 | 0 | esc | 0.00097009 | 4.1866e-09 | 0.00097009 | 4.1866e-09 | 0.03594 | 0.00010224 | 0.013543 | 1.5271e-08
[120 empty] | 7.3.3.17.5 (Remote Grid) Updates to grid topology to minimize risk of ignition in HFTDs Remote GridWLDFRVegetation ContactAggregated | WLDFR | HFTD - Distribution - Tier 3 - 4QU CoRE ¦ 5QU LoRE | Non-Red Flag Warning - Large Fires | Vegetation Contact | Aggregated | 2058 | 4.3158e-06 | 117.3278 | 0.00050636 | 2058 | Mitigation | 0.95 | 45 | 0 | esc | 0.00097009 | 4.1866e-09 | 0.00097009 | 4.1866e-09 | 0.03594 | 0.00010224 | 0.013543 | 1.5271e-08
[120 empty] | 7.3.3.17.5 (Remote Grid) Updates to grid topology to minimize risk of ignition in HFTDs Remote GridWLDFRVegetation ContactAggregated | WLDFR | HFTD - Distribution - Tier 3 - 4QU CoRE ¦ 5QU LoRE | Non-Red Flag Warning - Large Fires | Vegetation Contact | Aggregated | 2059 | 4.3158e-06 | 117.3278 | 0.00050636 | 2059 | Mitigation | 0.95 | 45 | 0 | esc | 0.00097009 | 4.1866e-09 | 0.00097009 | 4.1866e-09 | 0.03594 | 0.00010224 | 0.013543 | 1.5271e-08
[120 empty] | 7.3.3.17.5 (Remote Grid) Updates to grid topology to minimize risk of ignition in HFTDs Remote GridWLDFRVegetation ContactAggregated | WLDFR | HFTD - Distribution - Tier 3 - 4QU CoRE ¦ 5QU LoRE | Non-Red Flag Warning - Large Fires | Vegetation Contact | Aggregated | 2060 | 4.3158e-06 | 117.3278 | 0.00050636 | 2060 | Mitigation | 0.95 | 45 | 0 | esc | 0.00097009 | 4.1866e-09 | 0.00097009 | 4.1866e-09 | 0.03594 | 0.00010224 | 0.013543 | 1.5271e-08
[120 empty] | 7.3.3.17.5 (Remote Grid) Updates to grid topology to minimize risk of ignition in HFTDs Remote GridWLDFRVegetation ContactAggregated | WLDFR | HFTD - Distribution - Tier 3 - 4QU CoRE ¦ 5QU LoRE | Non-Red Flag Warning - Large Fires | Vegetation Contact | Aggregated | 2061 | 4.3158e-06 | 117.3278 | 0.00050636 | 2061 | Mitigation | 0.95 | 45 | 0 | esc | 0.00097009 | 4.1866e-09 | 0.00097009 | 4.1866e-09 | 0.03594 | 0.00010224 | 0.013543 | 1.5271e-08
[120 empty] | 7.3.3.17.5 (Remote Grid) Updates to grid topology to minimize risk of ignition in HFTDs Remote GridWLDFRVegetation ContactAggregated | WLDFR | HFTD - Distribution - Tier 3 - 4QU CoRE ¦ 5QU LoRE | Non-Red Flag Warning - Large Fires | Vegetation Contact | Aggregated | 2062 | 4.3158e-06 | 117.3278 | 0.00050636 | 2062 | Mitigation | 0.95 | 45 | 0 | esc | 0.00097009 | 4.1866e-09 | 0.00097009 | 4.1866e-09 | 0.03594 | 0.00010224 | 0.013543 | 1.5271e-08
[120 empty] | 7.3.3.17.5 (Remote Grid) Updates to grid topology to minimize risk of ignition in HFTDs Remote GridWLDFRVegetation ContactAggregated | WLDFR | HFTD - Distribution - Tier 3 - 4QU CoRE ¦ 5QU LoRE | Non-Red Flag Warning - Large Fires | Vegetation Contact | Aggregated | 2063 | 4.3158e-06 | 117.3278 | 0.00050636 | 2063 | Mitigation | 0.95 | 45 | 0 | esc | 0.00097009 | 4.1866e-09 | 0.00097009 | 4.1866e-09 | 0.03594 | 0.00010224 | 0.013543 | 1.5271e-08
[120 empty] | 7.3.3.17.5 (Remote Grid) Updates to grid topology to minimize risk of ignition in HFTDs Remote GridWLDFRVegetation ContactAggregated | WLDFR | HFTD - Distribution - Tier 3 - 4QU CoRE ¦ 5QU LoRE | Non-Red Flag Warning - Large Fires | Vegetation Contact | Aggregated | 2064 | 4.3158e-06 | 117.3278 | 0.00050636 | 2064 | Mitigation | 0.95 | 45 | 0 | esc | 0.00097009 | 4.1866e-09 | 0.00097009 | 4.1866e-09 | 0.03594 | 0.00010224 | 0.013543 | 1.5271e-08
[120 empty] | 7.3.3.17.5 (Remote Grid) Updates to grid topology to minimize risk of ignition in HFTDs Remote GridWLDFRVegetation ContactAggregated | WLDFR | HFTD - Distribution - Tier 3 - 4QU CoRE ¦ 5QU LoRE | Non-Red Flag Warning - Large Fires | Vegetation Contact | Aggregated | 2065 | 4.3158e-06 | 117.3278 | 0.00050636 | 2065 | Mitigation | 0.95 | 45 | 0 | esc | 0.00097009 | 4.1866e-09 | 0.00097009 | 4.1866e-09 | 0.03594 | 0.00010224 | 0.013543 | 1.5271e-08
[120 empty] | 7.3.3.17.5 (Remote Grid) Updates to grid topology to minimize risk of ignition in HFTDs Remote GridWLDFRVegetation ContactAggregated | WLDFR | HFTD - Distribution - Tier 3 - 4QU CoRE ¦ 5QU LoRE | Non-Red Flag Warning - Large Fires | Vegetation Contact | Aggregated | 2066 | 4.3158e-06 | 117.3278 | 0.00050636 | 2066 | Mitigation | 0.95 | 45 | 0 | esc | 0.00097009 | 4.1866e-09 | 0.00097009 | 4.1866e-09 | 0.03594 | 0.00010224 | 0.013543 | 1.5271e-08
[120 empty] | 7.3.3.17.5 (Remote Grid) Updates to grid topology to minimize risk of ignition in HFTDs Remote GridWLDFRVegetation ContactAggregated | WLDFR | HFTD - Distribution - Tier 3 - 4QU CoRE ¦ 5QU LoRE | Non-Red Flag Warning - Large Fires | Vegetation Contact | Aggregated | 2067 | 4.3158e-06 | 117.3278 | 0.00050636 | 2067 | Mitigation | 0.95 | 45 | 0 | esc | 0 | 0 | 0.00097009 | 4.1866e-09 | 0.03594 | 0.00010224 | 0.013543 | 1.5271e-08
[120 empty] | 7.3.3.17.5 (Remote Grid) Updates to grid topology to minimize risk of ignition in HFTDs Remote GridWLDFRWire-to-wire contactAggregated | WLDFR | HFTD - Distribution - Tier 3 - 4QU CoRE ¦ 5QU LoRE | Non-Red Flag Warning - Large Fires | Wire-to-wire contact | Aggregated | 2022 | 4.2701e-07 | 117.3278 | 5.01e-05 | 2022 | Mitigation | 0.95 | 45 | 0 | esc | 0.00097009 | 4.1423e-10 | 0 | 0 | 0.03594 | 0.00010224 | 0.013543 | 1.5271e-08
[120 empty] | 7.3.3.17.5 (Remote Grid) Updates to grid topology to minimize risk of ignition in HFTDs Remote GridWLDFRWire-to-wire contactAggregated | WLDFR | HFTD - Distribution - Tier 3 - 4QU CoRE ¦ 5QU LoRE | Non-Red Flag Warning - Large Fires | Wire-to-wire contact | Aggregated | 2023 | 4.2701e-07 | 117.3278 | 5.01e-05 | 2023 | Mitigation | 0.95 | 45 | 0 | esc | 0.00097009 | 4.1423e-10 | 0.00097009 | 4.1423e-10 | 0.03594 | 0.00010224 | 0.013543 | 1.5271e-08
[120 empty] | 7.3.3.17.5 (Remote Grid) Updates to grid topology to minimize risk of ignition in HFTDs Remote GridWLDFRWire-to-wire contactAggregated | WLDFR | HFTD - Distribution - Tier 3 - 4QU CoRE ¦ 5QU LoRE | Non-Red Flag Warning - Large Fires | Wire-to-wire contact | Aggregated | 2024 | 4.2701e-07 | 117.3278 | 5.01e-05 | 2024 | Mitigation | 0.95 | 45 | 0 | esc | 0.00097009 | 4.1423e-10 | 0.00097009 | 4.1423e-10 | 0.03594 | 0.00010224 | 0.013543 | 1.5271e-08
[120 empty] | 7.3.3.17.5 (Remote Grid) Updates to grid topology to minimize risk of ignition in HFTDs Remote GridWLDFRWire-to-wire contactAggregated | WLDFR | HFTD - Distribution - Tier 3 - 4QU CoRE ¦ 5QU LoRE | Non-Red Flag Warning - Large Fires | Wire-to-wire contact | Aggregated | 2025 | 4.2701e-07 | 117.3278 | 5.01e-05 | 2025 | Mitigation | 0.95 | 45 | 0 | esc | 0.00097009 | 4.1423e-10 | 0.00097009 | 4.1423e-10 | 0.03594 | 0.00010224 | 0.013543 | 1.5271e-08
[120 empty] | 7.3.3.17.5 (Remote Grid) Updates to grid topology to minimize risk of ignition in HFTDs Remote GridWLDFRWire-to-wire contactAggregated | WLDFR | HFTD - Distribution - Tier 3 - 4QU CoRE ¦ 5QU LoRE | Non-Red Flag Warning - Large Fires | Wire-to-wire contact | Aggregated | 2026 | 4.2701e-07 | 117.3278 | 5.01e-05 | 2026 | Mitigation | 0.95 | 45 | 0 | esc | 0.00097009 | 4.1423e-10 | 0.00097009 | 4.1423e-10 | 0.03594 | 0.00010224 | 0 | 0
[120 empty] | 7.3.3.17.5 (Remote Grid) Updates to grid topology to minimize risk of ignition in HFTDs Remote GridWLDFRWire-to-wire contactAggregated | WLDFR | HFTD - Distribution - Tier 3 - 4QU CoRE ¦ 5QU LoRE | Non-Red Flag Warning - Large Fires | Wire-to-wire contact | Aggregated | 2027 | 4.2701e-07 | 117.3278 | 5.01e-05 | 2027 | Mitigation | 0.95 | 45 | 0 | esc | 0.00097009 | 4.1423e-10 | 0.00097009 | 4.1423e-10 | 0.03594 | 0.00010224 | 0 | 0
[120 empty] | 7.3.3.17.5 (Remote Grid) Updates to grid topology to minimize risk of ignition in HFTDs Remote GridWLDFRWire-to-wire contactAggregated | WLDFR | HFTD - Distribution - Tier 3 - 4QU CoRE ¦ 5QU LoRE | Non-Red Flag Warning - Large Fires | Wire-to-wire contact | Aggregated | 2028 | 4.2701e-07 | 117.3278 | 5.01e-05 | 2028 | Mitigation | 0.95 | 45 | 0 | esc | 0.00097009 | 4.1423e-10 | 0.00097009 | 4.1423e-10 | 0.03594 | 0.00010224 | 0.0093813 | 1.6268e-07
[120 empty] | 7.3.3.17.5 (Remote Grid) Updates to grid topology to minimize risk of ignition in HFTDs Remote GridWLDFRWire-to-wire contactAggregated | WLDFR | HFTD - Distribution - Tier 3 - 4QU CoRE ¦ 5QU LoRE | Non-Red Flag Warning - Large Fires | Wire-to-wire contact | Aggregated | 2029 | 4.2701e-07 | 117.3278 | 5.01e-05 | 2029 | Mitigation | 0.95 | 45 | 0 | esc | 0.00097009 | 4.1423e-10 | 0.00097009 | 4.1423e-10 | 0.03594 | 0.00010224 | 0.0093813 | 1.6268e-07
[120 empty] | 7.3.3.17.5 (Remote Grid) Updates to grid topology to minimize risk of ignition in HFTDs Remote GridWLDFRWire-to-wire contactAggregated | WLDFR | HFTD - Distribution - Tier 3 - 4QU CoRE ¦ 5QU LoRE | Non-Red Flag Warning - Large Fires | Wire-to-wire contact | Aggregated | 2030 | 4.2701e-07 | 117.3278 | 5.01e-05 | 2030 | Mitigation | 0.95 | 45 | 0 | esc | 0.00097009 | 4.1423e-10 | 0.00097009 | 4.1423e-10 | 0.03594 | 0.00010224 | 0.0093813 | 1.6268e-07
[120 empty] | 7.3.3.17.5 (Remote Grid) Updates to grid topology to minimize risk of ignition in HFTDs Remote GridWLDFRWire-to-wire contactAggregated | WLDFR | HFTD - Distribution - Tier 3 - 4QU CoRE ¦ 5QU LoRE | Non-Red Flag Warning - Large Fires | Wire-to-wire contact | Aggregated | 2031 | 4.2701e-07 | 117.3278 | 5.01e-05 | 2031 | Mitigation | 0.95 | 45 | 0 | esc | 0.00097009 | 4.1423e-10 | 0.00097009 | 4.1423e-10 | 0.03594 | 0.00010224 | 0.0093813 | 1.6268e-07
[120 empty] | 7.3.3.17.5 (Remote Grid) Updates to grid topology to minimize risk of ignition in HFTDs Remote GridWLDFRWire-to-wire contactAggregated | WLDFR | HFTD - Distribution - Tier 3 - 4QU CoRE ¦ 5QU LoRE | Non-Red Flag Warning - Large Fires | Wire-to-wire contact | Aggregated | 2032 | 4.2701e-07 | 117.3278 | 5.01e-05 | 2032 | Mitigation | 0.95 | 45 | 0 | esc | 0.00097009 | 4.1423e-10 | 0.00097009 | 4.1423e-10 | 0.03594 | 0.00010224 | 0.0093813 | 1.6268e-07
[120 empty] | 7.3.3.17.5 (Remote Grid) Updates to grid topology to minimize risk of ignition in HFTDs Remote GridWLDFRWire-to-wire contactAggregated | WLDFR | HFTD - Distribution - Tier 3 - 4QU CoRE ¦ 5QU LoRE | Non-Red Flag Warning - Large Fires | Wire-to-wire contact | Aggregated | 2033 | 4.2701e-07 | 117.3278 | 5.01e-05 | 2033 | Mitigation | 0.95 | 45 | 0 | esc | 0.00097009 | 4.1423e-10 | 0.00097009 | 4.1423e-10 | 0.03594 | 0.00010224 | 0.0093813 | 1.6268e-07
[120 empty] | 7.3.3.17.5 (Remote Grid) Updates to grid topology to minimize risk of ignition in HFTDs Remote GridWLDFRWire-to-wire contactAggregated | WLDFR | HFTD - Distribution - Tier 3 - 4QU CoRE ¦ 5QU LoRE | Non-Red Flag Warning - Large Fires | Wire-to-wire contact | Aggregated | 2034 | 4.2701e-07 | 117.3278 | 5.01e-05 | 2034 | Mitigation | 0.95 | 45 | 0 | esc | 0.00097009 | 4.1423e-10 | 0.00097009 | 4.1423e-10 | 0 | 0 | 0.0093813 | 1.6268e-07
[120 empty] | 7.3.3.17.5 (Remote Grid) Updates to grid topology to minimize risk of ignition in HFTDs Remote GridWLDFRWire-to-wire contactAggregated | WLDFR | HFTD - Distribution - Tier 3 - 4QU CoRE ¦ 5QU LoRE | Non-Red Flag Warning - Large Fires | Wire-to-wire contact | Aggregated | 2035 | 4.2701e-07 | 117.3278 | 5.01e-05 | 2035 | Mitigation | 0.95 | 45 | 0 | esc | 0.00097009 | 4.1423e-10 | 0.00097009 | 4.1423e-10 | 0.03594 | 3.1936e-06 | 0.0093813 | 1.6268e-07
[120 empty] | 7.3.3.17.5 (Remote Grid) Updates to grid topology to minimize risk of ignition in HFTDs Remote GridWLDFRWire-to-wire contactAggregated | WLDFR | HFTD - Distribution - Tier 3 - 4QU CoRE ¦ 5QU LoRE | Non-Red Flag Warning - Large Fires | Wire-to-wire contact | Aggregated | 2036 | 4.2701e-07 | 117.3278 | 5.01e-05 | 2036 | Mitigation | 0.95 | 45 | 0 | esc | 0.00097009 | 4.1423e-10 | 0.00097009 | 4.1423e-10 | 0.03594 | 3.1936e-06 | 0.0093813 | 1.6268e-07
[120 empty] | 7.3.3.17.5 (Remote Grid) Updates to grid topology to minimize risk of ignition in HFTDs Remote GridWLDFRWire-to-wire contactAggregated | WLDFR | HFTD - Distribution - Tier 3 - 4QU CoRE ¦ 5QU LoRE | Non-Red Flag Warning - Large Fires | Wire-to-wire contact | Aggregated | 2037 | 4.2701e-07 | 117.3278 | 5.01e-05 | 2037 | Mitigation | 0.95 | 45 | 0 | esc | 0.00097009 | 4.1423e-10 | 0.00097009 | 4.1423e-10 | 0.03594 | 3.1936e-06 | 0.0093813 | 1.6268e-07
[120 empty] | 7.3.3.17.5 (Remote Grid) Updates to grid topology to minimize risk of ignition in HFTDs Remote GridWLDFRWire-to-wire contactAggregated | WLDFR | HFTD - Distribution - Tier 3 - 4QU CoRE ¦ 5QU LoRE | Non-Red Flag Warning - Large Fires | Wire-to-wire contact | Aggregated | 2038 | 4.2701e-07 | 117.3278 | 5.01e-05 | 2038 | Mitigation | 0.95 | 45 | 0 | esc | 0.00097009 | 4.1423e-10 | 0.00097009 | 4.1423e-10 | 0.03594 | 3.1936e-06 | 0.0093813 | 1.6268e-07
[120 empty] | 7.3.3.17.5 (Remote Grid) Updates to grid topology to minimize risk of ignition in HFTDs Remote GridWLDFRWire-to-wire contactAggregated | WLDFR | HFTD - Distribution - Tier 3 - 4QU CoRE ¦ 5QU LoRE | Non-Red Flag Warning - Large Fires | Wire-to-wire contact | Aggregated | 2039 | 4.2701e-07 | 117.3278 | 5.01e-05 | 2039 | Mitigation | 0.95 | 45 | 0 | esc | 0.00097009 | 4.1423e-10 | 0.00097009 | 4.1423e-10 | 0.03594 | 3.1936e-06 | 0.0093813 | 1.6268e-07
[120 empty] | 7.3.3.17.5 (Remote Grid) Updates to grid topology to minimize risk of ignition in HFTDs Remote GridWLDFRWire-to-wire contactAggregated | WLDFR | HFTD - Distribution - Tier 3 - 4QU CoRE ¦ 5QU LoRE | Non-Red Flag Warning - Large Fires | Wire-to-wire contact | Aggregated | 2040 | 4.2701e-07 | 117.3278 | 5.01e-05 | 2040 | Mitigation | 0.95 | 45 | 0 | esc | 0.00097009 | 4.1423e-10 | 0.00097009 | 4.1423e-10 | 0.03594 | 3.1936e-06 | 0.0093813 | 1.6268e-07
[120 empty] | 7.3.3.17.5 (Remote Grid) Updates to grid topology to minimize risk of ignition in HFTDs Remote GridWLDFRWire-to-wire contactAggregated | WLDFR | HFTD - Distribution - Tier 3 - 4QU CoRE ¦ 5QU LoRE | Non-Red Flag Warning - Large Fires | Wire-to-wire contact | Aggregated | 2041 | 4.2701e-07 | 117.3278 | 5.01e-05 | 2041 | Mitigation | 0.95 | 45 | 0 | esc | 0.00097009 | 4.1423e-10 | 0.00097009 | 4.1423e-10 | 0.03594 | 3.1936e-06 | 0.0093813 | 1.6268e-07
[120 empty] | 7.3.3.17.5 (Remote Grid) Updates to grid topology to minimize risk of ignition in HFTDs Remote GridWLDFRWire-to-wire contactAggregated | WLDFR | HFTD - Distribution - Tier 3 - 4QU CoRE ¦ 5QU LoRE | Non-Red Flag Warning - Large Fires | Wire-to-wire contact | Aggregated | 2042 | 4.2701e-07 | 117.3278 | 5.01e-05 | 2042 | Mitigation | 0.95 | 45 | 0 | esc | 0.00097009 | 4.1423e-10 | 0.00097009 | 4.1423e-10 | 0.03594 | 3.1936e-06 | 0.0093813 | 1.6268e-07
[120 empty] | 7.3.3.17.5 (Remote Grid) Updates to grid topology to minimize risk of ignition in HFTDs Remote GridWLDFRWire-to-wire contactAggregated | WLDFR | HFTD - Distribution - Tier 3 - 4QU CoRE ¦ 5QU LoRE | Non-Red Flag Warning - Large Fires | Wire-to-wire contact | Aggregated | 2043 | 4.2701e-07 | 117.3278 | 5.01e-05 | 2043 | Mitigation | 0.95 | 45 | 0 | esc | 0.00097009 | 4.1423e-10 | 0.00097009 | 4.1423e-10 | 0.03594 | 3.1936e-06 | 0.0093813 | 1.6268e-07
[120 empty] | 7.3.3.17.5 (Remote Grid) Updates to grid topology to minimize risk of ignition in HFTDs Remote GridWLDFRWire-to-wire contactAggregated | WLDFR | HFTD - Distribution - Tier 3 - 4QU CoRE ¦ 5QU LoRE | Non-Red Flag Warning - Large Fires | Wire-to-wire contact | Aggregated | 2044 | 4.2701e-07 | 117.3278 | 5.01e-05 | 2044 | Mitigation | 0.95 | 45 | 0 | esc | 0.00097009 | 4.1423e-10 | 0.00097009 | 4.1423e-10 | 0.03594 | 3.1936e-06 | 0.0093813 | 1.6268e-07
[120 empty] | 7.3.3.17.5 (Remote Grid) Updates to grid topology to minimize risk of ignition in HFTDs Remote GridWLDFRWire-to-wire contactAggregated | WLDFR | HFTD - Distribution - Tier 3 - 4QU CoRE ¦ 5QU LoRE | Non-Red Flag Warning - Large Fires | Wire-to-wire contact | Aggregated | 2045 | 4.2701e-07 | 117.3278 | 5.01e-05 | 2045 | Mitigation | 0.95 | 45 | 0 | esc | 0.00097009 | 4.1423e-10 | 0.00097009 | 4.1423e-10 | 0.03594 | 3.1936e-06 | 0.0093813 | 1.6268e-07
[120 empty] | 7.3.3.17.5 (Remote Grid) Updates to grid topology to minimize risk of ignition in HFTDs Remote GridWLDFRWire-to-wire contactAggregated | WLDFR | HFTD - Distribution - Tier 3 - 4QU CoRE ¦ 5QU LoRE | Non-Red Flag Warning - Large Fires | Wire-to-wire contact | Aggregated | 2046 | 4.2701e-07 | 117.3278 | 5.01e-05 | 2046 | Mitigation | 0.95 | 45 | 0 | esc | 0.00097009 | 4.1423e-10 | 0.00097009 | 4.1423e-10 | 0.03594 | 3.1936e-06 | 0.0093813 | 1.6268e-07
[120 empty] | 7.3.3.17.5 (Remote Grid) Updates to grid topology to minimize risk of ignition in HFTDs Remote GridWLDFRWire-to-wire contactAggregated | WLDFR | HFTD - Distribution - Tier 3 - 4QU CoRE ¦ 5QU LoRE | Non-Red Flag Warning - Large Fires | Wire-to-wire contact | Aggregated | 2047 | 4.2701e-07 | 117.3278 | 5.01e-05 | 2047 | Mitigation | 0.95 | 45 | 0 | esc | 0.00097009 | 4.1423e-10 | 0.00097009 | 4.1423e-10 | 0.03594 | 3.1936e-06 | 0.0093813 | 1.6268e-07
[120 empty] | 7.3.3.17.5 (Remote Grid) Updates to grid topology to minimize risk of ignition in HFTDs Remote GridWLDFRWire-to-wire contactAggregated | WLDFR | HFTD - Distribution - Tier 3 - 4QU CoRE ¦ 5QU LoRE | Non-Red Flag Warning - Large Fires | Wire-to-wire contact | Aggregated | 2048 | 4.2701e-07 | 117.3278 | 5.01e-05 | 2048 | Mitigation | 0.95 | 45 | 0 | esc | 0.00097009 | 4.1423e-10 | 0.00097009 | 4.1423e-10 | 0.03594 | 3.1936e-06 | 0.0093813 | 1.6268e-07
[120 empty] | 7.3.3.17.5 (Remote Grid) Updates to grid topology to minimize risk of ignition in HFTDs Remote GridWLDFRWire-to-wire contactAggregated | WLDFR | HFTD - Distribution - Tier 3 - 4QU CoRE ¦ 5QU LoRE | Non-Red Flag Warning - Large Fires | Wire-to-wire contact | Aggregated | 2049 | 4.2701e-07 | 117.3278 | 5.01e-05 | 2049 | Mitigation | 0.95 | 45 | 0 | esc | 0.00097009 | 4.1423e-10 | 0.00097009 | 4.1423e-10 | 0.03594 | 3.1936e-06 | 0.0093813 | 1.6268e-07
[120 empty] | 7.3.3.17.5 (Remote Grid) Updates to grid topology to minimize risk of ignition in HFTDs Remote GridWLDFRWire-to-wire contactAggregated | WLDFR | HFTD - Distribution - Tier 3 - 4QU CoRE ¦ 5QU LoRE | Non-Red Flag Warning - Large Fires | Wire-to-wire contact | Aggregated | 2050 | 4.2701e-07 | 117.3278 | 5.01e-05 | 2050 | Mitigation | 0.95 | 45 | 0 | esc | 0.00097009 | 4.1423e-10 | 0.00097009 | 4.1423e-10 | 0.03594 | 3.1936e-06 | 0.0093813 | 1.6268e-07
[120 empty] | 7.3.3.17.5 (Remote Grid) Updates to grid topology to minimize risk of ignition in HFTDs Remote GridWLDFRWire-to-wire contactAggregated | WLDFR | HFTD - Distribution - Tier 3 - 4QU CoRE ¦ 5QU LoRE | Non-Red Flag Warning - Large Fires | Wire-to-wire contact | Aggregated | 2051 | 4.2701e-07 | 117.3278 | 5.01e-05 | 2051 | Mitigation | 0.95 | 45 | 0 | esc | 0.00097009 | 4.1423e-10 | 0.00097009 | 4.1423e-10 | 0.03594 | 3.1936e-06 | 0.0093813 | 1.6268e-07
[120 empty] | 7.3.3.17.5 (Remote Grid) Updates to grid topology to minimize risk of ignition in HFTDs Remote GridWLDFRWire-to-wire contactAggregated | WLDFR | HFTD - Distribution - Tier 3 - 4QU CoRE ¦ 5QU LoRE | Non-Red Flag Warning - Large Fires | Wire-to-wire contact | Aggregated | 2052 | 4.2701e-07 | 117.3278 | 5.01e-05 | 2052 | Mitigation | 0.95 | 45 | 0 | esc | 0.00097009 | 4.1423e-10 | 0.00097009 | 4.1423e-10 | 0.03594 | 3.1936e-06 | 0.0093813 | 1.6268e-07
[120 empty] | 7.3.3.17.5 (Remote Grid) Updates to grid topology to minimize risk of ignition in HFTDs Remote GridWLDFRWire-to-wire contactAggregated | WLDFR | HFTD - Distribution - Tier 3 - 4QU CoRE ¦ 5QU LoRE | Non-Red Flag Warning - Large Fires | Wire-to-wire contact | Aggregated | 2053 | 4.2701e-07 | 117.3278 | 5.01e-05 | 2053 | Mitigation | 0.95 | 45 | 0 | esc | 0.00097009 | 4.1423e-10 | 0.00097009 | 4.1423e-10 | 0.03594 | 3.1936e-06 | 0.0093813 | 1.6268e-07
[120 empty] | 7.3.3.17.5 (Remote Grid) Updates to grid topology to minimize risk of ignition in HFTDs Remote GridWLDFRWire-to-wire contactAggregated | WLDFR | HFTD - Distribution - Tier 3 - 4QU CoRE ¦ 5QU LoRE | Non-Red Flag Warning - Large Fires | Wire-to-wire contact | Aggregated | 2054 | 4.2701e-07 | 117.3278 | 5.01e-05 | 2054 | Mitigation | 0.95 | 45 | 0 | esc | 0.00097009 | 4.1423e-10 | 0.00097009 | 4.1423e-10 | 0.03594 | 3.1936e-06 | 0.0093813 | 1.6268e-07
[120 empty] | 7.3.3.17.5 (Remote Grid) Updates to grid topology to minimize risk of ignition in HFTDs Remote GridWLDFRWire-to-wire contactAggregated | WLDFR | HFTD - Distribution - Tier 3 - 4QU CoRE ¦ 5QU LoRE | Non-Red Flag Warning - Large Fires | Wire-to-wire contact | Aggregated | 2055 | 4.2701e-07 | 117.3278 | 5.01e-05 | 2055 | Mitigation | 0.95 | 45 | 0 | esc | 0.00097009 | 4.1423e-10 | 0.00097009 | 4.1423e-10 | 0.03594 | 3.1936e-06 | 0.0093813 | 1.6268e-07
[120 empty] | 7.3.3.17.5 (Remote Grid) Updates to grid topology to minimize risk of ignition in HFTDs Remote GridWLDFRWire-to-wire contactAggregated | WLDFR | HFTD - Distribution - Tier 3 - 4QU CoRE ¦ 5QU LoRE | Non-Red Flag Warning - Large Fires | Wire-to-wire contact | Aggregated | 2056 | 4.2701e-07 | 117.3278 | 5.01e-05 | 2056 | Mitigation | 0.95 | 45 | 0 | esc | 0.00097009 | 4.1423e-10 | 0.00097009 | 4.1423e-10 | 0.03594 | 3.1936e-06 | 0.0093813 | 1.6268e-07
[120 empty] | 7.3.3.17.5 (Remote Grid) Updates to grid topology to minimize risk of ignition in HFTDs Remote GridWLDFRWire-to-wire contactAggregated | WLDFR | HFTD - Distribution - Tier 3 - 4QU CoRE ¦ 5QU LoRE | Non-Red Flag Warning - Large Fires | Wire-to-wire contact | Aggregated | 2057 | 4.2701e-07 | 117.3278 | 5.01e-05 | 2057 | Mitigation | 0.95 | 45 | 0 | esc | 0.00097009 | 4.1423e-10 | 0.00097009 | 4.1423e-10 | 0.03594 | 3.1936e-06 | 0.0093813 | 1.6268e-07
[120 empty] | 7.3.3.17.5 (Remote Grid) Updates to grid topology to minimize risk of ignition in HFTDs Remote GridWLDFRWire-to-wire contactAggregated | WLDFR | HFTD - Distribution - Tier 3 - 4QU CoRE ¦ 5QU LoRE | Non-Red Flag Warning - Large Fires | Wire-to-wire contact | Aggregated | 2058 | 4.2701e-07 | 117.3278 | 5.01e-05 | 2058 | Mitigation | 0.95 | 45 | 0 | esc | 0.00097009 | 4.1423e-10 | 0.00097009 | 4.1423e-10 | 0.03594 | 3.1936e-06 | 0 | 0
[120 empty] | 7.3.3.17.5 (Remote Grid) Updates to grid topology to minimize risk of ignition in HFTDs Remote GridWLDFRWire-to-wire contactAggregated | WLDFR | HFTD - Distribution - Tier 3 - 4QU CoRE ¦ 5QU LoRE | Non-Red Flag Warning - Large Fires | Wire-to-wire contact | Aggregated | 2059 | 4.2701e-07 | 117.3278 | 5.01e-05 | 2059 | Mitigation | 0.95 | 45 | 0 | esc | 0.00097009 | 4.1423e-10 | 0.00097009 | 4.1423e-10 | 0.03594 | 3.1936e-06 | 0 | 0
[120 empty] | 7.3.3.17.5 (Remote Grid) Updates to grid topology to minimize risk of ignition in HFTDs Remote GridWLDFRWire-to-wire contactAggregated | WLDFR | HFTD - Distribution - Tier 3 - 4QU CoRE ¦ 5QU LoRE | Non-Red Flag Warning - Large Fires | Wire-to-wire contact | Aggregated | 2060 | 4.2701e-07 | 117.3278 | 5.01e-05 | 2060 | Mitigation | 0.95 | 45 | 0 | esc | 0.00097009 | 4.1423e-10 | 0.00097009 | 4.1423e-10 | 0.03594 | 3.1936e-06 | 0.014004 | 1.0014e-07
[120 empty] | 7.3.3.17.5 (Remote Grid) Updates to grid topology to minimize risk of ignition in HFTDs Remote GridWLDFRWire-to-wire contactAggregated | WLDFR | HFTD - Distribution - Tier 3 - 4QU CoRE ¦ 5QU LoRE | Non-Red Flag Warning - Large Fires | Wire-to-wire contact | Aggregated | 2061 | 4.2701e-07 | 117.3278 | 5.01e-05 | 2061 | Mitigation | 0.95 | 45 | 0 | esc | 0.00097009 | 4.1423e-10 | 0.00097009 | 4.1423e-10 | 0.03594 | 3.1936e-06 | 0.014004 | 1.0014e-07
[120 empty] | 7.3.3.17.5 (Remote Grid) Updates to grid topology to minimize risk of ignition in HFTDs Remote GridWLDFRWire-to-wire contactAggregated | WLDFR | HFTD - Distribution - Tier 3 - 4QU CoRE ¦ 5QU LoRE | Non-Red Flag Warning - Large Fires | Wire-to-wire contact | Aggregated | 2062 | 4.2701e-07 | 117.3278 | 5.01e-05 | 2062 | Mitigation | 0.95 | 45 | 0 | esc | 0.00097009 | 4.1423e-10 | 0.00097009 | 4.1423e-10 | 0.03594 | 3.1936e-06 | 0.014004 | 1.0014e-07
[120 empty] | 7.3.3.17.5 (Remote Grid) Updates to grid topology to minimize risk of ignition in HFTDs Remote GridWLDFRWire-to-wire contactAggregated | WLDFR | HFTD - Distribution - Tier 3 - 4QU CoRE ¦ 5QU LoRE | Non-Red Flag Warning - Large Fires | Wire-to-wire contact | Aggregated | 2063 | 4.2701e-07 | 117.3278 | 5.01e-05 | 2063 | Mitigation | 0.95 | 45 | 0 | esc | 0.00097009 | 4.1423e-10 | 0.00097009 | 4.1423e-10 | 0.03594 | 3.1936e-06 | 0.014004 | 1.0014e-07
[120 empty] | 7.3.3.17.5 (Remote Grid) Updates to grid topology to minimize risk of ignition in HFTDs Remote GridWLDFRWire-to-wire contactAggregated | WLDFR | HFTD - Distribution - Tier 3 - 4QU CoRE ¦ 5QU LoRE | Non-Red Flag Warning - Large Fires | Wire-to-wire contact | Aggregated | 2064 | 4.2701e-07 | 117.3278 | 5.01e-05 | 2064 | Mitigation | 0.95 | 45 | 0 | esc | 0.00097009 | 4.1423e-10 | 0.00097009 | 4.1423e-10 | 0.03594 | 3.1936e-06 | 0.014004 | 1.0014e-07
[120 empty] | 7.3.3.17.5 (Remote Grid) Updates to grid topology to minimize risk of ignition in HFTDs Remote GridWLDFRWire-to-wire contactAggregated | WLDFR | HFTD - Distribution - Tier 3 - 4QU CoRE ¦ 5QU LoRE | Non-Red Flag Warning - Large Fires | Wire-to-wire contact | Aggregated | 2065 | 4.2701e-07 | 117.3278 | 5.01e-05 | 2065 | Mitigation | 0.95 | 45 | 0 | esc | 0.00097009 | 4.1423e-10 | 0.00097009 | 4.1423e-10 | 0.03594 | 3.1936e-06 | 0.014004 | 1.0014e-07
[120 empty] | 7.3.3.17.5 (Remote Grid) Updates to grid topology to minimize risk of ignition in HFTDs Remote GridWLDFRWire-to-wire contactAggregated | WLDFR | HFTD - Distribution - Tier 3 - 4QU CoRE ¦ 5QU LoRE | Non-Red Flag Warning - Large Fires | Wire-to-wire contact | Aggregated | 2066 | 4.2701e-07 | 117.3278 | 5.01e-05 | 2066 | Mitigation | 0.95 | 45 | 0 | esc | 0.00097009 | 4.1423e-10 | 0.00097009 | 4.1423e-10 | 0.03594 | 3.1936e-06 | 0.014004 | 1.0014e-07
[120 empty] | 7.3.3.17.5 (Remote Grid) Updates to grid topology to minimize risk of ignition in HFTDs Remote GridWLDFRWire-to-wire contactAggregated | WLDFR | HFTD - Distribution - Tier 3 - 4QU CoRE ¦ 5QU LoRE | Non-Red Flag Warning - Large Fires | Wire-to-wire contact | Aggregated | 2067 | 4.2701e-07 | 117.3278 | 5.01e-05 | 2067 | Mitigation | 0.95 | 45 | 0 | esc | 0 | 0 | 0.00097009 | 4.1423e-10 | 0.03594 | 3.1936e-06 | 0.014004 | 1.0014e-07
[120 empty] | 7.3.3.17.5 (Remote Grid) Updates to grid topology to minimize risk of ignition in HFTDs Remote GridWLDFRContact from objectAggregated | WLDFR | HFTD - Distribution - Tier 3 - 4QU CoRE ¦ 5QU LoRE | Non-Red Flag Warning - Small Fires | Contact from object | Aggregated | 2022 | 0.00030069 | 117.3278 | 0.035279 | 2022 | Mitigation | 0.95 | 45 | 0 | esc | 0.00097009 | 2.917e-07 | 0 | 0 | 0.03594 | 3.1936e-06 | 0.014004 | 1.0014e-07
[120 empty] | 7.3.3.17.5 (Remote Grid) Updates to grid topology to minimize risk of ignition in HFTDs Remote GridWLDFRContact from objectAggregated | WLDFR | HFTD - Distribution - Tier 3 - 4QU CoRE ¦ 5QU LoRE | Non-Red Flag Warning - Small Fires | Contact from object | Aggregated | 2023 | 0.00030069 | 117.3278 | 0.035279 | 2023 | Mitigation | 0.95 | 45 | 0 | esc | 0.00097009 | 2.917e-07 | 0.00097009 | 2.917e-07 | 0.03594 | 3.1936e-06 | 0.014004 | 1.0014e-07
[120 empty] | 7.3.3.17.5 (Remote Grid) Updates to grid topology to minimize risk of ignition in HFTDs Remote GridWLDFRContact from objectAggregated | WLDFR | HFTD - Distribution - Tier 3 - 4QU CoRE ¦ 5QU LoRE | Non-Red Flag Warning - Small Fires | Contact from object | Aggregated | 2024 | 0.00030069 | 117.3278 | 0.035279 | 2024 | Mitigation | 0.95 | 45 | 0 | esc | 0.00097009 | 2.917e-07 | 0.00097009 | 2.917e-07 | 0.03594 | 3.1936e-06 | 0.014004 | 1.0014e-07
[120 empty] | 7.3.3.17.5 (Remote Grid) Updates to grid topology to minimize risk of ignition in HFTDs Remote GridWLDFRContact from objectAggregated | WLDFR | HFTD - Distribution - Tier 3 - 4QU CoRE ¦ 5QU LoRE | Non-Red Flag Warning - Small Fires | Contact from object | Aggregated | 2025 | 0.00030069 | 117.3278 | 0.035279 | 2025 | Mitigation | 0.95 | 45 | 0 | esc | 0.00097009 | 2.917e-07 | 0.00097009 | 2.917e-07 | 0.03594 | 3.1936e-06 | 0.014004 | 1.0014e-07
[120 empty] | 7.3.3.17.5 (Remote Grid) Updates to grid topology to minimize risk of ignition in HFTDs Remote GridWLDFRContact from objectAggregated | WLDFR | HFTD - Distribution - Tier 3 - 4QU CoRE ¦ 5QU LoRE | Non-Red Flag Warning - Small Fires | Contact from object | Aggregated | 2026 | 0.00030069 | 117.3278 | 0.035279 | 2026 | Mitigation | 0.95 | 45 | 0 | esc | 0.00097009 | 2.917e-07 | 0.00097009 | 2.917e-07 | 0.03594 | 3.1936e-06 | 0.014004 | 1.0014e-07
[120 empty] | 7.3.3.17.5 (Remote Grid) Updates to grid topology to minimize risk of ignition in HFTDs Remote GridWLDFRContact from objectAggregated | WLDFR | HFTD - Distribution - Tier 3 - 4QU CoRE ¦ 5QU LoRE | Non-Red Flag Warning - Small Fires | Contact from object | Aggregated | 2027 | 0.00030069 | 117.3278 | 0.035279 | 2027 | Mitigation | 0.95 | 45 | 0 | esc | 0.00097009 | 2.917e-07 | 0.00097009 | 2.917e-07 | 0.03594 | 3.1936e-06 | 0.014004 | 1.0014e-07
[120 empty] | 7.3.3.17.5 (Remote Grid) Updates to grid topology to minimize risk of ignition in HFTDs Remote GridWLDFRContact from objectAggregated | WLDFR | HFTD - Distribution - Tier 3 - 4QU CoRE ¦ 5QU LoRE | Non-Red Flag Warning - Small Fires | Contact from object | Aggregated | 2028 | 0.00030069 | 117.3278 | 0.035279 | 2028 | Mitigation | 0.95 | 45 | 0 | esc | 0.00097009 | 2.917e-07 | 0.00097009 | 2.917e-07 | 0.03594 | 3.1936e-06 | 0.014004 | 1.0014e-07
[120 empty] | 7.3.3.17.5 (Remote Grid) Updates to grid topology to minimize risk of ignition in HFTDs Remote GridWLDFRContact from objectAggregated | WLDFR | HFTD - Distribution - Tier 3 - 4QU CoRE ¦ 5QU LoRE | Non-Red Flag Warning - Small Fires | Contact from object | Aggregated | 2029 | 0.00030069 | 117.3278 | 0.035279 | 2029 | Mitigation | 0.95 | 45 | 0 | esc | 0.00097009 | 2.917e-07 | 0.00097009 | 2.917e-07 | 0.03594 | 3.1936e-06 | 0.014004 | 1.0014e-07
[120 empty] | 7.3.3.17.5 (Remote Grid) Updates to grid topology to minimize risk of ignition in HFTDs Remote GridWLDFRContact from objectAggregated | WLDFR | HFTD - Distribution - Tier 3 - 4QU CoRE ¦ 5QU LoRE | Non-Red Flag Warning - Small Fires | Contact from object | Aggregated | 2030 | 0.00030069 | 117.3278 | 0.035279 | 2030 | Mitigation | 0.95 | 45 | 0 | esc | 0.00097009 | 2.917e-07 | 0.00097009 | 2.917e-07 | 0.03594 | 3.1936e-06 | 0.014004 | 1.0014e-07
[120 empty] | 7.3.3.17.5 (Remote Grid) Updates to grid topology to minimize risk of ignition in HFTDs Remote GridWLDFRContact from objectAggregated | WLDFR | HFTD - Distribution - Tier 3 - 4QU CoRE ¦ 5QU LoRE | Non-Red Flag Warning - Small Fires | Contact from object | Aggregated | 2031 | 0.00030069 | 117.3278 | 0.035279 | 2031 | Mitigation | 0.95 | 45 | 0 | esc | 0.00097009 | 2.917e-07 | 0.00097009 | 2.917e-07 | 0.03594 | 3.1936e-06 | 0.014004 | 1.0014e-07
[120 empty] | 7.3.3.17.5 (Remote Grid) Updates to grid topology to minimize risk of ignition in HFTDs Remote GridWLDFRContact from objectAggregated | WLDFR | HFTD - Distribution - Tier 3 - 4QU CoRE ¦ 5QU LoRE | Non-Red Flag Warning - Small Fires | Contact from object | Aggregated | 2032 | 0.00030069 | 117.3278 | 0.035279 | 2032 | Mitigation | 0.95 | 45 | 0 | esc | 0.00097009 | 2.917e-07 | 0.00097009 | 2.917e-07 | 0.03594 | 3.1936e-06 | 0.014004 | 1.0014e-07
[120 empty] | 7.3.3.17.5 (Remote Grid) Updates to grid topology to minimize risk of ignition in HFTDs Remote GridWLDFRContact from objectAggregated | WLDFR | HFTD - Distribution - Tier 3 - 4QU CoRE ¦ 5QU LoRE | Non-Red Flag Warning - Small Fires | Contact from object | Aggregated | 2033 | 0.00030069 | 117.3278 | 0.035279 | 2033 | Mitigation | 0.95 | 45 | 0 | esc | 0.00097009 | 2.917e-07 | 0.00097009 | 2.917e-07 | 0.03594 | 3.1936e-06 | 0.014004 | 1.0014e-07
[120 empty] | 7.3.3.17.5 (Remote Grid) Updates to grid topology to minimize risk of ignition in HFTDs Remote GridWLDFRContact from objectAggregated | WLDFR | HFTD - Distribution - Tier 3 - 4QU CoRE ¦ 5QU LoRE | Non-Red Flag Warning - Small Fires | Contact from object | Aggregated | 2034 | 0.00030069 | 117.3278 | 0.035279 | 2034 | Mitigation | 0.95 | 45 | 0 | esc | 0.00097009 | 2.917e-07 | 0.00097009 | 2.917e-07 | 0.03594 | 3.1936e-06 | 0.014004 | 1.0014e-07
[120 empty] | 7.3.3.17.5 (Remote Grid) Updates to grid topology to minimize risk of ignition in HFTDs Remote GridWLDFRContact from objectAggregated | WLDFR | HFTD - Distribution - Tier 3 - 4QU CoRE ¦ 5QU LoRE | Non-Red Flag Warning - Small Fires | Contact from object | Aggregated | 2035 | 0.00030069 | 117.3278 | 0.035279 | 2035 | Mitigation | 0.95 | 45 | 0 | esc | 0.00097009 | 2.917e-07 | 0.00097009 | 2.917e-07 | 0.03594 | 3.1936e-06 | 0.014004 | 1.0014e-07
[120 empty] | 7.3.3.17.5 (Remote Grid) Updates to grid topology to minimize risk of ignition in HFTDs Remote GridWLDFRContact from objectAggregated | WLDFR | HFTD - Distribution - Tier 3 - 4QU CoRE ¦ 5QU LoRE | Non-Red Flag Warning - Small Fires | Contact from object | Aggregated | 2036 | 0.00030069 | 117.3278 | 0.035279 | 2036 | Mitigation | 0.95 | 45 | 0 | esc | 0.00097009 | 2.917e-07 | 0.00097009 | 2.917e-07 | 0.03594 | 3.1936e-06 | 0.014004 | 1.0014e-07
[120 empty] | 7.3.3.17.5 (Remote Grid) Updates to grid topology to minimize risk of ignition in HFTDs Remote GridWLDFRContact from objectAggregated | WLDFR | HFTD - Distribution - Tier 3 - 4QU CoRE ¦ 5QU LoRE | Non-Red Flag Warning - Small Fires | Contact from object | Aggregated | 2037 | 0.00030069 | 117.3278 | 0.035279 | 2037 | Mitigation | 0.95 | 45 | 0 | esc | 0.00097009 | 2.917e-07 | 0.00097009 | 2.917e-07 | 0.03594 | 3.1936e-06 | 0.014004 | 1.0014e-07
[120 empty] | 7.3.3.17.5 (Remote Grid) Updates to grid topology to minimize risk of ignition in HFTDs Remote GridWLDFRContact from objectAggregated | WLDFR | HFTD - Distribution - Tier 3 - 4QU CoRE ¦ 5QU LoRE | Non-Red Flag Warning - Small Fires | Contact from object | Aggregated | 2038 | 0.00030069 | 117.3278 | 0.035279 | 2038 | Mitigation | 0.95 | 45 | 0 | esc | 0.00097009 | 2.917e-07 | 0.00097009 | 2.917e-07 | 0 | 0 | 0.014004 | 1.0014e-07
[120 empty] | 7.3.3.17.5 (Remote Grid) Updates to grid topology to minimize risk of ignition in HFTDs Remote GridWLDFRContact from objectAggregated | WLDFR | HFTD - Distribution - Tier 3 - 4QU CoRE ¦ 5QU LoRE | Non-Red Flag Warning - Small Fires | Contact from object | Aggregated | 2039 | 0.00030069 | 117.3278 | 0.035279 | 2039 | Mitigation | 0.95 | 45 | 0 | esc | 0.00097009 | 2.917e-07 | 0.00097009 | 2.917e-07 | 0.03594 | 7.0678e-07 | 0.014004 | 1.0014e-07
[120 empty] | 7.3.3.17.5 (Remote Grid) Updates to grid topology to minimize risk of ignition in HFTDs Remote GridWLDFRContact from objectAggregated | WLDFR | HFTD - Distribution - Tier 3 - 4QU CoRE ¦ 5QU LoRE | Non-Red Flag Warning - Small Fires | Contact from object | Aggregated | 2040 | 0.00030069 | 117.3278 | 0.035279 | 2040 | Mitigation | 0.95 | 45 | 0 | esc | 0.00097009 | 2.917e-07 | 0.00097009 | 2.917e-07 | 0.03594 | 7.0678e-07 | 0.014004 | 1.0014e-07
[120 empty] | 7.3.3.17.5 (Remote Grid) Updates to grid topology to minimize risk of ignition in HFTDs Remote GridWLDFRContact from objectAggregated | WLDFR | HFTD - Distribution - Tier 3 - 4QU CoRE ¦ 5QU LoRE | Non-Red Flag Warning - Small Fires | Contact from object | Aggregated | 2041 | 0.00030069 | 117.3278 | 0.035279 | 2041 | Mitigation | 0.95 | 45 | 0 | esc | 0.00097009 | 2.917e-07 | 0.00097009 | 2.917e-07 | 0.03594 | 7.0678e-07 | 0.014004 | 1.0014e-07
[120 empty] | 7.3.3.17.5 (Remote Grid) Updates to grid topology to minimize risk of ignition in HFTDs Remote GridWLDFRContact from objectAggregated | WLDFR | HFTD - Distribution - Tier 3 - 4QU CoRE ¦ 5QU LoRE | Non-Red Flag Warning - Small Fires | Contact from object | Aggregated | 2042 | 0.00030069 | 117.3278 | 0.035279 | 2042 | Mitigation | 0.95 | 45 | 0 | esc | 0.00097009 | 2.917e-07 | 0.00097009 | 2.917e-07 | 0.03594 | 7.0678e-07 | 0.014004 | 1.0014e-07
[120 empty] | 7.3.3.17.5 (Remote Grid) Updates to grid topology to minimize risk of ignition in HFTDs Remote GridWLDFRContact from objectAggregated | WLDFR | HFTD - Distribution - Tier 3 - 4QU CoRE ¦ 5QU LoRE | Non-Red Flag Warning - Small Fires | Contact from object | Aggregated | 2043 | 0.00030069 | 117.3278 | 0.035279 | 2043 | Mitigation | 0.95 | 45 | 0 | esc | 0.00097009 | 2.917e-07 | 0.00097009 | 2.917e-07 | 0.03594 | 7.0678e-07 | 0.014004 | 1.0014e-07
[120 empty] | 7.3.3.17.5 (Remote Grid) Updates to grid topology to minimize risk of ignition in HFTDs Remote GridWLDFRContact from objectAggregated | WLDFR | HFTD - Distribution - Tier 3 - 4QU CoRE ¦ 5QU LoRE | Non-Red Flag Warning - Small Fires | Contact from object | Aggregated | 2044 | 0.00030069 | 117.3278 | 0.035279 | 2044 | Mitigation | 0.95 | 45 | 0 | esc | 0.00097009 | 2.917e-07 | 0.00097009 | 2.917e-07 | 0.03594 | 7.0678e-07 | 0 | 0
[120 empty] | 7.3.3.17.5 (Remote Grid) Updates to grid topology to minimize risk of ignition in HFTDs Remote GridWLDFRContact from objectAggregated | WLDFR | HFTD - Distribution - Tier 3 - 4QU CoRE ¦ 5QU LoRE | Non-Red Flag Warning - Small Fires | Contact from object | Aggregated | 2045 | 0.00030069 | 117.3278 | 0.035279 | 2045 | Mitigation | 0.95 | 45 | 0 | esc | 0.00097009 | 2.917e-07 | 0.00097009 | 2.917e-07 | 0.03594 | 7.0678e-07 | 0 | 0
[120 empty] | 7.3.3.17.5 (Remote Grid) Updates to grid topology to minimize risk of ignition in HFTDs Remote GridWLDFRContact from objectAggregated | WLDFR | HFTD - Distribution - Tier 3 - 4QU CoRE ¦ 5QU LoRE | Non-Red Flag Warning - Small Fires | Contact from object | Aggregated | 2046 | 0.00030069 | 117.3278 | 0.035279 | 2046 | Mitigation | 0.95 | 45 | 0 | esc | 0.00097009 | 2.917e-07 | 0.00097009 | 2.917e-07 | 0.03594 | 7.0678e-07 | 0.012777 | 7.311e-08
[120 empty] | 7.3.3.17.5 (Remote Grid) Updates to grid topology to minimize risk of ignition in HFTDs Remote GridWLDFRContact from objectAggregated | WLDFR | HFTD - Distribution - Tier 3 - 4QU CoRE ¦ 5QU LoRE | Non-Red Flag Warning - Small Fires | Contact from object | Aggregated | 2047 | 0.00030069 | 117.3278 | 0.035279 | 2047 | Mitigation | 0.95 | 45 | 0 | esc | 0.00097009 | 2.917e-07 | 0.00097009 | 2.917e-07 | 0.03594 | 7.0678e-07 | 0.012777 | 7.311e-08
[120 empty] | 7.3.3.17.5 (Remote Grid) Updates to grid topology to minimize risk of ignition in HFTDs Remote GridWLDFRContact from objectAggregated | WLDFR | HFTD - Distribution - Tier 3 - 4QU CoRE ¦ 5QU LoRE | Non-Red Flag Warning - Small Fires | Contact from object | Aggregated | 2048 | 0.00030069 | 117.3278 | 0.035279 | 2048 | Mitigation | 0.95 | 45 | 0 | esc | 0.00097009 | 2.917e-07 | 0.00097009 | 2.917e-07 | 0.03594 | 7.0678e-07 | 0.012777 | 7.311e-08
[120 empty] | 7.3.3.17.5 (Remote Grid) Updates to grid topology to minimize risk of ignition in HFTDs Remote GridWLDFRContact from objectAggregated | WLDFR | HFTD - Distribution - Tier 3 - 4QU CoRE ¦ 5QU LoRE | Non-Red Flag Warning - Small Fires | Contact from object | Aggregated | 2049 | 0.00030069 | 117.3278 | 0.035279 | 2049 | Mitigation | 0.95 | 45 | 0 | esc | 0.00097009 | 2.917e-07 | 0.00097009 | 2.917e-07 | 0.03594 | 7.0678e-07 | 0.012777 | 7.311e-08
[120 empty] | 7.3.3.17.5 (Remote Grid) Updates to grid topology to minimize risk of ignition in HFTDs Remote GridWLDFRContact from objectAggregated | WLDFR | HFTD - Distribution - Tier 3 - 4QU CoRE ¦ 5QU LoRE | Non-Red Flag Warning - Small Fires | Contact from object | Aggregated | 2050 | 0.00030069 | 117.3278 | 0.035279 | 2050 | Mitigation | 0.95 | 45 | 0 | esc | 0.00097009 | 2.917e-07 | 0.00097009 | 2.917e-07 | 0.03594 | 7.0678e-07 | 0.012777 | 7.311e-08
[120 empty] | 7.3.3.17.5 (Remote Grid) Updates to grid topology to minimize risk of ignition in HFTDs Remote GridWLDFRContact from objectAggregated | WLDFR | HFTD - Distribution - Tier 3 - 4QU CoRE ¦ 5QU LoRE | Non-Red Flag Warning - Small Fires | Contact from object | Aggregated | 2051 | 0.00030069 | 117.3278 | 0.035279 | 2051 | Mitigation | 0.95 | 45 | 0 | esc | 0.00097009 | 2.917e-07 | 0.00097009 | 2.917e-07 | 0.03594 | 7.0678e-07 | 0.012777 | 7.311e-08
[120 empty] | 7.3.3.17.5 (Remote Grid) Updates to grid topology to minimize risk of ignition in HFTDs Remote GridWLDFRContact from objectAggregated | WLDFR | HFTD - Distribution - Tier 3 - 4QU CoRE ¦ 5QU LoRE | Non-Red Flag Warning - Small Fires | Contact from object | Aggregated | 2052 | 0.00030069 | 117.3278 | 0.035279 | 2052 | Mitigation | 0.95 | 45 | 0 | esc | 0.00097009 | 2.917e-07 | 0.00097009 | 2.917e-07 | 0.03594 | 7.0678e-07 | 0.012777 | 7.311e-08
[120 empty] | 7.3.3.17.5 (Remote Grid) Updates to grid topology to minimize risk of ignition in HFTDs Remote GridWLDFRContact from objectAggregated | WLDFR | HFTD - Distribution - Tier 3 - 4QU CoRE ¦ 5QU LoRE | Non-Red Flag Warning - Small Fires | Contact from object | Aggregated | 2053 | 0.00030069 | 117.3278 | 0.035279 | 2053 | Mitigation | 0.95 | 45 | 0 | esc | 0.00097009 | 2.917e-07 | 0.00097009 | 2.917e-07 | 0.03594 | 7.0678e-07 | 0.012777 | 7.311e-08
[120 empty] | 7.3.3.17.5 (Remote Grid) Updates to grid topology to minimize risk of ignition in HFTDs Remote GridWLDFRContact from objectAggregated | WLDFR | HFTD - Distribution - Tier 3 - 4QU CoRE ¦ 5QU LoRE | Non-Red Flag Warning - Small Fires | Contact from object | Aggregated | 2054 | 0.00030069 | 117.3278 | 0.035279 | 2054 | Mitigation | 0.95 | 45 | 0 | esc | 0.00097009 | 2.917e-07 | 0.00097009 | 2.917e-07 | 0.03594 | 7.0678e-07 | 0.012777 | 7.311e-08
[120 empty] | 7.3.3.17.5 (Remote Grid) Updates to grid topology to minimize risk of ignition in HFTDs Remote GridWLDFRContact from objectAggregated | WLDFR | HFTD - Distribution - Tier 3 - 4QU CoRE ¦ 5QU LoRE | Non-Red Flag Warning - Small Fires | Contact from object | Aggregated | 2055 | 0.00030069 | 117.3278 | 0.035279 | 2055 | Mitigation | 0.95 | 45 | 0 | esc | 0.00097009 | 2.917e-07 | 0.00097009 | 2.917e-07 | 0.03594 | 7.0678e-07 | 0.012777 | 7.311e-08
[120 empty] | 7.3.3.17.5 (Remote Grid) Updates to grid topology to minimize risk of ignition in HFTDs Remote GridWLDFRContact from objectAggregated | WLDFR | HFTD - Distribution - Tier 3 - 4QU CoRE ¦ 5QU LoRE | Non-Red Flag Warning - Small Fires | Contact from object | Aggregated | 2056 | 0.00030069 | 117.3278 | 0.035279 | 2056 | Mitigation | 0.95 | 45 | 0 | esc | 0.00097009 | 2.917e-07 | 0.00097009 | 2.917e-07 | 0.03594 | 7.0678e-07 | 0.012777 | 7.311e-08
[120 empty] | 7.3.3.17.5 (Remote Grid) Updates to grid topology to minimize risk of ignition in HFTDs Remote GridWLDFRContact from objectAggregated | WLDFR | HFTD - Distribution - Tier 3 - 4QU CoRE ¦ 5QU LoRE | Non-Red Flag Warning - Small Fires | Contact from object | Aggregated | 2057 | 0.00030069 | 117.3278 | 0.035279 | 2057 | Mitigation | 0.95 | 45 | 0 | esc | 0.00097009 | 2.917e-07 | 0.00097009 | 2.917e-07 | 0.03594 | 7.0678e-07 | 0.012777 | 7.311e-08
[120 empty] | 7.3.3.17.5 (Remote Grid) Updates to grid topology to minimize risk of ignition in HFTDs Remote GridWLDFRContact from objectAggregated | WLDFR | HFTD - Distribution - Tier 3 - 4QU CoRE ¦ 5QU LoRE | Non-Red Flag Warning - Small Fires | Contact from object | Aggregated | 2058 | 0.00030069 | 117.3278 | 0.035279 | 2058 | Mitigation | 0.95 | 45 | 0 | esc | 0.00097009 | 2.917e-07 | 0.00097009 | 2.917e-07 | 0.03594 | 7.0678e-07 | 0.012777 | 7.311e-08
[120 empty] | 7.3.3.17.5 (Remote Grid) Updates to grid topology to minimize risk of ignition in HFTDs Remote GridWLDFRContact from objectAggregated | WLDFR | HFTD - Distribution - Tier 3 - 4QU CoRE ¦ 5QU LoRE | Non-Red Flag Warning - Small Fires | Contact from object | Aggregated | 2059 | 0.00030069 | 117.3278 | 0.035279 | 2059 | Mitigation | 0.95 | 45 | 0 | esc | 0.00097009 | 2.917e-07 | 0.00097009 | 2.917e-07 | 0.03594 | 7.0678e-07 | 0.012777 | 7.311e-08
[120 empty] | 7.3.3.17.5 (Remote Grid) Updates to grid topology to minimize risk of ignition in HFTDs Remote GridWLDFRContact from objectAggregated | WLDFR | HFTD - Distribution - Tier 3 - 4QU CoRE ¦ 5QU LoRE | Non-Red Flag Warning - Small Fires | Contact from object | Aggregated | 2060 | 0.00030069 | 117.3278 | 0.035279 | 2060 | Mitigation | 0.95 | 45 | 0 | esc | 0.00097009 | 2.917e-07 | 0.00097009 | 2.917e-07 | 0.03594 | 7.0678e-07 | 0.012777 | 7.311e-08
[120 empty] | 7.3.3.17.5 (Remote Grid) Updates to grid topology to minimize risk of ignition in HFTDs Remote GridWLDFRContact from objectAggregated | WLDFR | HFTD - Distribution - Tier 3 - 4QU CoRE ¦ 5QU LoRE | Non-Red Flag Warning - Small Fires | Contact from object | Aggregated | 2061 | 0.00030069 | 117.3278 | 0.035279 | 2061 | Mitigation | 0.95 | 45 | 0 | esc | 0.00097009 | 2.917e-07 | 0.00097009 | 2.917e-07 | 0.03594 | 7.0678e-07 | 0.012777 | 7.311e-08
[120 empty] | 7.3.3.17.5 (Remote Grid) Updates to grid topology to minimize risk of ignition in HFTDs Remote GridWLDFRContact from objectAggregated | WLDFR | HFTD - Distribution - Tier 3 - 4QU CoRE ¦ 5QU LoRE | Non-Red Flag Warning - Small Fires | Contact from object | Aggregated | 2062 | 0.00030069 | 117.3278 | 0.035279 | 2062 | Mitigation | 0.95 | 45 | 0 | esc | 0.00097009 | 2.917e-07 | 0.00097009 | 2.917e-07 | 0.03594 | 7.0678e-07 | 0.012777 | 7.311e-08
[120 empty] | 7.3.3.17.5 (Remote Grid) Updates to grid topology to minimize risk of ignition in HFTDs Remote GridWLDFRContact from objectAggregated | WLDFR | HFTD - Distribution - Tier 3 - 4QU CoRE ¦ 5QU LoRE | Non-Red Flag Warning - Small Fires | Contact from object | Aggregated | 2063 | 0.00030069 | 117.3278 | 0.035279 | 2063 | Mitigation | 0.95 | 45 | 0 | esc | 0.00097009 | 2.917e-07 | 0.00097009 | 2.917e-07 | 0.03594 | 7.0678e-07 | 0.012777 | 7.311e-08
[120 empty] | 7.3.3.17.5 (Remote Grid) Updates to grid topology to minimize risk of ignition in HFTDs Remote GridWLDFRContact from objectAggregated | WLDFR | HFTD - Distribution - Tier 3 - 4QU CoRE ¦ 5QU LoRE | Non-Red Flag Warning - Small Fires | Contact from object | Aggregated | 2064 | 0.00030069 | 117.3278 | 0.035279 | 2064 | Mitigation | 0.95 | 45 | 0 | esc | 0.00097009 | 2.917e-07 | 0.00097009 | 2.917e-07 | 0.03594 | 7.0678e-07 | 0.012777 | 7.311e-08
[120 empty] | 7.3.3.17.5 (Remote Grid) Updates to grid topology to minimize risk of ignition in HFTDs Remote GridWLDFRContact from objectAggregated | WLDFR | HFTD - Distribution - Tier 3 - 4QU CoRE ¦ 5QU LoRE | Non-Red Flag Warning - Small Fires | Contact from object | Aggregated | 2065 | 0.00030069 | 117.3278 | 0.035279 | 2065 | Mitigation | 0.95 | 45 | 0 | esc | 0.00097009 | 2.917e-07 | 0.00097009 | 2.917e-07 | 0.03594 | 7.0678e-07 | 0.012777 | 7.311e-08
[120 empty] | 7.3.3.17.5 (Remote Grid) Updates to grid topology to minimize risk of ignition in HFTDs Remote GridWLDFRContact from objectAggregated | WLDFR | HFTD - Distribution - Tier 3 - 4QU CoRE ¦ 5QU LoRE | Non-Red Flag Warning - Small Fires | Contact from object | Aggregated | 2066 | 0.00030069 | 117.3278 | 0.035279 | 2066 | Mitigation | 0.95 | 45 | 0 | esc | 0.00097009 | 2.917e-07 | 0.00097009 | 2.917e-07 | 0.03594 | 7.0678e-07 | 0.012777 | 7.311e-08
[120 empty] | 7.3.3.17.5 (Remote Grid) Updates to grid topology to minimize risk of ignition in HFTDs Remote GridWLDFRContact from objectAggregated | WLDFR | HFTD - Distribution - Tier 3 - 4QU CoRE ¦ 5QU LoRE | Non-Red Flag Warning - Small Fires | Contact from object | Aggregated | 2067 | 0.00030069 | 117.3278 | 0.035279 | 2067 | Mitigation | 0.95 | 45 | 0 | esc | 0 | 0 | 0.00097009 | 2.917e-07 | 0.03594 | 7.0678e-07 | 0.012777 | 7.311e-08
[120 empty] | 7.3.3.17.5 (Remote Grid) Updates to grid topology to minimize risk of ignition in HFTDs Remote GridWLDFRContaminationAggregated | WLDFR | HFTD - Distribution - Tier 3 - 4QU CoRE ¦ 5QU LoRE | Non-Red Flag Warning - Small Fires | Contamination | Aggregated | 2022 | 8.5972e-06 | 117.3278 | 0.0010087 | 2022 | Mitigation | 0.95 | 45 | 0 | esc | 0.00097009 | 8.34e-09 | 0 | 0 | 0.03594 | 7.0678e-07 | 0.012777 | 7.311e-08
[120 empty] | 7.3.3.17.5 (Remote Grid) Updates to grid topology to minimize risk of ignition in HFTDs Remote GridWLDFRContaminationAggregated | WLDFR | HFTD - Distribution - Tier 3 - 4QU CoRE ¦ 5QU LoRE | Non-Red Flag Warning - Small Fires | Contamination | Aggregated | 2023 | 8.5972e-06 | 117.3278 | 0.0010087 | 2023 | Mitigation | 0.95 | 45 | 0 | esc | 0.00097009 | 8.34e-09 | 0.00097009 | 8.34e-09 | 0.03594 | 7.0678e-07 | 0.012777 | 7.311e-08
[120 empty] | 7.3.3.17.5 (Remote Grid) Updates to grid topology to minimize risk of ignition in HFTDs Remote GridWLDFRContaminationAggregated | WLDFR | HFTD - Distribution - Tier 3 - 4QU CoRE ¦ 5QU LoRE | Non-Red Flag Warning - Small Fires | Contamination | Aggregated | 2024 | 8.5972e-06 | 117.3278 | 0.0010087 | 2024 | Mitigation | 0.95 | 45 | 0 | esc | 0.00097009 | 8.34e-09 | 0.00097009 | 8.34e-09 | 0.03594 | 7.0678e-07 | 0.012777 | 7.311e-08
[120 empty] | 7.3.3.17.5 (Remote Grid) Updates to grid topology to minimize risk of ignition in HFTDs Remote GridWLDFRContaminationAggregated | WLDFR | HFTD - Distribution - Tier 3 - 4QU CoRE ¦ 5QU LoRE | Non-Red Flag Warning - Small Fires | Contamination | Aggregated | 2025 | 8.5972e-06 | 117.3278 | 0.0010087 | 2025 | Mitigation | 0.95 | 45 | 0 | esc | 0.00097009 | 8.34e-09 | 0.00097009 | 8.34e-09 | 0.03594 | 7.0678e-07 | 0.012777 | 7.311e-08
[120 empty] | 7.3.3.17.5 (Remote Grid) Updates to grid topology to minimize risk of ignition in HFTDs Remote GridWLDFRContaminationAggregated | WLDFR | HFTD - Distribution - Tier 3 - 4QU CoRE ¦ 5QU LoRE | Non-Red Flag Warning - Small Fires | Contamination | Aggregated | 2026 | 8.5972e-06 | 117.3278 | 0.0010087 | 2026 | Mitigation | 0.95 | 45 | 0 | esc | 0.00097009 | 8.34e-09 | 0.00097009 | 8.34e-09 | 0.03594 | 7.0678e-07 | 0.012777 | 7.311e-08
[120 empty] | 7.3.3.17.5 (Remote Grid) Updates to grid topology to minimize risk of ignition in HFTDs Remote GridWLDFRContaminationAggregated | WLDFR | HFTD - Distribution - Tier 3 - 4QU CoRE ¦ 5QU LoRE | Non-Red Flag Warning - Small Fires | Contamination | Aggregated | 2027 | 8.5972e-06 | 117.3278 | 0.0010087 | 2027 | Mitigation | 0.95 | 45 | 0 | esc | 0.00097009 | 8.34e-09 | 0.00097009 | 8.34e-09 | 0.03594 | 7.0678e-07 | 0.012777 | 7.311e-08
[120 empty] | 7.3.3.17.5 (Remote Grid) Updates to grid topology to minimize risk of ignition in HFTDs Remote GridWLDFRContaminationAggregated | WLDFR | HFTD - Distribution - Tier 3 - 4QU CoRE ¦ 5QU LoRE | Non-Red Flag Warning - Small Fires | Contamination | Aggregated | 2028 | 8.5972e-06 | 117.3278 | 0.0010087 | 2028 | Mitigation | 0.95 | 45 | 0 | esc | 0.00097009 | 8.34e-09 | 0.00097009 | 8.34e-09 | 0.03594 | 7.0678e-07 | 0.012777 | 7.311e-08
[120 empty] | 7.3.3.17.5 (Remote Grid) Updates to grid topology to minimize risk of ignition in HFTDs Remote GridWLDFRContaminationAggregated | WLDFR | HFTD - Distribution - Tier 3 - 4QU CoRE ¦ 5QU LoRE | Non-Red Flag Warning - Small Fires | Contamination | Aggregated | 2029 | 8.5972e-06 | 117.3278 | 0.0010087 | 2029 | Mitigation | 0.95 | 45 | 0 | esc | 0.00097009 | 8.34e-09 | 0.00097009 | 8.34e-09 | 0.03594 | 7.0678e-07 | 0.012777 | 7.311e-08
[120 empty] | 7.3.3.17.5 (Remote Grid) Updates to grid topology to minimize risk of ignition in HFTDs Remote GridWLDFRContaminationAggregated | WLDFR | HFTD - Distribution - Tier 3 - 4QU CoRE ¦ 5QU LoRE | Non-Red Flag Warning - Small Fires | Contamination | Aggregated | 2030 | 8.5972e-06 | 117.3278 | 0.0010087 | 2030 | Mitigation | 0.95 | 45 | 0 | esc | 0.00097009 | 8.34e-09 | 0.00097009 | 8.34e-09 | 0.03594 | 7.0678e-07 | 0 | 0
[120 empty] | 7.3.3.17.5 (Remote Grid) Updates to grid topology to minimize risk of ignition in HFTDs Remote GridWLDFRContaminationAggregated | WLDFR | HFTD - Distribution - Tier 3 - 4QU CoRE ¦ 5QU LoRE | Non-Red Flag Warning - Small Fires | Contamination | Aggregated | 2031 | 8.5972e-06 | 117.3278 | 0.0010087 | 2031 | Mitigation | 0.95 | 45 | 0 | esc | 0.00097009 | 8.34e-09 | 0.00097009 | 8.34e-09 | 0.03594 | 7.0678e-07 | 0 | 0
[120 empty] | 7.3.3.17.5 (Remote Grid) Updates to grid topology to minimize risk of ignition in HFTDs Remote GridWLDFRContaminationAggregated | WLDFR | HFTD - Distribution - Tier 3 - 4QU CoRE ¦ 5QU LoRE | Non-Red Flag Warning - Small Fires | Contamination | Aggregated | 2032 | 8.5972e-06 | 117.3278 | 0.0010087 | 2032 | Mitigation | 0.95 | 45 | 0 | esc | 0.00097009 | 8.34e-09 | 0.00097009 | 8.34e-09 | 0.03594 | 7.0678e-07 | 0.012705 | 8.0339e-08
[120 empty] | 7.3.3.17.5 (Remote Grid) Updates to grid topology to minimize risk of ignition in HFTDs Remote GridWLDFRContaminationAggregated | WLDFR | HFTD - Distribution - Tier 3 - 4QU CoRE ¦ 5QU LoRE | Non-Red Flag Warning - Small Fires | Contamination | Aggregated | 2033 | 8.5972e-06 | 117.3278 | 0.0010087 | 2033 | Mitigation | 0.95 | 45 | 0 | esc | 0.00097009 | 8.34e-09 | 0.00097009 | 8.34e-09 | 0.03594 | 7.0678e-07 | 0.012705 | 8.0339e-08
[120 empty] | 7.3.3.17.5 (Remote Grid) Updates to grid topology to minimize risk of ignition in HFTDs Remote GridWLDFRContaminationAggregated | WLDFR | HFTD - Distribution - Tier 3 - 4QU CoRE ¦ 5QU LoRE | Non-Red Flag Warning - Small Fires | Contamination | Aggregated | 2034 | 8.5972e-06 | 117.3278 | 0.0010087 | 2034 | Mitigation | 0.95 | 45 | 0 | esc | 0.00097009 | 8.34e-09 | 0.00097009 | 8.34e-09 | 0.03594 | 7.0678e-07 | 0.012705 | 8.0339e-08
[120 empty] | 7.3.3.17.5 (Remote Grid) Updates to grid topology to minimize risk of ignition in HFTDs Remote GridWLDFRContaminationAggregated | WLDFR | HFTD - Distribution - Tier 3 - 4QU CoRE ¦ 5QU LoRE | Non-Red Flag Warning - Small Fires | Contamination | Aggregated | 2035 | 8.5972e-06 | 117.3278 | 0.0010087 | 2035 | Mitigation | 0.95 | 45 | 0 | esc | 0.00097009 | 8.34e-09 | 0.00097009 | 8.34e-09 | 0.03594 | 7.0678e-07 | 0.012705 | 8.0339e-08
[120 empty] | 7.3.3.17.5 (Remote Grid) Updates to grid topology to minimize risk of ignition in HFTDs Remote GridWLDFRContaminationAggregated | WLDFR | HFTD - Distribution - Tier 3 - 4QU CoRE ¦ 5QU LoRE | Non-Red Flag Warning - Small Fires | Contamination | Aggregated | 2036 | 8.5972e-06 | 117.3278 | 0.0010087 | 2036 | Mitigation | 0.95 | 45 | 0 | esc | 0.00097009 | 8.34e-09 | 0.00097009 | 8.34e-09 | 0.03594 | 7.0678e-07 | 0.012705 | 8.0339e-08
[120 empty] | 7.3.3.17.5 (Remote Grid) Updates to grid topology to minimize risk of ignition in HFTDs Remote GridWLDFRContaminationAggregated | WLDFR | HFTD - Distribution - Tier 3 - 4QU CoRE ¦ 5QU LoRE | Non-Red Flag Warning - Small Fires | Contamination | Aggregated | 2037 | 8.5972e-06 | 117.3278 | 0.0010087 | 2037 | Mitigation | 0.95 | 45 | 0 | esc | 0.00097009 | 8.34e-09 | 0.00097009 | 8.34e-09 | 0.03594 | 7.0678e-07 | 0.012705 | 8.0339e-08
[120 empty] | 7.3.3.17.5 (Remote Grid) Updates to grid topology to minimize risk of ignition in HFTDs Remote GridWLDFRContaminationAggregated | WLDFR | HFTD - Distribution - Tier 3 - 4QU CoRE ¦ 5QU LoRE | Non-Red Flag Warning - Small Fires | Contamination | Aggregated | 2038 | 8.5972e-06 | 117.3278 | 0.0010087 | 2038 | Mitigation | 0.95 | 45 | 0 | esc | 0.00097009 | 8.34e-09 | 0.00097009 | 8.34e-09 | 0.03594 | 7.0678e-07 | 0.012705 | 8.0339e-08
[120 empty] | 7.3.3.17.5 (Remote Grid) Updates to grid topology to minimize risk of ignition in HFTDs Remote GridWLDFRContaminationAggregated | WLDFR | HFTD - Distribution - Tier 3 - 4QU CoRE ¦ 5QU LoRE | Non-Red Flag Warning - Small Fires | Contamination | Aggregated | 2039 | 8.5972e-06 | 117.3278 | 0.0010087 | 2039 | Mitigation | 0.95 | 45 | 0 | esc | 0.00097009 | 8.34e-09 | 0.00097009 | 8.34e-09 | 0.03594 | 7.0678e-07 | 0.012705 | 8.0339e-08
[120 empty] | 7.3.3.17.5 (Remote Grid) Updates to grid topology to minimize risk of ignition in HFTDs Remote GridWLDFRContaminationAggregated | WLDFR | HFTD - Distribution - Tier 3 - 4QU CoRE ¦ 5QU LoRE | Non-Red Flag Warning - Small Fires | Contamination | Aggregated | 2040 | 8.5972e-06 | 117.3278 | 0.0010087 | 2040 | Mitigation | 0.95 | 45 | 0 | esc | 0.00097009 | 8.34e-09 | 0.00097009 | 8.34e-09 | 0.03594 | 7.0678e-07 | 0.012705 | 8.0339e-08
[120 empty] | 7.3.3.17.5 (Remote Grid) Updates to grid topology to minimize risk of ignition in HFTDs Remote GridWLDFRContaminationAggregated | WLDFR | HFTD - Distribution - Tier 3 - 4QU CoRE ¦ 5QU LoRE | Non-Red Flag Warning - Small Fires | Contamination | Aggregated | 2041 | 8.5972e-06 | 117.3278 | 0.0010087 | 2041 | Mitigation | 0.95 | 45 | 0 | esc | 0.00097009 | 8.34e-09 | 0.00097009 | 8.34e-09 | 0.03594 | 7.0678e-07 | 0.012705 | 8.0339e-08
[120 empty] | 7.3.3.17.5 (Remote Grid) Updates to grid topology to minimize risk of ignition in HFTDs Remote GridWLDFRContaminationAggregated | WLDFR | HFTD - Distribution - Tier 3 - 4QU CoRE ¦ 5QU LoRE | Non-Red Flag Warning - Small Fires | Contamination | Aggregated | 2042 | 8.5972e-06 | 117.3278 | 0.0010087 | 2042 | Mitigation | 0.95 | 45 | 0 | esc | 0.00097009 | 8.34e-09 | 0.00097009 | 8.34e-09 | 0 | 0 | 0.012705 | 8.0339e-08
[120 empty] | 7.3.3.17.5 (Remote Grid) Updates to grid topology to minimize risk of ignition in HFTDs Remote GridWLDFRContaminationAggregated | WLDFR | HFTD - Distribution - Tier 3 - 4QU CoRE ¦ 5QU LoRE | Non-Red Flag Warning - Small Fires | Contamination | Aggregated | 2043 | 8.5972e-06 | 117.3278 | 0.0010087 | 2043 | Mitigation | 0.95 | 45 | 0 | esc | 0.00097009 | 8.34e-09 | 0.00097009 | 8.34e-09 | 0.03594 | 3.738e-06 | 0.012705 | 8.0339e-08
[120 empty] | 7.3.3.17.5 (Remote Grid) Updates to grid topology to minimize risk of ignition in HFTDs Remote GridWLDFRContaminationAggregated | WLDFR | HFTD - Distribution - Tier 3 - 4QU CoRE ¦ 5QU LoRE | Non-Red Flag Warning - Small Fires | Contamination | Aggregated | 2044 | 8.5972e-06 | 117.3278 | 0.0010087 | 2044 | Mitigation | 0.95 | 45 | 0 | esc | 0.00097009 | 8.34e-09 | 0.00097009 | 8.34e-09 | 0.03594 | 3.738e-06 | 0.012705 | 8.0339e-08
[120 empty] | 7.3.3.17.5 (Remote Grid) Updates to grid topology to minimize risk of ignition in HFTDs Remote GridWLDFRContaminationAggregated | WLDFR | HFTD - Distribution - Tier 3 - 4QU CoRE ¦ 5QU LoRE | Non-Red Flag Warning - Small Fires | Contamination | Aggregated | 2045 | 8.5972e-06 | 117.3278 | 0.0010087 | 2045 | Mitigation | 0.95 | 45 | 0 | esc | 0.00097009 | 8.34e-09 | 0.00097009 | 8.34e-09 | 0.03594 | 3.738e-06 | 0.012705 | 8.0339e-08
[120 empty] | 7.3.3.17.5 (Remote Grid) Updates to grid topology to minimize risk of ignition in HFTDs Remote GridWLDFRContaminationAggregated | WLDFR | HFTD - Distribution - Tier 3 - 4QU CoRE ¦ 5QU LoRE | Non-Red Flag Warning - Small Fires | Contamination | Aggregated | 2046 | 8.5972e-06 | 117.3278 | 0.0010087 | 2046 | Mitigation | 0.95 | 45 | 0 | esc | 0.00097009 | 8.34e-09 | 0.00097009 | 8.34e-09 | 0.03594 | 3.738e-06 | 0.012705 | 8.0339e-08
[120 empty] | 7.3.3.17.5 (Remote Grid) Updates to grid topology to minimize risk of ignition in HFTDs Remote GridWLDFRContaminationAggregated | WLDFR | HFTD - Distribution - Tier 3 - 4QU CoRE ¦ 5QU LoRE | Non-Red Flag Warning - Small Fires | Contamination | Aggregated | 2047 | 8.5972e-06 | 117.3278 | 0.0010087 | 2047 | Mitigation | 0.95 | 45 | 0 | esc | 0.00097009 | 8.34e-09 | 0.00097009 | 8.34e-09 | 0.03594 | 3.738e-06 | 0.012705 | 8.0339e-08
[120 empty] | 7.3.3.17.5 (Remote Grid) Updates to grid topology to minimize risk of ignition in HFTDs Remote GridWLDFRContaminationAggregated | WLDFR | HFTD - Distribution - Tier 3 - 4QU CoRE ¦ 5QU LoRE | Non-Red Flag Warning - Small Fires | Contamination | Aggregated | 2048 | 8.5972e-06 | 117.3278 | 0.0010087 | 2048 | Mitigation | 0.95 | 45 | 0 | esc | 0.00097009 | 8.34e-09 | 0.00097009 | 8.34e-09 | 0.03594 | 3.738e-06 | 0.012705 | 8.0339e-08
[120 empty] | 7.3.3.17.5 (Remote Grid) Updates to grid topology to minimize risk of ignition in HFTDs Remote GridWLDFRContaminationAggregated | WLDFR | HFTD - Distribution - Tier 3 - 4QU CoRE ¦ 5QU LoRE | Non-Red Flag Warning - Small Fires | Contamination | Aggregated | 2049 | 8.5972e-06 | 117.3278 | 0.0010087 | 2049 | Mitigation | 0.95 | 45 | 0 | esc | 0.00097009 | 8.34e-09 | 0.00097009 | 8.34e-09 | 0.03594 | 3.738e-06 | 0.012705 | 8.0339e-08
[120 empty] | 7.3.3.17.5 (Remote Grid) Updates to grid topology to minimize risk of ignition in HFTDs Remote GridWLDFRContaminationAggregated | WLDFR | HFTD - Distribution - Tier 3 - 4QU CoRE ¦ 5QU LoRE | Non-Red Flag Warning - Small Fires | Contamination | Aggregated | 2050 | 8.5972e-06 | 117.3278 | 0.0010087 | 2050 | Mitigation | 0.95 | 45 | 0 | esc | 0.00097009 | 8.34e-09 | 0.00097009 | 8.34e-09 | 0.03594 | 3.738e-06 | 0.012705 | 8.0339e-08
[120 empty] | 7.3.3.17.5 (Remote Grid) Updates to grid topology to minimize risk of ignition in HFTDs Remote GridWLDFRContaminationAggregated | WLDFR | HFTD - Distribution - Tier 3 - 4QU CoRE ¦ 5QU LoRE | Non-Red Flag Warning - Small Fires | Contamination | Aggregated | 2051 | 8.5972e-06 | 117.3278 | 0.0010087 | 2051 | Mitigation | 0.95 | 45 | 0 | esc | 0.00097009 | 8.34e-09 | 0.00097009 | 8.34e-09 | 0.03594 | 3.738e-06 | 0.012705 | 8.0339e-08
[120 empty] | 7.3.3.17.5 (Remote Grid) Updates to grid topology to minimize risk of ignition in HFTDs Remote GridWLDFRContaminationAggregated | WLDFR | HFTD - Distribution - Tier 3 - 4QU CoRE ¦ 5QU LoRE | Non-Red Flag Warning - Small Fires | Contamination | Aggregated | 2052 | 8.5972e-06 | 117.3278 | 0.0010087 | 2052 | Mitigation | 0.95 | 45 | 0 | esc | 0.00097009 | 8.34e-09 | 0.00097009 | 8.34e-09 | 0.03594 | 3.738e-06 | 0.012705 | 8.0339e-08
[120 empty] | 7.3.3.17.5 (Remote Grid) Updates to grid topology to minimize risk of ignition in HFTDs Remote GridWLDFRContaminationAggregated | WLDFR | HFTD - Distribution - Tier 3 - 4QU CoRE ¦ 5QU LoRE | Non-Red Flag Warning - Small Fires | Contamination | Aggregated | 2053 | 8.5972e-06 | 117.3278 | 0.0010087 | 2053 | Mitigation | 0.95 | 45 | 0 | esc | 0.00097009 | 8.34e-09 | 0.00097009 | 8.34e-09 | 0.03594 | 3.738e-06 | 0.012705 | 8.0339e-08
[120 empty] | 7.3.3.17.5 (Remote Grid) Updates to grid topology to minimize risk of ignition in HFTDs Remote GridWLDFRContaminationAggregated | WLDFR | HFTD - Distribution - Tier 3 - 4QU CoRE ¦ 5QU LoRE | Non-Red Flag Warning - Small Fires | Contamination | Aggregated | 2054 | 8.5972e-06 | 117.3278 | 0.0010087 | 2054 | Mitigation | 0.95 | 45 | 0 | esc | 0.00097009 | 8.34e-09 | 0.00097009 | 8.34e-09 | 0.03594 | 3.738e-06 | 0.012705 | 8.0339e-08
[120 empty] | 7.3.3.17.5 (Remote Grid) Updates to grid topology to minimize risk of ignition in HFTDs Remote GridWLDFRContaminationAggregated | WLDFR | HFTD - Distribution - Tier 3 - 4QU CoRE ¦ 5QU LoRE | Non-Red Flag Warning - Small Fires | Contamination | Aggregated | 2055 | 8.5972e-06 | 117.3278 | 0.0010087 | 2055 | Mitigation | 0.95 | 45 | 0 | esc | 0.00097009 | 8.34e-09 | 0.00097009 | 8.34e-09 | 0.03594 | 3.738e-06 | 0.012705 | 8.0339e-08
[120 empty] | 7.3.3.17.5 (Remote Grid) Updates to grid topology to minimize risk of ignition in HFTDs Remote GridWLDFRContaminationAggregated | WLDFR | HFTD - Distribution - Tier 3 - 4QU CoRE ¦ 5QU LoRE | Non-Red Flag Warning - Small Fires | Contamination | Aggregated | 2056 | 8.5972e-06 | 117.3278 | 0.0010087 | 2056 | Mitigation | 0.95 | 45 | 0 | esc | 0.00097009 | 8.34e-09 | 0.00097009 | 8.34e-09 | 0.03594 | 3.738e-06 | 0.012705 | 8.0339e-08
[120 empty] | 7.3.3.17.5 (Remote Grid) Updates to grid topology to minimize risk of ignition in HFTDs Remote GridWLDFRContaminationAggregated | WLDFR | HFTD - Distribution - Tier 3 - 4QU CoRE ¦ 5QU LoRE | Non-Red Flag Warning - Small Fires | Contamination | Aggregated | 2057 | 8.5972e-06 | 117.3278 | 0.0010087 | 2057 | Mitigation | 0.95 | 45 | 0 | esc | 0.00097009 | 8.34e-09 | 0.00097009 | 8.34e-09 | 0.03594 | 3.738e-06 | 0.012705 | 8.0339e-08
[120 empty] | 7.3.3.17.5 (Remote Grid) Updates to grid topology to minimize risk of ignition in HFTDs Remote GridWLDFRContaminationAggregated | WLDFR | HFTD - Distribution - Tier 3 - 4QU CoRE ¦ 5QU LoRE | Non-Red Flag Warning - Small Fires | Contamination | Aggregated | 2058 | 8.5972e-06 | 117.3278 | 0.0010087 | 2058 | Mitigation | 0.95 | 45 | 0 | esc | 0.00097009 | 8.34e-09 | 0.00097009 | 8.34e-09 | 0.03594 | 3.738e-06 | 0.012705 | 8.0339e-08
[120 empty] | 7.3.3.17.5 (Remote Grid) Updates to grid topology to minimize risk of ignition in HFTDs Remote GridWLDFRContaminationAggregated | WLDFR | HFTD - Distribution - Tier 3 - 4QU CoRE ¦ 5QU LoRE | Non-Red Flag Warning - Small Fires | Contamination | Aggregated | 2059 | 8.5972e-06 | 117.3278 | 0.0010087 | 2059 | Mitigation | 0.95 | 45 | 0 | esc | 0.00097009 | 8.34e-09 | 0.00097009 | 8.34e-09 | 0.03594 | 3.738e-06 | 0.012705 | 8.0339e-08
[120 empty] | 7.3.3.17.5 (Remote Grid) Updates to grid topology to minimize risk of ignition in HFTDs Remote GridWLDFRContaminationAggregated | WLDFR | HFTD - Distribution - Tier 3 - 4QU CoRE ¦ 5QU LoRE | Non-Red Flag Warning - Small Fires | Contamination | Aggregated | 2060 | 8.5972e-06 | 117.3278 | 0.0010087 | 2060 | Mitigation | 0.95 | 45 | 0 | esc | 0.00097009 | 8.34e-09 | 0.00097009 | 8.34e-09 | 0.03594 | 3.738e-06 | 0.012705 | 8.0339e-08
[120 empty] | 7.3.3.17.5 (Remote Grid) Updates to grid topology to minimize risk of ignition in HFTDs Remote GridWLDFRContaminationAggregated | WLDFR | HFTD - Distribution - Tier 3 - 4QU CoRE ¦ 5QU LoRE | Non-Red Flag Warning - Small Fires | Contamination | Aggregated | 2061 | 8.5972e-06 | 117.3278 | 0.0010087 | 2061 | Mitigation | 0.95 | 45 | 0 | esc | 0.00097009 | 8.34e-09 | 0.00097009 | 8.34e-09 | 0.03594 | 3.738e-06 | 0.012705 | 8.0339e-08
[120 empty] | 7.3.3.17.5 (Remote Grid) Updates to grid topology to minimize risk of ignition in HFTDs Remote GridWLDFRContaminationAggregated | WLDFR | HFTD - Distribution - Tier 3 - 4QU CoRE ¦ 5QU LoRE | Non-Red Flag Warning - Small Fires | Contamination | Aggregated | 2062 | 8.5972e-06 | 117.3278 | 0.0010087 | 2062 | Mitigation | 0.95 | 45 | 0 | esc | 0.00097009 | 8.34e-09 | 0.00097009 | 8.34e-09 | 0.03594 | 3.738e-06 | 0 | 0
[120 empty] | 7.3.3.17.5 (Remote Grid) Updates to grid topology to minimize risk of ignition in HFTDs Remote GridWLDFRContaminationAggregated | WLDFR | HFTD - Distribution - Tier 3 - 4QU CoRE ¦ 5QU LoRE | Non-Red Flag Warning - Small Fires | Contamination | Aggregated | 2063 | 8.5972e-06 | 117.3278 | 0.0010087 | 2063 | Mitigation | 0.95 | 45 | 0 | esc | 0.00097009 | 8.34e-09 | 0.00097009 | 8.34e-09 | 0.03594 | 3.738e-06 | 0 | 0
[120 empty] | 7.3.3.17.5 (Remote Grid) Updates to grid topology to minimize risk of ignition in HFTDs Remote GridWLDFRContaminationAggregated | WLDFR | HFTD - Distribution - Tier 3 - 4QU CoRE ¦ 5QU LoRE | Non-Red Flag Warning - Small Fires | Contamination | Aggregated | 2064 | 8.5972e-06 | 117.3278 | 0.0010087 | 2064 | Mitigation | 0.95 | 45 | 0 | esc | 0.00097009 | 8.34e-09 | 0.00097009 | 8.34e-09 | 0.03594 | 3.738e-06 | 0.01662 | 2.0853e-08
[120 empty] | 7.3.3.17.5 (Remote Grid) Updates to grid topology to minimize risk of ignition in HFTDs Remote GridWLDFRContaminationAggregated | WLDFR | HFTD - Distribution - Tier 3 - 4QU CoRE ¦ 5QU LoRE | Non-Red Flag Warning - Small Fires | Contamination | Aggregated | 2065 | 8.5972e-06 | 117.3278 | 0.0010087 | 2065 | Mitigation | 0.95 | 45 | 0 | esc | 0.00097009 | 8.34e-09 | 0.00097009 | 8.34e-09 | 0.03594 | 3.738e-06 | 0.01662 | 2.0853e-08
[120 empty] | 7.3.3.17.5 (Remote Grid) Updates to grid topology to minimize risk of ignition in HFTDs Remote GridWLDFRContaminationAggregated | WLDFR | HFTD - Distribution - Tier 3 - 4QU CoRE ¦ 5QU LoRE | Non-Red Flag Warning - Small Fires | Contamination | Aggregated | 2066 | 8.5972e-06 | 117.3278 | 0.0010087 | 2066 | Mitigation | 0.95 | 45 | 0 | esc | 0.00097009 | 8.34e-09 | 0.00097009 | 8.34e-09 | 0.03594 | 3.738e-06 | 0.01662 | 2.0853e-08
[120 empty] | 7.3.3.17.5 (Remote Grid) Updates to grid topology to minimize risk of ignition in HFTDs Remote GridWLDFRContaminationAggregated | WLDFR | HFTD - Distribution - Tier 3 - 4QU CoRE ¦ 5QU LoRE | Non-Red Flag Warning - Small Fires | Contamination | Aggregated | 2067 | 8.5972e-06 | 117.3278 | 0.0010087 | 2067 | Mitigation | 0.95 | 45 | 0 | esc | 0 | 0 | 0.00097009 | 8.34e-09 | 0.03594 | 3.738e-06 | 0.01662 | 2.0853e-08
[120 empty] | 7.3.3.17.5 (Remote Grid) Updates to grid topology to minimize risk of ignition in HFTDs Remote GridWLDFREquipment / facility failureAggregated | WLDFR | HFTD - Distribution - Tier 3 - 4QU CoRE ¦ 5QU LoRE | Non-Red Flag Warning - Small Fires | Equipment / facility failure | Aggregated | 2022 | 0.00030194 | 117.3278 | 0.035425 | 2022 | Mitigation | 0.95 | 45 | 0 | esc | 0.00097009 | 2.929e-07 | 0 | 0 | 0.03594 | 3.738e-06 | 0.01662 | 2.0853e-08
[120 empty] | 7.3.3.17.5 (Remote Grid) Updates to grid topology to minimize risk of ignition in HFTDs Remote GridWLDFREquipment / facility failureAggregated | WLDFR | HFTD - Distribution - Tier 3 - 4QU CoRE ¦ 5QU LoRE | Non-Red Flag Warning - Small Fires | Equipment / facility failure | Aggregated | 2023 | 0.00030194 | 117.3278 | 0.035425 | 2023 | Mitigation | 0.95 | 45 | 0 | esc | 0.00097009 | 2.929e-07 | 0.00097009 | 2.929e-07 | 0.03594 | 3.738e-06 | 0.01662 | 2.0853e-08
[120 empty] | 7.3.3.17.5 (Remote Grid) Updates to grid topology to minimize risk of ignition in HFTDs Remote GridWLDFREquipment / facility failureAggregated | WLDFR | HFTD - Distribution - Tier 3 - 4QU CoRE ¦ 5QU LoRE | Non-Red Flag Warning - Small Fires | Equipment / facility failure | Aggregated | 2024 | 0.00030194 | 117.3278 | 0.035425 | 2024 | Mitigation | 0.95 | 45 | 0 | esc | 0.00097009 | 2.929e-07 | 0.00097009 | 2.929e-07 | 0.03594 | 3.738e-06 | 0.01662 | 2.0853e-08
[120 empty] | 7.3.3.17.5 (Remote Grid) Updates to grid topology to minimize risk of ignition in HFTDs Remote GridWLDFREquipment / facility failureAggregated | WLDFR | HFTD - Distribution - Tier 3 - 4QU CoRE ¦ 5QU LoRE | Non-Red Flag Warning - Small Fires | Equipment / facility failure | Aggregated | 2025 | 0.00030194 | 117.3278 | 0.035425 | 2025 | Mitigation | 0.95 | 45 | 0 | esc | 0.00097009 | 2.929e-07 | 0.00097009 | 2.929e-07 | 0.03594 | 3.738e-06 | 0.01662 | 2.0853e-08
[120 empty] | 7.3.3.17.5 (Remote Grid) Updates to grid topology to minimize risk of ignition in HFTDs Remote GridWLDFREquipment / facility failureAggregated | WLDFR | HFTD - Distribution - Tier 3 - 4QU CoRE ¦ 5QU LoRE | Non-Red Flag Warning - Small Fires | Equipment / facility failure | Aggregated | 2026 | 0.00030194 | 117.3278 | 0.035425 | 2026 | Mitigation | 0.95 | 45 | 0 | esc | 0.00097009 | 2.929e-07 | 0.00097009 | 2.929e-07 | 0.03594 | 3.738e-06 | 0.01662 | 2.0853e-08
[120 empty] | 7.3.3.17.5 (Remote Grid) Updates to grid topology to minimize risk of ignition in HFTDs Remote GridWLDFREquipment / facility failureAggregated | WLDFR | HFTD - Distribution - Tier 3 - 4QU CoRE ¦ 5QU LoRE | Non-Red Flag Warning - Small Fires | Equipment / facility failure | Aggregated | 2027 | 0.00030194 | 117.3278 | 0.035425 | 2027 | Mitigation | 0.95 | 45 | 0 | esc | 0.00097009 | 2.929e-07 | 0.00097009 | 2.929e-07 | 0.03594 | 3.738e-06 | 0.01662 | 2.0853e-08
[120 empty] | 7.3.3.17.5 (Remote Grid) Updates to grid topology to minimize risk of ignition in HFTDs Remote GridWLDFREquipment / facility failureAggregated | WLDFR | HFTD - Distribution - Tier 3 - 4QU CoRE ¦ 5QU LoRE | Non-Red Flag Warning - Small Fires | Equipment / facility failure | Aggregated | 2028 | 0.00030194 | 117.3278 | 0.035425 | 2028 | Mitigation | 0.95 | 45 | 0 | esc | 0.00097009 | 2.929e-07 | 0.00097009 | 2.929e-07 | 0.03594 | 3.738e-06 | 0.01662 | 2.0853e-08
[120 empty] | 7.3.3.17.5 (Remote Grid) Updates to grid topology to minimize risk of ignition in HFTDs Remote GridWLDFREquipment / facility failureAggregated | WLDFR | HFTD - Distribution - Tier 3 - 4QU CoRE ¦ 5QU LoRE | Non-Red Flag Warning - Small Fires | Equipment / facility failure | Aggregated | 2029 | 0.00030194 | 117.3278 | 0.035425 | 2029 | Mitigation | 0.95 | 45 | 0 | esc | 0.00097009 | 2.929e-07 | 0.00097009 | 2.929e-07 | 0.03594 | 3.738e-06 | 0.01662 | 2.0853e-08
[120 empty] | 7.3.3.17.5 (Remote Grid) Updates to grid topology to minimize risk of ignition in HFTDs Remote GridWLDFREquipment / facility failureAggregated | WLDFR | HFTD - Distribution - Tier 3 - 4QU CoRE ¦ 5QU LoRE | Non-Red Flag Warning - Small Fires | Equipment / facility failure | Aggregated | 2030 | 0.00030194 | 117.3278 | 0.035425 | 2030 | Mitigation | 0.95 | 45 | 0 | esc | 0.00097009 | 2.929e-07 | 0.00097009 | 2.929e-07 | 0.03594 | 3.738e-06 | 0.01662 | 2.0853e-08
[120 empty] | 7.3.3.17.5 (Remote Grid) Updates to grid topology to minimize risk of ignition in HFTDs Remote GridWLDFREquipment / facility failureAggregated | WLDFR | HFTD - Distribution - Tier 3 - 4QU CoRE ¦ 5QU LoRE | Non-Red Flag Warning - Small Fires | Equipment / facility failure | Aggregated | 2031 | 0.00030194 | 117.3278 | 0.035425 | 2031 | Mitigation | 0.95 | 45 | 0 | esc | 0.00097009 | 2.929e-07 | 0.00097009 | 2.929e-07 | 0.03594 | 3.738e-06 | 0.01662 | 2.0853e-08
[120 empty] | 7.3.3.17.5 (Remote Grid) Updates to grid topology to minimize risk of ignition in HFTDs Remote GridWLDFREquipment / facility failureAggregated | WLDFR | HFTD - Distribution - Tier 3 - 4QU CoRE ¦ 5QU LoRE | Non-Red Flag Warning - Small Fires | Equipment / facility failure | Aggregated | 2032 | 0.00030194 | 117.3278 | 0.035425 | 2032 | Mitigation | 0.95 | 45 | 0 | esc | 0.00097009 | 2.929e-07 | 0.00097009 | 2.929e-07 | 0.03594 | 3.738e-06 | 0.01662 | 2.0853e-08
[120 empty] | 7.3.3.17.5 (Remote Grid) Updates to grid topology to minimize risk of ignition in HFTDs Remote GridWLDFREquipment / facility failureAggregated | WLDFR | HFTD - Distribution - Tier 3 - 4QU CoRE ¦ 5QU LoRE | Non-Red Flag Warning - Small Fires | Equipment / facility failure | Aggregated | 2033 | 0.00030194 | 117.3278 | 0.035425 | 2033 | Mitigation | 0.95 | 45 | 0 | esc | 0.00097009 | 2.929e-07 | 0.00097009 | 2.929e-07 | 0.03594 | 3.738e-06 | 0.01662 | 2.0853e-08
[120 empty] | 7.3.3.17.5 (Remote Grid) Updates to grid topology to minimize risk of ignition in HFTDs Remote GridWLDFREquipment / facility failureAggregated | WLDFR | HFTD - Distribution - Tier 3 - 4QU CoRE ¦ 5QU LoRE | Non-Red Flag Warning - Small Fires | Equipment / facility failure | Aggregated | 2034 | 0.00030194 | 117.3278 | 0.035425 | 2034 | Mitigation | 0.95 | 45 | 0 | esc | 0.00097009 | 2.929e-07 | 0.00097009 | 2.929e-07 | 0.03594 | 3.738e-06 | 0.01662 | 2.0853e-08
[120 empty] | 7.3.3.17.5 (Remote Grid) Updates to grid topology to minimize risk of ignition in HFTDs Remote GridWLDFREquipment / facility failureAggregated | WLDFR | HFTD - Distribution - Tier 3 - 4QU CoRE ¦ 5QU LoRE | Non-Red Flag Warning - Small Fires | Equipment / facility failure | Aggregated | 2035 | 0.00030194 | 117.3278 | 0.035425 | 2035 | Mitigation | 0.95 | 45 | 0 | esc | 0.00097009 | 2.929e-07 | 0.00097009 | 2.929e-07 | 0.03594 | 3.738e-06 | 0.01662 | 2.0853e-08
[120 empty] | 7.3.3.17.5 (Remote Grid) Updates to grid topology to minimize risk of ignition in HFTDs Remote GridWLDFREquipment / facility failureAggregated | WLDFR | HFTD - Distribution - Tier 3 - 4QU CoRE ¦ 5QU LoRE | Non-Red Flag Warning - Small Fires | Equipment / facility failure | Aggregated | 2036 | 0.00030194 | 117.3278 | 0.035425 | 2036 | Mitigation | 0.95 | 45 | 0 | esc | 0.00097009 | 2.929e-07 | 0.00097009 | 2.929e-07 | 0.03594 | 3.738e-06 | 0.01662 | 2.0853e-08
[120 empty] | 7.3.3.17.5 (Remote Grid) Updates to grid topology to minimize risk of ignition in HFTDs Remote GridWLDFREquipment / facility failureAggregated | WLDFR | HFTD - Distribution - Tier 3 - 4QU CoRE ¦ 5QU LoRE | Non-Red Flag Warning - Small Fires | Equipment / facility failure | Aggregated | 2037 | 0.00030194 | 117.3278 | 0.035425 | 2037 | Mitigation | 0.95 | 45 | 0 | esc | 0.00097009 | 2.929e-07 | 0.00097009 | 2.929e-07 | 0.03594 | 3.738e-06 | 0.01662 | 2.0853e-08
[120 empty] | 7.3.3.17.5 (Remote Grid) Updates to grid topology to minimize risk of ignition in HFTDs Remote GridWLDFREquipment / facility failureAggregated | WLDFR | HFTD - Distribution - Tier 3 - 4QU CoRE ¦ 5QU LoRE | Non-Red Flag Warning - Small Fires | Equipment / facility failure | Aggregated | 2038 | 0.00030194 | 117.3278 | 0.035425 | 2038 | Mitigation | 0.95 | 45 | 0 | esc | 0.00097009 | 2.929e-07 | 0.00097009 | 2.929e-07 | 0.03594 | 3.738e-06 | 0.01662 | 2.0853e-08
[120 empty] | 7.3.3.17.5 (Remote Grid) Updates to grid topology to minimize risk of ignition in HFTDs Remote GridWLDFREquipment / facility failureAggregated | WLDFR | HFTD - Distribution - Tier 3 - 4QU CoRE ¦ 5QU LoRE | Non-Red Flag Warning - Small Fires | Equipment / facility failure | Aggregated | 2039 | 0.00030194 | 117.3278 | 0.035425 | 2039 | Mitigation | 0.95 | 45 | 0 | esc | 0.00097009 | 2.929e-07 | 0.00097009 | 2.929e-07 | 0.03594 | 3.738e-06 | 0.01662 | 2.0853e-08
[120 empty] | 7.3.3.17.5 (Remote Grid) Updates to grid topology to minimize risk of ignition in HFTDs Remote GridWLDFREquipment / facility failureAggregated | WLDFR | HFTD - Distribution - Tier 3 - 4QU CoRE ¦ 5QU LoRE | Non-Red Flag Warning - Small Fires | Equipment / facility failure | Aggregated | 2040 | 0.00030194 | 117.3278 | 0.035425 | 2040 | Mitigation | 0.95 | 45 | 0 | esc | 0.00097009 | 2.929e-07 | 0.00097009 | 2.929e-07 | 0.03594 | 3.738e-06 | 0.01662 | 2.0853e-08
[120 empty] | 7.3.3.17.5 (Remote Grid) Updates to grid topology to minimize risk of ignition in HFTDs Remote GridWLDFREquipment / facility failureAggregated | WLDFR | HFTD - Distribution - Tier 3 - 4QU CoRE ¦ 5QU LoRE | Non-Red Flag Warning - Small Fires | Equipment / facility failure | Aggregated | 2041 | 0.00030194 | 117.3278 | 0.035425 | 2041 | Mitigation | 0.95 | 45 | 0 | esc | 0.00097009 | 2.929e-07 | 0.00097009 | 2.929e-07 | 0.03594 | 3.738e-06 | 0.01662 | 2.0853e-08
[120 empty] | 7.3.3.17.5 (Remote Grid) Updates to grid topology to minimize risk of ignition in HFTDs Remote GridWLDFREquipment / facility failureAggregated | WLDFR | HFTD - Distribution - Tier 3 - 4QU CoRE ¦ 5QU LoRE | Non-Red Flag Warning - Small Fires | Equipment / facility failure | Aggregated | 2042 | 0.00030194 | 117.3278 | 0.035425 | 2042 | Mitigation | 0.95 | 45 | 0 | esc | 0.00097009 | 2.929e-07 | 0.00097009 | 2.929e-07 | 0.03594 | 3.738e-06 | 0.01662 | 2.0853e-08
[120 empty] | 7.3.3.17.5 (Remote Grid) Updates to grid topology to minimize risk of ignition in HFTDs Remote GridWLDFREquipment / facility failureAggregated | WLDFR | HFTD - Distribution - Tier 3 - 4QU CoRE ¦ 5QU LoRE | Non-Red Flag Warning - Small Fires | Equipment / facility failure | Aggregated | 2043 | 0.00030194 | 117.3278 | 0.035425 | 2043 | Mitigation | 0.95 | 45 | 0 | esc | 0.00097009 | 2.929e-07 | 0.00097009 | 2.929e-07 | 0.03594 | 3.738e-06 | 0.01662 | 2.0853e-08
[120 empty] | 7.3.3.17.5 (Remote Grid) Updates to grid topology to minimize risk of ignition in HFTDs Remote GridWLDFREquipment / facility failureAggregated | WLDFR | HFTD - Distribution - Tier 3 - 4QU CoRE ¦ 5QU LoRE | Non-Red Flag Warning - Small Fires | Equipment / facility failure | Aggregated | 2044 | 0.00030194 | 117.3278 | 0.035425 | 2044 | Mitigation | 0.95 | 45 | 0 | esc | 0.00097009 | 2.929e-07 | 0.00097009 | 2.929e-07 | 0.03594 | 3.738e-06 | 0.01662 | 2.0853e-08
[120 empty] | 7.3.3.17.5 (Remote Grid) Updates to grid topology to minimize risk of ignition in HFTDs Remote GridWLDFREquipment / facility failureAggregated | WLDFR | HFTD - Distribution - Tier 3 - 4QU CoRE ¦ 5QU LoRE | Non-Red Flag Warning - Small Fires | Equipment / facility failure | Aggregated | 2045 | 0.00030194 | 117.3278 | 0.035425 | 2045 | Mitigation | 0.95 | 45 | 0 | esc | 0.00097009 | 2.929e-07 | 0.00097009 | 2.929e-07 | 0.03594 | 3.738e-06 | 0.01662 | 2.0853e-08
[120 empty] | 7.3.3.17.5 (Remote Grid) Updates to grid topology to minimize risk of ignition in HFTDs Remote GridWLDFREquipment / facility failureAggregated | WLDFR | HFTD - Distribution - Tier 3 - 4QU CoRE ¦ 5QU LoRE | Non-Red Flag Warning - Small Fires | Equipment / facility failure | Aggregated | 2046 | 0.00030194 | 117.3278 | 0.035425 | 2046 | Mitigation | 0.95 | 45 | 0 | esc | 0.00097009 | 2.929e-07 | 0.00097009 | 2.929e-07 | 0 | 0 | 0.01662 | 2.0853e-08
[120 empty] | 7.3.3.17.5 (Remote Grid) Updates to grid topology to minimize risk of ignition in HFTDs Remote GridWLDFREquipment / facility failureAggregated | WLDFR | HFTD - Distribution - Tier 3 - 4QU CoRE ¦ 5QU LoRE | Non-Red Flag Warning - Small Fires | Equipment / facility failure | Aggregated | 2047 | 0.00030194 | 117.3278 | 0.035425 | 2047 | Mitigation | 0.95 | 45 | 0 | esc | 0.00097009 | 2.929e-07 | 0.00097009 | 2.929e-07 | 0.03594 | 1.1609e-07 | 0.01662 | 2.0853e-08
[120 empty] | 7.3.3.17.5 (Remote Grid) Updates to grid topology to minimize risk of ignition in HFTDs Remote GridWLDFREquipment / facility failureAggregated | WLDFR | HFTD - Distribution - Tier 3 - 4QU CoRE ¦ 5QU LoRE | Non-Red Flag Warning - Small Fires | Equipment / facility failure | Aggregated | 2048 | 0.00030194 | 117.3278 | 0.035425 | 2048 | Mitigation | 0.95 | 45 | 0 | esc | 0.00097009 | 2.929e-07 | 0.00097009 | 2.929e-07 | 0.03594 | 1.1609e-07 | 0 | 0
[120 empty] | 7.3.3.17.5 (Remote Grid) Updates to grid topology to minimize risk of ignition in HFTDs Remote GridWLDFREquipment / facility failureAggregated | WLDFR | HFTD - Distribution - Tier 3 - 4QU CoRE ¦ 5QU LoRE | Non-Red Flag Warning - Small Fires | Equipment / facility failure | Aggregated | 2049 | 0.00030194 | 117.3278 | 0.035425 | 2049 | Mitigation | 0.95 | 45 | 0 | esc | 0.00097009 | 2.929e-07 | 0.00097009 | 2.929e-07 | 0.03594 | 1.1609e-07 | 0 | 0
[120 empty] | 7.3.3.17.5 (Remote Grid) Updates to grid topology to minimize risk of ignition in HFTDs Remote GridWLDFREquipment / facility failureAggregated | WLDFR | HFTD - Distribution - Tier 3 - 4QU CoRE ¦ 5QU LoRE | Non-Red Flag Warning - Small Fires | Equipment / facility failure | Aggregated | 2050 | 0.00030194 | 117.3278 | 0.035425 | 2050 | Mitigation | 0.95 | 45 | 0 | esc | 0.00097009 | 2.929e-07 | 0.00097009 | 2.929e-07 | 0.03594 | 1.1609e-07 | 0.0080352 | 6.9614e-08
[120 empty] | 7.3.3.17.5 (Remote Grid) Updates to grid topology to minimize risk of ignition in HFTDs Remote GridWLDFREquipment / facility failureAggregated | WLDFR | HFTD - Distribution - Tier 3 - 4QU CoRE ¦ 5QU LoRE | Non-Red Flag Warning - Small Fires | Equipment / facility failure | Aggregated | 2051 | 0.00030194 | 117.3278 | 0.035425 | 2051 | Mitigation | 0.95 | 45 | 0 | esc | 0.00097009 | 2.929e-07 | 0.00097009 | 2.929e-07 | 0.03594 | 1.1609e-07 | 0.0080352 | 6.9614e-08
[120 empty] | 7.3.3.17.5 (Remote Grid) Updates to grid topology to minimize risk of ignition in HFTDs Remote GridWLDFREquipment / facility failureAggregated | WLDFR | HFTD - Distribution - Tier 3 - 4QU CoRE ¦ 5QU LoRE | Non-Red Flag Warning - Small Fires | Equipment / facility failure | Aggregated | 2052 | 0.00030194 | 117.3278 | 0.035425 | 2052 | Mitigation | 0.95 | 45 | 0 | esc | 0.00097009 | 2.929e-07 | 0.00097009 | 2.929e-07 | 0.03594 | 1.1609e-07 | 0.0080352 | 6.9614e-08
[120 empty] | 7.3.3.17.5 (Remote Grid) Updates to grid topology to minimize risk of ignition in HFTDs Remote GridWLDFREquipment / facility failureAggregated | WLDFR | HFTD - Distribution - Tier 3 - 4QU CoRE ¦ 5QU LoRE | Non-Red Flag Warning - Small Fires | Equipment / facility failure | Aggregated | 2053 | 0.00030194 | 117.3278 | 0.035425 | 2053 | Mitigation | 0.95 | 45 | 0 | esc | 0.00097009 | 2.929e-07 | 0.00097009 | 2.929e-07 | 0.03594 | 1.1609e-07 | 0.0080352 | 6.9614e-08
[120 empty] | 7.3.3.17.5 (Remote Grid) Updates to grid topology to minimize risk of ignition in HFTDs Remote GridWLDFREquipment / facility failureAggregated | WLDFR | HFTD - Distribution - Tier 3 - 4QU CoRE ¦ 5QU LoRE | Non-Red Flag Warning - Small Fires | Equipment / facility failure | Aggregated | 2054 | 0.00030194 | 117.3278 | 0.035425 | 2054 | Mitigation | 0.95 | 45 | 0 | esc | 0.00097009 | 2.929e-07 | 0.00097009 | 2.929e-07 | 0.03594 | 1.1609e-07 | 0.0080352 | 6.9614e-08
[120 empty] | 7.3.3.17.5 (Remote Grid) Updates to grid topology to minimize risk of ignition in HFTDs Remote GridWLDFREquipment / facility failureAggregated | WLDFR | HFTD - Distribution - Tier 3 - 4QU CoRE ¦ 5QU LoRE | Non-Red Flag Warning - Small Fires | Equipment / facility failure | Aggregated | 2055 | 0.00030194 | 117.3278 | 0.035425 | 2055 | Mitigation | 0.95 | 45 | 0 | esc | 0.00097009 | 2.929e-07 | 0.00097009 | 2.929e-07 | 0.03594 | 1.1609e-07 | 0.0080352 | 6.9614e-08
[120 empty] | 7.3.3.17.5 (Remote Grid) Updates to grid topology to minimize risk of ignition in HFTDs Remote GridWLDFREquipment / facility failureAggregated | WLDFR | HFTD - Distribution - Tier 3 - 4QU CoRE ¦ 5QU LoRE | Non-Red Flag Warning - Small Fires | Equipment / facility failure | Aggregated | 2056 | 0.00030194 | 117.3278 | 0.035425 | 2056 | Mitigation | 0.95 | 45 | 0 | esc | 0.00097009 | 2.929e-07 | 0.00097009 | 2.929e-07 | 0.03594 | 1.1609e-07 | 0.0080352 | 6.9614e-08
[120 empty] | 7.3.3.17.5 (Remote Grid) Updates to grid topology to minimize risk of ignition in HFTDs Remote GridWLDFREquipment / facility failureAggregated | WLDFR | HFTD - Distribution - Tier 3 - 4QU CoRE ¦ 5QU LoRE | Non-Red Flag Warning - Small Fires | Equipment / facility failure | Aggregated | 2057 | 0.00030194 | 117.3278 | 0.035425 | 2057 | Mitigation | 0.95 | 45 | 0 | esc | 0.00097009 | 2.929e-07 | 0.00097009 | 2.929e-07 | 0.03594 | 1.1609e-07 | 0.0080352 | 6.9614e-08
[120 empty] | 7.3.3.17.5 (Remote Grid) Updates to grid topology to minimize risk of ignition in HFTDs Remote GridWLDFREquipment / facility failureAggregated | WLDFR | HFTD - Distribution - Tier 3 - 4QU CoRE ¦ 5QU LoRE | Non-Red Flag Warning - Small Fires | Equipment / facility failure | Aggregated | 2058 | 0.00030194 | 117.3278 | 0.035425 | 2058 | Mitigation | 0.95 | 45 | 0 | esc | 0.00097009 | 2.929e-07 | 0.00097009 | 2.929e-07 | 0.03594 | 1.1609e-07 | 0.0080352 | 6.9614e-08
[120 empty] | 7.3.3.17.5 (Remote Grid) Updates to grid topology to minimize risk of ignition in HFTDs Remote GridWLDFREquipment / facility failureAggregated | WLDFR | HFTD - Distribution - Tier 3 - 4QU CoRE ¦ 5QU LoRE | Non-Red Flag Warning - Small Fires | Equipment / facility failure | Aggregated | 2059 | 0.00030194 | 117.3278 | 0.035425 | 2059 | Mitigation | 0.95 | 45 | 0 | esc | 0.00097009 | 2.929e-07 | 0.00097009 | 2.929e-07 | 0.03594 | 1.1609e-07 | 0.0080352 | 6.9614e-08
[120 empty] | 7.3.3.17.5 (Remote Grid) Updates to grid topology to minimize risk of ignition in HFTDs Remote GridWLDFREquipment / facility failureAggregated | WLDFR | HFTD - Distribution - Tier 3 - 4QU CoRE ¦ 5QU LoRE | Non-Red Flag Warning - Small Fires | Equipment / facility failure | Aggregated | 2060 | 0.00030194 | 117.3278 | 0.035425 | 2060 | Mitigation | 0.95 | 45 | 0 | esc | 0.00097009 | 2.929e-07 | 0.00097009 | 2.929e-07 | 0.03594 | 1.1609e-07 | 0.0080352 | 6.9614e-08
[120 empty] | 7.3.3.17.5 (Remote Grid) Updates to grid topology to minimize risk of ignition in HFTDs Remote GridWLDFREquipment / facility failureAggregated | WLDFR | HFTD - Distribution - Tier 3 - 4QU CoRE ¦ 5QU LoRE | Non-Red Flag Warning - Small Fires | Equipment / facility failure | Aggregated | 2061 | 0.00030194 | 117.3278 | 0.035425 | 2061 | Mitigation | 0.95 | 45 | 0 | esc | 0.00097009 | 2.929e-07 | 0.00097009 | 2.929e-07 | 0.03594 | 1.1609e-07 | 0.0080352 | 6.9614e-08
[120 empty] | 7.3.3.17.5 (Remote Grid) Updates to grid topology to minimize risk of ignition in HFTDs Remote GridWLDFREquipment / facility failureAggregated | WLDFR | HFTD - Distribution - Tier 3 - 4QU CoRE ¦ 5QU LoRE | Non-Red Flag Warning - Small Fires | Equipment / facility failure | Aggregated | 2062 | 0.00030194 | 117.3278 | 0.035425 | 2062 | Mitigation | 0.95 | 45 | 0 | esc | 0.00097009 | 2.929e-07 | 0.00097009 | 2.929e-07 | 0.03594 | 1.1609e-07 | 0.0080352 | 6.9614e-08
[120 empty] | 7.3.3.17.5 (Remote Grid) Updates to grid topology to minimize risk of ignition in HFTDs Remote GridWLDFREquipment / facility failureAggregated | WLDFR | HFTD - Distribution - Tier 3 - 4QU CoRE ¦ 5QU LoRE | Non-Red Flag Warning - Small Fires | Equipment / facility failure | Aggregated | 2063 | 0.00030194 | 117.3278 | 0.035425 | 2063 | Mitigation | 0.95 | 45 | 0 | esc | 0.00097009 | 2.929e-07 | 0.00097009 | 2.929e-07 | 0.03594 | 1.1609e-07 | 0.0080352 | 6.9614e-08
[120 empty] | 7.3.3.17.5 (Remote Grid) Updates to grid topology to minimize risk of ignition in HFTDs Remote GridWLDFREquipment / facility failureAggregated | WLDFR | HFTD - Distribution - Tier 3 - 4QU CoRE ¦ 5QU LoRE | Non-Red Flag Warning - Small Fires | Equipment / facility failure | Aggregated | 2064 | 0.00030194 | 117.3278 | 0.035425 | 2064 | Mitigation | 0.95 | 45 | 0 | esc | 0.00097009 | 2.929e-07 | 0.00097009 | 2.929e-07 | 0.03594 | 1.1609e-07 | 0.0080352 | 6.9614e-08
[120 empty] | 7.3.3.17.5 (Remote Grid) Updates to grid topology to minimize risk of ignition in HFTDs Remote GridWLDFREquipment / facility failureAggregated | WLDFR | HFTD - Distribution - Tier 3 - 4QU CoRE ¦ 5QU LoRE | Non-Red Flag Warning - Small Fires | Equipment / facility failure | Aggregated | 2065 | 0.00030194 | 117.3278 | 0.035425 | 2065 | Mitigation | 0.95 | 45 | 0 | esc | 0.00097009 | 2.929e-07 | 0.00097009 | 2.929e-07 | 0.03594 | 1.1609e-07 | 0.0080352 | 6.9614e-08
[120 empty] | 7.3.3.17.5 (Remote Grid) Updates to grid topology to minimize risk of ignition in HFTDs Remote GridWLDFREquipment / facility failureAggregated | WLDFR | HFTD - Distribution - Tier 3 - 4QU CoRE ¦ 5QU LoRE | Non-Red Flag Warning - Small Fires | Equipment / facility failure | Aggregated | 2066 | 0.00030194 | 117.3278 | 0.035425 | 2066 | Mitigation | 0.95 | 45 | 0 | esc | 0.00097009 | 2.929e-07 | 0.00097009 | 2.929e-07 | 0.03594 | 1.1609e-07 | 0.0080352 | 6.9614e-08
[120 empty] | 7.3.3.17.5 (Remote Grid) Updates to grid topology to minimize risk of ignition in HFTDs Remote GridWLDFREquipment / facility failureAggregated | WLDFR | HFTD - Distribution - Tier 3 - 4QU CoRE ¦ 5QU LoRE | Non-Red Flag Warning - Small Fires | Equipment / facility failure | Aggregated | 2067 | 0.00030194 | 117.3278 | 0.035425 | 2067 | Mitigation | 0.95 | 45 | 0 | esc | 0 | 0 | 0.00097009 | 2.929e-07 | 0.03594 | 1.1609e-07 | 0.0080352 | 6.9614e-08
[120 empty] | 7.3.3.17.5 (Remote Grid) Updates to grid topology to minimize risk of ignition in HFTDs Remote GridWLDFRVegetation ContactAggregated | WLDFR | HFTD - Distribution - Tier 3 - 4QU CoRE ¦ 5QU LoRE | Non-Red Flag Warning - Small Fires | Vegetation Contact | Aggregated | 2022 | 0.0015418 | 117.3278 | 0.18089 | 2022 | Mitigation | 0.95 | 45 | 0 | esc | 0.00097009 | 1.4956e-06 | 0 | 0 | 0.03594 | 1.1609e-07 | 0.0080352 | 6.9614e-08
[120 empty] | 7.3.3.17.5 (Remote Grid) Updates to grid topology to minimize risk of ignition in HFTDs Remote GridWLDFRVegetation ContactAggregated | WLDFR | HFTD - Distribution - Tier 3 - 4QU CoRE ¦ 5QU LoRE | Non-Red Flag Warning - Small Fires | Vegetation Contact | Aggregated | 2023 | 0.0015418 | 117.3278 | 0.18089 | 2023 | Mitigation | 0.95 | 45 | 0 | esc | 0.00097009 | 1.4956e-06 | 0.00097009 | 1.4956e-06 | 0.03594 | 1.1609e-07 | 0.0080352 | 6.9614e-08
[120 empty] | 7.3.3.17.5 (Remote Grid) Updates to grid topology to minimize risk of ignition in HFTDs Remote GridWLDFRVegetation ContactAggregated | WLDFR | HFTD - Distribution - Tier 3 - 4QU CoRE ¦ 5QU LoRE | Non-Red Flag Warning - Small Fires | Vegetation Contact | Aggregated | 2024 | 0.0015418 | 117.3278 | 0.18089 | 2024 | Mitigation | 0.95 | 45 | 0 | esc | 0.00097009 | 1.4956e-06 | 0.00097009 | 1.4956e-06 | 0.03594 | 1.1609e-07 | 0.0080352 | 6.9614e-08
[120 empty] | 7.3.3.17.5 (Remote Grid) Updates to grid topology to minimize risk of ignition in HFTDs Remote GridWLDFRVegetation ContactAggregated | WLDFR | HFTD - Distribution - Tier 3 - 4QU CoRE ¦ 5QU LoRE | Non-Red Flag Warning - Small Fires | Vegetation Contact | Aggregated | 2025 | 0.0015418 | 117.3278 | 0.18089 | 2025 | Mitigation | 0.95 | 45 | 0 | esc | 0.00097009 | 1.4956e-06 | 0.00097009 | 1.4956e-06 | 0.03594 | 1.1609e-07 | 0.0080352 | 6.9614e-08
[120 empty] | 7.3.3.17.5 (Remote Grid) Updates to grid topology to minimize risk of ignition in HFTDs Remote GridWLDFRVegetation ContactAggregated | WLDFR | HFTD - Distribution - Tier 3 - 4QU CoRE ¦ 5QU LoRE | Non-Red Flag Warning - Small Fires | Vegetation Contact | Aggregated | 2026 | 0.0015418 | 117.3278 | 0.18089 | 2026 | Mitigation | 0.95 | 45 | 0 | esc | 0.00097009 | 1.4956e-06 | 0.00097009 | 1.4956e-06 | 0.03594 | 1.1609e-07 | 0.0080352 | 6.9614e-08
[120 empty] | 7.3.3.17.5 (Remote Grid) Updates to grid topology to minimize risk of ignition in HFTDs Remote GridWLDFRVegetation ContactAggregated | WLDFR | HFTD - Distribution - Tier 3 - 4QU CoRE ¦ 5QU LoRE | Non-Red Flag Warning - Small Fires | Vegetation Contact | Aggregated | 2027 | 0.0015418 | 117.3278 | 0.18089 | 2027 | Mitigation | 0.95 | 45 | 0 | esc | 0.00097009 | 1.4956e-06 | 0.00097009 | 1.4956e-06 | 0.03594 | 1.1609e-07 | 0.0080352 | 6.9614e-08
[120 empty] | 7.3.3.17.5 (Remote Grid) Updates to grid topology to minimize risk of ignition in HFTDs Remote GridWLDFRVegetation ContactAggregated | WLDFR | HFTD - Distribution - Tier 3 - 4QU CoRE ¦ 5QU LoRE | Non-Red Flag Warning - Small Fires | Vegetation Contact | Aggregated | 2028 | 0.0015418 | 117.3278 | 0.18089 | 2028 | Mitigation | 0.95 | 45 | 0 | esc | 0.00097009 | 1.4956e-06 | 0.00097009 | 1.4956e-06 | 0.03594 | 1.1609e-07 | 0.0080352 | 6.9614e-08
[120 empty] | 7.3.3.17.5 (Remote Grid) Updates to grid topology to minimize risk of ignition in HFTDs Remote GridWLDFRVegetation ContactAggregated | WLDFR | HFTD - Distribution - Tier 3 - 4QU CoRE ¦ 5QU LoRE | Non-Red Flag Warning - Small Fires | Vegetation Contact | Aggregated | 2029 | 0.0015418 | 117.3278 | 0.18089 | 2029 | Mitigation | 0.95 | 45 | 0 | esc | 0.00097009 | 1.4956e-06 | 0.00097009 | 1.4956e-06 | 0.03594 | 1.1609e-07 | 0.0080352 | 6.9614e-08
[120 empty] | 7.3.3.17.5 (Remote Grid) Updates to grid topology to minimize risk of ignition in HFTDs Remote GridWLDFRVegetation ContactAggregated | WLDFR | HFTD - Distribution - Tier 3 - 4QU CoRE ¦ 5QU LoRE | Non-Red Flag Warning - Small Fires | Vegetation Contact | Aggregated | 2030 | 0.0015418 | 117.3278 | 0.18089 | 2030 | Mitigation | 0.95 | 45 | 0 | esc | 0.00097009 | 1.4956e-06 | 0.00097009 | 1.4956e-06 | 0.03594 | 1.1609e-07 | 0.0080352 | 6.9614e-08
[120 empty] | 7.3.3.17.5 (Remote Grid) Updates to grid topology to minimize risk of ignition in HFTDs Remote GridWLDFRVegetation ContactAggregated | WLDFR | HFTD - Distribution - Tier 3 - 4QU CoRE ¦ 5QU LoRE | Non-Red Flag Warning - Small Fires | Vegetation Contact | Aggregated | 2031 | 0.0015418 | 117.3278 | 0.18089 | 2031 | Mitigation | 0.95 | 45 | 0 | esc | 0.00097009 | 1.4956e-06 | 0.00097009 | 1.4956e-06 | 0.03594 | 1.1609e-07 | 0.0080352 | 6.9614e-08
[120 empty] | 7.3.3.17.5 (Remote Grid) Updates to grid topology to minimize risk of ignition in HFTDs Remote GridWLDFRVegetation ContactAggregated | WLDFR | HFTD - Distribution - Tier 3 - 4QU CoRE ¦ 5QU LoRE | Non-Red Flag Warning - Small Fires | Vegetation Contact | Aggregated | 2032 | 0.0015418 | 117.3278 | 0.18089 | 2032 | Mitigation | 0.95 | 45 | 0 | esc | 0.00097009 | 1.4956e-06 | 0.00097009 | 1.4956e-06 | 0.03594 | 1.1609e-07 | 0.0080352 | 6.9614e-08
[120 empty] | 7.3.3.17.5 (Remote Grid) Updates to grid topology to minimize risk of ignition in HFTDs Remote GridWLDFRVegetation ContactAggregated | WLDFR | HFTD - Distribution - Tier 3 - 4QU CoRE ¦ 5QU LoRE | Non-Red Flag Warning - Small Fires | Vegetation Contact | Aggregated | 2033 | 0.0015418 | 117.3278 | 0.18089 | 2033 | Mitigation | 0.95 | 45 | 0 | esc | 0.00097009 | 1.4956e-06 | 0.00097009 | 1.4956e-06 | 0.03594 | 1.1609e-07 | 0.0080352 | 6.9614e-08
[120 empty] | 7.3.3.17.5 (Remote Grid) Updates to grid topology to minimize risk of ignition in HFTDs Remote GridWLDFRVegetation ContactAggregated | WLDFR | HFTD - Distribution - Tier 3 - 4QU CoRE ¦ 5QU LoRE | Non-Red Flag Warning - Small Fires | Vegetation Contact | Aggregated | 2034 | 0.0015418 | 117.3278 | 0.18089 | 2034 | Mitigation | 0.95 | 45 | 0 | esc | 0.00097009 | 1.4956e-06 | 0.00097009 | 1.4956e-06 | 0.03594 | 1.1609e-07 | 0 | 0
[120 empty] | 7.3.3.17.5 (Remote Grid) Updates to grid topology to minimize risk of ignition in HFTDs Remote GridWLDFRVegetation ContactAggregated | WLDFR | HFTD - Distribution - Tier 3 - 4QU CoRE ¦ 5QU LoRE | Non-Red Flag Warning - Small Fires | Vegetation Contact | Aggregated | 2035 | 0.0015418 | 117.3278 | 0.18089 | 2035 | Mitigation | 0.95 | 45 | 0 | esc | 0.00097009 | 1.4956e-06 | 0.00097009 | 1.4956e-06 | 0.03594 | 1.1609e-07 | 0 | 0
[120 empty] | 7.3.3.17.5 (Remote Grid) Updates to grid topology to minimize risk of ignition in HFTDs Remote GridWLDFRVegetation ContactAggregated | WLDFR | HFTD - Distribution - Tier 3 - 4QU CoRE ¦ 5QU LoRE | Non-Red Flag Warning - Small Fires | Vegetation Contact | Aggregated | 2036 | 0.0015418 | 117.3278 | 0.18089 | 2036 | Mitigation | 0.95 | 45 | 0 | esc | 0.00097009 | 1.4956e-06 | 0.00097009 | 1.4956e-06 | 0.03594 | 1.1609e-07 | 0.010315 | 5.2604e-08
[120 empty] | 7.3.3.17.5 (Remote Grid) Updates to grid topology to minimize risk of ignition in HFTDs Remote GridWLDFRVegetation ContactAggregated | WLDFR | HFTD - Distribution - Tier 3 - 4QU CoRE ¦ 5QU LoRE | Non-Red Flag Warning - Small Fires | Vegetation Contact | Aggregated | 2037 | 0.0015418 | 117.3278 | 0.18089 | 2037 | Mitigation | 0.95 | 45 | 0 | esc | 0.00097009 | 1.4956e-06 | 0.00097009 | 1.4956e-06 | 0.03594 | 1.1609e-07 | 0.010315 | 5.2604e-08
[120 empty] | 7.3.3.17.5 (Remote Grid) Updates to grid topology to minimize risk of ignition in HFTDs Remote GridWLDFRVegetation ContactAggregated | WLDFR | HFTD - Distribution - Tier 3 - 4QU CoRE ¦ 5QU LoRE | Non-Red Flag Warning - Small Fires | Vegetation Contact | Aggregated | 2038 | 0.0015418 | 117.3278 | 0.18089 | 2038 | Mitigation | 0.95 | 45 | 0 | esc | 0.00097009 | 1.4956e-06 | 0.00097009 | 1.4956e-06 | 0.03594 | 1.1609e-07 | 0.010315 | 5.2604e-08
[120 empty] | 7.3.3.17.5 (Remote Grid) Updates to grid topology to minimize risk of ignition in HFTDs Remote GridWLDFRVegetation ContactAggregated | WLDFR | HFTD - Distribution - Tier 3 - 4QU CoRE ¦ 5QU LoRE | Non-Red Flag Warning - Small Fires | Vegetation Contact | Aggregated | 2039 | 0.0015418 | 117.3278 | 0.18089 | 2039 | Mitigation | 0.95 | 45 | 0 | esc | 0.00097009 | 1.4956e-06 | 0.00097009 | 1.4956e-06 | 0.03594 | 1.1609e-07 | 0.010315 | 5.2604e-08
[120 empty] | 7.3.3.17.5 (Remote Grid) Updates to grid topology to minimize risk of ignition in HFTDs Remote GridWLDFRVegetation ContactAggregated | WLDFR | HFTD - Distribution - Tier 3 - 4QU CoRE ¦ 5QU LoRE | Non-Red Flag Warning - Small Fires | Vegetation Contact | Aggregated | 2040 | 0.0015418 | 117.3278 | 0.18089 | 2040 | Mitigation | 0.95 | 45 | 0 | esc | 0.00097009 | 1.4956e-06 | 0.00097009 | 1.4956e-06 | 0.03594 | 1.1609e-07 | 0.010315 | 5.2604e-08
[120 empty] | 7.3.3.17.5 (Remote Grid) Updates to grid topology to minimize risk of ignition in HFTDs Remote GridWLDFRVegetation ContactAggregated | WLDFR | HFTD - Distribution - Tier 3 - 4QU CoRE ¦ 5QU LoRE | Non-Red Flag Warning - Small Fires | Vegetation Contact | Aggregated | 2041 | 0.0015418 | 117.3278 | 0.18089 | 2041 | Mitigation | 0.95 | 45 | 0 | esc | 0.00097009 | 1.4956e-06 | 0.00097009 | 1.4956e-06 | 0.03594 | 1.1609e-07 | 0.010315 | 5.2604e-08
[120 empty] | 7.3.3.17.5 (Remote Grid) Updates to grid topology to minimize risk of ignition in HFTDs Remote GridWLDFRVegetation ContactAggregated | WLDFR | HFTD - Distribution - Tier 3 - 4QU CoRE ¦ 5QU LoRE | Non-Red Flag Warning - Small Fires | Vegetation Contact | Aggregated | 2042 | 0.0015418 | 117.3278 | 0.18089 | 2042 | Mitigation | 0.95 | 45 | 0 | esc | 0.00097009 | 1.4956e-06 | 0.00097009 | 1.4956e-06 | 0.03594 | 1.1609e-07 | 0.010315 | 5.2604e-08
[120 empty] | 7.3.3.17.5 (Remote Grid) Updates to grid topology to minimize risk of ignition in HFTDs Remote GridWLDFRVegetation ContactAggregated | WLDFR | HFTD - Distribution - Tier 3 - 4QU CoRE ¦ 5QU LoRE | Non-Red Flag Warning - Small Fires | Vegetation Contact | Aggregated | 2043 | 0.0015418 | 117.3278 | 0.18089 | 2043 | Mitigation | 0.95 | 45 | 0 | esc | 0.00097009 | 1.4956e-06 | 0.00097009 | 1.4956e-06 | 0.03594 | 1.1609e-07 | 0.010315 | 5.2604e-08
[120 empty] | 7.3.3.17.5 (Remote Grid) Updates to grid topology to minimize risk of ignition in HFTDs Remote GridWLDFRVegetation ContactAggregated | WLDFR | HFTD - Distribution - Tier 3 - 4QU CoRE ¦ 5QU LoRE | Non-Red Flag Warning - Small Fires | Vegetation Contact | Aggregated | 2044 | 0.0015418 | 117.3278 | 0.18089 | 2044 | Mitigation | 0.95 | 45 | 0 | esc | 0.00097009 | 1.4956e-06 | 0.00097009 | 1.4956e-06 | 0.03594 | 1.1609e-07 | 0.010315 | 5.2604e-08
[120 empty] | 7.3.3.17.5 (Remote Grid) Updates to grid topology to minimize risk of ignition in HFTDs Remote GridWLDFRVegetation ContactAggregated | WLDFR | HFTD - Distribution - Tier 3 - 4QU CoRE ¦ 5QU LoRE | Non-Red Flag Warning - Small Fires | Vegetation Contact | Aggregated | 2045 | 0.0015418 | 117.3278 | 0.18089 | 2045 | Mitigation | 0.95 | 45 | 0 | esc | 0.00097009 | 1.4956e-06 | 0.00097009 | 1.4956e-06 | 0.03594 | 1.1609e-07 | 0.010315 | 5.2604e-08
[120 empty] | 7.3.3.17.5 (Remote Grid) Updates to grid topology to minimize risk of ignition in HFTDs Remote GridWLDFRVegetation ContactAggregated | WLDFR | HFTD - Distribution - Tier 3 - 4QU CoRE ¦ 5QU LoRE | Non-Red Flag Warning - Small Fires | Vegetation Contact | Aggregated | 2046 | 0.0015418 | 117.3278 | 0.18089 | 2046 | Mitigation | 0.95 | 45 | 0 | esc | 0.00097009 | 1.4956e-06 | 0.00097009 | 1.4956e-06 | 0.03594 | 1.1609e-07 | 0.010315 | 5.2604e-08
[120 empty] | 7.3.3.17.5 (Remote Grid) Updates to grid topology to minimize risk of ignition in HFTDs Remote GridWLDFRVegetation ContactAggregated | WLDFR | HFTD - Distribution - Tier 3 - 4QU CoRE ¦ 5QU LoRE | Non-Red Flag Warning - Small Fires | Vegetation Contact | Aggregated | 2047 | 0.0015418 | 117.3278 | 0.18089 | 2047 | Mitigation | 0.95 | 45 | 0 | esc | 0.00097009 | 1.4956e-06 | 0.00097009 | 1.4956e-06 | 0.03594 | 1.1609e-07 | 0.010315 | 5.2604e-08
[120 empty] | 7.3.3.17.5 (Remote Grid) Updates to grid topology to minimize risk of ignition in HFTDs Remote GridWLDFRVegetation ContactAggregated | WLDFR | HFTD - Distribution - Tier 3 - 4QU CoRE ¦ 5QU LoRE | Non-Red Flag Warning - Small Fires | Vegetation Contact | Aggregated | 2048 | 0.0015418 | 117.3278 | 0.18089 | 2048 | Mitigation | 0.95 | 45 | 0 | esc | 0.00097009 | 1.4956e-06 | 0.00097009 | 1.4956e-06 | 0.03594 | 1.1609e-07 | 0.010315 | 5.2604e-08
[120 empty] | 7.3.3.17.5 (Remote Grid) Updates to grid topology to minimize risk of ignition in HFTDs Remote GridWLDFRVegetation ContactAggregated | WLDFR | HFTD - Distribution - Tier 3 - 4QU CoRE ¦ 5QU LoRE | Non-Red Flag Warning - Small Fires | Vegetation Contact | Aggregated | 2049 | 0.0015418 | 117.3278 | 0.18089 | 2049 | Mitigation | 0.95 | 45 | 0 | esc | 0.00097009 | 1.4956e-06 | 0.00097009 | 1.4956e-06 | 0.03594 | 1.1609e-07 | 0.010315 | 5.2604e-08
[120 empty] | 7.3.3.17.5 (Remote Grid) Updates to grid topology to minimize risk of ignition in HFTDs Remote GridWLDFRVegetation ContactAggregated | WLDFR | HFTD - Distribution - Tier 3 - 4QU CoRE ¦ 5QU LoRE | Non-Red Flag Warning - Small Fires | Vegetation Contact | Aggregated | 2050 | 0.0015418 | 117.3278 | 0.18089 | 2050 | Mitigation | 0.95 | 45 | 0 | esc | 0.00097009 | 1.4956e-06 | 0.00097009 | 1.4956e-06 | 0 | 0 | 0.010315 | 5.2604e-08
[120 empty] | 7.3.3.17.5 (Remote Grid) Updates to grid topology to minimize risk of ignition in HFTDs Remote GridWLDFRVegetation ContactAggregated | WLDFR | HFTD - Distribution - Tier 3 - 4QU CoRE ¦ 5QU LoRE | Non-Red Flag Warning - Small Fires | Vegetation Contact | Aggregated | 2051 | 0.0015418 | 117.3278 | 0.18089 | 2051 | Mitigation | 0.95 | 45 | 0 | esc | 0.00097009 | 1.4956e-06 | 0.00097009 | 1.4956e-06 | 0.03594 | 4.3631e-07 | 0.010315 | 5.2604e-08
[120 empty] | 7.3.3.17.5 (Remote Grid) Updates to grid topology to minimize risk of ignition in HFTDs Remote GridWLDFRVegetation ContactAggregated | WLDFR | HFTD - Distribution - Tier 3 - 4QU CoRE ¦ 5QU LoRE | Non-Red Flag Warning - Small Fires | Vegetation Contact | Aggregated | 2052 | 0.0015418 | 117.3278 | 0.18089 | 2052 | Mitigation | 0.95 | 45 | 0 | esc | 0.00097009 | 1.4956e-06 | 0.00097009 | 1.4956e-06 | 0.03594 | 4.3631e-07 | 0.010315 | 5.2604e-08
[120 empty] | 7.3.3.17.5 (Remote Grid) Updates to grid topology to minimize risk of ignition in HFTDs Remote GridWLDFRVegetation ContactAggregated | WLDFR | HFTD - Distribution - Tier 3 - 4QU CoRE ¦ 5QU LoRE | Non-Red Flag Warning - Small Fires | Vegetation Contact | Aggregated | 2053 | 0.0015418 | 117.3278 | 0.18089 | 2053 | Mitigation | 0.95 | 45 | 0 | esc | 0.00097009 | 1.4956e-06 | 0.00097009 | 1.4956e-06 | 0.03594 | 4.3631e-07 | 0.010315 | 5.2604e-08
[120 empty] | 7.3.3.17.5 (Remote Grid) Updates to grid topology to minimize risk of ignition in HFTDs Remote GridWLDFRVegetation ContactAggregated | WLDFR | HFTD - Distribution - Tier 3 - 4QU CoRE ¦ 5QU LoRE | Non-Red Flag Warning - Small Fires | Vegetation Contact | Aggregated | 2054 | 0.0015418 | 117.3278 | 0.18089 | 2054 | Mitigation | 0.95 | 45 | 0 | esc | 0.00097009 | 1.4956e-06 | 0.00097009 | 1.4956e-06 | 0.03594 | 4.3631e-07 | 0.010315 | 5.2604e-08
[120 empty] | 7.3.3.17.5 (Remote Grid) Updates to grid topology to minimize risk of ignition in HFTDs Remote GridWLDFRVegetation ContactAggregated | WLDFR | HFTD - Distribution - Tier 3 - 4QU CoRE ¦ 5QU LoRE | Non-Red Flag Warning - Small Fires | Vegetation Contact | Aggregated | 2055 | 0.0015418 | 117.3278 | 0.18089 | 2055 | Mitigation | 0.95 | 45 | 0 | esc | 0.00097009 | 1.4956e-06 | 0.00097009 | 1.4956e-06 | 0.03594 | 4.3631e-07 | 0.010315 | 5.2604e-08
[120 empty] | 7.3.3.17.5 (Remote Grid) Updates to grid topology to minimize risk of ignition in HFTDs Remote GridWLDFRVegetation ContactAggregated | WLDFR | HFTD - Distribution - Tier 3 - 4QU CoRE ¦ 5QU LoRE | Non-Red Flag Warning - Small Fires | Vegetation Contact | Aggregated | 2056 | 0.0015418 | 117.3278 | 0.18089 | 2056 | Mitigation | 0.95 | 45 | 0 | esc | 0.00097009 | 1.4956e-06 | 0.00097009 | 1.4956e-06 | 0.03594 | 4.3631e-07 | 0.010315 | 5.2604e-08
[120 empty] | 7.3.3.17.5 (Remote Grid) Updates to grid topology to minimize risk of ignition in HFTDs Remote GridWLDFRVegetation ContactAggregated | WLDFR | HFTD - Distribution - Tier 3 - 4QU CoRE ¦ 5QU LoRE | Non-Red Flag Warning - Small Fires | Vegetation Contact | Aggregated | 2057 | 0.0015418 | 117.3278 | 0.18089 | 2057 | Mitigation | 0.95 | 45 | 0 | esc | 0.00097009 | 1.4956e-06 | 0.00097009 | 1.4956e-06 | 0.03594 | 4.3631e-07 | 0.010315 | 5.2604e-08
[120 empty] | 7.3.3.17.5 (Remote Grid) Updates to grid topology to minimize risk of ignition in HFTDs Remote GridWLDFRVegetation ContactAggregated | WLDFR | HFTD - Distribution - Tier 3 - 4QU CoRE ¦ 5QU LoRE | Non-Red Flag Warning - Small Fires | Vegetation Contact | Aggregated | 2058 | 0.0015418 | 117.3278 | 0.18089 | 2058 | Mitigation | 0.95 | 45 | 0 | esc | 0.00097009 | 1.4956e-06 | 0.00097009 | 1.4956e-06 | 0.03594 | 4.3631e-07 | 0.010315 | 5.2604e-08
[120 empty] | 7.3.3.17.5 (Remote Grid) Updates to grid topology to minimize risk of ignition in HFTDs Remote GridWLDFRVegetation ContactAggregated | WLDFR | HFTD - Distribution - Tier 3 - 4QU CoRE ¦ 5QU LoRE | Non-Red Flag Warning - Small Fires | Vegetation Contact | Aggregated | 2059 | 0.0015418 | 117.3278 | 0.18089 | 2059 | Mitigation | 0.95 | 45 | 0 | esc | 0.00097009 | 1.4956e-06 | 0.00097009 | 1.4956e-06 | 0.03594 | 4.3631e-07 | 0.010315 | 5.2604e-08
[120 empty] | 7.3.3.17.5 (Remote Grid) Updates to grid topology to minimize risk of ignition in HFTDs Remote GridWLDFRVegetation ContactAggregated | WLDFR | HFTD - Distribution - Tier 3 - 4QU CoRE ¦ 5QU LoRE | Non-Red Flag Warning - Small Fires | Vegetation Contact | Aggregated | 2060 | 0.0015418 | 117.3278 | 0.18089 | 2060 | Mitigation | 0.95 | 45 | 0 | esc | 0.00097009 | 1.4956e-06 | 0.00097009 | 1.4956e-06 | 0.03594 | 4.3631e-07 | 0.010315 | 5.2604e-08
[120 empty] | 7.3.3.17.5 (Remote Grid) Updates to grid topology to minimize risk of ignition in HFTDs Remote GridWLDFRVegetation ContactAggregated | WLDFR | HFTD - Distribution - Tier 3 - 4QU CoRE ¦ 5QU LoRE | Non-Red Flag Warning - Small Fires | Vegetation Contact | Aggregated | 2061 | 0.0015418 | 117.3278 | 0.18089 | 2061 | Mitigation | 0.95 | 45 | 0 | esc | 0.00097009 | 1.4956e-06 | 0.00097009 | 1.4956e-06 | 0.03594 | 4.3631e-07 | 0.010315 | 5.2604e-08
[120 empty] | 7.3.3.17.5 (Remote Grid) Updates to grid topology to minimize risk of ignition in HFTDs Remote GridWLDFRVegetation ContactAggregated | WLDFR | HFTD - Distribution - Tier 3 - 4QU CoRE ¦ 5QU LoRE | Non-Red Flag Warning - Small Fires | Vegetation Contact | Aggregated | 2062 | 0.0015418 | 117.3278 | 0.18089 | 2062 | Mitigation | 0.95 | 45 | 0 | esc | 0.00097009 | 1.4956e-06 | 0.00097009 | 1.4956e-06 | 0.03594 | 4.3631e-07 | 0.010315 | 5.2604e-08
[120 empty] | 7.3.3.17.5 (Remote Grid) Updates to grid topology to minimize risk of ignition in HFTDs Remote GridWLDFRVegetation ContactAggregated | WLDFR | HFTD - Distribution - Tier 3 - 4QU CoRE ¦ 5QU LoRE | Non-Red Flag Warning - Small Fires | Vegetation Contact | Aggregated | 2063 | 0.0015418 | 117.3278 | 0.18089 | 2063 | Mitigation | 0.95 | 45 | 0 | esc | 0.00097009 | 1.4956e-06 | 0.00097009 | 1.4956e-06 | 0.03594 | 4.3631e-07 | 0.010315 | 5.2604e-08
[120 empty] | 7.3.3.17.5 (Remote Grid) Updates to grid topology to minimize risk of ignition in HFTDs Remote GridWLDFRVegetation ContactAggregated | WLDFR | HFTD - Distribution - Tier 3 - 4QU CoRE ¦ 5QU LoRE | Non-Red Flag Warning - Small Fires | Vegetation Contact | Aggregated | 2064 | 0.0015418 | 117.3278 | 0.18089 | 2064 | Mitigation | 0.95 | 45 | 0 | esc | 0.00097009 | 1.4956e-06 | 0.00097009 | 1.4956e-06 | 0.03594 | 4.3631e-07 | 0.010315 | 5.2604e-08
[120 empty] | 7.3.3.17.5 (Remote Grid) Updates to grid topology to minimize risk of ignition in HFTDs Remote GridWLDFRVegetation ContactAggregated | WLDFR | HFTD - Distribution - Tier 3 - 4QU CoRE ¦ 5QU LoRE | Non-Red Flag Warning - Small Fires | Vegetation Contact | Aggregated | 2065 | 0.0015418 | 117.3278 | 0.18089 | 2065 | Mitigation | 0.95 | 45 | 0 | esc | 0.00097009 | 1.4956e-06 | 0.00097009 | 1.4956e-06 | 0.03594 | 4.3631e-07 | 0.010315 | 5.2604e-08
[120 empty] | 7.3.3.17.5 (Remote Grid) Updates to grid topology to minimize risk of ignition in HFTDs Remote GridWLDFRVegetation ContactAggregated | WLDFR | HFTD - Distribution - Tier 3 - 4QU CoRE ¦ 5QU LoRE | Non-Red Flag Warning - Small Fires | Vegetation Contact | Aggregated | 2066 | 0.0015418 | 117.3278 | 0.18089 | 2066 | Mitigation | 0.95 | 45 | 0 | esc | 0.00097009 | 1.4956e-06 | 0.00097009 | 1.4956e-06 | 0.03594 | 4.3631e-07 | 0 | 0
[120 empty] | 7.3.3.17.5 (Remote Grid) Updates to grid topology to minimize risk of ignition in HFTDs Remote GridWLDFRVegetation ContactAggregated | WLDFR | HFTD - Distribution - Tier 3 - 4QU CoRE ¦ 5QU LoRE | Non-Red Flag Warning - Small Fires | Vegetation Contact | Aggregated | 2067 | 0.0015418 | 117.3278 | 0.18089 | 2067 | Mitigation | 0.95 | 45 | 0 | esc | 0 | 0 | 0.00097009 | 1.4956e-06 | 0.03594 | 4.3631e-07 | 0 | 0
[120 empty] | 7.3.3.17.5 (Remote Grid) Updates to grid topology to minimize risk of ignition in HFTDs Remote GridWLDFRWire-to-wire contactAggregated | WLDFR | HFTD - Distribution - Tier 3 - 4QU CoRE ¦ 5QU LoRE | Non-Red Flag Warning - Small Fires | Wire-to-wire contact | Aggregated | 2022 | 4.6312e-05 | 117.3278 | 0.0054337 | 2022 | Mitigation | 0.95 | 45 | 0 | esc | 0.00097009 | 4.4927e-08 | 0 | 0 | 0.03594 | 4.3631e-07 | 0.013666 | 4.9902e-08
[120 empty] | 7.3.3.17.5 (Remote Grid) Updates to grid topology to minimize risk of ignition in HFTDs Remote GridWLDFRWire-to-wire contactAggregated | WLDFR | HFTD - Distribution - Tier 3 - 4QU CoRE ¦ 5QU LoRE | Non-Red Flag Warning - Small Fires | Wire-to-wire contact | Aggregated | 2023 | 4.6312e-05 | 117.3278 | 0.0054337 | 2023 | Mitigation | 0.95 | 45 | 0 | esc | 0.00097009 | 4.4927e-08 | 0.00097009 | 4.4927e-08 | 0.03594 | 4.3631e-07 | 0.013666 | 4.9902e-08
[120 empty] | 7.3.3.17.5 (Remote Grid) Updates to grid topology to minimize risk of ignition in HFTDs Remote GridWLDFRWire-to-wire contactAggregated | WLDFR | HFTD - Distribution - Tier 3 - 4QU CoRE ¦ 5QU LoRE | Non-Red Flag Warning - Small Fires | Wire-to-wire contact | Aggregated | 2024 | 4.6312e-05 | 117.3278 | 0.0054337 | 2024 | Mitigation | 0.95 | 45 | 0 | esc | 0.00097009 | 4.4927e-08 | 0.00097009 | 4.4927e-08 | 0.03594 | 4.3631e-07 | 0.013666 | 4.9902e-08
[120 empty] | 7.3.3.17.5 (Remote Grid) Updates to grid topology to minimize risk of ignition in HFTDs Remote GridWLDFRWire-to-wire contactAggregated | WLDFR | HFTD - Distribution - Tier 3 - 4QU CoRE ¦ 5QU LoRE | Non-Red Flag Warning - Small Fires | Wire-to-wire contact | Aggregated | 2025 | 4.6312e-05 | 117.3278 | 0.0054337 | 2025 | Mitigation | 0.95 | 45 | 0 | esc | 0.00097009 | 4.4927e-08 | 0.00097009 | 4.4927e-08 | 0.03594 | 4.3631e-07 | 0.013666 | 4.9902e-08
[120 empty] | 7.3.3.17.5 (Remote Grid) Updates to grid topology to minimize risk of ignition in HFTDs Remote GridWLDFRWire-to-wire contactAggregated | WLDFR | HFTD - Distribution - Tier 3 - 4QU CoRE ¦ 5QU LoRE | Non-Red Flag Warning - Small Fires | Wire-to-wire contact | Aggregated | 2026 | 4.6312e-05 | 117.3278 | 0.0054337 | 2026 | Mitigation | 0.95 | 45 | 0 | esc | 0.00097009 | 4.4927e-08 | 0.00097009 | 4.4927e-08 | 0.03594 | 4.3631e-07 | 0.013666 | 4.9902e-08
[120 empty] | 7.3.3.17.5 (Remote Grid) Updates to grid topology to minimize risk of ignition in HFTDs Remote GridWLDFRWire-to-wire contactAggregated | WLDFR | HFTD - Distribution - Tier 3 - 4QU CoRE ¦ 5QU LoRE | Non-Red Flag Warning - Small Fires | Wire-to-wire contact | Aggregated | 2027 | 4.6312e-05 | 117.3278 | 0.0054337 | 2027 | Mitigation | 0.95 | 45 | 0 | esc | 0.00097009 | 4.4927e-08 | 0.00097009 | 4.4927e-08 | 0.03594 | 4.3631e-07 | 0.013666 | 4.9902e-08
[120 empty] | 7.3.3.17.5 (Remote Grid) Updates to grid topology to minimize risk of ignition in HFTDs Remote GridWLDFRWire-to-wire contactAggregated | WLDFR | HFTD - Distribution - Tier 3 - 4QU CoRE ¦ 5QU LoRE | Non-Red Flag Warning - Small Fires | Wire-to-wire contact | Aggregated | 2028 | 4.6312e-05 | 117.3278 | 0.0054337 | 2028 | Mitigation | 0.95 | 45 | 0 | esc | 0.00097009 | 4.4927e-08 | 0.00097009 | 4.4927e-08 | 0.03594 | 4.3631e-07 | 0.013666 | 4.9902e-08
[120 empty] | 7.3.3.17.5 (Remote Grid) Updates to grid topology to minimize risk of ignition in HFTDs Remote GridWLDFRWire-to-wire contactAggregated | WLDFR | HFTD - Distribution - Tier 3 - 4QU CoRE ¦ 5QU LoRE | Non-Red Flag Warning - Small Fires | Wire-to-wire contact | Aggregated | 2029 | 4.6312e-05 | 117.3278 | 0.0054337 | 2029 | Mitigation | 0.95 | 45 | 0 | esc | 0.00097009 | 4.4927e-08 | 0.00097009 | 4.4927e-08 | 0.03594 | 4.3631e-07 | 0.013666 | 4.9902e-08
[120 empty] | 7.3.3.17.5 (Remote Grid) Updates to grid topology to minimize risk of ignition in HFTDs Remote GridWLDFRWire-to-wire contactAggregated | WLDFR | HFTD - Distribution - Tier 3 - 4QU CoRE ¦ 5QU LoRE | Non-Red Flag Warning - Small Fires | Wire-to-wire contact | Aggregated | 2030 | 4.6312e-05 | 117.3278 | 0.0054337 | 2030 | Mitigation | 0.95 | 45 | 0 | esc | 0.00097009 | 4.4927e-08 | 0.00097009 | 4.4927e-08 | 0.03594 | 4.3631e-07 | 0.013666 | 4.9902e-08
[120 empty] | 7.3.3.17.5 (Remote Grid) Updates to grid topology to minimize risk of ignition in HFTDs Remote GridWLDFRWire-to-wire contactAggregated | WLDFR | HFTD - Distribution - Tier 3 - 4QU CoRE ¦ 5QU LoRE | Non-Red Flag Warning - Small Fires | Wire-to-wire contact | Aggregated | 2031 | 4.6312e-05 | 117.3278 | 0.0054337 | 2031 | Mitigation | 0.95 | 45 | 0 | esc | 0.00097009 | 4.4927e-08 | 0.00097009 | 4.4927e-08 | 0.03594 | 4.3631e-07 | 0.013666 | 4.9902e-08
[120 empty] | 7.3.3.17.5 (Remote Grid) Updates to grid topology to minimize risk of ignition in HFTDs Remote GridWLDFRWire-to-wire contactAggregated | WLDFR | HFTD - Distribution - Tier 3 - 4QU CoRE ¦ 5QU LoRE | Non-Red Flag Warning - Small Fires | Wire-to-wire contact | Aggregated | 2032 | 4.6312e-05 | 117.3278 | 0.0054337 | 2032 | Mitigation | 0.95 | 45 | 0 | esc | 0.00097009 | 4.4927e-08 | 0.00097009 | 4.4927e-08 | 0.03594 | 4.3631e-07 | 0.013666 | 4.9902e-08
[120 empty] | 7.3.3.17.5 (Remote Grid) Updates to grid topology to minimize risk of ignition in HFTDs Remote GridWLDFRWire-to-wire contactAggregated | WLDFR | HFTD - Distribution - Tier 3 - 4QU CoRE ¦ 5QU LoRE | Non-Red Flag Warning - Small Fires | Wire-to-wire contact | Aggregated | 2033 | 4.6312e-05 | 117.3278 | 0.0054337 | 2033 | Mitigation | 0.95 | 45 | 0 | esc | 0.00097009 | 4.4927e-08 | 0.00097009 | 4.4927e-08 | 0.03594 | 4.3631e-07 | 0.013666 | 4.9902e-08
[120 empty] | 7.3.3.17.5 (Remote Grid) Updates to grid topology to minimize risk of ignition in HFTDs Remote GridWLDFRWire-to-wire contactAggregated | WLDFR | HFTD - Distribution - Tier 3 - 4QU CoRE ¦ 5QU LoRE | Non-Red Flag Warning - Small Fires | Wire-to-wire contact | Aggregated | 2034 | 4.6312e-05 | 117.3278 | 0.0054337 | 2034 | Mitigation | 0.95 | 45 | 0 | esc | 0.00097009 | 4.4927e-08 | 0.00097009 | 4.4927e-08 | 0.03594 | 4.3631e-07 | 0.013666 | 4.9902e-08
[120 empty] | 7.3.3.17.5 (Remote Grid) Updates to grid topology to minimize risk of ignition in HFTDs Remote GridWLDFRWire-to-wire contactAggregated | WLDFR | HFTD - Distribution - Tier 3 - 4QU CoRE ¦ 5QU LoRE | Non-Red Flag Warning - Small Fires | Wire-to-wire contact | Aggregated | 2035 | 4.6312e-05 | 117.3278 | 0.0054337 | 2035 | Mitigation | 0.95 | 45 | 0 | esc | 0.00097009 | 4.4927e-08 | 0.00097009 | 4.4927e-08 | 0.03594 | 4.3631e-07 | 0.013666 | 4.9902e-08
[120 empty] | 7.3.3.17.5 (Remote Grid) Updates to grid topology to minimize risk of ignition in HFTDs Remote GridWLDFRWire-to-wire contactAggregated | WLDFR | HFTD - Distribution - Tier 3 - 4QU CoRE ¦ 5QU LoRE | Non-Red Flag Warning - Small Fires | Wire-to-wire contact | Aggregated | 2036 | 4.6312e-05 | 117.3278 | 0.0054337 | 2036 | Mitigation | 0.95 | 45 | 0 | esc | 0.00097009 | 4.4927e-08 | 0.00097009 | 4.4927e-08 | 0.03594 | 4.3631e-07 | 0.013666 | 4.9902e-08
[120 empty] | 7.3.3.17.5 (Remote Grid) Updates to grid topology to minimize risk of ignition in HFTDs Remote GridWLDFRWire-to-wire contactAggregated | WLDFR | HFTD - Distribution - Tier 3 - 4QU CoRE ¦ 5QU LoRE | Non-Red Flag Warning - Small Fires | Wire-to-wire contact | Aggregated | 2037 | 4.6312e-05 | 117.3278 | 0.0054337 | 2037 | Mitigation | 0.95 | 45 | 0 | esc | 0.00097009 | 4.4927e-08 | 0.00097009 | 4.4927e-08 | 0.03594 | 4.3631e-07 | 0.013666 | 4.9902e-08
[120 empty] | 7.3.3.17.5 (Remote Grid) Updates to grid topology to minimize risk of ignition in HFTDs Remote GridWLDFRWire-to-wire contactAggregated | WLDFR | HFTD - Distribution - Tier 3 - 4QU CoRE ¦ 5QU LoRE | Non-Red Flag Warning - Small Fires | Wire-to-wire contact | Aggregated | 2038 | 4.6312e-05 | 117.3278 | 0.0054337 | 2038 | Mitigation | 0.95 | 45 | 0 | esc | 0.00097009 | 4.4927e-08 | 0.00097009 | 4.4927e-08 | 0.03594 | 4.3631e-07 | 0.013666 | 4.9902e-08
[120 empty] | 7.3.3.17.5 (Remote Grid) Updates to grid topology to minimize risk of ignition in HFTDs Remote GridWLDFRWire-to-wire contactAggregated | WLDFR | HFTD - Distribution - Tier 3 - 4QU CoRE ¦ 5QU LoRE | Non-Red Flag Warning - Small Fires | Wire-to-wire contact | Aggregated | 2039 | 4.6312e-05 | 117.3278 | 0.0054337 | 2039 | Mitigation | 0.95 | 45 | 0 | esc | 0.00097009 | 4.4927e-08 | 0.00097009 | 4.4927e-08 | 0.03594 | 4.3631e-07 | 0.013666 | 4.9902e-08
[120 empty] | 7.3.3.17.5 (Remote Grid) Updates to grid topology to minimize risk of ignition in HFTDs Remote GridWLDFRWire-to-wire contactAggregated | WLDFR | HFTD - Distribution - Tier 3 - 4QU CoRE ¦ 5QU LoRE | Non-Red Flag Warning - Small Fires | Wire-to-wire contact | Aggregated | 2040 | 4.6312e-05 | 117.3278 | 0.0054337 | 2040 | Mitigation | 0.95 | 45 | 0 | esc | 0.00097009 | 4.4927e-08 | 0.00097009 | 4.4927e-08 | 0.03594 | 4.3631e-07 | 0.013666 | 4.9902e-08
[120 empty] | 7.3.3.17.5 (Remote Grid) Updates to grid topology to minimize risk of ignition in HFTDs Remote GridWLDFRWire-to-wire contactAggregated | WLDFR | HFTD - Distribution - Tier 3 - 4QU CoRE ¦ 5QU LoRE | Non-Red Flag Warning - Small Fires | Wire-to-wire contact | Aggregated | 2041 | 4.6312e-05 | 117.3278 | 0.0054337 | 2041 | Mitigation | 0.95 | 45 | 0 | esc | 0.00097009 | 4.4927e-08 | 0.00097009 | 4.4927e-08 | 0.03594 | 4.3631e-07 | 0.013666 | 4.9902e-08
[120 empty] | 7.3.3.17.5 (Remote Grid) Updates to grid topology to minimize risk of ignition in HFTDs Remote GridWLDFRWire-to-wire contactAggregated | WLDFR | HFTD - Distribution - Tier 3 - 4QU CoRE ¦ 5QU LoRE | Non-Red Flag Warning - Small Fires | Wire-to-wire contact | Aggregated | 2042 | 4.6312e-05 | 117.3278 | 0.0054337 | 2042 | Mitigation | 0.95 | 45 | 0 | esc | 0.00097009 | 4.4927e-08 | 0.00097009 | 4.4927e-08 | 0.03594 | 4.3631e-07 | 0.013666 | 4.9902e-08
[120 empty] | 7.3.3.17.5 (Remote Grid) Updates to grid topology to minimize risk of ignition in HFTDs Remote GridWLDFRWire-to-wire contactAggregated | WLDFR | HFTD - Distribution - Tier 3 - 4QU CoRE ¦ 5QU LoRE | Non-Red Flag Warning - Small Fires | Wire-to-wire contact | Aggregated | 2043 | 4.6312e-05 | 117.3278 | 0.0054337 | 2043 | Mitigation | 0.95 | 45 | 0 | esc | 0.00097009 | 4.4927e-08 | 0.00097009 | 4.4927e-08 | 0.03594 | 4.3631e-07 | 0.013666 | 4.9902e-08
[120 empty] | 7.3.3.17.5 (Remote Grid) Updates to grid topology to minimize risk of ignition in HFTDs Remote GridWLDFRWire-to-wire contactAggregated | WLDFR | HFTD - Distribution - Tier 3 - 4QU CoRE ¦ 5QU LoRE | Non-Red Flag Warning - Small Fires | Wire-to-wire contact | Aggregated | 2044 | 4.6312e-05 | 117.3278 | 0.0054337 | 2044 | Mitigation | 0.95 | 45 | 0 | esc | 0.00097009 | 4.4927e-08 | 0.00097009 | 4.4927e-08 | 0.03594 | 4.3631e-07 | 0.013666 | 4.9902e-08
[120 empty] | 7.3.3.17.5 (Remote Grid) Updates to grid topology to minimize risk of ignition in HFTDs Remote GridWLDFRWire-to-wire contactAggregated | WLDFR | HFTD - Distribution - Tier 3 - 4QU CoRE ¦ 5QU LoRE | Non-Red Flag Warning - Small Fires | Wire-to-wire contact | Aggregated | 2045 | 4.6312e-05 | 117.3278 | 0.0054337 | 2045 | Mitigation | 0.95 | 45 | 0 | esc | 0.00097009 | 4.4927e-08 | 0.00097009 | 4.4927e-08 | 0.03594 | 4.3631e-07 | 0.013666 | 4.9902e-08
[120 empty] | 7.3.3.17.5 (Remote Grid) Updates to grid topology to minimize risk of ignition in HFTDs Remote GridWLDFRWire-to-wire contactAggregated | WLDFR | HFTD - Distribution - Tier 3 - 4QU CoRE ¦ 5QU LoRE | Non-Red Flag Warning - Small Fires | Wire-to-wire contact | Aggregated | 2046 | 4.6312e-05 | 117.3278 | 0.0054337 | 2046 | Mitigation | 0.95 | 45 | 0 | esc | 0.00097009 | 4.4927e-08 | 0.00097009 | 4.4927e-08 | 0.03594 | 4.3631e-07 | 0.013666 | 4.9902e-08
[120 empty] | 7.3.3.17.5 (Remote Grid) Updates to grid topology to minimize risk of ignition in HFTDs Remote GridWLDFRWire-to-wire contactAggregated | WLDFR | HFTD - Distribution - Tier 3 - 4QU CoRE ¦ 5QU LoRE | Non-Red Flag Warning - Small Fires | Wire-to-wire contact | Aggregated | 2047 | 4.6312e-05 | 117.3278 | 0.0054337 | 2047 | Mitigation | 0.95 | 45 | 0 | esc | 0.00097009 | 4.4927e-08 | 0.00097009 | 4.4927e-08 | 0.03594 | 4.3631e-07 | 0.013666 | 4.9902e-08
[120 empty] | 7.3.3.17.5 (Remote Grid) Updates to grid topology to minimize risk of ignition in HFTDs Remote GridWLDFRWire-to-wire contactAggregated | WLDFR | HFTD - Distribution - Tier 3 - 4QU CoRE ¦ 5QU LoRE | Non-Red Flag Warning - Small Fires | Wire-to-wire contact | Aggregated | 2048 | 4.6312e-05 | 117.3278 | 0.0054337 | 2048 | Mitigation | 0.95 | 45 | 0 | esc | 0.00097009 | 4.4927e-08 | 0.00097009 | 4.4927e-08 | 0.03594 | 4.3631e-07 | 0.013666 | 4.9902e-08
[120 empty] | 7.3.3.17.5 (Remote Grid) Updates to grid topology to minimize risk of ignition in HFTDs Remote GridWLDFRWire-to-wire contactAggregated | WLDFR | HFTD - Distribution - Tier 3 - 4QU CoRE ¦ 5QU LoRE | Non-Red Flag Warning - Small Fires | Wire-to-wire contact | Aggregated | 2049 | 4.6312e-05 | 117.3278 | 0.0054337 | 2049 | Mitigation | 0.95 | 45 | 0 | esc | 0.00097009 | 4.4927e-08 | 0.00097009 | 4.4927e-08 | 0.03594 | 4.3631e-07 | 0.013666 | 4.9902e-08
[120 empty] | 7.3.3.17.5 (Remote Grid) Updates to grid topology to minimize risk of ignition in HFTDs Remote GridWLDFRWire-to-wire contactAggregated | WLDFR | HFTD - Distribution - Tier 3 - 4QU CoRE ¦ 5QU LoRE | Non-Red Flag Warning - Small Fires | Wire-to-wire contact | Aggregated | 2050 | 4.6312e-05 | 117.3278 | 0.0054337 | 2050 | Mitigation | 0.95 | 45 | 0 | esc | 0.00097009 | 4.4927e-08 | 0.00097009 | 4.4927e-08 | 0.03594 | 4.3631e-07 | 0.013666 | 4.9902e-08
[120 empty] | 7.3.3.17.5 (Remote Grid) Updates to grid topology to minimize risk of ignition in HFTDs Remote GridWLDFRWire-to-wire contactAggregated | WLDFR | HFTD - Distribution - Tier 3 - 4QU CoRE ¦ 5QU LoRE | Non-Red Flag Warning - Small Fires | Wire-to-wire contact | Aggregated | 2051 | 4.6312e-05 | 117.3278 | 0.0054337 | 2051 | Mitigation | 0.95 | 45 | 0 | esc | 0.00097009 | 4.4927e-08 | 0.00097009 | 4.4927e-08 | 0.03594 | 4.3631e-07 | 0.013666 | 4.9902e-08
[120 empty] | 7.3.3.17.5 (Remote Grid) Updates to grid topology to minimize risk of ignition in HFTDs Remote GridWLDFRWire-to-wire contactAggregated | WLDFR | HFTD - Distribution - Tier 3 - 4QU CoRE ¦ 5QU LoRE | Non-Red Flag Warning - Small Fires | Wire-to-wire contact | Aggregated | 2052 | 4.6312e-05 | 117.3278 | 0.0054337 | 2052 | Mitigation | 0.95 | 45 | 0 | esc | 0.00097009 | 4.4927e-08 | 0.00097009 | 4.4927e-08 | 0.03594 | 4.3631e-07 | 0 | 0
[120 empty] | 7.3.3.17.5 (Remote Grid) Updates to grid topology to minimize risk of ignition in HFTDs Remote GridWLDFRWire-to-wire contactAggregated | WLDFR | HFTD - Distribution - Tier 3 - 4QU CoRE ¦ 5QU LoRE | Non-Red Flag Warning - Small Fires | Wire-to-wire contact | Aggregated | 2053 | 4.6312e-05 | 117.3278 | 0.0054337 | 2053 | Mitigation | 0.95 | 45 | 0 | esc | 0.00097009 | 4.4927e-08 | 0.00097009 | 4.4927e-08 | 0.03594 | 4.3631e-07 | 0 | 0
[120 empty] | 7.3.3.17.5 (Remote Grid) Updates to grid topology to minimize risk of ignition in HFTDs Remote GridWLDFRWire-to-wire contactAggregated | WLDFR | HFTD - Distribution - Tier 3 - 4QU CoRE ¦ 5QU LoRE | Non-Red Flag Warning - Small Fires | Wire-to-wire contact | Aggregated | 2054 | 4.6312e-05 | 117.3278 | 0.0054337 | 2054 | Mitigation | 0.95 | 45 | 0 | esc | 0.00097009 | 4.4927e-08 | 0.00097009 | 4.4927e-08 | 0 | 0 | 0.0063316 | 2.821e-09
[120 empty] | 7.3.3.17.5 (Remote Grid) Updates to grid topology to minimize risk of ignition in HFTDs Remote GridWLDFRWire-to-wire contactAggregated | WLDFR | HFTD - Distribution - Tier 3 - 4QU CoRE ¦ 5QU LoRE | Non-Red Flag Warning - Small Fires | Wire-to-wire contact | Aggregated | 2055 | 4.6312e-05 | 117.3278 | 0.0054337 | 2055 | Mitigation | 0.95 | 45 | 0 | esc | 0.00097009 | 4.4927e-08 | 0.00097009 | 4.4927e-08 | 0 | 0 | 0.0063316 | 2.821e-09
[120 empty] | 7.3.3.17.5 (Remote Grid) Updates to grid topology to minimize risk of ignition in HFTDs Remote GridWLDFRWire-to-wire contactAggregated | WLDFR | HFTD - Distribution - Tier 3 - 4QU CoRE ¦ 5QU LoRE | Non-Red Flag Warning - Small Fires | Wire-to-wire contact | Aggregated | 2056 | 4.6312e-05 | 117.3278 | 0.0054337 | 2056 | Mitigation | 0.95 | 45 | 0 | esc | 0.00097009 | 4.4927e-08 | 0.00097009 | 4.4927e-08 | 0 | 0 | 0.0063316 | 2.821e-09
[120 empty] | 7.3.3.17.5 (Remote Grid) Updates to grid topology to minimize risk of ignition in HFTDs Remote GridWLDFRWire-to-wire contactAggregated | WLDFR | HFTD - Distribution - Tier 3 - 4QU CoRE ¦ 5QU LoRE | Non-Red Flag Warning - Small Fires | Wire-to-wire contact | Aggregated | 2057 | 4.6312e-05 | 117.3278 | 0.0054337 | 2057 | Mitigation | 0.95 | 45 | 0 | esc | 0.00097009 | 4.4927e-08 | 0.00097009 | 4.4927e-08 | 0 | 0 | 0.0063316 | 2.821e-09
[120 empty] | 7.3.3.17.5 (Remote Grid) Updates to grid topology to minimize risk of ignition in HFTDs Remote GridWLDFRWire-to-wire contactAggregated | WLDFR | HFTD - Distribution - Tier 3 - 4QU CoRE ¦ 5QU LoRE | Non-Red Flag Warning - Small Fires | Wire-to-wire contact | Aggregated | 2058 | 4.6312e-05 | 117.3278 | 0.0054337 | 2058 | Mitigation | 0.95 | 45 | 0 | esc | 0.00097009 | 4.4927e-08 | 0.00097009 | 4.4927e-08 | 0 | 0 | 0.0063316 | 2.821e-09
[120 empty] | 7.3.3.17.5 (Remote Grid) Updates to grid topology to minimize risk of ignition in HFTDs Remote GridWLDFRWire-to-wire contactAggregated | WLDFR | HFTD - Distribution - Tier 3 - 4QU CoRE ¦ 5QU LoRE | Non-Red Flag Warning - Small Fires | Wire-to-wire contact | Aggregated | 2059 | 4.6312e-05 | 117.3278 | 0.0054337 | 2059 | Mitigation | 0.95 | 45 | 0 | esc | 0.00097009 | 4.4927e-08 | 0.00097009 | 4.4927e-08 | 0 | 0 | 0.0063316 | 2.821e-09
[120 empty] | 7.3.3.17.5 (Remote Grid) Updates to grid topology to minimize risk of ignition in HFTDs Remote GridWLDFRWire-to-wire contactAggregated | WLDFR | HFTD - Distribution - Tier 3 - 4QU CoRE ¦ 5QU LoRE | Non-Red Flag Warning - Small Fires | Wire-to-wire contact | Aggregated | 2060 | 4.6312e-05 | 117.3278 | 0.0054337 | 2060 | Mitigation | 0.95 | 45 | 0 | esc | 0.00097009 | 4.4927e-08 | 0.00097009 | 4.4927e-08 | 0 | 0 | 0.0063316 | 2.821e-09
[120 empty] | 7.3.3.17.5 (Remote Grid) Updates to grid topology to minimize risk of ignition in HFTDs Remote GridWLDFRWire-to-wire contactAggregated | WLDFR | HFTD - Distribution - Tier 3 - 4QU CoRE ¦ 5QU LoRE | Non-Red Flag Warning - Small Fires | Wire-to-wire contact | Aggregated | 2061 | 4.6312e-05 | 117.3278 | 0.0054337 | 2061 | Mitigation | 0.95 | 45 | 0 | esc | 0.00097009 | 4.4927e-08 | 0.00097009 | 4.4927e-08 | 0 | 0 | 0.0063316 | 2.821e-09
[120 empty] | 7.3.3.17.5 (Remote Grid) Updates to grid topology to minimize risk of ignition in HFTDs Remote GridWLDFRWire-to-wire contactAggregated | WLDFR | HFTD - Distribution - Tier 3 - 4QU CoRE ¦ 5QU LoRE | Non-Red Flag Warning - Small Fires | Wire-to-wire contact | Aggregated | 2062 | 4.6312e-05 | 117.3278 | 0.0054337 | 2062 | Mitigation | 0.95 | 45 | 0 | esc | 0.00097009 | 4.4927e-08 | 0.00097009 | 4.4927e-08 | 0 | 0 | 0.0063316 | 2.821e-09
[120 empty] | 7.3.3.17.5 (Remote Grid) Updates to grid topology to minimize risk of ignition in HFTDs Remote GridWLDFRWire-to-wire contactAggregated | WLDFR | HFTD - Distribution - Tier 3 - 4QU CoRE ¦ 5QU LoRE | Non-Red Flag Warning - Small Fires | Wire-to-wire contact | Aggregated | 2063 | 4.6312e-05 | 117.3278 | 0.0054337 | 2063 | Mitigation | 0.95 | 45 | 0 | esc | 0.00097009 | 4.4927e-08 | 0.00097009 | 4.4927e-08 | 0 | 0 | 0.0063316 | 2.821e-09
[120 empty] | 7.3.3.17.5 (Remote Grid) Updates to grid topology to minimize risk of ignition in HFTDs Remote GridWLDFRWire-to-wire contactAggregated | WLDFR | HFTD - Distribution - Tier 3 - 4QU CoRE ¦ 5QU LoRE | Non-Red Flag Warning - Small Fires | Wire-to-wire contact | Aggregated | 2064 | 4.6312e-05 | 117.3278 | 0.0054337 | 2064 | Mitigation | 0.95 | 45 | 0 | esc | 0.00097009 | 4.4927e-08 | 0.00097009 | 4.4927e-08 | 0 | 0 | 0.0063316 | 2.821e-09
[120 empty] | 7.3.3.17.5 (Remote Grid) Updates to grid topology to minimize risk of ignition in HFTDs Remote GridWLDFRWire-to-wire contactAggregated | WLDFR | HFTD - Distribution - Tier 3 - 4QU CoRE ¦ 5QU LoRE | Non-Red Flag Warning - Small Fires | Wire-to-wire contact | Aggregated | 2065 | 4.6312e-05 | 117.3278 | 0.0054337 | 2065 | Mitigation | 0.95 | 45 | 0 | esc | 0.00097009 | 4.4927e-08 | 0.00097009 | 4.4927e-08 | 0 | 0 | 0.0063316 | 2.821e-09
[120 empty] | 7.3.3.17.5 (Remote Grid) Updates to grid topology to minimize risk of ignition in HFTDs Remote GridWLDFRWire-to-wire contactAggregated | WLDFR | HFTD - Distribution - Tier 3 - 4QU CoRE ¦ 5QU LoRE | Non-Red Flag Warning - Small Fires | Wire-to-wire contact | Aggregated | 2066 | 4.6312e-05 | 117.3278 | 0.0054337 | 2066 | Mitigation | 0.95 | 45 | 0 | esc | 0.00097009 | 4.4927e-08 | 0.00097009 | 4.4927e-08 | 0 | 0 | 0.0063316 | 2.821e-09
[120 empty] | 7.3.3.17.5 (Remote Grid) Updates to grid topology to minimize risk of ignition in HFTDs Remote GridWLDFRWire-to-wire contactAggregated | WLDFR | HFTD - Distribution - Tier 3 - 4QU CoRE ¦ 5QU LoRE | Non-Red Flag Warning - Small Fires | Wire-to-wire contact | Aggregated | 2067 | 4.6312e-05 | 117.3278 | 0.0054337 | 2067 | Mitigation | 0.95 | 45 | 0 | esc | 0 | 0 | 0.00097009 | 4.4927e-08 | 0 | 0 | 0.0063316 | 2.821e-09
[120 empty] | 7.3.3.17.5 (Remote Grid) Updates to grid topology to minimize risk of ignition in HFTDs Remote GridWLDFREquipment / facility failureAggregated | WLDFR | HFTD - Distribution - Tier 3 - 4QU CoRE ¦ 5QU LoRE | Red Flag Warning - Catastrophic Fires | Equipment / facility failure | Aggregated | 2022 | 7.6699e-07 | 117.3278 | 8.9989e-05 | 2022 | Mitigation | 0.95 | 45 | 0 | esc | 0.00097009 | 7.4405e-10 | 0 | 0 | 0 | 0 | 0.0063316 | 2.821e-09
[120 empty] | 7.3.3.17.5 (Remote Grid) Updates to grid topology to minimize risk of ignition in HFTDs Remote GridWLDFREquipment / facility failureAggregated | WLDFR | HFTD - Distribution - Tier 3 - 4QU CoRE ¦ 5QU LoRE | Red Flag Warning - Catastrophic Fires | Equipment / facility failure | Aggregated | 2023 | 7.6699e-07 | 117.3278 | 8.9989e-05 | 2023 | Mitigation | 0.95 | 45 | 0 | esc | 0.00097009 | 7.4405e-10 | 0.00097009 | 7.4405e-10 | 0 | 0 | 0.0063316 | 2.821e-09
[120 empty] | 7.3.3.17.5 (Remote Grid) Updates to grid topology to minimize risk of ignition in HFTDs Remote GridWLDFREquipment / facility failureAggregated | WLDFR | HFTD - Distribution - Tier 3 - 4QU CoRE ¦ 5QU LoRE | Red Flag Warning - Catastrophic Fires | Equipment / facility failure | Aggregated | 2024 | 7.6699e-07 | 117.3278 | 8.9989e-05 | 2024 | Mitigation | 0.95 | 45 | 0 | esc | 0.00097009 | 7.4405e-10 | 0.00097009 | 7.4405e-10 | 0 | 0 | 0.0063316 | 2.821e-09
[120 empty] | 7.3.3.17.5 (Remote Grid) Updates to grid topology to minimize risk of ignition in HFTDs Remote GridWLDFREquipment / facility failureAggregated | WLDFR | HFTD - Distribution - Tier 3 - 4QU CoRE ¦ 5QU LoRE | Red Flag Warning - Catastrophic Fires | Equipment / facility failure | Aggregated | 2025 | 7.6699e-07 | 117.3278 | 8.9989e-05 | 2025 | Mitigation | 0.95 | 45 | 0 | esc | 0.00097009 | 7.4405e-10 | 0.00097009 | 7.4405e-10 | 0 | 0 | 0.0063316 | 2.821e-09
[120 empty] | 7.3.3.17.5 (Remote Grid) Updates to grid topology to minimize risk of ignition in HFTDs Remote GridWLDFREquipment / facility failureAggregated | WLDFR | HFTD - Distribution - Tier 3 - 4QU CoRE ¦ 5QU LoRE | Red Flag Warning - Catastrophic Fires | Equipment / facility failure | Aggregated | 2026 | 7.6699e-07 | 117.3278 | 8.9989e-05 | 2026 | Mitigation | 0.95 | 45 | 0 | esc | 0.00097009 | 7.4405e-10 | 0.00097009 | 7.4405e-10 | 0 | 0 | 0.0063316 | 2.821e-09
[120 empty] | 7.3.3.17.5 (Remote Grid) Updates to grid topology to minimize risk of ignition in HFTDs Remote GridWLDFREquipment / facility failureAggregated | WLDFR | HFTD - Distribution - Tier 3 - 4QU CoRE ¦ 5QU LoRE | Red Flag Warning - Catastrophic Fires | Equipment / facility failure | Aggregated | 2027 | 7.6699e-07 | 117.3278 | 8.9989e-05 | 2027 | Mitigation | 0.95 | 45 | 0 | esc | 0.00097009 | 7.4405e-10 | 0.00097009 | 7.4405e-10 | 0 | 0 | 0.0063316 | 2.821e-09
[120 empty] | 7.3.3.17.5 (Remote Grid) Updates to grid topology to minimize risk of ignition in HFTDs Remote GridWLDFREquipment / facility failureAggregated | WLDFR | HFTD - Distribution - Tier 3 - 4QU CoRE ¦ 5QU LoRE | Red Flag Warning - Catastrophic Fires | Equipment / facility failure | Aggregated | 2028 | 7.6699e-07 | 117.3278 | 8.9989e-05 | 2028 | Mitigation | 0.95 | 45 | 0 | esc | 0.00097009 | 7.4405e-10 | 0.00097009 | 7.4405e-10 | 0 | 0 | 0.0063316 | 2.821e-09
[120 empty] | 7.3.3.17.5 (Remote Grid) Updates to grid topology to minimize risk of ignition in HFTDs Remote GridWLDFREquipment / facility failureAggregated | WLDFR | HFTD - Distribution - Tier 3 - 4QU CoRE ¦ 5QU LoRE | Red Flag Warning - Catastrophic Fires | Equipment / facility failure | Aggregated | 2029 | 7.6699e-07 | 117.3278 | 8.9989e-05 | 2029 | Mitigation | 0.95 | 45 | 0 | esc | 0.00097009 | 7.4405e-10 | 0.00097009 | 7.4405e-10 | 0 | 0 | 0.0063316 | 2.821e-09
[120 empty] | 7.3.3.17.5 (Remote Grid) Updates to grid topology to minimize risk of ignition in HFTDs Remote GridWLDFREquipment / facility failureAggregated | WLDFR | HFTD - Distribution - Tier 3 - 4QU CoRE ¦ 5QU LoRE | Red Flag Warning - Catastrophic Fires | Equipment / facility failure | Aggregated | 2030 | 7.6699e-07 | 117.3278 | 8.9989e-05 | 2030 | Mitigation | 0.95 | 45 | 0 | esc | 0.00097009 | 7.4405e-10 | 0.00097009 | 7.4405e-10 | 0 | 0 | 0.0063316 | 2.821e-09
[120 empty] | 7.3.3.17.5 (Remote Grid) Updates to grid topology to minimize risk of ignition in HFTDs Remote GridWLDFREquipment / facility failureAggregated | WLDFR | HFTD - Distribution - Tier 3 - 4QU CoRE ¦ 5QU LoRE | Red Flag Warning - Catastrophic Fires | Equipment / facility failure | Aggregated | 2031 | 7.6699e-07 | 117.3278 | 8.9989e-05 | 2031 | Mitigation | 0.95 | 45 | 0 | esc | 0.00097009 | 7.4405e-10 | 0.00097009 | 7.4405e-10 | 0 | 0 | 0.0063316 | 2.821e-09
[120 empty] | 7.3.3.17.5 (Remote Grid) Updates to grid topology to minimize risk of ignition in HFTDs Remote GridWLDFREquipment / facility failureAggregated | WLDFR | HFTD - Distribution - Tier 3 - 4QU CoRE ¦ 5QU LoRE | Red Flag Warning - Catastrophic Fires | Equipment / facility failure | Aggregated | 2032 | 7.6699e-07 | 117.3278 | 8.9989e-05 | 2032 | Mitigation | 0.95 | 45 | 0 | esc | 0.00097009 | 7.4405e-10 | 0.00097009 | 7.4405e-10 | 0 | 0 | 0.0063316 | 2.821e-09
[120 empty] | 7.3.3.17.5 (Remote Grid) Updates to grid topology to minimize risk of ignition in HFTDs Remote GridWLDFREquipment / facility failureAggregated | WLDFR | HFTD - Distribution - Tier 3 - 4QU CoRE ¦ 5QU LoRE | Red Flag Warning - Catastrophic Fires | Equipment / facility failure | Aggregated | 2033 | 7.6699e-07 | 117.3278 | 8.9989e-05 | 2033 | Mitigation | 0.95 | 45 | 0 | esc | 0.00097009 | 7.4405e-10 | 0.00097009 | 7.4405e-10 | 0 | 0 | 0.0063316 | 2.821e-09
[120 empty] | 7.3.3.17.5 (Remote Grid) Updates to grid topology to minimize risk of ignition in HFTDs Remote GridWLDFREquipment / facility failureAggregated | WLDFR | HFTD - Distribution - Tier 3 - 4QU CoRE ¦ 5QU LoRE | Red Flag Warning - Catastrophic Fires | Equipment / facility failure | Aggregated | 2034 | 7.6699e-07 | 117.3278 | 8.9989e-05 | 2034 | Mitigation | 0.95 | 45 | 0 | esc | 0.00097009 | 7.4405e-10 | 0.00097009 | 7.4405e-10 | 0 | 0 | 0.0063316 | 2.821e-09
[120 empty] | 7.3.3.17.5 (Remote Grid) Updates to grid topology to minimize risk of ignition in HFTDs Remote GridWLDFREquipment / facility failureAggregated | WLDFR | HFTD - Distribution - Tier 3 - 4QU CoRE ¦ 5QU LoRE | Red Flag Warning - Catastrophic Fires | Equipment / facility failure | Aggregated | 2035 | 7.6699e-07 | 117.3278 | 8.9989e-05 | 2035 | Mitigation | 0.95 | 45 | 0 | esc | 0.00097009 | 7.4405e-10 | 0.00097009 | 7.4405e-10 | 0 | 0 | 0.0063316 | 2.821e-09
[120 empty] | 7.3.3.17.5 (Remote Grid) Updates to grid topology to minimize risk of ignition in HFTDs Remote GridWLDFREquipment / facility failureAggregated | WLDFR | HFTD - Distribution - Tier 3 - 4QU CoRE ¦ 5QU LoRE | Red Flag Warning - Catastrophic Fires | Equipment / facility failure | Aggregated | 2036 | 7.6699e-07 | 117.3278 | 8.9989e-05 | 2036 | Mitigation | 0.95 | 45 | 0 | esc | 0.00097009 | 7.4405e-10 | 0.00097009 | 7.4405e-10 | 0 | 0 | 0.0063316 | 2.821e-09
[120 empty] | 7.3.3.17.5 (Remote Grid) Updates to grid topology to minimize risk of ignition in HFTDs Remote GridWLDFREquipment / facility failureAggregated | WLDFR | HFTD - Distribution - Tier 3 - 4QU CoRE ¦ 5QU LoRE | Red Flag Warning - Catastrophic Fires | Equipment / facility failure | Aggregated | 2037 | 7.6699e-07 | 117.3278 | 8.9989e-05 | 2037 | Mitigation | 0.95 | 45 | 0 | esc | 0.00097009 | 7.4405e-10 | 0.00097009 | 7.4405e-10 | 0 | 0 | 0.0063316 | 2.821e-09
[120 empty] | 7.3.3.17.5 (Remote Grid) Updates to grid topology to minimize risk of ignition in HFTDs Remote GridWLDFREquipment / facility failureAggregated | WLDFR | HFTD - Distribution - Tier 3 - 4QU CoRE ¦ 5QU LoRE | Red Flag Warning - Catastrophic Fires | Equipment / facility failure | Aggregated | 2038 | 7.6699e-07 | 117.3278 | 8.9989e-05 | 2038 | Mitigation | 0.95 | 45 | 0 | esc | 0.00097009 | 7.4405e-10 | 0.00097009 | 7.4405e-10 | 0 | 0 | 0 | 0
[120 empty] | 7.3.3.17.5 (Remote Grid) Updates to grid topology to minimize risk of ignition in HFTDs Remote GridWLDFREquipment / facility failureAggregated | WLDFR | HFTD - Distribution - Tier 3 - 4QU CoRE ¦ 5QU LoRE | Red Flag Warning - Catastrophic Fires | Equipment / facility failure | Aggregated | 2039 | 7.6699e-07 | 117.3278 | 8.9989e-05 | 2039 | Mitigation | 0.95 | 45 | 0 | esc | 0.00097009 | 7.4405e-10 | 0.00097009 | 7.4405e-10 | 0 | 0 | 0 | 0
[120 empty] | 7.3.3.17.5 (Remote Grid) Updates to grid topology to minimize risk of ignition in HFTDs Remote GridWLDFREquipment / facility failureAggregated | WLDFR | HFTD - Distribution - Tier 3 - 4QU CoRE ¦ 5QU LoRE | Red Flag Warning - Catastrophic Fires | Equipment / facility failure | Aggregated | 2040 | 7.6699e-07 | 117.3278 | 8.9989e-05 | 2040 | Mitigation | 0.95 | 45 | 0 | esc | 0.00097009 | 7.4405e-10 | 0.00097009 | 7.4405e-10 | 0 | 0 | 0.010957 | 2.45e-08
[120 empty] | 7.3.3.17.5 (Remote Grid) Updates to grid topology to minimize risk of ignition in HFTDs Remote GridWLDFREquipment / facility failureAggregated | WLDFR | HFTD - Distribution - Tier 3 - 4QU CoRE ¦ 5QU LoRE | Red Flag Warning - Catastrophic Fires | Equipment / facility failure | Aggregated | 2041 | 7.6699e-07 | 117.3278 | 8.9989e-05 | 2041 | Mitigation | 0.95 | 45 | 0 | esc | 0.00097009 | 7.4405e-10 | 0.00097009 | 7.4405e-10 | 0 | 0 | 0.010957 | 2.45e-08
[120 empty] | 7.3.3.17.5 (Remote Grid) Updates to grid topology to minimize risk of ignition in HFTDs Remote GridWLDFREquipment / facility failureAggregated | WLDFR | HFTD - Distribution - Tier 3 - 4QU CoRE ¦ 5QU LoRE | Red Flag Warning - Catastrophic Fires | Equipment / facility failure | Aggregated | 2042 | 7.6699e-07 | 117.3278 | 8.9989e-05 | 2042 | Mitigation | 0.95 | 45 | 0 | esc | 0.00097009 | 7.4405e-10 | 0.00097009 | 7.4405e-10 | 0 | 0 | 0.010957 | 2.45e-08
[120 empty] | 7.3.3.17.5 (Remote Grid) Updates to grid topology to minimize risk of ignition in HFTDs Remote GridWLDFREquipment / facility failureAggregated | WLDFR | HFTD - Distribution - Tier 3 - 4QU CoRE ¦ 5QU LoRE | Red Flag Warning - Catastrophic Fires | Equipment / facility failure | Aggregated | 2043 | 7.6699e-07 | 117.3278 | 8.9989e-05 | 2043 | Mitigation | 0.95 | 45 | 0 | esc | 0.00097009 | 7.4405e-10 | 0.00097009 | 7.4405e-10 | 0 | 0 | 0.010957 | 2.45e-08
[120 empty] | 7.3.3.17.5 (Remote Grid) Updates to grid topology to minimize risk of ignition in HFTDs Remote GridWLDFREquipment / facility failureAggregated | WLDFR | HFTD - Distribution - Tier 3 - 4QU CoRE ¦ 5QU LoRE | Red Flag Warning - Catastrophic Fires | Equipment / facility failure | Aggregated | 2044 | 7.6699e-07 | 117.3278 | 8.9989e-05 | 2044 | Mitigation | 0.95 | 45 | 0 | esc | 0.00097009 | 7.4405e-10 | 0.00097009 | 7.4405e-10 | 0 | 0 | 0.010957 | 2.45e-08
[120 empty] | 7.3.3.17.5 (Remote Grid) Updates to grid topology to minimize risk of ignition in HFTDs Remote GridWLDFREquipment / facility failureAggregated | WLDFR | HFTD - Distribution - Tier 3 - 4QU CoRE ¦ 5QU LoRE | Red Flag Warning - Catastrophic Fires | Equipment / facility failure | Aggregated | 2045 | 7.6699e-07 | 117.3278 | 8.9989e-05 | 2045 | Mitigation | 0.95 | 45 | 0 | esc | 0.00097009 | 7.4405e-10 | 0.00097009 | 7.4405e-10 | 0 | 0 | 0.010957 | 2.45e-08
[120 empty] | 7.3.3.17.5 (Remote Grid) Updates to grid topology to minimize risk of ignition in HFTDs Remote GridWLDFREquipment / facility failureAggregated | WLDFR | HFTD - Distribution - Tier 3 - 4QU CoRE ¦ 5QU LoRE | Red Flag Warning - Catastrophic Fires | Equipment / facility failure | Aggregated | 2046 | 7.6699e-07 | 117.3278 | 8.9989e-05 | 2046 | Mitigation | 0.95 | 45 | 0 | esc | 0.00097009 | 7.4405e-10 | 0.00097009 | 7.4405e-10 | 0 | 0 | 0.010957 | 2.45e-08
[120 empty] | 7.3.3.17.5 (Remote Grid) Updates to grid topology to minimize risk of ignition in HFTDs Remote GridWLDFREquipment / facility failureAggregated | WLDFR | HFTD - Distribution - Tier 3 - 4QU CoRE ¦ 5QU LoRE | Red Flag Warning - Catastrophic Fires | Equipment / facility failure | Aggregated | 2047 | 7.6699e-07 | 117.3278 | 8.9989e-05 | 2047 | Mitigation | 0.95 | 45 | 0 | esc | 0.00097009 | 7.4405e-10 | 0.00097009 | 7.4405e-10 | 0 | 0 | 0.010957 | 2.45e-08
[120 empty] | 7.3.3.17.5 (Remote Grid) Updates to grid topology to minimize risk of ignition in HFTDs Remote GridWLDFREquipment / facility failureAggregated | WLDFR | HFTD - Distribution - Tier 3 - 4QU CoRE ¦ 5QU LoRE | Red Flag Warning - Catastrophic Fires | Equipment / facility failure | Aggregated | 2048 | 7.6699e-07 | 117.3278 | 8.9989e-05 | 2048 | Mitigation | 0.95 | 45 | 0 | esc | 0.00097009 | 7.4405e-10 | 0.00097009 | 7.4405e-10 | 0 | 0 | 0.010957 | 2.45e-08
[120 empty] | 7.3.3.17.5 (Remote Grid) Updates to grid topology to minimize risk of ignition in HFTDs Remote GridWLDFREquipment / facility failureAggregated | WLDFR | HFTD - Distribution - Tier 3 - 4QU CoRE ¦ 5QU LoRE | Red Flag Warning - Catastrophic Fires | Equipment / facility failure | Aggregated | 2049 | 7.6699e-07 | 117.3278 | 8.9989e-05 | 2049 | Mitigation | 0.95 | 45 | 0 | esc | 0.00097009 | 7.4405e-10 | 0.00097009 | 7.4405e-10 | 0 | 0 | 0.010957 | 2.45e-08
[120 empty] | 7.3.3.17.5 (Remote Grid) Updates to grid topology to minimize risk of ignition in HFTDs Remote GridWLDFREquipment / facility failureAggregated | WLDFR | HFTD - Distribution - Tier 3 - 4QU CoRE ¦ 5QU LoRE | Red Flag Warning - Catastrophic Fires | Equipment / facility failure | Aggregated | 2050 | 7.6699e-07 | 117.3278 | 8.9989e-05 | 2050 | Mitigation | 0.95 | 45 | 0 | esc | 0.00097009 | 7.4405e-10 | 0.00097009 | 7.4405e-10 | 0 | 0 | 0.010957 | 2.45e-08
[120 empty] | 7.3.3.17.5 (Remote Grid) Updates to grid topology to minimize risk of ignition in HFTDs Remote GridWLDFREquipment / facility failureAggregated | WLDFR | HFTD - Distribution - Tier 3 - 4QU CoRE ¦ 5QU LoRE | Red Flag Warning - Catastrophic Fires | Equipment / facility failure | Aggregated | 2051 | 7.6699e-07 | 117.3278 | 8.9989e-05 | 2051 | Mitigation | 0.95 | 45 | 0 | esc | 0.00097009 | 7.4405e-10 | 0.00097009 | 7.4405e-10 | 0 | 0 | 0.010957 | 2.45e-08
[120 empty] | 7.3.3.17.5 (Remote Grid) Updates to grid topology to minimize risk of ignition in HFTDs Remote GridWLDFREquipment / facility failureAggregated | WLDFR | HFTD - Distribution - Tier 3 - 4QU CoRE ¦ 5QU LoRE | Red Flag Warning - Catastrophic Fires | Equipment / facility failure | Aggregated | 2052 | 7.6699e-07 | 117.3278 | 8.9989e-05 | 2052 | Mitigation | 0.95 | 45 | 0 | esc | 0.00097009 | 7.4405e-10 | 0.00097009 | 7.4405e-10 | 0 | 0 | 0.010957 | 2.45e-08
[120 empty] | 7.3.3.17.5 (Remote Grid) Updates to grid topology to minimize risk of ignition in HFTDs Remote GridWLDFREquipment / facility failureAggregated | WLDFR | HFTD - Distribution - Tier 3 - 4QU CoRE ¦ 5QU LoRE | Red Flag Warning - Catastrophic Fires | Equipment / facility failure | Aggregated | 2053 | 7.6699e-07 | 117.3278 | 8.9989e-05 | 2053 | Mitigation | 0.95 | 45 | 0 | esc | 0.00097009 | 7.4405e-10 | 0.00097009 | 7.4405e-10 | 0 | 0 | 0.010957 | 2.45e-08
[120 empty] | 7.3.3.17.5 (Remote Grid) Updates to grid topology to minimize risk of ignition in HFTDs Remote GridWLDFREquipment / facility failureAggregated | WLDFR | HFTD - Distribution - Tier 3 - 4QU CoRE ¦ 5QU LoRE | Red Flag Warning - Catastrophic Fires | Equipment / facility failure | Aggregated | 2054 | 7.6699e-07 | 117.3278 | 8.9989e-05 | 2054 | Mitigation | 0.95 | 45 | 0 | esc | 0.00097009 | 7.4405e-10 | 0.00097009 | 7.4405e-10 | 0 | 0 | 0.010957 | 2.45e-08
[120 empty] | 7.3.3.17.5 (Remote Grid) Updates to grid topology to minimize risk of ignition in HFTDs Remote GridWLDFREquipment / facility failureAggregated | WLDFR | HFTD - Distribution - Tier 3 - 4QU CoRE ¦ 5QU LoRE | Red Flag Warning - Catastrophic Fires | Equipment / facility failure | Aggregated | 2055 | 7.6699e-07 | 117.3278 | 8.9989e-05 | 2055 | Mitigation | 0.95 | 45 | 0 | esc | 0.00097009 | 7.4405e-10 | 0.00097009 | 7.4405e-10 | 0 | 0 | 0.010957 | 2.45e-08
[120 empty] | 7.3.3.17.5 (Remote Grid) Updates to grid topology to minimize risk of ignition in HFTDs Remote GridWLDFREquipment / facility failureAggregated | WLDFR | HFTD - Distribution - Tier 3 - 4QU CoRE ¦ 5QU LoRE | Red Flag Warning - Catastrophic Fires | Equipment / facility failure | Aggregated | 2056 | 7.6699e-07 | 117.3278 | 8.9989e-05 | 2056 | Mitigation | 0.95 | 45 | 0 | esc | 0.00097009 | 7.4405e-10 | 0.00097009 | 7.4405e-10 | 0 | 0 | 0.010957 | 2.45e-08
[120 empty] | 7.3.3.17.5 (Remote Grid) Updates to grid topology to minimize risk of ignition in HFTDs Remote GridWLDFREquipment / facility failureAggregated | WLDFR | HFTD - Distribution - Tier 3 - 4QU CoRE ¦ 5QU LoRE | Red Flag Warning - Catastrophic Fires | Equipment / facility failure | Aggregated | 2057 | 7.6699e-07 | 117.3278 | 8.9989e-05 | 2057 | Mitigation | 0.95 | 45 | 0 | esc | 0.00097009 | 7.4405e-10 | 0.00097009 | 7.4405e-10 | 0 | 0 | 0.010957 | 2.45e-08
[120 empty] | 7.3.3.17.5 (Remote Grid) Updates to grid topology to minimize risk of ignition in HFTDs Remote GridWLDFREquipment / facility failureAggregated | WLDFR | HFTD - Distribution - Tier 3 - 4QU CoRE ¦ 5QU LoRE | Red Flag Warning - Catastrophic Fires | Equipment / facility failure | Aggregated | 2058 | 7.6699e-07 | 117.3278 | 8.9989e-05 | 2058 | Mitigation | 0.95 | 45 | 0 | esc | 0.00097009 | 7.4405e-10 | 0.00097009 | 7.4405e-10 | 0 | 0 | 0.010957 | 2.45e-08
[120 empty] | 7.3.3.17.5 (Remote Grid) Updates to grid topology to minimize risk of ignition in HFTDs Remote GridWLDFREquipment / facility failureAggregated | WLDFR | HFTD - Distribution - Tier 3 - 4QU CoRE ¦ 5QU LoRE | Red Flag Warning - Catastrophic Fires | Equipment / facility failure | Aggregated | 2059 | 7.6699e-07 | 117.3278 | 8.9989e-05 | 2059 | Mitigation | 0.95 | 45 | 0 | esc | 0.00097009 | 7.4405e-10 | 0.00097009 | 7.4405e-10 | 0 | 0 | 0.010957 | 2.45e-08
[120 empty] | 7.3.3.17.5 (Remote Grid) Updates to grid topology to minimize risk of ignition in HFTDs Remote GridWLDFREquipment / facility failureAggregated | WLDFR | HFTD - Distribution - Tier 3 - 4QU CoRE ¦ 5QU LoRE | Red Flag Warning - Catastrophic Fires | Equipment / facility failure | Aggregated | 2060 | 7.6699e-07 | 117.3278 | 8.9989e-05 | 2060 | Mitigation | 0.95 | 45 | 0 | esc | 0.00097009 | 7.4405e-10 | 0.00097009 | 7.4405e-10 | 0 | 0 | 0.010957 | 2.45e-08
[120 empty] | 7.3.3.17.5 (Remote Grid) Updates to grid topology to minimize risk of ignition in HFTDs Remote GridWLDFREquipment / facility failureAggregated | WLDFR | HFTD - Distribution - Tier 3 - 4QU CoRE ¦ 5QU LoRE | Red Flag Warning - Catastrophic Fires | Equipment / facility failure | Aggregated | 2061 | 7.6699e-07 | 117.3278 | 8.9989e-05 | 2061 | Mitigation | 0.95 | 45 | 0 | esc | 0.00097009 | 7.4405e-10 | 0.00097009 | 7.4405e-10 | 0 | 0 | 0.010957 | 2.45e-08
[120 empty] | 7.3.3.17.5 (Remote Grid) Updates to grid topology to minimize risk of ignition in HFTDs Remote GridWLDFREquipment / facility failureAggregated | WLDFR | HFTD - Distribution - Tier 3 - 4QU CoRE ¦ 5QU LoRE | Red Flag Warning - Catastrophic Fires | Equipment / facility failure | Aggregated | 2062 | 7.6699e-07 | 117.3278 | 8.9989e-05 | 2062 | Mitigation | 0.95 | 45 | 0 | esc | 0.00097009 | 7.4405e-10 | 0.00097009 | 7.4405e-10 | 0 | 0 | 0.010957 | 2.45e-08
[120 empty] | 7.3.3.17.5 (Remote Grid) Updates to grid topology to minimize risk of ignition in HFTDs Remote GridWLDFREquipment / facility failureAggregated | WLDFR | HFTD - Distribution - Tier 3 - 4QU CoRE ¦ 5QU LoRE | Red Flag Warning - Catastrophic Fires | Equipment / facility failure | Aggregated | 2063 | 7.6699e-07 | 117.3278 | 8.9989e-05 | 2063 | Mitigation | 0.95 | 45 | 0 | esc | 0.00097009 | 7.4405e-10 | 0.00097009 | 7.4405e-10 | 0 | 0 | 0.010957 | 2.45e-08
[120 empty] | 7.3.3.17.5 (Remote Grid) Updates to grid topology to minimize risk of ignition in HFTDs Remote GridWLDFREquipment / facility failureAggregated | WLDFR | HFTD - Distribution - Tier 3 - 4QU CoRE ¦ 5QU LoRE | Red Flag Warning - Catastrophic Fires | Equipment / facility failure | Aggregated | 2064 | 7.6699e-07 | 117.3278 | 8.9989e-05 | 2064 | Mitigation | 0.95 | 45 | 0 | esc | 0.00097009 | 7.4405e-10 | 0.00097009 | 7.4405e-10 | 0 | 0 | 0.010957 | 2.45e-08
[120 empty] | 7.3.3.17.5 (Remote Grid) Updates to grid topology to minimize risk of ignition in HFTDs Remote GridWLDFREquipment / facility failureAggregated | WLDFR | HFTD - Distribution - Tier 3 - 4QU CoRE ¦ 5QU LoRE | Red Flag Warning - Catastrophic Fires | Equipment / facility failure | Aggregated | 2065 | 7.6699e-07 | 117.3278 | 8.9989e-05 | 2065 | Mitigation | 0.95 | 45 | 0 | esc | 0.00097009 | 7.4405e-10 | 0.00097009 | 7.4405e-10 | 0 | 0 | 0.010957 | 2.45e-08
[120 empty] | 7.3.3.17.5 (Remote Grid) Updates to grid topology to minimize risk of ignition in HFTDs Remote GridWLDFREquipment / facility failureAggregated | WLDFR | HFTD - Distribution - Tier 3 - 4QU CoRE ¦ 5QU LoRE | Red Flag Warning - Catastrophic Fires | Equipment / facility failure | Aggregated | 2066 | 7.6699e-07 | 117.3278 | 8.9989e-05 | 2066 | Mitigation | 0.95 | 45 | 0 | esc | 0.00097009 | 7.4405e-10 | 0.00097009 | 7.4405e-10 | 0 | 0 | 0.010957 | 2.45e-08
[120 empty] | 7.3.3.17.5 (Remote Grid) Updates to grid topology to minimize risk of ignition in HFTDs Remote GridWLDFREquipment / facility failureAggregated | WLDFR | HFTD - Distribution - Tier 3 - 4QU CoRE ¦ 5QU LoRE | Red Flag Warning - Catastrophic Fires | Equipment / facility failure | Aggregated | 2067 | 7.6699e-07 | 117.3278 | 8.9989e-05 | 2067 | Mitigation | 0.95 | 45 | 0 | esc | 0 | 0 | 0.00097009 | 7.4405e-10 | 0 | 0 | 0.010957 | 2.45e-08
[120 empty] | 7.3.3.17.5 (Remote Grid) Updates to grid topology to minimize risk of ignition in HFTDs Remote GridWLDFRVegetation ContactAggregated | WLDFR | HFTD - Distribution - Tier 3 - 4QU CoRE ¦ 5QU LoRE | Red Flag Warning - Catastrophic Fires | Vegetation Contact | Aggregated | 2022 | 4.5995e-06 | 117.3278 | 0.00053965 | 2022 | Mitigation | 0.95 | 45 | 0 | esc | 0.00097009 | 4.4619e-09 | 0 | 0 | 0 | 0 | 0.010957 | 2.45e-08
[120 empty] | 7.3.3.17.5 (Remote Grid) Updates to grid topology to minimize risk of ignition in HFTDs Remote GridWLDFRVegetation ContactAggregated | WLDFR | HFTD - Distribution - Tier 3 - 4QU CoRE ¦ 5QU LoRE | Red Flag Warning - Catastrophic Fires | Vegetation Contact | Aggregated | 2023 | 4.5995e-06 | 117.3278 | 0.00053965 | 2023 | Mitigation | 0.95 | 45 | 0 | esc | 0.00097009 | 4.4619e-09 | 0.00097009 | 4.4619e-09 | 0 | 0 | 0.010957 | 2.45e-08
[120 empty] | 7.3.3.17.5 (Remote Grid) Updates to grid topology to minimize risk of ignition in HFTDs Remote GridWLDFRVegetation ContactAggregated | WLDFR | HFTD - Distribution - Tier 3 - 4QU CoRE ¦ 5QU LoRE | Red Flag Warning - Catastrophic Fires | Vegetation Contact | Aggregated | 2024 | 4.5995e-06 | 117.3278 | 0.00053965 | 2024 | Mitigation | 0.95 | 45 | 0 | esc | 0.00097009 | 4.4619e-09 | 0.00097009 | 4.4619e-09 | 0 | 0 | 0 | 0
[120 empty] | 7.3.3.17.5 (Remote Grid) Updates to grid topology to minimize risk of ignition in HFTDs Remote GridWLDFRVegetation ContactAggregated | WLDFR | HFTD - Distribution - Tier 3 - 4QU CoRE ¦ 5QU LoRE | Red Flag Warning - Catastrophic Fires | Vegetation Contact | Aggregated | 2025 | 4.5995e-06 | 117.3278 | 0.00053965 | 2025 | Mitigation | 0.95 | 45 | 0 | esc | 0.00097009 | 4.4619e-09 | 0.00097009 | 4.4619e-09 | 0 | 0 | 0 | 0
[120 empty] | 7.3.3.17.5 (Remote Grid) Updates to grid topology to minimize risk of ignition in HFTDs Remote GridWLDFRVegetation ContactAggregated | WLDFR | HFTD - Distribution - Tier 3 - 4QU CoRE ¦ 5QU LoRE | Red Flag Warning - Catastrophic Fires | Vegetation Contact | Aggregated | 2026 | 4.5995e-06 | 117.3278 | 0.00053965 | 2026 | Mitigation | 0.95 | 45 | 0 | esc | 0.00097009 | 4.4619e-09 | 0.00097009 | 4.4619e-09 | 0 | 0 | 0.012004 | 2.5262e-08
[120 empty] | 7.3.3.17.5 (Remote Grid) Updates to grid topology to minimize risk of ignition in HFTDs Remote GridWLDFRVegetation ContactAggregated | WLDFR | HFTD - Distribution - Tier 3 - 4QU CoRE ¦ 5QU LoRE | Red Flag Warning - Catastrophic Fires | Vegetation Contact | Aggregated | 2027 | 4.5995e-06 | 117.3278 | 0.00053965 | 2027 | Mitigation | 0.95 | 45 | 0 | esc | 0.00097009 | 4.4619e-09 | 0.00097009 | 4.4619e-09 | 0 | 0 | 0.012004 | 2.5262e-08
[120 empty] | 7.3.3.17.5 (Remote Grid) Updates to grid topology to minimize risk of ignition in HFTDs Remote GridWLDFRVegetation ContactAggregated | WLDFR | HFTD - Distribution - Tier 3 - 4QU CoRE ¦ 5QU LoRE | Red Flag Warning - Catastrophic Fires | Vegetation Contact | Aggregated | 2028 | 4.5995e-06 | 117.3278 | 0.00053965 | 2028 | Mitigation | 0.95 | 45 | 0 | esc | 0.00097009 | 4.4619e-09 | 0.00097009 | 4.4619e-09 | 0 | 0 | 0.012004 | 2.5262e-08
[120 empty] | 7.3.3.17.5 (Remote Grid) Updates to grid topology to minimize risk of ignition in HFTDs Remote GridWLDFRVegetation ContactAggregated | WLDFR | HFTD - Distribution - Tier 3 - 4QU CoRE ¦ 5QU LoRE | Red Flag Warning - Catastrophic Fires | Vegetation Contact | Aggregated | 2029 | 4.5995e-06 | 117.3278 | 0.00053965 | 2029 | Mitigation | 0.95 | 45 | 0 | esc | 0.00097009 | 4.4619e-09 | 0.00097009 | 4.4619e-09 | 0 | 0 | 0.012004 | 2.5262e-08
[120 empty] | 7.3.3.17.5 (Remote Grid) Updates to grid topology to minimize risk of ignition in HFTDs Remote GridWLDFRVegetation ContactAggregated | WLDFR | HFTD - Distribution - Tier 3 - 4QU CoRE ¦ 5QU LoRE | Red Flag Warning - Catastrophic Fires | Vegetation Contact | Aggregated | 2030 | 4.5995e-06 | 117.3278 | 0.00053965 | 2030 | Mitigation | 0.95 | 45 | 0 | esc | 0.00097009 | 4.4619e-09 | 0.00097009 | 4.4619e-09 | 0 | 0 | 0.012004 | 2.5262e-08
[120 empty] | 7.3.3.17.5 (Remote Grid) Updates to grid topology to minimize risk of ignition in HFTDs Remote GridWLDFRVegetation ContactAggregated | WLDFR | HFTD - Distribution - Tier 3 - 4QU CoRE ¦ 5QU LoRE | Red Flag Warning - Catastrophic Fires | Vegetation Contact | Aggregated | 2031 | 4.5995e-06 | 117.3278 | 0.00053965 | 2031 | Mitigation | 0.95 | 45 | 0 | esc | 0.00097009 | 4.4619e-09 | 0.00097009 | 4.4619e-09 | 0 | 0 | 0.012004 | 2.5262e-08
[120 empty] | 7.3.3.17.5 (Remote Grid) Updates to grid topology to minimize risk of ignition in HFTDs Remote GridWLDFRVegetation ContactAggregated | WLDFR | HFTD - Distribution - Tier 3 - 4QU CoRE ¦ 5QU LoRE | Red Flag Warning - Catastrophic Fires | Vegetation Contact | Aggregated | 2032 | 4.5995e-06 | 117.3278 | 0.00053965 | 2032 | Mitigation | 0.95 | 45 | 0 | esc | 0.00097009 | 4.4619e-09 | 0.00097009 | 4.4619e-09 | 0 | 0 | 0.012004 | 2.5262e-08
[120 empty] | 7.3.3.17.5 (Remote Grid) Updates to grid topology to minimize risk of ignition in HFTDs Remote GridWLDFRVegetation ContactAggregated | WLDFR | HFTD - Distribution - Tier 3 - 4QU CoRE ¦ 5QU LoRE | Red Flag Warning - Catastrophic Fires | Vegetation Contact | Aggregated | 2033 | 4.5995e-06 | 117.3278 | 0.00053965 | 2033 | Mitigation | 0.95 | 45 | 0 | esc | 0.00097009 | 4.4619e-09 | 0.00097009 | 4.4619e-09 | 0 | 0 | 0.012004 | 2.5262e-08
[120 empty] | 7.3.3.17.5 (Remote Grid) Updates to grid topology to minimize risk of ignition in HFTDs Remote GridWLDFRVegetation ContactAggregated | WLDFR | HFTD - Distribution - Tier 3 - 4QU CoRE ¦ 5QU LoRE | Red Flag Warning - Catastrophic Fires | Vegetation Contact | Aggregated | 2034 | 4.5995e-06 | 117.3278 | 0.00053965 | 2034 | Mitigation | 0.95 | 45 | 0 | esc | 0.00097009 | 4.4619e-09 | 0.00097009 | 4.4619e-09 | 0 | 0 | 0.012004 | 2.5262e-08
[120 empty] | 7.3.3.17.5 (Remote Grid) Updates to grid topology to minimize risk of ignition in HFTDs Remote GridWLDFRVegetation ContactAggregated | WLDFR | HFTD - Distribution - Tier 3 - 4QU CoRE ¦ 5QU LoRE | Red Flag Warning - Catastrophic Fires | Vegetation Contact | Aggregated | 2035 | 4.5995e-06 | 117.3278 | 0.00053965 | 2035 | Mitigation | 0.95 | 45 | 0 | esc | 0.00097009 | 4.4619e-09 | 0.00097009 | 4.4619e-09 | 0 | 0 | 0.012004 | 2.5262e-08
[120 empty] | 7.3.3.17.5 (Remote Grid) Updates to grid topology to minimize risk of ignition in HFTDs Remote GridWLDFRVegetation ContactAggregated | WLDFR | HFTD - Distribution - Tier 3 - 4QU CoRE ¦ 5QU LoRE | Red Flag Warning - Catastrophic Fires | Vegetation Contact | Aggregated | 2036 | 4.5995e-06 | 117.3278 | 0.00053965 | 2036 | Mitigation | 0.95 | 45 | 0 | esc | 0.00097009 | 4.4619e-09 | 0.00097009 | 4.4619e-09 | 0 | 0 | 0.012004 | 2.5262e-08
[120 empty] | 7.3.3.17.5 (Remote Grid) Updates to grid topology to minimize risk of ignition in HFTDs Remote GridWLDFRVegetation ContactAggregated | WLDFR | HFTD - Distribution - Tier 3 - 4QU CoRE ¦ 5QU LoRE | Red Flag Warning - Catastrophic Fires | Vegetation Contact | Aggregated | 2037 | 4.5995e-06 | 117.3278 | 0.00053965 | 2037 | Mitigation | 0.95 | 45 | 0 | esc | 0.00097009 | 4.4619e-09 | 0.00097009 | 4.4619e-09 | 0 | 0 | 0.012004 | 2.5262e-08
[120 empty] | 7.3.3.17.5 (Remote Grid) Updates to grid topology to minimize risk of ignition in HFTDs Remote GridWLDFRVegetation ContactAggregated | WLDFR | HFTD - Distribution - Tier 3 - 4QU CoRE ¦ 5QU LoRE | Red Flag Warning - Catastrophic Fires | Vegetation Contact | Aggregated | 2038 | 4.5995e-06 | 117.3278 | 0.00053965 | 2038 | Mitigation | 0.95 | 45 | 0 | esc | 0.00097009 | 4.4619e-09 | 0.00097009 | 4.4619e-09 | 0 | 0 | 0.012004 | 2.5262e-08
[120 empty] | 7.3.3.17.5 (Remote Grid) Updates to grid topology to minimize risk of ignition in HFTDs Remote GridWLDFRVegetation ContactAggregated | WLDFR | HFTD - Distribution - Tier 3 - 4QU CoRE ¦ 5QU LoRE | Red Flag Warning - Catastrophic Fires | Vegetation Contact | Aggregated | 2039 | 4.5995e-06 | 117.3278 | 0.00053965 | 2039 | Mitigation | 0.95 | 45 | 0 | esc | 0.00097009 | 4.4619e-09 | 0.00097009 | 4.4619e-09 | 0 | 0 | 0.012004 | 2.5262e-08
[120 empty] | 7.3.3.17.5 (Remote Grid) Updates to grid topology to minimize risk of ignition in HFTDs Remote GridWLDFRVegetation ContactAggregated | WLDFR | HFTD - Distribution - Tier 3 - 4QU CoRE ¦ 5QU LoRE | Red Flag Warning - Catastrophic Fires | Vegetation Contact | Aggregated | 2040 | 4.5995e-06 | 117.3278 | 0.00053965 | 2040 | Mitigation | 0.95 | 45 | 0 | esc | 0.00097009 | 4.4619e-09 | 0.00097009 | 4.4619e-09 | 0 | 0 | 0.012004 | 2.5262e-08
[120 empty] | 7.3.3.17.5 (Remote Grid) Updates to grid topology to minimize risk of ignition in HFTDs Remote GridWLDFRVegetation ContactAggregated | WLDFR | HFTD - Distribution - Tier 3 - 4QU CoRE ¦ 5QU LoRE | Red Flag Warning - Catastrophic Fires | Vegetation Contact | Aggregated | 2041 | 4.5995e-06 | 117.3278 | 0.00053965 | 2041 | Mitigation | 0.95 | 45 | 0 | esc | 0.00097009 | 4.4619e-09 | 0.00097009 | 4.4619e-09 | 0 | 0 | 0.012004 | 2.5262e-08
[120 empty] | 7.3.3.17.5 (Remote Grid) Updates to grid topology to minimize risk of ignition in HFTDs Remote GridWLDFRVegetation ContactAggregated | WLDFR | HFTD - Distribution - Tier 3 - 4QU CoRE ¦ 5QU LoRE | Red Flag Warning - Catastrophic Fires | Vegetation Contact | Aggregated | 2042 | 4.5995e-06 | 117.3278 | 0.00053965 | 2042 | Mitigation | 0.95 | 45 | 0 | esc | 0.00097009 | 4.4619e-09 | 0.00097009 | 4.4619e-09 | 0 | 0 | 0.012004 | 2.5262e-08
[120 empty] | 7.3.3.17.5 (Remote Grid) Updates to grid topology to minimize risk of ignition in HFTDs Remote GridWLDFRVegetation ContactAggregated | WLDFR | HFTD - Distribution - Tier 3 - 4QU CoRE ¦ 5QU LoRE | Red Flag Warning - Catastrophic Fires | Vegetation Contact | Aggregated | 2043 | 4.5995e-06 | 117.3278 | 0.00053965 | 2043 | Mitigation | 0.95 | 45 | 0 | esc | 0.00097009 | 4.4619e-09 | 0.00097009 | 4.4619e-09 | 0 | 0 | 0.012004 | 2.5262e-08
[120 empty] | 7.3.3.17.5 (Remote Grid) Updates to grid topology to minimize risk of ignition in HFTDs Remote GridWLDFRVegetation ContactAggregated | WLDFR | HFTD - Distribution - Tier 3 - 4QU CoRE ¦ 5QU LoRE | Red Flag Warning - Catastrophic Fires | Vegetation Contact | Aggregated | 2044 | 4.5995e-06 | 117.3278 | 0.00053965 | 2044 | Mitigation | 0.95 | 45 | 0 | esc | 0.00097009 | 4.4619e-09 | 0.00097009 | 4.4619e-09 | 0 | 0 | 0.012004 | 2.5262e-08
[120 empty] | 7.3.3.17.5 (Remote Grid) Updates to grid topology to minimize risk of ignition in HFTDs Remote GridWLDFRVegetation ContactAggregated | WLDFR | HFTD - Distribution - Tier 3 - 4QU CoRE ¦ 5QU LoRE | Red Flag Warning - Catastrophic Fires | Vegetation Contact | Aggregated | 2045 | 4.5995e-06 | 117.3278 | 0.00053965 | 2045 | Mitigation | 0.95 | 45 | 0 | esc | 0.00097009 | 4.4619e-09 | 0.00097009 | 4.4619e-09 | 0 | 0 | 0.012004 | 2.5262e-08
[120 empty] | 7.3.3.17.5 (Remote Grid) Updates to grid topology to minimize risk of ignition in HFTDs Remote GridWLDFRVegetation ContactAggregated | WLDFR | HFTD - Distribution - Tier 3 - 4QU CoRE ¦ 5QU LoRE | Red Flag Warning - Catastrophic Fires | Vegetation Contact | Aggregated | 2046 | 4.5995e-06 | 117.3278 | 0.00053965 | 2046 | Mitigation | 0.95 | 45 | 0 | esc | 0.00097009 | 4.4619e-09 | 0.00097009 | 4.4619e-09 | 0 | 0 | 0.012004 | 2.5262e-08
[120 empty] | 7.3.3.17.5 (Remote Grid) Updates to grid topology to minimize risk of ignition in HFTDs Remote GridWLDFRVegetation ContactAggregated | WLDFR | HFTD - Distribution - Tier 3 - 4QU CoRE ¦ 5QU LoRE | Red Flag Warning - Catastrophic Fires | Vegetation Contact | Aggregated | 2047 | 4.5995e-06 | 117.3278 | 0.00053965 | 2047 | Mitigation | 0.95 | 45 | 0 | esc | 0.00097009 | 4.4619e-09 | 0.00097009 | 4.4619e-09 | 0 | 0 | 0.012004 | 2.5262e-08
[120 empty] | 7.3.3.17.5 (Remote Grid) Updates to grid topology to minimize risk of ignition in HFTDs Remote GridWLDFRVegetation ContactAggregated | WLDFR | HFTD - Distribution - Tier 3 - 4QU CoRE ¦ 5QU LoRE | Red Flag Warning - Catastrophic Fires | Vegetation Contact | Aggregated | 2048 | 4.5995e-06 | 117.3278 | 0.00053965 | 2048 | Mitigation | 0.95 | 45 | 0 | esc | 0.00097009 | 4.4619e-09 | 0.00097009 | 4.4619e-09 | 0 | 0 | 0.012004 | 2.5262e-08
[120 empty] | 7.3.3.17.5 (Remote Grid) Updates to grid topology to minimize risk of ignition in HFTDs Remote GridWLDFRVegetation ContactAggregated | WLDFR | HFTD - Distribution - Tier 3 - 4QU CoRE ¦ 5QU LoRE | Red Flag Warning - Catastrophic Fires | Vegetation Contact | Aggregated | 2049 | 4.5995e-06 | 117.3278 | 0.00053965 | 2049 | Mitigation | 0.95 | 45 | 0 | esc | 0.00097009 | 4.4619e-09 | 0.00097009 | 4.4619e-09 | 0 | 0 | 0.012004 | 2.5262e-08
[120 empty] | 7.3.3.17.5 (Remote Grid) Updates to grid topology to minimize risk of ignition in HFTDs Remote GridWLDFRVegetation ContactAggregated | WLDFR | HFTD - Distribution - Tier 3 - 4QU CoRE ¦ 5QU LoRE | Red Flag Warning - Catastrophic Fires | Vegetation Contact | Aggregated | 2050 | 4.5995e-06 | 117.3278 | 0.00053965 | 2050 | Mitigation | 0.95 | 45 | 0 | esc | 0.00097009 | 4.4619e-09 | 0.00097009 | 4.4619e-09 | 0 | 0 | 0.012004 | 2.5262e-08
[120 empty] | 7.3.3.17.5 (Remote Grid) Updates to grid topology to minimize risk of ignition in HFTDs Remote GridWLDFRVegetation ContactAggregated | WLDFR | HFTD - Distribution - Tier 3 - 4QU CoRE ¦ 5QU LoRE | Red Flag Warning - Catastrophic Fires | Vegetation Contact | Aggregated | 2051 | 4.5995e-06 | 117.3278 | 0.00053965 | 2051 | Mitigation | 0.95 | 45 | 0 | esc | 0.00097009 | 4.4619e-09 | 0.00097009 | 4.4619e-09 | 0 | 0 | 0.012004 | 2.5262e-08
[120 empty] | 7.3.3.17.5 (Remote Grid) Updates to grid topology to minimize risk of ignition in HFTDs Remote GridWLDFRVegetation ContactAggregated | WLDFR | HFTD - Distribution - Tier 3 - 4QU CoRE ¦ 5QU LoRE | Red Flag Warning - Catastrophic Fires | Vegetation Contact | Aggregated | 2052 | 4.5995e-06 | 117.3278 | 0.00053965 | 2052 | Mitigation | 0.95 | 45 | 0 | esc | 0.00097009 | 4.4619e-09 | 0.00097009 | 4.4619e-09 | 0 | 0 | 0.012004 | 2.5262e-08
[120 empty] | 7.3.3.17.5 (Remote Grid) Updates to grid topology to minimize risk of ignition in HFTDs Remote GridWLDFRVegetation ContactAggregated | WLDFR | HFTD - Distribution - Tier 3 - 4QU CoRE ¦ 5QU LoRE | Red Flag Warning - Catastrophic Fires | Vegetation Contact | Aggregated | 2053 | 4.5995e-06 | 117.3278 | 0.00053965 | 2053 | Mitigation | 0.95 | 45 | 0 | esc | 0.00097009 | 4.4619e-09 | 0.00097009 | 4.4619e-09 | 0 | 0 | 0.012004 | 2.5262e-08
[120 empty] | 7.3.3.17.5 (Remote Grid) Updates to grid topology to minimize risk of ignition in HFTDs Remote GridWLDFRVegetation ContactAggregated | WLDFR | HFTD - Distribution - Tier 3 - 4QU CoRE ¦ 5QU LoRE | Red Flag Warning - Catastrophic Fires | Vegetation Contact | Aggregated | 2054 | 4.5995e-06 | 117.3278 | 0.00053965 | 2054 | Mitigation | 0.95 | 45 | 0 | esc | 0.00097009 | 4.4619e-09 | 0.00097009 | 4.4619e-09 | 0 | 0 | 0.012004 | 2.5262e-08
[120 empty] | 7.3.3.17.5 (Remote Grid) Updates to grid topology to minimize risk of ignition in HFTDs Remote GridWLDFRVegetation ContactAggregated | WLDFR | HFTD - Distribution - Tier 3 - 4QU CoRE ¦ 5QU LoRE | Red Flag Warning - Catastrophic Fires | Vegetation Contact | Aggregated | 2055 | 4.5995e-06 | 117.3278 | 0.00053965 | 2055 | Mitigation | 0.95 | 45 | 0 | esc | 0.00097009 | 4.4619e-09 | 0.00097009 | 4.4619e-09 | 0 | 0 | 0.012004 | 2.5262e-08
[120 empty] | 7.3.3.17.5 (Remote Grid) Updates to grid topology to minimize risk of ignition in HFTDs Remote GridWLDFRVegetation ContactAggregated | WLDFR | HFTD - Distribution - Tier 3 - 4QU CoRE ¦ 5QU LoRE | Red Flag Warning - Catastrophic Fires | Vegetation Contact | Aggregated | 2056 | 4.5995e-06 | 117.3278 | 0.00053965 | 2056 | Mitigation | 0.95 | 45 | 0 | esc | 0.00097009 | 4.4619e-09 | 0.00097009 | 4.4619e-09 | 0 | 0 | 0 | 0
[120 empty] | 7.3.3.17.5 (Remote Grid) Updates to grid topology to minimize risk of ignition in HFTDs Remote GridWLDFRVegetation ContactAggregated | WLDFR | HFTD - Distribution - Tier 3 - 4QU CoRE ¦ 5QU LoRE | Red Flag Warning - Catastrophic Fires | Vegetation Contact | Aggregated | 2057 | 4.5995e-06 | 117.3278 | 0.00053965 | 2057 | Mitigation | 0.95 | 45 | 0 | esc | 0.00097009 | 4.4619e-09 | 0.00097009 | 4.4619e-09 | 0 | 0 | 0 | 0
[120 empty] | 7.3.3.17.5 (Remote Grid) Updates to grid topology to minimize risk of ignition in HFTDs Remote GridWLDFRVegetation ContactAggregated | WLDFR | HFTD - Distribution - Tier 3 - 4QU CoRE ¦ 5QU LoRE | Red Flag Warning - Catastrophic Fires | Vegetation Contact | Aggregated | 2058 | 4.5995e-06 | 117.3278 | 0.00053965 | 2058 | Mitigation | 0.95 | 45 | 0 | esc | 0.00097009 | 4.4619e-09 | 0.00097009 | 4.4619e-09 | 0 | 0 | 0.010025 | 3.5455e-08
[120 empty] | 7.3.3.17.5 (Remote Grid) Updates to grid topology to minimize risk of ignition in HFTDs Remote GridWLDFRVegetation ContactAggregated | WLDFR | HFTD - Distribution - Tier 3 - 4QU CoRE ¦ 5QU LoRE | Red Flag Warning - Catastrophic Fires | Vegetation Contact | Aggregated | 2059 | 4.5995e-06 | 117.3278 | 0.00053965 | 2059 | Mitigation | 0.95 | 45 | 0 | esc | 0.00097009 | 4.4619e-09 | 0.00097009 | 4.4619e-09 | 0 | 0 | 0.010025 | 3.5455e-08
[120 empty] | 7.3.3.17.5 (Remote Grid) Updates to grid topology to minimize risk of ignition in HFTDs Remote GridWLDFRVegetation ContactAggregated | WLDFR | HFTD - Distribution - Tier 3 - 4QU CoRE ¦ 5QU LoRE | Red Flag Warning - Catastrophic Fires | Vegetation Contact | Aggregated | 2060 | 4.5995e-06 | 117.3278 | 0.00053965 | 2060 | Mitigation | 0.95 | 45 | 0 | esc | 0.00097009 | 4.4619e-09 | 0.00097009 | 4.4619e-09 | 0 | 0 | 0.010025 | 3.5455e-08
[120 empty] | 7.3.3.17.5 (Remote Grid) Updates to grid topology to minimize risk of ignition in HFTDs Remote GridWLDFRVegetation ContactAggregated | WLDFR | HFTD - Distribution - Tier 3 - 4QU CoRE ¦ 5QU LoRE | Red Flag Warning - Catastrophic Fires | Vegetation Contact | Aggregated | 2061 | 4.5995e-06 | 117.3278 | 0.00053965 | 2061 | Mitigation | 0.95 | 45 | 0 | esc | 0.00097009 | 4.4619e-09 | 0.00097009 | 4.4619e-09 | 0 | 0 | 0.010025 | 3.5455e-08
[120 empty] | 7.3.3.17.5 (Remote Grid) Updates to grid topology to minimize risk of ignition in HFTDs Remote GridWLDFRVegetation ContactAggregated | WLDFR | HFTD - Distribution - Tier 3 - 4QU CoRE ¦ 5QU LoRE | Red Flag Warning - Catastrophic Fires | Vegetation Contact | Aggregated | 2062 | 4.5995e-06 | 117.3278 | 0.00053965 | 2062 | Mitigation | 0.95 | 45 | 0 | esc | 0.00097009 | 4.4619e-09 | 0.00097009 | 4.4619e-09 | 0 | 0 | 0.010025 | 3.5455e-08
[120 empty] | 7.3.3.17.5 (Remote Grid) Updates to grid topology to minimize risk of ignition in HFTDs Remote GridWLDFRVegetation ContactAggregated | WLDFR | HFTD - Distribution - Tier 3 - 4QU CoRE ¦ 5QU LoRE | Red Flag Warning - Catastrophic Fires | Vegetation Contact | Aggregated | 2063 | 4.5995e-06 | 117.3278 | 0.00053965 | 2063 | Mitigation | 0.95 | 45 | 0 | esc | 0.00097009 | 4.4619e-09 | 0.00097009 | 4.4619e-09 | 0 | 0 | 0.010025 | 3.5455e-08
[120 empty] | 7.3.3.17.5 (Remote Grid) Updates to grid topology to minimize risk of ignition in HFTDs Remote GridWLDFRVegetation ContactAggregated | WLDFR | HFTD - Distribution - Tier 3 - 4QU CoRE ¦ 5QU LoRE | Red Flag Warning - Catastrophic Fires | Vegetation Contact | Aggregated | 2064 | 4.5995e-06 | 117.3278 | 0.00053965 | 2064 | Mitigation | 0.95 | 45 | 0 | esc | 0.00097009 | 4.4619e-09 | 0.00097009 | 4.4619e-09 | 0 | 0 | 0.010025 | 3.5455e-08
[120 empty] | 7.3.3.17.5 (Remote Grid) Updates to grid topology to minimize risk of ignition in HFTDs Remote GridWLDFRVegetation ContactAggregated | WLDFR | HFTD - Distribution - Tier 3 - 4QU CoRE ¦ 5QU LoRE | Red Flag Warning - Catastrophic Fires | Vegetation Contact | Aggregated | 2065 | 4.5995e-06 | 117.3278 | 0.00053965 | 2065 | Mitigation | 0.95 | 45 | 0 | esc | 0.00097009 | 4.4619e-09 | 0.00097009 | 4.4619e-09 | 0 | 0 | 0.010025 | 3.5455e-08
[120 empty] | 7.3.3.17.5 (Remote Grid) Updates to grid topology to minimize risk of ignition in HFTDs Remote GridWLDFRVegetation ContactAggregated | WLDFR | HFTD - Distribution - Tier 3 - 4QU CoRE ¦ 5QU LoRE | Red Flag Warning - Catastrophic Fires | Vegetation Contact | Aggregated | 2066 | 4.5995e-06 | 117.3278 | 0.00053965 | 2066 | Mitigation | 0.95 | 45 | 0 | esc | 0.00097009 | 4.4619e-09 | 0.00097009 | 4.4619e-09 | 0 | 0 | 0.010025 | 3.5455e-08
[120 empty] | 7.3.3.17.5 (Remote Grid) Updates to grid topology to minimize risk of ignition in HFTDs Remote GridWLDFRVegetation ContactAggregated | WLDFR | HFTD - Distribution - Tier 3 - 4QU CoRE ¦ 5QU LoRE | Red Flag Warning - Catastrophic Fires | Vegetation Contact | Aggregated | 2067 | 4.5995e-06 | 117.3278 | 0.00053965 | 2067 | Mitigation | 0.95 | 45 | 0 | esc | 0 | 0 | 0.00097009 | 4.4619e-09 | 0 | 0 | 0.010025 | 3.5455e-08
[120 empty] | 7.3.3.17.5 (Remote Grid) Updates to grid topology to minimize risk of ignition in HFTDs Remote GridWLDFREquipment / facility failureAggregated | WLDFR | HFTD - Distribution - Tier 3 - 4QU CoRE ¦ 5QU LoRE | Red Flag Warning - Destructive Fires | Equipment / facility failure | Aggregated | 2022 | 1.5572e-07 | 117.3278 | 1.827e-05 | 2022 | Mitigation | 0.95 | 45 | 0 | esc | 0.00097009 | 1.5106e-10 | 0 | 0 | 0 | 0 | 0.010025 | 3.5455e-08
[120 empty] | 7.3.3.17.5 (Remote Grid) Updates to grid topology to minimize risk of ignition in HFTDs Remote GridWLDFREquipment / facility failureAggregated | WLDFR | HFTD - Distribution - Tier 3 - 4QU CoRE ¦ 5QU LoRE | Red Flag Warning - Destructive Fires | Equipment / facility failure | Aggregated | 2023 | 1.5572e-07 | 117.3278 | 1.827e-05 | 2023 | Mitigation | 0.95 | 45 | 0 | esc | 0.00097009 | 1.5106e-10 | 0.00097009 | 1.5106e-10 | 0 | 0 | 0.010025 | 3.5455e-08
[120 empty] | 7.3.3.17.5 (Remote Grid) Updates to grid topology to minimize risk of ignition in HFTDs Remote GridWLDFREquipment / facility failureAggregated | WLDFR | HFTD - Distribution - Tier 3 - 4QU CoRE ¦ 5QU LoRE | Red Flag Warning - Destructive Fires | Equipment / facility failure | Aggregated | 2024 | 1.5572e-07 | 117.3278 | 1.827e-05 | 2024 | Mitigation | 0.95 | 45 | 0 | esc | 0.00097009 | 1.5106e-10 | 0.00097009 | 1.5106e-10 | 0 | 0 | 0.010025 | 3.5455e-08
[120 empty] | 7.3.3.17.5 (Remote Grid) Updates to grid topology to minimize risk of ignition in HFTDs Remote GridWLDFREquipment / facility failureAggregated | WLDFR | HFTD - Distribution - Tier 3 - 4QU CoRE ¦ 5QU LoRE | Red Flag Warning - Destructive Fires | Equipment / facility failure | Aggregated | 2025 | 1.5572e-07 | 117.3278 | 1.827e-05 | 2025 | Mitigation | 0.95 | 45 | 0 | esc | 0.00097009 | 1.5106e-10 | 0.00097009 | 1.5106e-10 | 0 | 0 | 0.010025 | 3.5455e-08
[120 empty] | 7.3.3.17.5 (Remote Grid) Updates to grid topology to minimize risk of ignition in HFTDs Remote GridWLDFREquipment / facility failureAggregated | WLDFR | HFTD - Distribution - Tier 3 - 4QU CoRE ¦ 5QU LoRE | Red Flag Warning - Destructive Fires | Equipment / facility failure | Aggregated | 2026 | 1.5572e-07 | 117.3278 | 1.827e-05 | 2026 | Mitigation | 0.95 | 45 | 0 | esc | 0.00097009 | 1.5106e-10 | 0.00097009 | 1.5106e-10 | 0 | 0 | 0.010025 | 3.5455e-08
[120 empty] | 7.3.3.17.5 (Remote Grid) Updates to grid topology to minimize risk of ignition in HFTDs Remote GridWLDFREquipment / facility failureAggregated | WLDFR | HFTD - Distribution - Tier 3 - 4QU CoRE ¦ 5QU LoRE | Red Flag Warning - Destructive Fires | Equipment / facility failure | Aggregated | 2027 | 1.5572e-07 | 117.3278 | 1.827e-05 | 2027 | Mitigation | 0.95 | 45 | 0 | esc | 0.00097009 | 1.5106e-10 | 0.00097009 | 1.5106e-10 | 0 | 0 | 0.010025 | 3.5455e-08
[120 empty] | 7.3.3.17.5 (Remote Grid) Updates to grid topology to minimize risk of ignition in HFTDs Remote GridWLDFREquipment / facility failureAggregated | WLDFR | HFTD - Distribution - Tier 3 - 4QU CoRE ¦ 5QU LoRE | Red Flag Warning - Destructive Fires | Equipment / facility failure | Aggregated | 2028 | 1.5572e-07 | 117.3278 | 1.827e-05 | 2028 | Mitigation | 0.95 | 45 | 0 | esc | 0.00097009 | 1.5106e-10 | 0.00097009 | 1.5106e-10 | 0 | 0 | 0.010025 | 3.5455e-08
[120 empty] | 7.3.3.17.5 (Remote Grid) Updates to grid topology to minimize risk of ignition in HFTDs Remote GridWLDFREquipment / facility failureAggregated | WLDFR | HFTD - Distribution - Tier 3 - 4QU CoRE ¦ 5QU LoRE | Red Flag Warning - Destructive Fires | Equipment / facility failure | Aggregated | 2029 | 1.5572e-07 | 117.3278 | 1.827e-05 | 2029 | Mitigation | 0.95 | 45 | 0 | esc | 0.00097009 | 1.5106e-10 | 0.00097009 | 1.5106e-10 | 0 | 0 | 0.010025 | 3.5455e-08
[120 empty] | 7.3.3.17.5 (Remote Grid) Updates to grid topology to minimize risk of ignition in HFTDs Remote GridWLDFREquipment / facility failureAggregated | WLDFR | HFTD - Distribution - Tier 3 - 4QU CoRE ¦ 5QU LoRE | Red Flag Warning - Destructive Fires | Equipment / facility failure | Aggregated | 2030 | 1.5572e-07 | 117.3278 | 1.827e-05 | 2030 | Mitigation | 0.95 | 45 | 0 | esc | 0.00097009 | 1.5106e-10 | 0.00097009 | 1.5106e-10 | 0 | 0 | 0.010025 | 3.5455e-08
[120 empty] | 7.3.3.17.5 (Remote Grid) Updates to grid topology to minimize risk of ignition in HFTDs Remote GridWLDFREquipment / facility failureAggregated | WLDFR | HFTD - Distribution - Tier 3 - 4QU CoRE ¦ 5QU LoRE | Red Flag Warning - Destructive Fires | Equipment / facility failure | Aggregated | 2031 | 1.5572e-07 | 117.3278 | 1.827e-05 | 2031 | Mitigation | 0.95 | 45 | 0 | esc | 0.00097009 | 1.5106e-10 | 0.00097009 | 1.5106e-10 | 0 | 0 | 0.010025 | 3.5455e-08
[120 empty] | 7.3.3.17.5 (Remote Grid) Updates to grid topology to minimize risk of ignition in HFTDs Remote GridWLDFREquipment / facility failureAggregated | WLDFR | HFTD - Distribution - Tier 3 - 4QU CoRE ¦ 5QU LoRE | Red Flag Warning - Destructive Fires | Equipment / facility failure | Aggregated | 2032 | 1.5572e-07 | 117.3278 | 1.827e-05 | 2032 | Mitigation | 0.95 | 45 | 0 | esc | 0.00097009 | 1.5106e-10 | 0.00097009 | 1.5106e-10 | 0 | 0 | 0.010025 | 3.5455e-08
[120 empty] | 7.3.3.17.5 (Remote Grid) Updates to grid topology to minimize risk of ignition in HFTDs Remote GridWLDFREquipment / facility failureAggregated | WLDFR | HFTD - Distribution - Tier 3 - 4QU CoRE ¦ 5QU LoRE | Red Flag Warning - Destructive Fires | Equipment / facility failure | Aggregated | 2033 | 1.5572e-07 | 117.3278 | 1.827e-05 | 2033 | Mitigation | 0.95 | 45 | 0 | esc | 0.00097009 | 1.5106e-10 | 0.00097009 | 1.5106e-10 | 0 | 0 | 0.010025 | 3.5455e-08
[120 empty] | 7.3.3.17.5 (Remote Grid) Updates to grid topology to minimize risk of ignition in HFTDs Remote GridWLDFREquipment / facility failureAggregated | WLDFR | HFTD - Distribution - Tier 3 - 4QU CoRE ¦ 5QU LoRE | Red Flag Warning - Destructive Fires | Equipment / facility failure | Aggregated | 2034 | 1.5572e-07 | 117.3278 | 1.827e-05 | 2034 | Mitigation | 0.95 | 45 | 0 | esc | 0.00097009 | 1.5106e-10 | 0.00097009 | 1.5106e-10 | 0 | 0 | 0.010025 | 3.5455e-08
[120 empty] | 7.3.3.17.5 (Remote Grid) Updates to grid topology to minimize risk of ignition in HFTDs Remote GridWLDFREquipment / facility failureAggregated | WLDFR | HFTD - Distribution - Tier 3 - 4QU CoRE ¦ 5QU LoRE | Red Flag Warning - Destructive Fires | Equipment / facility failure | Aggregated | 2035 | 1.5572e-07 | 117.3278 | 1.827e-05 | 2035 | Mitigation | 0.95 | 45 | 0 | esc | 0.00097009 | 1.5106e-10 | 0.00097009 | 1.5106e-10 | 0 | 0 | 0.010025 | 3.5455e-08
[120 empty] | 7.3.3.17.5 (Remote Grid) Updates to grid topology to minimize risk of ignition in HFTDs Remote GridWLDFREquipment / facility failureAggregated | WLDFR | HFTD - Distribution - Tier 3 - 4QU CoRE ¦ 5QU LoRE | Red Flag Warning - Destructive Fires | Equipment / facility failure | Aggregated | 2036 | 1.5572e-07 | 117.3278 | 1.827e-05 | 2036 | Mitigation | 0.95 | 45 | 0 | esc | 0.00097009 | 1.5106e-10 | 0.00097009 | 1.5106e-10 | 0 | 0 | 0.010025 | 3.5455e-08
[120 empty] | 7.3.3.17.5 (Remote Grid) Updates to grid topology to minimize risk of ignition in HFTDs Remote GridWLDFREquipment / facility failureAggregated | WLDFR | HFTD - Distribution - Tier 3 - 4QU CoRE ¦ 5QU LoRE | Red Flag Warning - Destructive Fires | Equipment / facility failure | Aggregated | 2037 | 1.5572e-07 | 117.3278 | 1.827e-05 | 2037 | Mitigation | 0.95 | 45 | 0 | esc | 0.00097009 | 1.5106e-10 | 0.00097009 | 1.5106e-10 | 0 | 0 | 0.010025 | 3.5455e-08
[120 empty] | 7.3.3.17.5 (Remote Grid) Updates to grid topology to minimize risk of ignition in HFTDs Remote GridWLDFREquipment / facility failureAggregated | WLDFR | HFTD - Distribution - Tier 3 - 4QU CoRE ¦ 5QU LoRE | Red Flag Warning - Destructive Fires | Equipment / facility failure | Aggregated | 2038 | 1.5572e-07 | 117.3278 | 1.827e-05 | 2038 | Mitigation | 0.95 | 45 | 0 | esc | 0.00097009 | 1.5106e-10 | 0.00097009 | 1.5106e-10 | 0 | 0 | 0.010025 | 3.5455e-08
[120 empty] | 7.3.3.17.5 (Remote Grid) Updates to grid topology to minimize risk of ignition in HFTDs Remote GridWLDFREquipment / facility failureAggregated | WLDFR | HFTD - Distribution - Tier 3 - 4QU CoRE ¦ 5QU LoRE | Red Flag Warning - Destructive Fires | Equipment / facility failure | Aggregated | 2039 | 1.5572e-07 | 117.3278 | 1.827e-05 | 2039 | Mitigation | 0.95 | 45 | 0 | esc | 0.00097009 | 1.5106e-10 | 0.00097009 | 1.5106e-10 | 0 | 0 | 0.010025 | 3.5455e-08
[120 empty] | 7.3.3.17.5 (Remote Grid) Updates to grid topology to minimize risk of ignition in HFTDs Remote GridWLDFREquipment / facility failureAggregated | WLDFR | HFTD - Distribution - Tier 3 - 4QU CoRE ¦ 5QU LoRE | Red Flag Warning - Destructive Fires | Equipment / facility failure | Aggregated | 2040 | 1.5572e-07 | 117.3278 | 1.827e-05 | 2040 | Mitigation | 0.95 | 45 | 0 | esc | 0.00097009 | 1.5106e-10 | 0.00097009 | 1.5106e-10 | 0 | 0 | 0.010025 | 3.5455e-08
[120 empty] | 7.3.3.17.5 (Remote Grid) Updates to grid topology to minimize risk of ignition in HFTDs Remote GridWLDFREquipment / facility failureAggregated | WLDFR | HFTD - Distribution - Tier 3 - 4QU CoRE ¦ 5QU LoRE | Red Flag Warning - Destructive Fires | Equipment / facility failure | Aggregated | 2041 | 1.5572e-07 | 117.3278 | 1.827e-05 | 2041 | Mitigation | 0.95 | 45 | 0 | esc | 0.00097009 | 1.5106e-10 | 0.00097009 | 1.5106e-10 | 0 | 0 | 0.010025 | 3.5455e-08
[120 empty] | 7.3.3.17.5 (Remote Grid) Updates to grid topology to minimize risk of ignition in HFTDs Remote GridWLDFREquipment / facility failureAggregated | WLDFR | HFTD - Distribution - Tier 3 - 4QU CoRE ¦ 5QU LoRE | Red Flag Warning - Destructive Fires | Equipment / facility failure | Aggregated | 2042 | 1.5572e-07 | 117.3278 | 1.827e-05 | 2042 | Mitigation | 0.95 | 45 | 0 | esc | 0.00097009 | 1.5106e-10 | 0.00097009 | 1.5106e-10 | 0 | 0 | 0 | 0
[120 empty] | 7.3.3.17.5 (Remote Grid) Updates to grid topology to minimize risk of ignition in HFTDs Remote GridWLDFREquipment / facility failureAggregated | WLDFR | HFTD - Distribution - Tier 3 - 4QU CoRE ¦ 5QU LoRE | Red Flag Warning - Destructive Fires | Equipment / facility failure | Aggregated | 2043 | 1.5572e-07 | 117.3278 | 1.827e-05 | 2043 | Mitigation | 0.95 | 45 | 0 | esc | 0.00097009 | 1.5106e-10 | 0.00097009 | 1.5106e-10 | 0 | 0 | 0 | 0
[120 empty] | 7.3.3.17.5 (Remote Grid) Updates to grid topology to minimize risk of ignition in HFTDs Remote GridWLDFREquipment / facility failureAggregated | WLDFR | HFTD - Distribution - Tier 3 - 4QU CoRE ¦ 5QU LoRE | Red Flag Warning - Destructive Fires | Equipment / facility failure | Aggregated | 2044 | 1.5572e-07 | 117.3278 | 1.827e-05 | 2044 | Mitigation | 0.95 | 45 | 0 | esc | 0.00097009 | 1.5106e-10 | 0.00097009 | 1.5106e-10 | 0 | 0 | 0.0094681 | 1.6185e-07
[120 empty] | 7.3.3.17.5 (Remote Grid) Updates to grid topology to minimize risk of ignition in HFTDs Remote GridWLDFREquipment / facility failureAggregated | WLDFR | HFTD - Distribution - Tier 3 - 4QU CoRE ¦ 5QU LoRE | Red Flag Warning - Destructive Fires | Equipment / facility failure | Aggregated | 2045 | 1.5572e-07 | 117.3278 | 1.827e-05 | 2045 | Mitigation | 0.95 | 45 | 0 | esc | 0.00097009 | 1.5106e-10 | 0.00097009 | 1.5106e-10 | 0 | 0 | 0.0094681 | 1.6185e-07
[120 empty] | 7.3.3.17.5 (Remote Grid) Updates to grid topology to minimize risk of ignition in HFTDs Remote GridWLDFREquipment / facility failureAggregated | WLDFR | HFTD - Distribution - Tier 3 - 4QU CoRE ¦ 5QU LoRE | Red Flag Warning - Destructive Fires | Equipment / facility failure | Aggregated | 2046 | 1.5572e-07 | 117.3278 | 1.827e-05 | 2046 | Mitigation | 0.95 | 45 | 0 | esc | 0.00097009 | 1.5106e-10 | 0.00097009 | 1.5106e-10 | 0 | 0 | 0.0094681 | 1.6185e-07
[120 empty] | 7.3.3.17.5 (Remote Grid) Updates to grid topology to minimize risk of ignition in HFTDs Remote GridWLDFREquipment / facility failureAggregated | WLDFR | HFTD - Distribution - Tier 3 - 4QU CoRE ¦ 5QU LoRE | Red Flag Warning - Destructive Fires | Equipment / facility failure | Aggregated | 2047 | 1.5572e-07 | 117.3278 | 1.827e-05 | 2047 | Mitigation | 0.95 | 45 | 0 | esc | 0.00097009 | 1.5106e-10 | 0.00097009 | 1.5106e-10 | 0 | 0 | 0.0094681 | 1.6185e-07
[120 empty] | 7.3.3.17.5 (Remote Grid) Updates to grid topology to minimize risk of ignition in HFTDs Remote GridWLDFREquipment / facility failureAggregated | WLDFR | HFTD - Distribution - Tier 3 - 4QU CoRE ¦ 5QU LoRE | Red Flag Warning - Destructive Fires | Equipment / facility failure | Aggregated | 2048 | 1.5572e-07 | 117.3278 | 1.827e-05 | 2048 | Mitigation | 0.95 | 45 | 0 | esc | 0.00097009 | 1.5106e-10 | 0.00097009 | 1.5106e-10 | 0 | 0 | 0.0094681 | 1.6185e-07
[120 empty] | 7.3.3.17.5 (Remote Grid) Updates to grid topology to minimize risk of ignition in HFTDs Remote GridWLDFREquipment / facility failureAggregated | WLDFR | HFTD - Distribution - Tier 3 - 4QU CoRE ¦ 5QU LoRE | Red Flag Warning - Destructive Fires | Equipment / facility failure | Aggregated | 2049 | 1.5572e-07 | 117.3278 | 1.827e-05 | 2049 | Mitigation | 0.95 | 45 | 0 | esc | 0.00097009 | 1.5106e-10 | 0.00097009 | 1.5106e-10 | 0 | 0 | 0.0094681 | 1.6185e-07
[120 empty] | 7.3.3.17.5 (Remote Grid) Updates to grid topology to minimize risk of ignition in HFTDs Remote GridWLDFREquipment / facility failureAggregated | WLDFR | HFTD - Distribution - Tier 3 - 4QU CoRE ¦ 5QU LoRE | Red Flag Warning - Destructive Fires | Equipment / facility failure | Aggregated | 2050 | 1.5572e-07 | 117.3278 | 1.827e-05 | 2050 | Mitigation | 0.95 | 45 | 0 | esc | 0.00097009 | 1.5106e-10 | 0.00097009 | 1.5106e-10 | 0 | 0 | 0.0094681 | 1.6185e-07
[120 empty] | 7.3.3.17.5 (Remote Grid) Updates to grid topology to minimize risk of ignition in HFTDs Remote GridWLDFREquipment / facility failureAggregated | WLDFR | HFTD - Distribution - Tier 3 - 4QU CoRE ¦ 5QU LoRE | Red Flag Warning - Destructive Fires | Equipment / facility failure | Aggregated | 2051 | 1.5572e-07 | 117.3278 | 1.827e-05 | 2051 | Mitigation | 0.95 | 45 | 0 | esc | 0.00097009 | 1.5106e-10 | 0.00097009 | 1.5106e-10 | 0 | 0 | 0.0094681 | 1.6185e-07
[120 empty] | 7.3.3.17.5 (Remote Grid) Updates to grid topology to minimize risk of ignition in HFTDs Remote GridWLDFREquipment / facility failureAggregated | WLDFR | HFTD - Distribution - Tier 3 - 4QU CoRE ¦ 5QU LoRE | Red Flag Warning - Destructive Fires | Equipment / facility failure | Aggregated | 2052 | 1.5572e-07 | 117.3278 | 1.827e-05 | 2052 | Mitigation | 0.95 | 45 | 0 | esc | 0.00097009 | 1.5106e-10 | 0.00097009 | 1.5106e-10 | 0 | 0 | 0.0094681 | 1.6185e-07
[120 empty] | 7.3.3.17.5 (Remote Grid) Updates to grid topology to minimize risk of ignition in HFTDs Remote GridWLDFREquipment / facility failureAggregated | WLDFR | HFTD - Distribution - Tier 3 - 4QU CoRE ¦ 5QU LoRE | Red Flag Warning - Destructive Fires | Equipment / facility failure | Aggregated | 2053 | 1.5572e-07 | 117.3278 | 1.827e-05 | 2053 | Mitigation | 0.95 | 45 | 0 | esc | 0.00097009 | 1.5106e-10 | 0.00097009 | 1.5106e-10 | 0 | 0 | 0.0094681 | 1.6185e-07
[120 empty] | 7.3.3.17.5 (Remote Grid) Updates to grid topology to minimize risk of ignition in HFTDs Remote GridWLDFREquipment / facility failureAggregated | WLDFR | HFTD - Distribution - Tier 3 - 4QU CoRE ¦ 5QU LoRE | Red Flag Warning - Destructive Fires | Equipment / facility failure | Aggregated | 2054 | 1.5572e-07 | 117.3278 | 1.827e-05 | 2054 | Mitigation | 0.95 | 45 | 0 | esc | 0.00097009 | 1.5106e-10 | 0.00097009 | 1.5106e-10 | 0 | 0 | 0.0094681 | 1.6185e-07
[120 empty] | 7.3.3.17.5 (Remote Grid) Updates to grid topology to minimize risk of ignition in HFTDs Remote GridWLDFREquipment / facility failureAggregated | WLDFR | HFTD - Distribution - Tier 3 - 4QU CoRE ¦ 5QU LoRE | Red Flag Warning - Destructive Fires | Equipment / facility failure | Aggregated | 2055 | 1.5572e-07 | 117.3278 | 1.827e-05 | 2055 | Mitigation | 0.95 | 45 | 0 | esc | 0.00097009 | 1.5106e-10 | 0.00097009 | 1.5106e-10 | 0 | 0 | 0.0094681 | 1.6185e-07
[120 empty] | 7.3.3.17.5 (Remote Grid) Updates to grid topology to minimize risk of ignition in HFTDs Remote GridWLDFREquipment / facility failureAggregated | WLDFR | HFTD - Distribution - Tier 3 - 4QU CoRE ¦ 5QU LoRE | Red Flag Warning - Destructive Fires | Equipment / facility failure | Aggregated | 2056 | 1.5572e-07 | 117.3278 | 1.827e-05 | 2056 | Mitigation | 0.95 | 45 | 0 | esc | 0.00097009 | 1.5106e-10 | 0.00097009 | 1.5106e-10 | 0 | 0 | 0.0094681 | 1.6185e-07
[120 empty] | 7.3.3.17.5 (Remote Grid) Updates to grid topology to minimize risk of ignition in HFTDs Remote GridWLDFREquipment / facility failureAggregated | WLDFR | HFTD - Distribution - Tier 3 - 4QU CoRE ¦ 5QU LoRE | Red Flag Warning - Destructive Fires | Equipment / facility failure | Aggregated | 2057 | 1.5572e-07 | 117.3278 | 1.827e-05 | 2057 | Mitigation | 0.95 | 45 | 0 | esc | 0.00097009 | 1.5106e-10 | 0.00097009 | 1.5106e-10 | 0 | 0 | 0.0094681 | 1.6185e-07
[120 empty] | 7.3.3.17.5 (Remote Grid) Updates to grid topology to minimize risk of ignition in HFTDs Remote GridWLDFREquipment / facility failureAggregated | WLDFR | HFTD - Distribution - Tier 3 - 4QU CoRE ¦ 5QU LoRE | Red Flag Warning - Destructive Fires | Equipment / facility failure | Aggregated | 2058 | 1.5572e-07 | 117.3278 | 1.827e-05 | 2058 | Mitigation | 0.95 | 45 | 0 | esc | 0.00097009 | 1.5106e-10 | 0.00097009 | 1.5106e-10 | 0 | 0 | 0.0094681 | 1.6185e-07
[120 empty] | 7.3.3.17.5 (Remote Grid) Updates to grid topology to minimize risk of ignition in HFTDs Remote GridWLDFREquipment / facility failureAggregated | WLDFR | HFTD - Distribution - Tier 3 - 4QU CoRE ¦ 5QU LoRE | Red Flag Warning - Destructive Fires | Equipment / facility failure | Aggregated | 2059 | 1.5572e-07 | 117.3278 | 1.827e-05 | 2059 | Mitigation | 0.95 | 45 | 0 | esc | 0.00097009 | 1.5106e-10 | 0.00097009 | 1.5106e-10 | 0 | 0 | 0.0094681 | 1.6185e-07
[120 empty] | 7.3.3.17.5 (Remote Grid) Updates to grid topology to minimize risk of ignition in HFTDs Remote GridWLDFREquipment / facility failureAggregated | WLDFR | HFTD - Distribution - Tier 3 - 4QU CoRE ¦ 5QU LoRE | Red Flag Warning - Destructive Fires | Equipment / facility failure | Aggregated | 2060 | 1.5572e-07 | 117.3278 | 1.827e-05 | 2060 | Mitigation | 0.95 | 45 | 0 | esc | 0.00097009 | 1.5106e-10 | 0.00097009 | 1.5106e-10 | 0 | 0 | 0.0094681 | 1.6185e-07
[120 empty] | 7.3.3.17.5 (Remote Grid) Updates to grid topology to minimize risk of ignition in HFTDs Remote GridWLDFREquipment / facility failureAggregated | WLDFR | HFTD - Distribution - Tier 3 - 4QU CoRE ¦ 5QU LoRE | Red Flag Warning - Destructive Fires | Equipment / facility failure | Aggregated | 2061 | 1.5572e-07 | 117.3278 | 1.827e-05 | 2061 | Mitigation | 0.95 | 45 | 0 | esc | 0.00097009 | 1.5106e-10 | 0.00097009 | 1.5106e-10 | 0 | 0 | 0.0094681 | 1.6185e-07
[120 empty] | 7.3.3.17.5 (Remote Grid) Updates to grid topology to minimize risk of ignition in HFTDs Remote GridWLDFREquipment / facility failureAggregated | WLDFR | HFTD - Distribution - Tier 3 - 4QU CoRE ¦ 5QU LoRE | Red Flag Warning - Destructive Fires | Equipment / facility failure | Aggregated | 2062 | 1.5572e-07 | 117.3278 | 1.827e-05 | 2062 | Mitigation | 0.95 | 45 | 0 | esc | 0.00097009 | 1.5106e-10 | 0.00097009 | 1.5106e-10 | 0 | 0 | 0.0094681 | 1.6185e-07
[120 empty] | 7.3.3.17.5 (Remote Grid) Updates to grid topology to minimize risk of ignition in HFTDs Remote GridWLDFREquipment / facility failureAggregated | WLDFR | HFTD - Distribution - Tier 3 - 4QU CoRE ¦ 5QU LoRE | Red Flag Warning - Destructive Fires | Equipment / facility failure | Aggregated | 2063 | 1.5572e-07 | 117.3278 | 1.827e-05 | 2063 | Mitigation | 0.95 | 45 | 0 | esc | 0.00097009 | 1.5106e-10 | 0.00097009 | 1.5106e-10 | 0 | 0 | 0.0094681 | 1.6185e-07
[120 empty] | 7.3.3.17.5 (Remote Grid) Updates to grid topology to minimize risk of ignition in HFTDs Remote GridWLDFREquipment / facility failureAggregated | WLDFR | HFTD - Distribution - Tier 3 - 4QU CoRE ¦ 5QU LoRE | Red Flag Warning - Destructive Fires | Equipment / facility failure | Aggregated | 2064 | 1.5572e-07 | 117.3278 | 1.827e-05 | 2064 | Mitigation | 0.95 | 45 | 0 | esc | 0.00097009 | 1.5106e-10 | 0.00097009 | 1.5106e-10 | 0 | 0 | 0.0094681 | 1.6185e-07
[120 empty] | 7.3.3.17.5 (Remote Grid) Updates to grid topology to minimize risk of ignition in HFTDs Remote GridWLDFREquipment / facility failureAggregated | WLDFR | HFTD - Distribution - Tier 3 - 4QU CoRE ¦ 5QU LoRE | Red Flag Warning - Destructive Fires | Equipment / facility failure | Aggregated | 2065 | 1.5572e-07 | 117.3278 | 1.827e-05 | 2065 | Mitigation | 0.95 | 45 | 0 | esc | 0.00097009 | 1.5106e-10 | 0.00097009 | 1.5106e-10 | 0 | 0 | 0.0094681 | 1.6185e-07
[120 empty] | 7.3.3.17.5 (Remote Grid) Updates to grid topology to minimize risk of ignition in HFTDs Remote GridWLDFREquipment / facility failureAggregated | WLDFR | HFTD - Distribution - Tier 3 - 4QU CoRE ¦ 5QU LoRE | Red Flag Warning - Destructive Fires | Equipment / facility failure | Aggregated | 2066 | 1.5572e-07 | 117.3278 | 1.827e-05 | 2066 | Mitigation | 0.95 | 45 | 0 | esc | 0.00097009 | 1.5106e-10 | 0.00097009 | 1.5106e-10 | 0 | 0 | 0.0094681 | 1.6185e-07
[120 empty] | 7.3.3.17.5 (Remote Grid) Updates to grid topology to minimize risk of ignition in HFTDs Remote GridWLDFREquipment / facility failureAggregated | WLDFR | HFTD - Distribution - Tier 3 - 4QU CoRE ¦ 5QU LoRE | Red Flag Warning - Destructive Fires | Equipment / facility failure | Aggregated | 2067 | 1.5572e-07 | 117.3278 | 1.827e-05 | 2067 | Mitigation | 0.95 | 45 | 0 | esc | 0 | 0 | 0.00097009 | 1.5106e-10 | 0 | 0 | 0.0094681 | 1.6185e-07
[120 empty] | 7.3.3.17.5 (Remote Grid) Updates to grid topology to minimize risk of ignition in HFTDs Remote GridWLDFRVegetation ContactAggregated | WLDFR | HFTD - Distribution - Tier 3 - 4QU CoRE ¦ 5QU LoRE | Red Flag Warning - Destructive Fires | Vegetation Contact | Aggregated | 2022 | 6.3468e-07 | 117.3278 | 7.4466e-05 | 2022 | Mitigation | 0.95 | 45 | 0 | esc | 0.00097009 | 6.1569e-10 | 0 | 0 | 0 | 0 | 0.0094681 | 1.6185e-07
[120 empty] | 7.3.3.17.5 (Remote Grid) Updates to grid topology to minimize risk of ignition in HFTDs Remote GridWLDFRVegetation ContactAggregated | WLDFR | HFTD - Distribution - Tier 3 - 4QU CoRE ¦ 5QU LoRE | Red Flag Warning - Destructive Fires | Vegetation Contact | Aggregated | 2023 | 6.3468e-07 | 117.3278 | 7.4466e-05 | 2023 | Mitigation | 0.95 | 45 | 0 | esc | 0.00097009 | 6.1569e-10 | 0.00097009 | 6.1569e-10 | 0 | 0 | 0.0094681 | 1.6185e-07
[120 empty] | 7.3.3.17.5 (Remote Grid) Updates to grid topology to minimize risk of ignition in HFTDs Remote GridWLDFRVegetation ContactAggregated | WLDFR | HFTD - Distribution - Tier 3 - 4QU CoRE ¦ 5QU LoRE | Red Flag Warning - Destructive Fires | Vegetation Contact | Aggregated | 2024 | 6.3468e-07 | 117.3278 | 7.4466e-05 | 2024 | Mitigation | 0.95 | 45 | 0 | esc | 0.00097009 | 6.1569e-10 | 0.00097009 | 6.1569e-10 | 0 | 0 | 0.0094681 | 1.6185e-07
[120 empty] | 7.3.3.17.5 (Remote Grid) Updates to grid topology to minimize risk of ignition in HFTDs Remote GridWLDFRVegetation ContactAggregated | WLDFR | HFTD - Distribution - Tier 3 - 4QU CoRE ¦ 5QU LoRE | Red Flag Warning - Destructive Fires | Vegetation Contact | Aggregated | 2025 | 6.3468e-07 | 117.3278 | 7.4466e-05 | 2025 | Mitigation | 0.95 | 45 | 0 | esc | 0.00097009 | 6.1569e-10 | 0.00097009 | 6.1569e-10 | 0 | 0 | 0.0094681 | 1.6185e-07
[120 empty] | 7.3.3.17.5 (Remote Grid) Updates to grid topology to minimize risk of ignition in HFTDs Remote GridWLDFRVegetation ContactAggregated | WLDFR | HFTD - Distribution - Tier 3 - 4QU CoRE ¦ 5QU LoRE | Red Flag Warning - Destructive Fires | Vegetation Contact | Aggregated | 2026 | 6.3468e-07 | 117.3278 | 7.4466e-05 | 2026 | Mitigation | 0.95 | 45 | 0 | esc | 0.00097009 | 6.1569e-10 | 0.00097009 | 6.1569e-10 | 0 | 0 | 0.0094681 | 1.6185e-07
[120 empty] | 7.3.3.17.5 (Remote Grid) Updates to grid topology to minimize risk of ignition in HFTDs Remote GridWLDFRVegetation ContactAggregated | WLDFR | HFTD - Distribution - Tier 3 - 4QU CoRE ¦ 5QU LoRE | Red Flag Warning - Destructive Fires | Vegetation Contact | Aggregated | 2027 | 6.3468e-07 | 117.3278 | 7.4466e-05 | 2027 | Mitigation | 0.95 | 45 | 0 | esc | 0.00097009 | 6.1569e-10 | 0.00097009 | 6.1569e-10 | 0 | 0 | 0.0094681 | 1.6185e-07
[120 empty] | 7.3.3.17.5 (Remote Grid) Updates to grid topology to minimize risk of ignition in HFTDs Remote GridWLDFRVegetation ContactAggregated | WLDFR | HFTD - Distribution - Tier 3 - 4QU CoRE ¦ 5QU LoRE | Red Flag Warning - Destructive Fires | Vegetation Contact | Aggregated | 2028 | 6.3468e-07 | 117.3278 | 7.4466e-05 | 2028 | Mitigation | 0.95 | 45 | 0 | esc | 0.00097009 | 6.1569e-10 | 0.00097009 | 6.1569e-10 | 0 | 0 | 0 | 0
[120 empty] | 7.3.3.17.5 (Remote Grid) Updates to grid topology to minimize risk of ignition in HFTDs Remote GridWLDFRVegetation ContactAggregated | WLDFR | HFTD - Distribution - Tier 3 - 4QU CoRE ¦ 5QU LoRE | Red Flag Warning - Destructive Fires | Vegetation Contact | Aggregated | 2029 | 6.3468e-07 | 117.3278 | 7.4466e-05 | 2029 | Mitigation | 0.95 | 45 | 0 | esc | 0.00097009 | 6.1569e-10 | 0.00097009 | 6.1569e-10 | 0 | 0 | 0 | 0
[120 empty] | 7.3.3.17.5 (Remote Grid) Updates to grid topology to minimize risk of ignition in HFTDs Remote GridWLDFRVegetation ContactAggregated | WLDFR | HFTD - Distribution - Tier 3 - 4QU CoRE ¦ 5QU LoRE | Red Flag Warning - Destructive Fires | Vegetation Contact | Aggregated | 2030 | 6.3468e-07 | 117.3278 | 7.4466e-05 | 2030 | Mitigation | 0.95 | 45 | 0 | esc | 0.00097009 | 6.1569e-10 | 0.00097009 | 6.1569e-10 | 0 | 0 | 0.010598 | 4.9943e-09
[120 empty] | 7.3.3.17.5 (Remote Grid) Updates to grid topology to minimize risk of ignition in HFTDs Remote GridWLDFRVegetation ContactAggregated | WLDFR | HFTD - Distribution - Tier 3 - 4QU CoRE ¦ 5QU LoRE | Red Flag Warning - Destructive Fires | Vegetation Contact | Aggregated | 2031 | 6.3468e-07 | 117.3278 | 7.4466e-05 | 2031 | Mitigation | 0.95 | 45 | 0 | esc | 0.00097009 | 6.1569e-10 | 0.00097009 | 6.1569e-10 | 0 | 0 | 0.010598 | 4.9943e-09
[120 empty] | 7.3.3.17.5 (Remote Grid) Updates to grid topology to minimize risk of ignition in HFTDs Remote GridWLDFRVegetation ContactAggregated | WLDFR | HFTD - Distribution - Tier 3 - 4QU CoRE ¦ 5QU LoRE | Red Flag Warning - Destructive Fires | Vegetation Contact | Aggregated | 2032 | 6.3468e-07 | 117.3278 | 7.4466e-05 | 2032 | Mitigation | 0.95 | 45 | 0 | esc | 0.00097009 | 6.1569e-10 | 0.00097009 | 6.1569e-10 | 0 | 0 | 0.010598 | 4.9943e-09
[120 empty] | 7.3.3.17.5 (Remote Grid) Updates to grid topology to minimize risk of ignition in HFTDs Remote GridWLDFRVegetation ContactAggregated | WLDFR | HFTD - Distribution - Tier 3 - 4QU CoRE ¦ 5QU LoRE | Red Flag Warning - Destructive Fires | Vegetation Contact | Aggregated | 2033 | 6.3468e-07 | 117.3278 | 7.4466e-05 | 2033 | Mitigation | 0.95 | 45 | 0 | esc | 0.00097009 | 6.1569e-10 | 0.00097009 | 6.1569e-10 | 0 | 0 | 0.010598 | 4.9943e-09
[120 empty] | 7.3.3.17.5 (Remote Grid) Updates to grid topology to minimize risk of ignition in HFTDs Remote GridWLDFRVegetation ContactAggregated | WLDFR | HFTD - Distribution - Tier 3 - 4QU CoRE ¦ 5QU LoRE | Red Flag Warning - Destructive Fires | Vegetation Contact | Aggregated | 2034 | 6.3468e-07 | 117.3278 | 7.4466e-05 | 2034 | Mitigation | 0.95 | 45 | 0 | esc | 0.00097009 | 6.1569e-10 | 0.00097009 | 6.1569e-10 | 0 | 0 | 0.010598 | 4.9943e-09
[120 empty] | 7.3.3.17.5 (Remote Grid) Updates to grid topology to minimize risk of ignition in HFTDs Remote GridWLDFRVegetation ContactAggregated | WLDFR | HFTD - Distribution - Tier 3 - 4QU CoRE ¦ 5QU LoRE | Red Flag Warning - Destructive Fires | Vegetation Contact | Aggregated | 2035 | 6.3468e-07 | 117.3278 | 7.4466e-05 | 2035 | Mitigation | 0.95 | 45 | 0 | esc | 0.00097009 | 6.1569e-10 | 0.00097009 | 6.1569e-10 | 0 | 0 | 0.010598 | 4.9943e-09
[120 empty] | 7.3.3.17.5 (Remote Grid) Updates to grid topology to minimize risk of ignition in HFTDs Remote GridWLDFRVegetation ContactAggregated | WLDFR | HFTD - Distribution - Tier 3 - 4QU CoRE ¦ 5QU LoRE | Red Flag Warning - Destructive Fires | Vegetation Contact | Aggregated | 2036 | 6.3468e-07 | 117.3278 | 7.4466e-05 | 2036 | Mitigation | 0.95 | 45 | 0 | esc | 0.00097009 | 6.1569e-10 | 0.00097009 | 6.1569e-10 | 0 | 0 | 0.010598 | 4.9943e-09
[120 empty] | 7.3.3.17.5 (Remote Grid) Updates to grid topology to minimize risk of ignition in HFTDs Remote GridWLDFRVegetation ContactAggregated | WLDFR | HFTD - Distribution - Tier 3 - 4QU CoRE ¦ 5QU LoRE | Red Flag Warning - Destructive Fires | Vegetation Contact | Aggregated | 2037 | 6.3468e-07 | 117.3278 | 7.4466e-05 | 2037 | Mitigation | 0.95 | 45 | 0 | esc | 0.00097009 | 6.1569e-10 | 0.00097009 | 6.1569e-10 | 0 | 0 | 0.010598 | 4.9943e-09
[120 empty] | 7.3.3.17.5 (Remote Grid) Updates to grid topology to minimize risk of ignition in HFTDs Remote GridWLDFRVegetation ContactAggregated | WLDFR | HFTD - Distribution - Tier 3 - 4QU CoRE ¦ 5QU LoRE | Red Flag Warning - Destructive Fires | Vegetation Contact | Aggregated | 2038 | 6.3468e-07 | 117.3278 | 7.4466e-05 | 2038 | Mitigation | 0.95 | 45 | 0 | esc | 0.00097009 | 6.1569e-10 | 0.00097009 | 6.1569e-10 | 0 | 0 | 0.010598 | 4.9943e-09
[120 empty] | 7.3.3.17.5 (Remote Grid) Updates to grid topology to minimize risk of ignition in HFTDs Remote GridWLDFRVegetation ContactAggregated | WLDFR | HFTD - Distribution - Tier 3 - 4QU CoRE ¦ 5QU LoRE | Red Flag Warning - Destructive Fires | Vegetation Contact | Aggregated | 2039 | 6.3468e-07 | 117.3278 | 7.4466e-05 | 2039 | Mitigation | 0.95 | 45 | 0 | esc | 0.00097009 | 6.1569e-10 | 0.00097009 | 6.1569e-10 | 0 | 0 | 0.010598 | 4.9943e-09
[120 empty] | 7.3.3.17.5 (Remote Grid) Updates to grid topology to minimize risk of ignition in HFTDs Remote GridWLDFRVegetation ContactAggregated | WLDFR | HFTD - Distribution - Tier 3 - 4QU CoRE ¦ 5QU LoRE | Red Flag Warning - Destructive Fires | Vegetation Contact | Aggregated | 2040 | 6.3468e-07 | 117.3278 | 7.4466e-05 | 2040 | Mitigation | 0.95 | 45 | 0 | esc | 0.00097009 | 6.1569e-10 | 0.00097009 | 6.1569e-10 | 0 | 0 | 0.010598 | 4.9943e-09
[120 empty] | 7.3.3.17.5 (Remote Grid) Updates to grid topology to minimize risk of ignition in HFTDs Remote GridWLDFRVegetation ContactAggregated | WLDFR | HFTD - Distribution - Tier 3 - 4QU CoRE ¦ 5QU LoRE | Red Flag Warning - Destructive Fires | Vegetation Contact | Aggregated | 2041 | 6.3468e-07 | 117.3278 | 7.4466e-05 | 2041 | Mitigation | 0.95 | 45 | 0 | esc | 0.00097009 | 6.1569e-10 | 0.00097009 | 6.1569e-10 | 0 | 0 | 0.010598 | 4.9943e-09
[120 empty] | 7.3.3.17.5 (Remote Grid) Updates to grid topology to minimize risk of ignition in HFTDs Remote GridWLDFRVegetation ContactAggregated | WLDFR | HFTD - Distribution - Tier 3 - 4QU CoRE ¦ 5QU LoRE | Red Flag Warning - Destructive Fires | Vegetation Contact | Aggregated | 2042 | 6.3468e-07 | 117.3278 | 7.4466e-05 | 2042 | Mitigation | 0.95 | 45 | 0 | esc | 0.00097009 | 6.1569e-10 | 0.00097009 | 6.1569e-10 | 0 | 0 | 0.010598 | 4.9943e-09
[120 empty] | 7.3.3.17.5 (Remote Grid) Updates to grid topology to minimize risk of ignition in HFTDs Remote GridWLDFRVegetation ContactAggregated | WLDFR | HFTD - Distribution - Tier 3 - 4QU CoRE ¦ 5QU LoRE | Red Flag Warning - Destructive Fires | Vegetation Contact | Aggregated | 2043 | 6.3468e-07 | 117.3278 | 7.4466e-05 | 2043 | Mitigation | 0.95 | 45 | 0 | esc | 0.00097009 | 6.1569e-10 | 0.00097009 | 6.1569e-10 | 0 | 0 | 0.010598 | 4.9943e-09
[120 empty] | 7.3.3.17.5 (Remote Grid) Updates to grid topology to minimize risk of ignition in HFTDs Remote GridWLDFRVegetation ContactAggregated | WLDFR | HFTD - Distribution - Tier 3 - 4QU CoRE ¦ 5QU LoRE | Red Flag Warning - Destructive Fires | Vegetation Contact | Aggregated | 2044 | 6.3468e-07 | 117.3278 | 7.4466e-05 | 2044 | Mitigation | 0.95 | 45 | 0 | esc | 0.00097009 | 6.1569e-10 | 0.00097009 | 6.1569e-10 | 0 | 0 | 0.010598 | 4.9943e-09
[120 empty] | 7.3.3.17.5 (Remote Grid) Updates to grid topology to minimize risk of ignition in HFTDs Remote GridWLDFRVegetation ContactAggregated | WLDFR | HFTD - Distribution - Tier 3 - 4QU CoRE ¦ 5QU LoRE | Red Flag Warning - Destructive Fires | Vegetation Contact | Aggregated | 2045 | 6.3468e-07 | 117.3278 | 7.4466e-05 | 2045 | Mitigation | 0.95 | 45 | 0 | esc | 0.00097009 | 6.1569e-10 | 0.00097009 | 6.1569e-10 | 0 | 0 | 0.010598 | 4.9943e-09
[120 empty] | 7.3.3.17.5 (Remote Grid) Updates to grid topology to minimize risk of ignition in HFTDs Remote GridWLDFRVegetation ContactAggregated | WLDFR | HFTD - Distribution - Tier 3 - 4QU CoRE ¦ 5QU LoRE | Red Flag Warning - Destructive Fires | Vegetation Contact | Aggregated | 2046 | 6.3468e-07 | 117.3278 | 7.4466e-05 | 2046 | Mitigation | 0.95 | 45 | 0 | esc | 0.00097009 | 6.1569e-10 | 0.00097009 | 6.1569e-10 | 0 | 0 | 0.010598 | 4.9943e-09
[120 empty] | 7.3.3.17.5 (Remote Grid) Updates to grid topology to minimize risk of ignition in HFTDs Remote GridWLDFRVegetation ContactAggregated | WLDFR | HFTD - Distribution - Tier 3 - 4QU CoRE ¦ 5QU LoRE | Red Flag Warning - Destructive Fires | Vegetation Contact | Aggregated | 2047 | 6.3468e-07 | 117.3278 | 7.4466e-05 | 2047 | Mitigation | 0.95 | 45 | 0 | esc | 0.00097009 | 6.1569e-10 | 0.00097009 | 6.1569e-10 | 0 | 0 | 0.010598 | 4.9943e-09
[120 empty] | 7.3.3.17.5 (Remote Grid) Updates to grid topology to minimize risk of ignition in HFTDs Remote GridWLDFRVegetation ContactAggregated | WLDFR | HFTD - Distribution - Tier 3 - 4QU CoRE ¦ 5QU LoRE | Red Flag Warning - Destructive Fires | Vegetation Contact | Aggregated | 2048 | 6.3468e-07 | 117.3278 | 7.4466e-05 | 2048 | Mitigation | 0.95 | 45 | 0 | esc | 0.00097009 | 6.1569e-10 | 0.00097009 | 6.1569e-10 | 0 | 0 | 0.010598 | 4.9943e-09
[120 empty] | 7.3.3.17.5 (Remote Grid) Updates to grid topology to minimize risk of ignition in HFTDs Remote GridWLDFRVegetation ContactAggregated | WLDFR | HFTD - Distribution - Tier 3 - 4QU CoRE ¦ 5QU LoRE | Red Flag Warning - Destructive Fires | Vegetation Contact | Aggregated | 2049 | 6.3468e-07 | 117.3278 | 7.4466e-05 | 2049 | Mitigation | 0.95 | 45 | 0 | esc | 0.00097009 | 6.1569e-10 | 0.00097009 | 6.1569e-10 | 0 | 0 | 0.010598 | 4.9943e-09
[120 empty] | 7.3.3.17.5 (Remote Grid) Updates to grid topology to minimize risk of ignition in HFTDs Remote GridWLDFRVegetation ContactAggregated | WLDFR | HFTD - Distribution - Tier 3 - 4QU CoRE ¦ 5QU LoRE | Red Flag Warning - Destructive Fires | Vegetation Contact | Aggregated | 2050 | 6.3468e-07 | 117.3278 | 7.4466e-05 | 2050 | Mitigation | 0.95 | 45 | 0 | esc | 0.00097009 | 6.1569e-10 | 0.00097009 | 6.1569e-10 | 0 | 0 | 0.010598 | 4.9943e-09
[120 empty] | 7.3.3.17.5 (Remote Grid) Updates to grid topology to minimize risk of ignition in HFTDs Remote GridWLDFRVegetation ContactAggregated | WLDFR | HFTD - Distribution - Tier 3 - 4QU CoRE ¦ 5QU LoRE | Red Flag Warning - Destructive Fires | Vegetation Contact | Aggregated | 2051 | 6.3468e-07 | 117.3278 | 7.4466e-05 | 2051 | Mitigation | 0.95 | 45 | 0 | esc | 0.00097009 | 6.1569e-10 | 0.00097009 | 6.1569e-10 | 0 | 0 | 0.010598 | 4.9943e-09
[120 empty] | 7.3.3.17.5 (Remote Grid) Updates to grid topology to minimize risk of ignition in HFTDs Remote GridWLDFRVegetation ContactAggregated | WLDFR | HFTD - Distribution - Tier 3 - 4QU CoRE ¦ 5QU LoRE | Red Flag Warning - Destructive Fires | Vegetation Contact | Aggregated | 2052 | 6.3468e-07 | 117.3278 | 7.4466e-05 | 2052 | Mitigation | 0.95 | 45 | 0 | esc | 0.00097009 | 6.1569e-10 | 0.00097009 | 6.1569e-10 | 0 | 0 | 0.010598 | 4.9943e-09
[120 empty] | 7.3.3.17.5 (Remote Grid) Updates to grid topology to minimize risk of ignition in HFTDs Remote GridWLDFRVegetation ContactAggregated | WLDFR | HFTD - Distribution - Tier 3 - 4QU CoRE ¦ 5QU LoRE | Red Flag Warning - Destructive Fires | Vegetation Contact | Aggregated | 2053 | 6.3468e-07 | 117.3278 | 7.4466e-05 | 2053 | Mitigation | 0.95 | 45 | 0 | esc | 0.00097009 | 6.1569e-10 | 0.00097009 | 6.1569e-10 | 0 | 0 | 0.010598 | 4.9943e-09
[120 empty] | 7.3.3.17.5 (Remote Grid) Updates to grid topology to minimize risk of ignition in HFTDs Remote GridWLDFRVegetation ContactAggregated | WLDFR | HFTD - Distribution - Tier 3 - 4QU CoRE ¦ 5QU LoRE | Red Flag Warning - Destructive Fires | Vegetation Contact | Aggregated | 2054 | 6.3468e-07 | 117.3278 | 7.4466e-05 | 2054 | Mitigation | 0.95 | 45 | 0 | esc | 0.00097009 | 6.1569e-10 | 0.00097009 | 6.1569e-10 | 0 | 0 | 0.010598 | 4.9943e-09
[120 empty] | 7.3.3.17.5 (Remote Grid) Updates to grid topology to minimize risk of ignition in HFTDs Remote GridWLDFRVegetation ContactAggregated | WLDFR | HFTD - Distribution - Tier 3 - 4QU CoRE ¦ 5QU LoRE | Red Flag Warning - Destructive Fires | Vegetation Contact | Aggregated | 2055 | 6.3468e-07 | 117.3278 | 7.4466e-05 | 2055 | Mitigation | 0.95 | 45 | 0 | esc | 0.00097009 | 6.1569e-10 | 0.00097009 | 6.1569e-10 | 0 | 0 | 0.010598 | 4.9943e-09
[120 empty] | 7.3.3.17.5 (Remote Grid) Updates to grid topology to minimize risk of ignition in HFTDs Remote GridWLDFRVegetation ContactAggregated | WLDFR | HFTD - Distribution - Tier 3 - 4QU CoRE ¦ 5QU LoRE | Red Flag Warning - Destructive Fires | Vegetation Contact | Aggregated | 2056 | 6.3468e-07 | 117.3278 | 7.4466e-05 | 2056 | Mitigation | 0.95 | 45 | 0 | esc | 0.00097009 | 6.1569e-10 | 0.00097009 | 6.1569e-10 | 0 | 0 | 0.010598 | 4.9943e-09
[120 empty] | 7.3.3.17.5 (Remote Grid) Updates to grid topology to minimize risk of ignition in HFTDs Remote GridWLDFRVegetation ContactAggregated | WLDFR | HFTD - Distribution - Tier 3 - 4QU CoRE ¦ 5QU LoRE | Red Flag Warning - Destructive Fires | Vegetation Contact | Aggregated | 2057 | 6.3468e-07 | 117.3278 | 7.4466e-05 | 2057 | Mitigation | 0.95 | 45 | 0 | esc | 0.00097009 | 6.1569e-10 | 0.00097009 | 6.1569e-10 | 0 | 0 | 0.010598 | 4.9943e-09
[120 empty] | 7.3.3.17.5 (Remote Grid) Updates to grid topology to minimize risk of ignition in HFTDs Remote GridWLDFRVegetation ContactAggregated | WLDFR | HFTD - Distribution - Tier 3 - 4QU CoRE ¦ 5QU LoRE | Red Flag Warning - Destructive Fires | Vegetation Contact | Aggregated | 2058 | 6.3468e-07 | 117.3278 | 7.4466e-05 | 2058 | Mitigation | 0.95 | 45 | 0 | esc | 0.00097009 | 6.1569e-10 | 0.00097009 | 6.1569e-10 | 0 | 0 | 0.010598 | 4.9943e-09
[120 empty] | 7.3.3.17.5 (Remote Grid) Updates to grid topology to minimize risk of ignition in HFTDs Remote GridWLDFRVegetation ContactAggregated | WLDFR | HFTD - Distribution - Tier 3 - 4QU CoRE ¦ 5QU LoRE | Red Flag Warning - Destructive Fires | Vegetation Contact | Aggregated | 2059 | 6.3468e-07 | 117.3278 | 7.4466e-05 | 2059 | Mitigation | 0.95 | 45 | 0 | esc | 0.00097009 | 6.1569e-10 | 0.00097009 | 6.1569e-10 | 0 | 0 | 0.010598 | 4.9943e-09
[120 empty] | 7.3.3.17.5 (Remote Grid) Updates to grid topology to minimize risk of ignition in HFTDs Remote GridWLDFRVegetation ContactAggregated | WLDFR | HFTD - Distribution - Tier 3 - 4QU CoRE ¦ 5QU LoRE | Red Flag Warning - Destructive Fires | Vegetation Contact | Aggregated | 2060 | 6.3468e-07 | 117.3278 | 7.4466e-05 | 2060 | Mitigation | 0.95 | 45 | 0 | esc | 0.00097009 | 6.1569e-10 | 0.00097009 | 6.1569e-10 | 0 | 0 | 0 | 0
[120 empty] | 7.3.3.17.5 (Remote Grid) Updates to grid topology to minimize risk of ignition in HFTDs Remote GridWLDFRVegetation ContactAggregated | WLDFR | HFTD - Distribution - Tier 3 - 4QU CoRE ¦ 5QU LoRE | Red Flag Warning - Destructive Fires | Vegetation Contact | Aggregated | 2061 | 6.3468e-07 | 117.3278 | 7.4466e-05 | 2061 | Mitigation | 0.95 | 45 | 0 | esc | 0.00097009 | 6.1569e-10 | 0.00097009 | 6.1569e-10 | 0 | 0 | 0 | 0
[120 empty] | 7.3.3.17.5 (Remote Grid) Updates to grid topology to minimize risk of ignition in HFTDs Remote GridWLDFRVegetation ContactAggregated | WLDFR | HFTD - Distribution - Tier 3 - 4QU CoRE ¦ 5QU LoRE | Red Flag Warning - Destructive Fires | Vegetation Contact | Aggregated | 2062 | 6.3468e-07 | 117.3278 | 7.4466e-05 | 2062 | Mitigation | 0.95 | 45 | 0 | esc | 0.00097009 | 6.1569e-10 | 0.00097009 | 6.1569e-10 | 0 | 0 | 0.0087991 | 2.4465e-07
[120 empty] | 7.3.3.17.5 (Remote Grid) Updates to grid topology to minimize risk of ignition in HFTDs Remote GridWLDFRVegetation ContactAggregated | WLDFR | HFTD - Distribution - Tier 3 - 4QU CoRE ¦ 5QU LoRE | Red Flag Warning - Destructive Fires | Vegetation Contact | Aggregated | 2063 | 6.3468e-07 | 117.3278 | 7.4466e-05 | 2063 | Mitigation | 0.95 | 45 | 0 | esc | 0.00097009 | 6.1569e-10 | 0.00097009 | 6.1569e-10 | 0 | 0 | 0.0087991 | 2.4465e-07
[120 empty] | 7.3.3.17.5 (Remote Grid) Updates to grid topology to minimize risk of ignition in HFTDs Remote GridWLDFRVegetation ContactAggregated | WLDFR | HFTD - Distribution - Tier 3 - 4QU CoRE ¦ 5QU LoRE | Red Flag Warning - Destructive Fires | Vegetation Contact | Aggregated | 2064 | 6.3468e-07 | 117.3278 | 7.4466e-05 | 2064 | Mitigation | 0.95 | 45 | 0 | esc | 0.00097009 | 6.1569e-10 | 0.00097009 | 6.1569e-10 | 0 | 0 | 0.0087991 | 2.4465e-07
[120 empty] | 7.3.3.17.5 (Remote Grid) Updates to grid topology to minimize risk of ignition in HFTDs Remote GridWLDFRVegetation ContactAggregated | WLDFR | HFTD - Distribution - Tier 3 - 4QU CoRE ¦ 5QU LoRE | Red Flag Warning - Destructive Fires | Vegetation Contact | Aggregated | 2065 | 6.3468e-07 | 117.3278 | 7.4466e-05 | 2065 | Mitigation | 0.95 | 45 | 0 | esc | 0.00097009 | 6.1569e-10 | 0.00097009 | 6.1569e-10 | 0 | 0 | 0.0087991 | 2.4465e-07
[120 empty] | 7.3.3.17.5 (Remote Grid) Updates to grid topology to minimize risk of ignition in HFTDs Remote GridWLDFRVegetation ContactAggregated | WLDFR | HFTD - Distribution - Tier 3 - 4QU CoRE ¦ 5QU LoRE | Red Flag Warning - Destructive Fires | Vegetation Contact | Aggregated | 2066 | 6.3468e-07 | 117.3278 | 7.4466e-05 | 2066 | Mitigation | 0.95 | 45 | 0 | esc | 0.00097009 | 6.1569e-10 | 0.00097009 | 6.1569e-10 | 0 | 0 | 0.0087991 | 2.4465e-07
[120 empty] | 7.3.3.17.5 (Remote Grid) Updates to grid topology to minimize risk of ignition in HFTDs Remote GridWLDFRVegetation ContactAggregated | WLDFR | HFTD - Distribution - Tier 3 - 4QU CoRE ¦ 5QU LoRE | Red Flag Warning - Destructive Fires | Vegetation Contact | Aggregated | 2067 | 6.3468e-07 | 117.3278 | 7.4466e-05 | 2067 | Mitigation | 0.95 | 45 | 0 | esc | 0 | 0 | 0.00097009 | 6.1569e-10 | 0 | 0 | 0.0087991 | 2.4465e-07
[120 empty] | 7.3.3.17.5 (Remote Grid) Updates to grid topology to minimize risk of ignition in HFTDs Remote GridWLDFREquipment / facility failureAggregated | WLDFR | HFTD - Distribution - Tier 3 - 4QU CoRE ¦ 5QU LoRE | Red Flag Warning - Large Fires | Equipment / facility failure | Aggregated | 2022 | 2.7012e-06 | 117.3278 | 0.00031692 | 2022 | Mitigation | 0.95 | 45 | 0 | esc | 0.00097009 | 2.6203e-09 | 0 | 0 | 0 | 0 | 0.0087991 | 2.4465e-07
[120 empty] | 7.3.3.17.5 (Remote Grid) Updates to grid topology to minimize risk of ignition in HFTDs Remote GridWLDFREquipment / facility failureAggregated | WLDFR | HFTD - Distribution - Tier 3 - 4QU CoRE ¦ 5QU LoRE | Red Flag Warning - Large Fires | Equipment / facility failure | Aggregated | 2023 | 2.7012e-06 | 117.3278 | 0.00031692 | 2023 | Mitigation | 0.95 | 45 | 0 | esc | 0.00097009 | 2.6203e-09 | 0.00097009 | 2.6203e-09 | 0 | 0 | 0.0087991 | 2.4465e-07
[120 empty] | 7.3.3.17.5 (Remote Grid) Updates to grid topology to minimize risk of ignition in HFTDs Remote GridWLDFREquipment / facility failureAggregated | WLDFR | HFTD - Distribution - Tier 3 - 4QU CoRE ¦ 5QU LoRE | Red Flag Warning - Large Fires | Equipment / facility failure | Aggregated | 2024 | 2.7012e-06 | 117.3278 | 0.00031692 | 2024 | Mitigation | 0.95 | 45 | 0 | esc | 0.00097009 | 2.6203e-09 | 0.00097009 | 2.6203e-09 | 0 | 0 | 0.0087991 | 2.4465e-07
[120 empty] | 7.3.3.17.5 (Remote Grid) Updates to grid topology to minimize risk of ignition in HFTDs Remote GridWLDFREquipment / facility failureAggregated | WLDFR | HFTD - Distribution - Tier 3 - 4QU CoRE ¦ 5QU LoRE | Red Flag Warning - Large Fires | Equipment / facility failure | Aggregated | 2025 | 2.7012e-06 | 117.3278 | 0.00031692 | 2025 | Mitigation | 0.95 | 45 | 0 | esc | 0.00097009 | 2.6203e-09 | 0.00097009 | 2.6203e-09 | 0 | 0 | 0.0087991 | 2.4465e-07
[120 empty] | 7.3.3.17.5 (Remote Grid) Updates to grid topology to minimize risk of ignition in HFTDs Remote GridWLDFREquipment / facility failureAggregated | WLDFR | HFTD - Distribution - Tier 3 - 4QU CoRE ¦ 5QU LoRE | Red Flag Warning - Large Fires | Equipment / facility failure | Aggregated | 2026 | 2.7012e-06 | 117.3278 | 0.00031692 | 2026 | Mitigation | 0.95 | 45 | 0 | esc | 0.00097009 | 2.6203e-09 | 0.00097009 | 2.6203e-09 | 0 | 0 | 0.0087991 | 2.4465e-07
[120 empty] | 7.3.3.17.5 (Remote Grid) Updates to grid topology to minimize risk of ignition in HFTDs Remote GridWLDFREquipment / facility failureAggregated | WLDFR | HFTD - Distribution - Tier 3 - 4QU CoRE ¦ 5QU LoRE | Red Flag Warning - Large Fires | Equipment / facility failure | Aggregated | 2027 | 2.7012e-06 | 117.3278 | 0.00031692 | 2027 | Mitigation | 0.95 | 45 | 0 | esc | 0.00097009 | 2.6203e-09 | 0.00097009 | 2.6203e-09 | 0 | 0 | 0.0087991 | 2.4465e-07
[120 empty] | 7.3.3.17.5 (Remote Grid) Updates to grid topology to minimize risk of ignition in HFTDs Remote GridWLDFREquipment / facility failureAggregated | WLDFR | HFTD - Distribution - Tier 3 - 4QU CoRE ¦ 5QU LoRE | Red Flag Warning - Large Fires | Equipment / facility failure | Aggregated | 2028 | 2.7012e-06 | 117.3278 | 0.00031692 | 2028 | Mitigation | 0.95 | 45 | 0 | esc | 0.00097009 | 2.6203e-09 | 0.00097009 | 2.6203e-09 | 0 | 0 | 0.0087991 | 2.4465e-07
[120 empty] | 7.3.3.17.5 (Remote Grid) Updates to grid topology to minimize risk of ignition in HFTDs Remote GridWLDFREquipment / facility failureAggregated | WLDFR | HFTD - Distribution - Tier 3 - 4QU CoRE ¦ 5QU LoRE | Red Flag Warning - Large Fires | Equipment / facility failure | Aggregated | 2029 | 2.7012e-06 | 117.3278 | 0.00031692 | 2029 | Mitigation | 0.95 | 45 | 0 | esc | 0.00097009 | 2.6203e-09 | 0.00097009 | 2.6203e-09 | 0 | 0 | 0.0087991 | 2.4465e-07
[120 empty] | 7.3.3.17.5 (Remote Grid) Updates to grid topology to minimize risk of ignition in HFTDs Remote GridWLDFREquipment / facility failureAggregated | WLDFR | HFTD - Distribution - Tier 3 - 4QU CoRE ¦ 5QU LoRE | Red Flag Warning - Large Fires | Equipment / facility failure | Aggregated | 2030 | 2.7012e-06 | 117.3278 | 0.00031692 | 2030 | Mitigation | 0.95 | 45 | 0 | esc | 0.00097009 | 2.6203e-09 | 0.00097009 | 2.6203e-09 | 0 | 0 | 0.0087991 | 2.4465e-07
[120 empty] | 7.3.3.17.5 (Remote Grid) Updates to grid topology to minimize risk of ignition in HFTDs Remote GridWLDFREquipment / facility failureAggregated | WLDFR | HFTD - Distribution - Tier 3 - 4QU CoRE ¦ 5QU LoRE | Red Flag Warning - Large Fires | Equipment / facility failure | Aggregated | 2031 | 2.7012e-06 | 117.3278 | 0.00031692 | 2031 | Mitigation | 0.95 | 45 | 0 | esc | 0.00097009 | 2.6203e-09 | 0.00097009 | 2.6203e-09 | 0 | 0 | 0.0087991 | 2.4465e-07
[120 empty] | 7.3.3.17.5 (Remote Grid) Updates to grid topology to minimize risk of ignition in HFTDs Remote GridWLDFREquipment / facility failureAggregated | WLDFR | HFTD - Distribution - Tier 3 - 4QU CoRE ¦ 5QU LoRE | Red Flag Warning - Large Fires | Equipment / facility failure | Aggregated | 2032 | 2.7012e-06 | 117.3278 | 0.00031692 | 2032 | Mitigation | 0.95 | 45 | 0 | esc | 0.00097009 | 2.6203e-09 | 0.00097009 | 2.6203e-09 | 0 | 0 | 0.0087991 | 2.4465e-07
[120 empty] | 7.3.3.17.5 (Remote Grid) Updates to grid topology to minimize risk of ignition in HFTDs Remote GridWLDFREquipment / facility failureAggregated | WLDFR | HFTD - Distribution - Tier 3 - 4QU CoRE ¦ 5QU LoRE | Red Flag Warning - Large Fires | Equipment / facility failure | Aggregated | 2033 | 2.7012e-06 | 117.3278 | 0.00031692 | 2033 | Mitigation | 0.95 | 45 | 0 | esc | 0.00097009 | 2.6203e-09 | 0.00097009 | 2.6203e-09 | 0 | 0 | 0.0087991 | 2.4465e-07
[120 empty] | 7.3.3.17.5 (Remote Grid) Updates to grid topology to minimize risk of ignition in HFTDs Remote GridWLDFREquipment / facility failureAggregated | WLDFR | HFTD - Distribution - Tier 3 - 4QU CoRE ¦ 5QU LoRE | Red Flag Warning - Large Fires | Equipment / facility failure | Aggregated | 2034 | 2.7012e-06 | 117.3278 | 0.00031692 | 2034 | Mitigation | 0.95 | 45 | 0 | esc | 0.00097009 | 2.6203e-09 | 0.00097009 | 2.6203e-09 | 0 | 0 | 0.0087991 | 2.4465e-07
[120 empty] | 7.3.3.17.5 (Remote Grid) Updates to grid topology to minimize risk of ignition in HFTDs Remote GridWLDFREquipment / facility failureAggregated | WLDFR | HFTD - Distribution - Tier 3 - 4QU CoRE ¦ 5QU LoRE | Red Flag Warning - Large Fires | Equipment / facility failure | Aggregated | 2035 | 2.7012e-06 | 117.3278 | 0.00031692 | 2035 | Mitigation | 0.95 | 45 | 0 | esc | 0.00097009 | 2.6203e-09 | 0.00097009 | 2.6203e-09 | 0 | 0 | 0.0087991 | 2.4465e-07
[120 empty] | 7.3.3.17.5 (Remote Grid) Updates to grid topology to minimize risk of ignition in HFTDs Remote GridWLDFREquipment / facility failureAggregated | WLDFR | HFTD - Distribution - Tier 3 - 4QU CoRE ¦ 5QU LoRE | Red Flag Warning - Large Fires | Equipment / facility failure | Aggregated | 2036 | 2.7012e-06 | 117.3278 | 0.00031692 | 2036 | Mitigation | 0.95 | 45 | 0 | esc | 0.00097009 | 2.6203e-09 | 0.00097009 | 2.6203e-09 | 0 | 0 | 0.0087991 | 2.4465e-07
[120 empty] | 7.3.3.17.5 (Remote Grid) Updates to grid topology to minimize risk of ignition in HFTDs Remote GridWLDFREquipment / facility failureAggregated | WLDFR | HFTD - Distribution - Tier 3 - 4QU CoRE ¦ 5QU LoRE | Red Flag Warning - Large Fires | Equipment / facility failure | Aggregated | 2037 | 2.7012e-06 | 117.3278 | 0.00031692 | 2037 | Mitigation | 0.95 | 45 | 0 | esc | 0.00097009 | 2.6203e-09 | 0.00097009 | 2.6203e-09 | 0 | 0 | 0.0087991 | 2.4465e-07
[120 empty] | 7.3.3.17.5 (Remote Grid) Updates to grid topology to minimize risk of ignition in HFTDs Remote GridWLDFREquipment / facility failureAggregated | WLDFR | HFTD - Distribution - Tier 3 - 4QU CoRE ¦ 5QU LoRE | Red Flag Warning - Large Fires | Equipment / facility failure | Aggregated | 2038 | 2.7012e-06 | 117.3278 | 0.00031692 | 2038 | Mitigation | 0.95 | 45 | 0 | esc | 0.00097009 | 2.6203e-09 | 0.00097009 | 2.6203e-09 | 0 | 0 | 0.0087991 | 2.4465e-07
[120 empty] | 7.3.3.17.5 (Remote Grid) Updates to grid topology to minimize risk of ignition in HFTDs Remote GridWLDFREquipment / facility failureAggregated | WLDFR | HFTD - Distribution - Tier 3 - 4QU CoRE ¦ 5QU LoRE | Red Flag Warning - Large Fires | Equipment / facility failure | Aggregated | 2039 | 2.7012e-06 | 117.3278 | 0.00031692 | 2039 | Mitigation | 0.95 | 45 | 0 | esc | 0.00097009 | 2.6203e-09 | 0.00097009 | 2.6203e-09 | 0 | 0 | 0.0087991 | 2.4465e-07
[120 empty] | 7.3.3.17.5 (Remote Grid) Updates to grid topology to minimize risk of ignition in HFTDs Remote GridWLDFREquipment / facility failureAggregated | WLDFR | HFTD - Distribution - Tier 3 - 4QU CoRE ¦ 5QU LoRE | Red Flag Warning - Large Fires | Equipment / facility failure | Aggregated | 2040 | 2.7012e-06 | 117.3278 | 0.00031692 | 2040 | Mitigation | 0.95 | 45 | 0 | esc | 0.00097009 | 2.6203e-09 | 0.00097009 | 2.6203e-09 | 0 | 0 | 0.0087991 | 2.4465e-07
[120 empty] | 7.3.3.17.5 (Remote Grid) Updates to grid topology to minimize risk of ignition in HFTDs Remote GridWLDFREquipment / facility failureAggregated | WLDFR | HFTD - Distribution - Tier 3 - 4QU CoRE ¦ 5QU LoRE | Red Flag Warning - Large Fires | Equipment / facility failure | Aggregated | 2041 | 2.7012e-06 | 117.3278 | 0.00031692 | 2041 | Mitigation | 0.95 | 45 | 0 | esc | 0.00097009 | 2.6203e-09 | 0.00097009 | 2.6203e-09 | 0 | 0 | 0.0087991 | 2.4465e-07
[120 empty] | 7.3.3.17.5 (Remote Grid) Updates to grid topology to minimize risk of ignition in HFTDs Remote GridWLDFREquipment / facility failureAggregated | WLDFR | HFTD - Distribution - Tier 3 - 4QU CoRE ¦ 5QU LoRE | Red Flag Warning - Large Fires | Equipment / facility failure | Aggregated | 2042 | 2.7012e-06 | 117.3278 | 0.00031692 | 2042 | Mitigation | 0.95 | 45 | 0 | esc | 0.00097009 | 2.6203e-09 | 0.00097009 | 2.6203e-09 | 0 | 0 | 0.0087991 | 2.4465e-07
[120 empty] | 7.3.3.17.5 (Remote Grid) Updates to grid topology to minimize risk of ignition in HFTDs Remote GridWLDFREquipment / facility failureAggregated | WLDFR | HFTD - Distribution - Tier 3 - 4QU CoRE ¦ 5QU LoRE | Red Flag Warning - Large Fires | Equipment / facility failure | Aggregated | 2043 | 2.7012e-06 | 117.3278 | 0.00031692 | 2043 | Mitigation | 0.95 | 45 | 0 | esc | 0.00097009 | 2.6203e-09 | 0.00097009 | 2.6203e-09 | 0 | 0 | 0.0087991 | 2.4465e-07
[120 empty] | 7.3.3.17.5 (Remote Grid) Updates to grid topology to minimize risk of ignition in HFTDs Remote GridWLDFREquipment / facility failureAggregated | WLDFR | HFTD - Distribution - Tier 3 - 4QU CoRE ¦ 5QU LoRE | Red Flag Warning - Large Fires | Equipment / facility failure | Aggregated | 2044 | 2.7012e-06 | 117.3278 | 0.00031692 | 2044 | Mitigation | 0.95 | 45 | 0 | esc | 0.00097009 | 2.6203e-09 | 0.00097009 | 2.6203e-09 | 0 | 0 | 0.0087991 | 2.4465e-07
[120 empty] | 7.3.3.17.5 (Remote Grid) Updates to grid topology to minimize risk of ignition in HFTDs Remote GridWLDFREquipment / facility failureAggregated | WLDFR | HFTD - Distribution - Tier 3 - 4QU CoRE ¦ 5QU LoRE | Red Flag Warning - Large Fires | Equipment / facility failure | Aggregated | 2045 | 2.7012e-06 | 117.3278 | 0.00031692 | 2045 | Mitigation | 0.95 | 45 | 0 | esc | 0.00097009 | 2.6203e-09 | 0.00097009 | 2.6203e-09 | 0 | 0 | 0.0087991 | 2.4465e-07
[120 empty] | 7.3.3.17.5 (Remote Grid) Updates to grid topology to minimize risk of ignition in HFTDs Remote GridWLDFREquipment / facility failureAggregated | WLDFR | HFTD - Distribution - Tier 3 - 4QU CoRE ¦ 5QU LoRE | Red Flag Warning - Large Fires | Equipment / facility failure | Aggregated | 2046 | 2.7012e-06 | 117.3278 | 0.00031692 | 2046 | Mitigation | 0.95 | 45 | 0 | esc | 0.00097009 | 2.6203e-09 | 0.00097009 | 2.6203e-09 | 0 | 0 | 0 | 0
[120 empty] | 7.3.3.17.5 (Remote Grid) Updates to grid topology to minimize risk of ignition in HFTDs Remote GridWLDFREquipment / facility failureAggregated | WLDFR | HFTD - Distribution - Tier 3 - 4QU CoRE ¦ 5QU LoRE | Red Flag Warning - Large Fires | Equipment / facility failure | Aggregated | 2047 | 2.7012e-06 | 117.3278 | 0.00031692 | 2047 | Mitigation | 0.95 | 45 | 0 | esc | 0.00097009 | 2.6203e-09 | 0.00097009 | 2.6203e-09 | 0 | 0 | 0 | 0
[120 empty] | 7.3.3.17.5 (Remote Grid) Updates to grid topology to minimize risk of ignition in HFTDs Remote GridWLDFREquipment / facility failureAggregated | WLDFR | HFTD - Distribution - Tier 3 - 4QU CoRE ¦ 5QU LoRE | Red Flag Warning - Large Fires | Equipment / facility failure | Aggregated | 2048 | 2.7012e-06 | 117.3278 | 0.00031692 | 2048 | Mitigation | 0.95 | 45 | 0 | esc | 0.00097009 | 2.6203e-09 | 0.00097009 | 2.6203e-09 | 0 | 0 | 0.00988 | 1.2812e-07
[120 empty] | 7.3.3.17.5 (Remote Grid) Updates to grid topology to minimize risk of ignition in HFTDs Remote GridWLDFREquipment / facility failureAggregated | WLDFR | HFTD - Distribution - Tier 3 - 4QU CoRE ¦ 5QU LoRE | Red Flag Warning - Large Fires | Equipment / facility failure | Aggregated | 2049 | 2.7012e-06 | 117.3278 | 0.00031692 | 2049 | Mitigation | 0.95 | 45 | 0 | esc | 0.00097009 | 2.6203e-09 | 0.00097009 | 2.6203e-09 | 0 | 0 | 0.00988 | 1.2812e-07
[120 empty] | 7.3.3.17.5 (Remote Grid) Updates to grid topology to minimize risk of ignition in HFTDs Remote GridWLDFREquipment / facility failureAggregated | WLDFR | HFTD - Distribution - Tier 3 - 4QU CoRE ¦ 5QU LoRE | Red Flag Warning - Large Fires | Equipment / facility failure | Aggregated | 2050 | 2.7012e-06 | 117.3278 | 0.00031692 | 2050 | Mitigation | 0.95 | 45 | 0 | esc | 0.00097009 | 2.6203e-09 | 0.00097009 | 2.6203e-09 | 0 | 0 | 0.00988 | 1.2812e-07
[120 empty] | 7.3.3.17.5 (Remote Grid) Updates to grid topology to minimize risk of ignition in HFTDs Remote GridWLDFREquipment / facility failureAggregated | WLDFR | HFTD - Distribution - Tier 3 - 4QU CoRE ¦ 5QU LoRE | Red Flag Warning - Large Fires | Equipment / facility failure | Aggregated | 2051 | 2.7012e-06 | 117.3278 | 0.00031692 | 2051 | Mitigation | 0.95 | 45 | 0 | esc | 0.00097009 | 2.6203e-09 | 0.00097009 | 2.6203e-09 | 0 | 0 | 0.00988 | 1.2812e-07
[120 empty] | 7.3.3.17.5 (Remote Grid) Updates to grid topology to minimize risk of ignition in HFTDs Remote GridWLDFREquipment / facility failureAggregated | WLDFR | HFTD - Distribution - Tier 3 - 4QU CoRE ¦ 5QU LoRE | Red Flag Warning - Large Fires | Equipment / facility failure | Aggregated | 2052 | 2.7012e-06 | 117.3278 | 0.00031692 | 2052 | Mitigation | 0.95 | 45 | 0 | esc | 0.00097009 | 2.6203e-09 | 0.00097009 | 2.6203e-09 | 0 | 0 | 0.00988 | 1.2812e-07
[120 empty] | 7.3.3.17.5 (Remote Grid) Updates to grid topology to minimize risk of ignition in HFTDs Remote GridWLDFREquipment / facility failureAggregated | WLDFR | HFTD - Distribution - Tier 3 - 4QU CoRE ¦ 5QU LoRE | Red Flag Warning - Large Fires | Equipment / facility failure | Aggregated | 2053 | 2.7012e-06 | 117.3278 | 0.00031692 | 2053 | Mitigation | 0.95 | 45 | 0 | esc | 0.00097009 | 2.6203e-09 | 0.00097009 | 2.6203e-09 | 0 | 0 | 0.00988 | 1.2812e-07
[120 empty] | 7.3.3.17.5 (Remote Grid) Updates to grid topology to minimize risk of ignition in HFTDs Remote GridWLDFREquipment / facility failureAggregated | WLDFR | HFTD - Distribution - Tier 3 - 4QU CoRE ¦ 5QU LoRE | Red Flag Warning - Large Fires | Equipment / facility failure | Aggregated | 2054 | 2.7012e-06 | 117.3278 | 0.00031692 | 2054 | Mitigation | 0.95 | 45 | 0 | esc | 0.00097009 | 2.6203e-09 | 0.00097009 | 2.6203e-09 | 0 | 0 | 0.00988 | 1.2812e-07
[120 empty] | 7.3.3.17.5 (Remote Grid) Updates to grid topology to minimize risk of ignition in HFTDs Remote GridWLDFREquipment / facility failureAggregated | WLDFR | HFTD - Distribution - Tier 3 - 4QU CoRE ¦ 5QU LoRE | Red Flag Warning - Large Fires | Equipment / facility failure | Aggregated | 2055 | 2.7012e-06 | 117.3278 | 0.00031692 | 2055 | Mitigation | 0.95 | 45 | 0 | esc | 0.00097009 | 2.6203e-09 | 0.00097009 | 2.6203e-09 | 0 | 0 | 0.00988 | 1.2812e-07
[120 empty] | 7.3.3.17.5 (Remote Grid) Updates to grid topology to minimize risk of ignition in HFTDs Remote GridWLDFREquipment / facility failureAggregated | WLDFR | HFTD - Distribution - Tier 3 - 4QU CoRE ¦ 5QU LoRE | Red Flag Warning - Large Fires | Equipment / facility failure | Aggregated | 2056 | 2.7012e-06 | 117.3278 | 0.00031692 | 2056 | Mitigation | 0.95 | 45 | 0 | esc | 0.00097009 | 2.6203e-09 | 0.00097009 | 2.6203e-09 | 0 | 0 | 0.00988 | 1.2812e-07
[120 empty] | 7.3.3.17.5 (Remote Grid) Updates to grid topology to minimize risk of ignition in HFTDs Remote GridWLDFREquipment / facility failureAggregated | WLDFR | HFTD - Distribution - Tier 3 - 4QU CoRE ¦ 5QU LoRE | Red Flag Warning - Large Fires | Equipment / facility failure | Aggregated | 2057 | 2.7012e-06 | 117.3278 | 0.00031692 | 2057 | Mitigation | 0.95 | 45 | 0 | esc | 0.00097009 | 2.6203e-09 | 0.00097009 | 2.6203e-09 | 0 | 0 | 0.00988 | 1.2812e-07
[120 empty] | 7.3.3.17.5 (Remote Grid) Updates to grid topology to minimize risk of ignition in HFTDs Remote GridWLDFREquipment / facility failureAggregated | WLDFR | HFTD - Distribution - Tier 3 - 4QU CoRE ¦ 5QU LoRE | Red Flag Warning - Large Fires | Equipment / facility failure | Aggregated | 2058 | 2.7012e-06 | 117.3278 | 0.00031692 | 2058 | Mitigation | 0.95 | 45 | 0 | esc | 0.00097009 | 2.6203e-09 | 0.00097009 | 2.6203e-09 | 0 | 0 | 0.00988 | 1.2812e-07
[120 empty] | 7.3.3.17.5 (Remote Grid) Updates to grid topology to minimize risk of ignition in HFTDs Remote GridWLDFREquipment / facility failureAggregated | WLDFR | HFTD - Distribution - Tier 3 - 4QU CoRE ¦ 5QU LoRE | Red Flag Warning - Large Fires | Equipment / facility failure | Aggregated | 2059 | 2.7012e-06 | 117.3278 | 0.00031692 | 2059 | Mitigation | 0.95 | 45 | 0 | esc | 0.00097009 | 2.6203e-09 | 0.00097009 | 2.6203e-09 | 0 | 0 | 0.00988 | 1.2812e-07
[120 empty] | 7.3.3.17.5 (Remote Grid) Updates to grid topology to minimize risk of ignition in HFTDs Remote GridWLDFREquipment / facility failureAggregated | WLDFR | HFTD - Distribution - Tier 3 - 4QU CoRE ¦ 5QU LoRE | Red Flag Warning - Large Fires | Equipment / facility failure | Aggregated | 2060 | 2.7012e-06 | 117.3278 | 0.00031692 | 2060 | Mitigation | 0.95 | 45 | 0 | esc | 0.00097009 | 2.6203e-09 | 0.00097009 | 2.6203e-09 | 0 | 0 | 0.00988 | 1.2812e-07
[120 empty] | 7.3.3.17.5 (Remote Grid) Updates to grid topology to minimize risk of ignition in HFTDs Remote GridWLDFREquipment / facility failureAggregated | WLDFR | HFTD - Distribution - Tier 3 - 4QU CoRE ¦ 5QU LoRE | Red Flag Warning - Large Fires | Equipment / facility failure | Aggregated | 2061 | 2.7012e-06 | 117.3278 | 0.00031692 | 2061 | Mitigation | 0.95 | 45 | 0 | esc | 0.00097009 | 2.6203e-09 | 0.00097009 | 2.6203e-09 | 0 | 0 | 0.00988 | 1.2812e-07
[120 empty] | 7.3.3.17.5 (Remote Grid) Updates to grid topology to minimize risk of ignition in HFTDs Remote GridWLDFREquipment / facility failureAggregated | WLDFR | HFTD - Distribution - Tier 3 - 4QU CoRE ¦ 5QU LoRE | Red Flag Warning - Large Fires | Equipment / facility failure | Aggregated | 2062 | 2.7012e-06 | 117.3278 | 0.00031692 | 2062 | Mitigation | 0.95 | 45 | 0 | esc | 0.00097009 | 2.6203e-09 | 0.00097009 | 2.6203e-09 | 0 | 0 | 0.00988 | 1.2812e-07
[120 empty] | 7.3.3.17.5 (Remote Grid) Updates to grid topology to minimize risk of ignition in HFTDs Remote GridWLDFREquipment / facility failureAggregated | WLDFR | HFTD - Distribution - Tier 3 - 4QU CoRE ¦ 5QU LoRE | Red Flag Warning - Large Fires | Equipment / facility failure | Aggregated | 2063 | 2.7012e-06 | 117.3278 | 0.00031692 | 2063 | Mitigation | 0.95 | 45 | 0 | esc | 0.00097009 | 2.6203e-09 | 0.00097009 | 2.6203e-09 | 0 | 0 | 0.00988 | 1.2812e-07
[120 empty] | 7.3.3.17.5 (Remote Grid) Updates to grid topology to minimize risk of ignition in HFTDs Remote GridWLDFREquipment / facility failureAggregated | WLDFR | HFTD - Distribution - Tier 3 - 4QU CoRE ¦ 5QU LoRE | Red Flag Warning - Large Fires | Equipment / facility failure | Aggregated | 2064 | 2.7012e-06 | 117.3278 | 0.00031692 | 2064 | Mitigation | 0.95 | 45 | 0 | esc | 0.00097009 | 2.6203e-09 | 0.00097009 | 2.6203e-09 | 0 | 0 | 0.00988 | 1.2812e-07
[120 empty] | 7.3.3.17.5 (Remote Grid) Updates to grid topology to minimize risk of ignition in HFTDs Remote GridWLDFREquipment / facility failureAggregated | WLDFR | HFTD - Distribution - Tier 3 - 4QU CoRE ¦ 5QU LoRE | Red Flag Warning - Large Fires | Equipment / facility failure | Aggregated | 2065 | 2.7012e-06 | 117.3278 | 0.00031692 | 2065 | Mitigation | 0.95 | 45 | 0 | esc | 0.00097009 | 2.6203e-09 | 0.00097009 | 2.6203e-09 | 0 | 0 | 0.00988 | 1.2812e-07
[120 empty] | 7.3.3.17.5 (Remote Grid) Updates to grid topology to minimize risk of ignition in HFTDs Remote GridWLDFREquipment / facility failureAggregated | WLDFR | HFTD - Distribution - Tier 3 - 4QU CoRE ¦ 5QU LoRE | Red Flag Warning - Large Fires | Equipment / facility failure | Aggregated | 2066 | 2.7012e-06 | 117.3278 | 0.00031692 | 2066 | Mitigation | 0.95 | 45 | 0 | esc | 0.00097009 | 2.6203e-09 | 0.00097009 | 2.6203e-09 | 0 | 0 | 0.00988 | 1.2812e-07
[120 empty] | 7.3.3.17.5 (Remote Grid) Updates to grid topology to minimize risk of ignition in HFTDs Remote GridWLDFREquipment / facility failureAggregated | WLDFR | HFTD - Distribution - Tier 3 - 4QU CoRE ¦ 5QU LoRE | Red Flag Warning - Large Fires | Equipment / facility failure | Aggregated | 2067 | 2.7012e-06 | 117.3278 | 0.00031692 | 2067 | Mitigation | 0.95 | 45 | 0 | esc | 0 | 0 | 0.00097009 | 2.6203e-09 | 0 | 0 | 0.00988 | 1.2812e-07
[120 empty] | 7.3.3.17.5 (Remote Grid) Updates to grid topology to minimize risk of ignition in HFTDs Remote GridWLDFRVegetation ContactAggregated | WLDFR | HFTD - Distribution - Tier 3 - 4QU CoRE ¦ 5QU LoRE | Red Flag Warning - Large Fires | Vegetation Contact | Aggregated | 2022 | 9.7263e-06 | 117.3278 | 0.0011412 | 2022 | Mitigation | 0.95 | 45 | 0 | esc | 0.00097009 | 9.4354e-09 | 0 | 0 | 0 | 0 | 0.00988 | 1.2812e-07
[120 empty] | 7.3.3.17.5 (Remote Grid) Updates to grid topology to minimize risk of ignition in HFTDs Remote GridWLDFRVegetation ContactAggregated | WLDFR | HFTD - Distribution - Tier 3 - 4QU CoRE ¦ 5QU LoRE | Red Flag Warning - Large Fires | Vegetation Contact | Aggregated | 2023 | 9.7263e-06 | 117.3278 | 0.0011412 | 2023 | Mitigation | 0.95 | 45 | 0 | esc | 0.00097009 | 9.4354e-09 | 0.00097009 | 9.4354e-09 | 0 | 0 | 0.00988 | 1.2812e-07
[120 empty] | 7.3.3.17.5 (Remote Grid) Updates to grid topology to minimize risk of ignition in HFTDs Remote GridWLDFRVegetation ContactAggregated | WLDFR | HFTD - Distribution - Tier 3 - 4QU CoRE ¦ 5QU LoRE | Red Flag Warning - Large Fires | Vegetation Contact | Aggregated | 2024 | 9.7263e-06 | 117.3278 | 0.0011412 | 2024 | Mitigation | 0.95 | 45 | 0 | esc | 0.00097009 | 9.4354e-09 | 0.00097009 | 9.4354e-09 | 0 | 0 | 0.00988 | 1.2812e-07
[120 empty] | 7.3.3.17.5 (Remote Grid) Updates to grid topology to minimize risk of ignition in HFTDs Remote GridWLDFRVegetation ContactAggregated | WLDFR | HFTD - Distribution - Tier 3 - 4QU CoRE ¦ 5QU LoRE | Red Flag Warning - Large Fires | Vegetation Contact | Aggregated | 2025 | 9.7263e-06 | 117.3278 | 0.0011412 | 2025 | Mitigation | 0.95 | 45 | 0 | esc | 0.00097009 | 9.4354e-09 | 0.00097009 | 9.4354e-09 | 0 | 0 | 0.00988 | 1.2812e-07
[120 empty] | 7.3.3.17.5 (Remote Grid) Updates to grid topology to minimize risk of ignition in HFTDs Remote GridWLDFRVegetation ContactAggregated | WLDFR | HFTD - Distribution - Tier 3 - 4QU CoRE ¦ 5QU LoRE | Red Flag Warning - Large Fires | Vegetation Contact | Aggregated | 2026 | 9.7263e-06 | 117.3278 | 0.0011412 | 2026 | Mitigation | 0.95 | 45 | 0 | esc | 0.00097009 | 9.4354e-09 | 0.00097009 | 9.4354e-09 | 0 | 0 | 0.00988 | 1.2812e-07
[120 empty] | 7.3.3.17.5 (Remote Grid) Updates to grid topology to minimize risk of ignition in HFTDs Remote GridWLDFRVegetation ContactAggregated | WLDFR | HFTD - Distribution - Tier 3 - 4QU CoRE ¦ 5QU LoRE | Red Flag Warning - Large Fires | Vegetation Contact | Aggregated | 2027 | 9.7263e-06 | 117.3278 | 0.0011412 | 2027 | Mitigation | 0.95 | 45 | 0 | esc | 0.00097009 | 9.4354e-09 | 0.00097009 | 9.4354e-09 | 0 | 0 | 0.00988 | 1.2812e-07
[120 empty] | 7.3.3.17.5 (Remote Grid) Updates to grid topology to minimize risk of ignition in HFTDs Remote GridWLDFRVegetation ContactAggregated | WLDFR | HFTD - Distribution - Tier 3 - 4QU CoRE ¦ 5QU LoRE | Red Flag Warning - Large Fires | Vegetation Contact | Aggregated | 2028 | 9.7263e-06 | 117.3278 | 0.0011412 | 2028 | Mitigation | 0.95 | 45 | 0 | esc | 0.00097009 | 9.4354e-09 | 0.00097009 | 9.4354e-09 | 0 | 0 | 0.00988 | 1.2812e-07
[120 empty] | 7.3.3.17.5 (Remote Grid) Updates to grid topology to minimize risk of ignition in HFTDs Remote GridWLDFRVegetation ContactAggregated | WLDFR | HFTD - Distribution - Tier 3 - 4QU CoRE ¦ 5QU LoRE | Red Flag Warning - Large Fires | Vegetation Contact | Aggregated | 2029 | 9.7263e-06 | 117.3278 | 0.0011412 | 2029 | Mitigation | 0.95 | 45 | 0 | esc | 0.00097009 | 9.4354e-09 | 0.00097009 | 9.4354e-09 | 0 | 0 | 0.00988 | 1.2812e-07
[120 empty] | 7.3.3.17.5 (Remote Grid) Updates to grid topology to minimize risk of ignition in HFTDs Remote GridWLDFRVegetation ContactAggregated | WLDFR | HFTD - Distribution - Tier 3 - 4QU CoRE ¦ 5QU LoRE | Red Flag Warning - Large Fires | Vegetation Contact | Aggregated | 2030 | 9.7263e-06 | 117.3278 | 0.0011412 | 2030 | Mitigation | 0.95 | 45 | 0 | esc | 0.00097009 | 9.4354e-09 | 0.00097009 | 9.4354e-09 | 0 | 0 | 0.00988 | 1.2812e-07
[120 empty] | 7.3.3.17.5 (Remote Grid) Updates to grid topology to minimize risk of ignition in HFTDs Remote GridWLDFRVegetation ContactAggregated | WLDFR | HFTD - Distribution - Tier 3 - 4QU CoRE ¦ 5QU LoRE | Red Flag Warning - Large Fires | Vegetation Contact | Aggregated | 2031 | 9.7263e-06 | 117.3278 | 0.0011412 | 2031 | Mitigation | 0.95 | 45 | 0 | esc | 0.00097009 | 9.4354e-09 | 0.00097009 | 9.4354e-09 | 0 | 0 | 0.00988 | 1.2812e-07
[120 empty] | 7.3.3.17.5 (Remote Grid) Updates to grid topology to minimize risk of ignition in HFTDs Remote GridWLDFRVegetation ContactAggregated | WLDFR | HFTD - Distribution - Tier 3 - 4QU CoRE ¦ 5QU LoRE | Red Flag Warning - Large Fires | Vegetation Contact | Aggregated | 2032 | 9.7263e-06 | 117.3278 | 0.0011412 | 2032 | Mitigation | 0.95 | 45 | 0 | esc | 0.00097009 | 9.4354e-09 | 0.00097009 | 9.4354e-09 | 0 | 0 | 0 | 0
[120 empty] | 7.3.3.17.5 (Remote Grid) Updates to grid topology to minimize risk of ignition in HFTDs Remote GridWLDFRVegetation ContactAggregated | WLDFR | HFTD - Distribution - Tier 3 - 4QU CoRE ¦ 5QU LoRE | Red Flag Warning - Large Fires | Vegetation Contact | Aggregated | 2033 | 9.7263e-06 | 117.3278 | 0.0011412 | 2033 | Mitigation | 0.95 | 45 | 0 | esc | 0.00097009 | 9.4354e-09 | 0.00097009 | 9.4354e-09 | 0 | 0 | 0 | 0
[120 empty] | 7.3.3.17.5 (Remote Grid) Updates to grid topology to minimize risk of ignition in HFTDs Remote GridWLDFRVegetation ContactAggregated | WLDFR | HFTD - Distribution - Tier 3 - 4QU CoRE ¦ 5QU LoRE | Red Flag Warning - Large Fires | Vegetation Contact | Aggregated | 2034 | 9.7263e-06 | 117.3278 | 0.0011412 | 2034 | Mitigation | 0.95 | 45 | 0 | esc | 0.00097009 | 9.4354e-09 | 0.00097009 | 9.4354e-09 | 0 | 0 | 0.0085129 | 9.0676e-08
[120 empty] | 7.3.3.17.5 (Remote Grid) Updates to grid topology to minimize risk of ignition in HFTDs Remote GridWLDFRVegetation ContactAggregated | WLDFR | HFTD - Distribution - Tier 3 - 4QU CoRE ¦ 5QU LoRE | Red Flag Warning - Large Fires | Vegetation Contact | Aggregated | 2035 | 9.7263e-06 | 117.3278 | 0.0011412 | 2035 | Mitigation | 0.95 | 45 | 0 | esc | 0.00097009 | 9.4354e-09 | 0.00097009 | 9.4354e-09 | 0 | 0 | 0.0085129 | 9.0676e-08
[120 empty] | 7.3.3.17.5 (Remote Grid) Updates to grid topology to minimize risk of ignition in HFTDs Remote GridWLDFRVegetation ContactAggregated | WLDFR | HFTD - Distribution - Tier 3 - 4QU CoRE ¦ 5QU LoRE | Red Flag Warning - Large Fires | Vegetation Contact | Aggregated | 2036 | 9.7263e-06 | 117.3278 | 0.0011412 | 2036 | Mitigation | 0.95 | 45 | 0 | esc | 0.00097009 | 9.4354e-09 | 0.00097009 | 9.4354e-09 | 0 | 0 | 0.0085129 | 9.0676e-08
[120 empty] | 7.3.3.17.5 (Remote Grid) Updates to grid topology to minimize risk of ignition in HFTDs Remote GridWLDFRVegetation ContactAggregated | WLDFR | HFTD - Distribution - Tier 3 - 4QU CoRE ¦ 5QU LoRE | Red Flag Warning - Large Fires | Vegetation Contact | Aggregated | 2037 | 9.7263e-06 | 117.3278 | 0.0011412 | 2037 | Mitigation | 0.95 | 45 | 0 | esc | 0.00097009 | 9.4354e-09 | 0.00097009 | 9.4354e-09 | 0 | 0 | 0.0085129 | 9.0676e-08
[120 empty] | 7.3.3.17.5 (Remote Grid) Updates to grid topology to minimize risk of ignition in HFTDs Remote GridWLDFRVegetation ContactAggregated | WLDFR | HFTD - Distribution - Tier 3 - 4QU CoRE ¦ 5QU LoRE | Red Flag Warning - Large Fires | Vegetation Contact | Aggregated | 2038 | 9.7263e-06 | 117.3278 | 0.0011412 | 2038 | Mitigation | 0.95 | 45 | 0 | esc | 0.00097009 | 9.4354e-09 | 0.00097009 | 9.4354e-09 | 0 | 0 | 0.0085129 | 9.0676e-08
[120 empty] | 7.3.3.17.5 (Remote Grid) Updates to grid topology to minimize risk of ignition in HFTDs Remote GridWLDFRVegetation ContactAggregated | WLDFR | HFTD - Distribution - Tier 3 - 4QU CoRE ¦ 5QU LoRE | Red Flag Warning - Large Fires | Vegetation Contact | Aggregated | 2039 | 9.7263e-06 | 117.3278 | 0.0011412 | 2039 | Mitigation | 0.95 | 45 | 0 | esc | 0.00097009 | 9.4354e-09 | 0.00097009 | 9.4354e-09 | 0 | 0 | 0.0085129 | 9.0676e-08
[120 empty] | 7.3.3.17.5 (Remote Grid) Updates to grid topology to minimize risk of ignition in HFTDs Remote GridWLDFRVegetation ContactAggregated | WLDFR | HFTD - Distribution - Tier 3 - 4QU CoRE ¦ 5QU LoRE | Red Flag Warning - Large Fires | Vegetation Contact | Aggregated | 2040 | 9.7263e-06 | 117.3278 | 0.0011412 | 2040 | Mitigation | 0.95 | 45 | 0 | esc | 0.00097009 | 9.4354e-09 | 0.00097009 | 9.4354e-09 | 0 | 0 | 0.0085129 | 9.0676e-08
[120 empty] | 7.3.3.17.5 (Remote Grid) Updates to grid topology to minimize risk of ignition in HFTDs Remote GridWLDFRVegetation ContactAggregated | WLDFR | HFTD - Distribution - Tier 3 - 4QU CoRE ¦ 5QU LoRE | Red Flag Warning - Large Fires | Vegetation Contact | Aggregated | 2041 | 9.7263e-06 | 117.3278 | 0.0011412 | 2041 | Mitigation | 0.95 | 45 | 0 | esc | 0.00097009 | 9.4354e-09 | 0.00097009 | 9.4354e-09 | 0 | 0 | 0.0085129 | 9.0676e-08
[120 empty] | 7.3.3.17.5 (Remote Grid) Updates to grid topology to minimize risk of ignition in HFTDs Remote GridWLDFRVegetation ContactAggregated | WLDFR | HFTD - Distribution - Tier 3 - 4QU CoRE ¦ 5QU LoRE | Red Flag Warning - Large Fires | Vegetation Contact | Aggregated | 2042 | 9.7263e-06 | 117.3278 | 0.0011412 | 2042 | Mitigation | 0.95 | 45 | 0 | esc | 0.00097009 | 9.4354e-09 | 0.00097009 | 9.4354e-09 | 0 | 0 | 0.0085129 | 9.0676e-08
[120 empty] | 7.3.3.17.5 (Remote Grid) Updates to grid topology to minimize risk of ignition in HFTDs Remote GridWLDFRVegetation ContactAggregated | WLDFR | HFTD - Distribution - Tier 3 - 4QU CoRE ¦ 5QU LoRE | Red Flag Warning - Large Fires | Vegetation Contact | Aggregated | 2043 | 9.7263e-06 | 117.3278 | 0.0011412 | 2043 | Mitigation | 0.95 | 45 | 0 | esc | 0.00097009 | 9.4354e-09 | 0.00097009 | 9.4354e-09 | 0 | 0 | 0.0085129 | 9.0676e-08
[120 empty] | 7.3.3.17.5 (Remote Grid) Updates to grid topology to minimize risk of ignition in HFTDs Remote GridWLDFRVegetation ContactAggregated | WLDFR | HFTD - Distribution - Tier 3 - 4QU CoRE ¦ 5QU LoRE | Red Flag Warning - Large Fires | Vegetation Contact | Aggregated | 2044 | 9.7263e-06 | 117.3278 | 0.0011412 | 2044 | Mitigation | 0.95 | 45 | 0 | esc | 0.00097009 | 9.4354e-09 | 0.00097009 | 9.4354e-09 | 0 | 0 | 0.0085129 | 9.0676e-08
[120 empty] | 7.3.3.17.5 (Remote Grid) Updates to grid topology to minimize risk of ignition in HFTDs Remote GridWLDFRVegetation ContactAggregated | WLDFR | HFTD - Distribution - Tier 3 - 4QU CoRE ¦ 5QU LoRE | Red Flag Warning - Large Fires | Vegetation Contact | Aggregated | 2045 | 9.7263e-06 | 117.3278 | 0.0011412 | 2045 | Mitigation | 0.95 | 45 | 0 | esc | 0.00097009 | 9.4354e-09 | 0.00097009 | 9.4354e-09 | 0 | 0 | 0.0085129 | 9.0676e-08
[120 empty] | 7.3.3.17.5 (Remote Grid) Updates to grid topology to minimize risk of ignition in HFTDs Remote GridWLDFRVegetation ContactAggregated | WLDFR | HFTD - Distribution - Tier 3 - 4QU CoRE ¦ 5QU LoRE | Red Flag Warning - Large Fires | Vegetation Contact | Aggregated | 2046 | 9.7263e-06 | 117.3278 | 0.0011412 | 2046 | Mitigation | 0.95 | 45 | 0 | esc | 0.00097009 | 9.4354e-09 | 0.00097009 | 9.4354e-09 | 0 | 0 | 0.0085129 | 9.0676e-08
[120 empty] | 7.3.3.17.5 (Remote Grid) Updates to grid topology to minimize risk of ignition in HFTDs Remote GridWLDFRVegetation ContactAggregated | WLDFR | HFTD - Distribution - Tier 3 - 4QU CoRE ¦ 5QU LoRE | Red Flag Warning - Large Fires | Vegetation Contact | Aggregated | 2047 | 9.7263e-06 | 117.3278 | 0.0011412 | 2047 | Mitigation | 0.95 | 45 | 0 | esc | 0.00097009 | 9.4354e-09 | 0.00097009 | 9.4354e-09 | 0 | 0 | 0.0085129 | 9.0676e-08
[120 empty] | 7.3.3.17.5 (Remote Grid) Updates to grid topology to minimize risk of ignition in HFTDs Remote GridWLDFRVegetation ContactAggregated | WLDFR | HFTD - Distribution - Tier 3 - 4QU CoRE ¦ 5QU LoRE | Red Flag Warning - Large Fires | Vegetation Contact | Aggregated | 2048 | 9.7263e-06 | 117.3278 | 0.0011412 | 2048 | Mitigation | 0.95 | 45 | 0 | esc | 0.00097009 | 9.4354e-09 | 0.00097009 | 9.4354e-09 | 0 | 0 | 0.0085129 | 9.0676e-08
[120 empty] | 7.3.3.17.5 (Remote Grid) Updates to grid topology to minimize risk of ignition in HFTDs Remote GridWLDFRVegetation ContactAggregated | WLDFR | HFTD - Distribution - Tier 3 - 4QU CoRE ¦ 5QU LoRE | Red Flag Warning - Large Fires | Vegetation Contact | Aggregated | 2049 | 9.7263e-06 | 117.3278 | 0.0011412 | 2049 | Mitigation | 0.95 | 45 | 0 | esc | 0.00097009 | 9.4354e-09 | 0.00097009 | 9.4354e-09 | 0 | 0 | 0.0085129 | 9.0676e-08
[120 empty] | 7.3.3.17.5 (Remote Grid) Updates to grid topology to minimize risk of ignition in HFTDs Remote GridWLDFRVegetation ContactAggregated | WLDFR | HFTD - Distribution - Tier 3 - 4QU CoRE ¦ 5QU LoRE | Red Flag Warning - Large Fires | Vegetation Contact | Aggregated | 2050 | 9.7263e-06 | 117.3278 | 0.0011412 | 2050 | Mitigation | 0.95 | 45 | 0 | esc | 0.00097009 | 9.4354e-09 | 0.00097009 | 9.4354e-09 | 0 | 0 | 0.0085129 | 9.0676e-08
[120 empty] | 7.3.3.17.5 (Remote Grid) Updates to grid topology to minimize risk of ignition in HFTDs Remote GridWLDFRVegetation ContactAggregated | WLDFR | HFTD - Distribution - Tier 3 - 4QU CoRE ¦ 5QU LoRE | Red Flag Warning - Large Fires | Vegetation Contact | Aggregated | 2051 | 9.7263e-06 | 117.3278 | 0.0011412 | 2051 | Mitigation | 0.95 | 45 | 0 | esc | 0.00097009 | 9.4354e-09 | 0.00097009 | 9.4354e-09 | 0 | 0 | 0.0085129 | 9.0676e-08
[120 empty] | 7.3.3.17.5 (Remote Grid) Updates to grid topology to minimize risk of ignition in HFTDs Remote GridWLDFRVegetation ContactAggregated | WLDFR | HFTD - Distribution - Tier 3 - 4QU CoRE ¦ 5QU LoRE | Red Flag Warning - Large Fires | Vegetation Contact | Aggregated | 2052 | 9.7263e-06 | 117.3278 | 0.0011412 | 2052 | Mitigation | 0.95 | 45 | 0 | esc | 0.00097009 | 9.4354e-09 | 0.00097009 | 9.4354e-09 | 0 | 0 | 0.0085129 | 9.0676e-08
[120 empty] | 7.3.3.17.5 (Remote Grid) Updates to grid topology to minimize risk of ignition in HFTDs Remote GridWLDFRVegetation ContactAggregated | WLDFR | HFTD - Distribution - Tier 3 - 4QU CoRE ¦ 5QU LoRE | Red Flag Warning - Large Fires | Vegetation Contact | Aggregated | 2053 | 9.7263e-06 | 117.3278 | 0.0011412 | 2053 | Mitigation | 0.95 | 45 | 0 | esc | 0.00097009 | 9.4354e-09 | 0.00097009 | 9.4354e-09 | 0 | 0 | 0.0085129 | 9.0676e-08
[120 empty] | 7.3.3.17.5 (Remote Grid) Updates to grid topology to minimize risk of ignition in HFTDs Remote GridWLDFRVegetation ContactAggregated | WLDFR | HFTD - Distribution - Tier 3 - 4QU CoRE ¦ 5QU LoRE | Red Flag Warning - Large Fires | Vegetation Contact | Aggregated | 2054 | 9.7263e-06 | 117.3278 | 0.0011412 | 2054 | Mitigation | 0.95 | 45 | 0 | esc | 0.00097009 | 9.4354e-09 | 0.00097009 | 9.4354e-09 | 0 | 0 | 0.0085129 | 9.0676e-08
[120 empty] | 7.3.3.17.5 (Remote Grid) Updates to grid topology to minimize risk of ignition in HFTDs Remote GridWLDFRVegetation ContactAggregated | WLDFR | HFTD - Distribution - Tier 3 - 4QU CoRE ¦ 5QU LoRE | Red Flag Warning - Large Fires | Vegetation Contact | Aggregated | 2055 | 9.7263e-06 | 117.3278 | 0.0011412 | 2055 | Mitigation | 0.95 | 45 | 0 | esc | 0.00097009 | 9.4354e-09 | 0.00097009 | 9.4354e-09 | 0 | 0 | 0.0085129 | 9.0676e-08
[120 empty] | 7.3.3.17.5 (Remote Grid) Updates to grid topology to minimize risk of ignition in HFTDs Remote GridWLDFRVegetation ContactAggregated | WLDFR | HFTD - Distribution - Tier 3 - 4QU CoRE ¦ 5QU LoRE | Red Flag Warning - Large Fires | Vegetation Contact | Aggregated | 2056 | 9.7263e-06 | 117.3278 | 0.0011412 | 2056 | Mitigation | 0.95 | 45 | 0 | esc | 0.00097009 | 9.4354e-09 | 0.00097009 | 9.4354e-09 | 0 | 0 | 0.0085129 | 9.0676e-08
[120 empty] | 7.3.3.17.5 (Remote Grid) Updates to grid topology to minimize risk of ignition in HFTDs Remote GridWLDFRVegetation ContactAggregated | WLDFR | HFTD - Distribution - Tier 3 - 4QU CoRE ¦ 5QU LoRE | Red Flag Warning - Large Fires | Vegetation Contact | Aggregated | 2057 | 9.7263e-06 | 117.3278 | 0.0011412 | 2057 | Mitigation | 0.95 | 45 | 0 | esc | 0.00097009 | 9.4354e-09 | 0.00097009 | 9.4354e-09 | 0 | 0 | 0.0085129 | 9.0676e-08
[120 empty] | 7.3.3.17.5 (Remote Grid) Updates to grid topology to minimize risk of ignition in HFTDs Remote GridWLDFRVegetation ContactAggregated | WLDFR | HFTD - Distribution - Tier 3 - 4QU CoRE ¦ 5QU LoRE | Red Flag Warning - Large Fires | Vegetation Contact | Aggregated | 2058 | 9.7263e-06 | 117.3278 | 0.0011412 | 2058 | Mitigation | 0.95 | 45 | 0 | esc | 0.00097009 | 9.4354e-09 | 0.00097009 | 9.4354e-09 | 0 | 0 | 0.0085129 | 9.0676e-08
[120 empty] | 7.3.3.17.5 (Remote Grid) Updates to grid topology to minimize risk of ignition in HFTDs Remote GridWLDFRVegetation ContactAggregated | WLDFR | HFTD - Distribution - Tier 3 - 4QU CoRE ¦ 5QU LoRE | Red Flag Warning - Large Fires | Vegetation Contact | Aggregated | 2059 | 9.7263e-06 | 117.3278 | 0.0011412 | 2059 | Mitigation | 0.95 | 45 | 0 | esc | 0.00097009 | 9.4354e-09 | 0.00097009 | 9.4354e-09 | 0 | 0 | 0.0085129 | 9.0676e-08
[120 empty] | 7.3.3.17.5 (Remote Grid) Updates to grid topology to minimize risk of ignition in HFTDs Remote GridWLDFRVegetation ContactAggregated | WLDFR | HFTD - Distribution - Tier 3 - 4QU CoRE ¦ 5QU LoRE | Red Flag Warning - Large Fires | Vegetation Contact | Aggregated | 2060 | 9.7263e-06 | 117.3278 | 0.0011412 | 2060 | Mitigation | 0.95 | 45 | 0 | esc | 0.00097009 | 9.4354e-09 | 0.00097009 | 9.4354e-09 | 0 | 0 | 0.0085129 | 9.0676e-08
[120 empty] | 7.3.3.17.5 (Remote Grid) Updates to grid topology to minimize risk of ignition in HFTDs Remote GridWLDFRVegetation ContactAggregated | WLDFR | HFTD - Distribution - Tier 3 - 4QU CoRE ¦ 5QU LoRE | Red Flag Warning - Large Fires | Vegetation Contact | Aggregated | 2061 | 9.7263e-06 | 117.3278 | 0.0011412 | 2061 | Mitigation | 0.95 | 45 | 0 | esc | 0.00097009 | 9.4354e-09 | 0.00097009 | 9.4354e-09 | 0 | 0 | 0.0085129 | 9.0676e-08
[120 empty] | 7.3.3.17.5 (Remote Grid) Updates to grid topology to minimize risk of ignition in HFTDs Remote GridWLDFRVegetation ContactAggregated | WLDFR | HFTD - Distribution - Tier 3 - 4QU CoRE ¦ 5QU LoRE | Red Flag Warning - Large Fires | Vegetation Contact | Aggregated | 2062 | 9.7263e-06 | 117.3278 | 0.0011412 | 2062 | Mitigation | 0.95 | 45 | 0 | esc | 0.00097009 | 9.4354e-09 | 0.00097009 | 9.4354e-09 | 0 | 0 | 0.0085129 | 9.0676e-08
[120 empty] | 7.3.3.17.5 (Remote Grid) Updates to grid topology to minimize risk of ignition in HFTDs Remote GridWLDFRVegetation ContactAggregated | WLDFR | HFTD - Distribution - Tier 3 - 4QU CoRE ¦ 5QU LoRE | Red Flag Warning - Large Fires | Vegetation Contact | Aggregated | 2063 | 9.7263e-06 | 117.3278 | 0.0011412 | 2063 | Mitigation | 0.95 | 45 | 0 | esc | 0.00097009 | 9.4354e-09 | 0.00097009 | 9.4354e-09 | 0 | 0 | 0.0085129 | 9.0676e-08
[120 empty] | 7.3.3.17.5 (Remote Grid) Updates to grid topology to minimize risk of ignition in HFTDs Remote GridWLDFRVegetation ContactAggregated | WLDFR | HFTD - Distribution - Tier 3 - 4QU CoRE ¦ 5QU LoRE | Red Flag Warning - Large Fires | Vegetation Contact | Aggregated | 2064 | 9.7263e-06 | 117.3278 | 0.0011412 | 2064 | Mitigation | 0.95 | 45 | 0 | esc | 0.00097009 | 9.4354e-09 | 0.00097009 | 9.4354e-09 | 0 | 0 | 0 | 0
[120 empty] | 7.3.3.17.5 (Remote Grid) Updates to grid topology to minimize risk of ignition in HFTDs Remote GridWLDFRVegetation ContactAggregated | WLDFR | HFTD - Distribution - Tier 3 - 4QU CoRE ¦ 5QU LoRE | Red Flag Warning - Large Fires | Vegetation Contact | Aggregated | 2065 | 9.7263e-06 | 117.3278 | 0.0011412 | 2065 | Mitigation | 0.95 | 45 | 0 | esc | 0.00097009 | 9.4354e-09 | 0.00097009 | 9.4354e-09 | 0 | 0 | 0 | 0
[120 empty] | 7.3.3.17.5 (Remote Grid) Updates to grid topology to minimize risk of ignition in HFTDs Remote GridWLDFRVegetation ContactAggregated | WLDFR | HFTD - Distribution - Tier 3 - 4QU CoRE ¦ 5QU LoRE | Red Flag Warning - Large Fires | Vegetation Contact | Aggregated | 2066 | 9.7263e-06 | 117.3278 | 0.0011412 | 2066 | Mitigation | 0.95 | 45 | 0 | esc | 0.00097009 | 9.4354e-09 | 0.00097009 | 9.4354e-09 | 0 | 0 | 0.0093087 | 4.0604e-07
[120 empty] | 7.3.3.17.5 (Remote Grid) Updates to grid topology to minimize risk of ignition in HFTDs Remote GridWLDFRVegetation ContactAggregated | WLDFR | HFTD - Distribution - Tier 3 - 4QU CoRE ¦ 5QU LoRE | Red Flag Warning - Large Fires | Vegetation Contact | Aggregated | 2067 | 9.7263e-06 | 117.3278 | 0.0011412 | 2067 | Mitigation | 0.95 | 45 | 0 | esc | 0 | 0 | 0.00097009 | 9.4354e-09 | 0 | 0 | 0.0093087 | 4.0604e-07
[120 empty] | 7.3.3.17.5 (Remote Grid) Updates to grid topology to minimize risk of ignition in HFTDs Remote GridWLDFRContact from objectAggregated | WLDFR | HFTD - Distribution - Tier 3 - 4QU CoRE ¦ 5QU LoRE | Red Flag Warning - Small Fires | Contact from object | Aggregated | 2022 | 1.0477e-05 | 117.3278 | 0.0012293 | 2022 | Mitigation | 0.95 | 45 | 0 | esc | 0.00097009 | 1.0164e-08 | 0 | 0 | 0 | 0 | 0.0093087 | 4.0604e-07
[120 empty] | 7.3.3.17.5 (Remote Grid) Updates to grid topology to minimize risk of ignition in HFTDs Remote GridWLDFRContact from objectAggregated | WLDFR | HFTD - Distribution - Tier 3 - 4QU CoRE ¦ 5QU LoRE | Red Flag Warning - Small Fires | Contact from object | Aggregated | 2023 | 1.0477e-05 | 117.3278 | 0.0012293 | 2023 | Mitigation | 0.95 | 45 | 0 | esc | 0.00097009 | 1.0164e-08 | 0.00097009 | 1.0164e-08 | 0 | 0 | 0.0093087 | 4.0604e-07
[120 empty] | 7.3.3.17.5 (Remote Grid) Updates to grid topology to minimize risk of ignition in HFTDs Remote GridWLDFRContact from objectAggregated | WLDFR | HFTD - Distribution - Tier 3 - 4QU CoRE ¦ 5QU LoRE | Red Flag Warning - Small Fires | Contact from object | Aggregated | 2024 | 1.0477e-05 | 117.3278 | 0.0012293 | 2024 | Mitigation | 0.95 | 45 | 0 | esc | 0.00097009 | 1.0164e-08 | 0.00097009 | 1.0164e-08 | 0 | 0 | 0.0093087 | 4.0604e-07
[120 empty] | 7.3.3.17.5 (Remote Grid) Updates to grid topology to minimize risk of ignition in HFTDs Remote GridWLDFRContact from objectAggregated | WLDFR | HFTD - Distribution - Tier 3 - 4QU CoRE ¦ 5QU LoRE | Red Flag Warning - Small Fires | Contact from object | Aggregated | 2025 | 1.0477e-05 | 117.3278 | 0.0012293 | 2025 | Mitigation | 0.95 | 45 | 0 | esc | 0.00097009 | 1.0164e-08 | 0.00097009 | 1.0164e-08 | 0 | 0 | 0.0093087 | 4.0604e-07
[120 empty] | 7.3.3.17.5 (Remote Grid) Updates to grid topology to minimize risk of ignition in HFTDs Remote GridWLDFRContact from objectAggregated | WLDFR | HFTD - Distribution - Tier 3 - 4QU CoRE ¦ 5QU LoRE | Red Flag Warning - Small Fires | Contact from object | Aggregated | 2026 | 1.0477e-05 | 117.3278 | 0.0012293 | 2026 | Mitigation | 0.95 | 45 | 0 | esc | 0.00097009 | 1.0164e-08 | 0.00097009 | 1.0164e-08 | 0 | 0 | 0.0093087 | 4.0604e-07
[120 empty] | 7.3.3.17.5 (Remote Grid) Updates to grid topology to minimize risk of ignition in HFTDs Remote GridWLDFRContact from objectAggregated | WLDFR | HFTD - Distribution - Tier 3 - 4QU CoRE ¦ 5QU LoRE | Red Flag Warning - Small Fires | Contact from object | Aggregated | 2027 | 1.0477e-05 | 117.3278 | 0.0012293 | 2027 | Mitigation | 0.95 | 45 | 0 | esc | 0.00097009 | 1.0164e-08 | 0.00097009 | 1.0164e-08 | 0 | 0 | 0.0093087 | 4.0604e-07
[120 empty] | 7.3.3.17.5 (Remote Grid) Updates to grid topology to minimize risk of ignition in HFTDs Remote GridWLDFRContact from objectAggregated | WLDFR | HFTD - Distribution - Tier 3 - 4QU CoRE ¦ 5QU LoRE | Red Flag Warning - Small Fires | Contact from object | Aggregated | 2028 | 1.0477e-05 | 117.3278 | 0.0012293 | 2028 | Mitigation | 0.95 | 45 | 0 | esc | 0.00097009 | 1.0164e-08 | 0.00097009 | 1.0164e-08 | 0 | 0 | 0.0093087 | 4.0604e-07
[120 empty] | 7.3.3.17.5 (Remote Grid) Updates to grid topology to minimize risk of ignition in HFTDs Remote GridWLDFRContact from objectAggregated | WLDFR | HFTD - Distribution - Tier 3 - 4QU CoRE ¦ 5QU LoRE | Red Flag Warning - Small Fires | Contact from object | Aggregated | 2029 | 1.0477e-05 | 117.3278 | 0.0012293 | 2029 | Mitigation | 0.95 | 45 | 0 | esc | 0.00097009 | 1.0164e-08 | 0.00097009 | 1.0164e-08 | 0 | 0 | 0.0093087 | 4.0604e-07
[120 empty] | 7.3.3.17.5 (Remote Grid) Updates to grid topology to minimize risk of ignition in HFTDs Remote GridWLDFRContact from objectAggregated | WLDFR | HFTD - Distribution - Tier 3 - 4QU CoRE ¦ 5QU LoRE | Red Flag Warning - Small Fires | Contact from object | Aggregated | 2030 | 1.0477e-05 | 117.3278 | 0.0012293 | 2030 | Mitigation | 0.95 | 45 | 0 | esc | 0.00097009 | 1.0164e-08 | 0.00097009 | 1.0164e-08 | 0 | 0 | 0.0093087 | 4.0604e-07
[120 empty] | 7.3.3.17.5 (Remote Grid) Updates to grid topology to minimize risk of ignition in HFTDs Remote GridWLDFRContact from objectAggregated | WLDFR | HFTD - Distribution - Tier 3 - 4QU CoRE ¦ 5QU LoRE | Red Flag Warning - Small Fires | Contact from object | Aggregated | 2031 | 1.0477e-05 | 117.3278 | 0.0012293 | 2031 | Mitigation | 0.95 | 45 | 0 | esc | 0.00097009 | 1.0164e-08 | 0.00097009 | 1.0164e-08 | 0 | 0 | 0.0093087 | 4.0604e-07
[120 empty] | 7.3.3.17.5 (Remote Grid) Updates to grid topology to minimize risk of ignition in HFTDs Remote GridWLDFRContact from objectAggregated | WLDFR | HFTD - Distribution - Tier 3 - 4QU CoRE ¦ 5QU LoRE | Red Flag Warning - Small Fires | Contact from object | Aggregated | 2032 | 1.0477e-05 | 117.3278 | 0.0012293 | 2032 | Mitigation | 0.95 | 45 | 0 | esc | 0.00097009 | 1.0164e-08 | 0.00097009 | 1.0164e-08 | 0 | 0 | 0.0093087 | 4.0604e-07
[120 empty] | 7.3.3.17.5 (Remote Grid) Updates to grid topology to minimize risk of ignition in HFTDs Remote GridWLDFRContact from objectAggregated | WLDFR | HFTD - Distribution - Tier 3 - 4QU CoRE ¦ 5QU LoRE | Red Flag Warning - Small Fires | Contact from object | Aggregated | 2033 | 1.0477e-05 | 117.3278 | 0.0012293 | 2033 | Mitigation | 0.95 | 45 | 0 | esc | 0.00097009 | 1.0164e-08 | 0.00097009 | 1.0164e-08 | 0 | 0 | 0.0093087 | 4.0604e-07
[120 empty] | 7.3.3.17.5 (Remote Grid) Updates to grid topology to minimize risk of ignition in HFTDs Remote GridWLDFRContact from objectAggregated | WLDFR | HFTD - Distribution - Tier 3 - 4QU CoRE ¦ 5QU LoRE | Red Flag Warning - Small Fires | Contact from object | Aggregated | 2034 | 1.0477e-05 | 117.3278 | 0.0012293 | 2034 | Mitigation | 0.95 | 45 | 0 | esc | 0.00097009 | 1.0164e-08 | 0.00097009 | 1.0164e-08 | 0 | 0 | 0.0093087 | 4.0604e-07
[120 empty] | 7.3.3.17.5 (Remote Grid) Updates to grid topology to minimize risk of ignition in HFTDs Remote GridWLDFRContact from objectAggregated | WLDFR | HFTD - Distribution - Tier 3 - 4QU CoRE ¦ 5QU LoRE | Red Flag Warning - Small Fires | Contact from object | Aggregated | 2035 | 1.0477e-05 | 117.3278 | 0.0012293 | 2035 | Mitigation | 0.95 | 45 | 0 | esc | 0.00097009 | 1.0164e-08 | 0.00097009 | 1.0164e-08 | 0 | 0 | 0.0093087 | 4.0604e-07
[120 empty] | 7.3.3.17.5 (Remote Grid) Updates to grid topology to minimize risk of ignition in HFTDs Remote GridWLDFRContact from objectAggregated | WLDFR | HFTD - Distribution - Tier 3 - 4QU CoRE ¦ 5QU LoRE | Red Flag Warning - Small Fires | Contact from object | Aggregated | 2036 | 1.0477e-05 | 117.3278 | 0.0012293 | 2036 | Mitigation | 0.95 | 45 | 0 | esc | 0.00097009 | 1.0164e-08 | 0.00097009 | 1.0164e-08 | 0 | 0 | 0.0093087 | 4.0604e-07
[120 empty] | 7.3.3.17.5 (Remote Grid) Updates to grid topology to minimize risk of ignition in HFTDs Remote GridWLDFRContact from objectAggregated | WLDFR | HFTD - Distribution - Tier 3 - 4QU CoRE ¦ 5QU LoRE | Red Flag Warning - Small Fires | Contact from object | Aggregated | 2037 | 1.0477e-05 | 117.3278 | 0.0012293 | 2037 | Mitigation | 0.95 | 45 | 0 | esc | 0.00097009 | 1.0164e-08 | 0.00097009 | 1.0164e-08 | 0 | 0 | 0.0093087 | 4.0604e-07
[120 empty] | 7.3.3.17.5 (Remote Grid) Updates to grid topology to minimize risk of ignition in HFTDs Remote GridWLDFRContact from objectAggregated | WLDFR | HFTD - Distribution - Tier 3 - 4QU CoRE ¦ 5QU LoRE | Red Flag Warning - Small Fires | Contact from object | Aggregated | 2038 | 1.0477e-05 | 117.3278 | 0.0012293 | 2038 | Mitigation | 0.95 | 45 | 0 | esc | 0.00097009 | 1.0164e-08 | 0.00097009 | 1.0164e-08 | 0 | 0 | 0.0093087 | 4.0604e-07
[120 empty] | 7.3.3.17.5 (Remote Grid) Updates to grid topology to minimize risk of ignition in HFTDs Remote GridWLDFRContact from objectAggregated | WLDFR | HFTD - Distribution - Tier 3 - 4QU CoRE ¦ 5QU LoRE | Red Flag Warning - Small Fires | Contact from object | Aggregated | 2039 | 1.0477e-05 | 117.3278 | 0.0012293 | 2039 | Mitigation | 0.95 | 45 | 0 | esc | 0.00097009 | 1.0164e-08 | 0.00097009 | 1.0164e-08 | 0 | 0 | 0.0093087 | 4.0604e-07
[120 empty] | 7.3.3.17.5 (Remote Grid) Updates to grid topology to minimize risk of ignition in HFTDs Remote GridWLDFRContact from objectAggregated | WLDFR | HFTD - Distribution - Tier 3 - 4QU CoRE ¦ 5QU LoRE | Red Flag Warning - Small Fires | Contact from object | Aggregated | 2040 | 1.0477e-05 | 117.3278 | 0.0012293 | 2040 | Mitigation | 0.95 | 45 | 0 | esc | 0.00097009 | 1.0164e-08 | 0.00097009 | 1.0164e-08 | 0 | 0 | 0.0093087 | 4.0604e-07
[120 empty] | 7.3.3.17.5 (Remote Grid) Updates to grid topology to minimize risk of ignition in HFTDs Remote GridWLDFRContact from objectAggregated | WLDFR | HFTD - Distribution - Tier 3 - 4QU CoRE ¦ 5QU LoRE | Red Flag Warning - Small Fires | Contact from object | Aggregated | 2041 | 1.0477e-05 | 117.3278 | 0.0012293 | 2041 | Mitigation | 0.95 | 45 | 0 | esc | 0.00097009 | 1.0164e-08 | 0.00097009 | 1.0164e-08 | 0 | 0 | 0.0093087 | 4.0604e-07
[120 empty] | 7.3.3.17.5 (Remote Grid) Updates to grid topology to minimize risk of ignition in HFTDs Remote GridWLDFRContact from objectAggregated | WLDFR | HFTD - Distribution - Tier 3 - 4QU CoRE ¦ 5QU LoRE | Red Flag Warning - Small Fires | Contact from object | Aggregated | 2042 | 1.0477e-05 | 117.3278 | 0.0012293 | 2042 | Mitigation | 0.95 | 45 | 0 | esc | 0.00097009 | 1.0164e-08 | 0.00097009 | 1.0164e-08 | 0 | 0 | 0.0093087 | 4.0604e-07
[120 empty] | 7.3.3.17.5 (Remote Grid) Updates to grid topology to minimize risk of ignition in HFTDs Remote GridWLDFRContact from objectAggregated | WLDFR | HFTD - Distribution - Tier 3 - 4QU CoRE ¦ 5QU LoRE | Red Flag Warning - Small Fires | Contact from object | Aggregated | 2043 | 1.0477e-05 | 117.3278 | 0.0012293 | 2043 | Mitigation | 0.95 | 45 | 0 | esc | 0.00097009 | 1.0164e-08 | 0.00097009 | 1.0164e-08 | 0 | 0 | 0.0093087 | 4.0604e-07
[120 empty] | 7.3.3.17.5 (Remote Grid) Updates to grid topology to minimize risk of ignition in HFTDs Remote GridWLDFRContact from objectAggregated | WLDFR | HFTD - Distribution - Tier 3 - 4QU CoRE ¦ 5QU LoRE | Red Flag Warning - Small Fires | Contact from object | Aggregated | 2044 | 1.0477e-05 | 117.3278 | 0.0012293 | 2044 | Mitigation | 0.95 | 45 | 0 | esc | 0.00097009 | 1.0164e-08 | 0.00097009 | 1.0164e-08 | 0 | 0 | 0.0093087 | 4.0604e-07
[120 empty] | 7.3.3.17.5 (Remote Grid) Updates to grid topology to minimize risk of ignition in HFTDs Remote GridWLDFRContact from objectAggregated | WLDFR | HFTD - Distribution - Tier 3 - 4QU CoRE ¦ 5QU LoRE | Red Flag Warning - Small Fires | Contact from object | Aggregated | 2045 | 1.0477e-05 | 117.3278 | 0.0012293 | 2045 | Mitigation | 0.95 | 45 | 0 | esc | 0.00097009 | 1.0164e-08 | 0.00097009 | 1.0164e-08 | 0 | 0 | 0.0093087 | 4.0604e-07
[120 empty] | 7.3.3.17.5 (Remote Grid) Updates to grid topology to minimize risk of ignition in HFTDs Remote GridWLDFRContact from objectAggregated | WLDFR | HFTD - Distribution - Tier 3 - 4QU CoRE ¦ 5QU LoRE | Red Flag Warning - Small Fires | Contact from object | Aggregated | 2046 | 1.0477e-05 | 117.3278 | 0.0012293 | 2046 | Mitigation | 0.95 | 45 | 0 | esc | 0.00097009 | 1.0164e-08 | 0.00097009 | 1.0164e-08 | 0 | 0 | 0.0093087 | 4.0604e-07
[120 empty] | 7.3.3.17.5 (Remote Grid) Updates to grid topology to minimize risk of ignition in HFTDs Remote GridWLDFRContact from objectAggregated | WLDFR | HFTD - Distribution - Tier 3 - 4QU CoRE ¦ 5QU LoRE | Red Flag Warning - Small Fires | Contact from object | Aggregated | 2047 | 1.0477e-05 | 117.3278 | 0.0012293 | 2047 | Mitigation | 0.95 | 45 | 0 | esc | 0.00097009 | 1.0164e-08 | 0.00097009 | 1.0164e-08 | 0 | 0 | 0.0093087 | 4.0604e-07
[120 empty] | 7.3.3.17.5 (Remote Grid) Updates to grid topology to minimize risk of ignition in HFTDs Remote GridWLDFRContact from objectAggregated | WLDFR | HFTD - Distribution - Tier 3 - 4QU CoRE ¦ 5QU LoRE | Red Flag Warning - Small Fires | Contact from object | Aggregated | 2048 | 1.0477e-05 | 117.3278 | 0.0012293 | 2048 | Mitigation | 0.95 | 45 | 0 | esc | 0.00097009 | 1.0164e-08 | 0.00097009 | 1.0164e-08 | 0 | 0 | 0.0093087 | 4.0604e-07
[120 empty] | 7.3.3.17.5 (Remote Grid) Updates to grid topology to minimize risk of ignition in HFTDs Remote GridWLDFRContact from objectAggregated | WLDFR | HFTD - Distribution - Tier 3 - 4QU CoRE ¦ 5QU LoRE | Red Flag Warning - Small Fires | Contact from object | Aggregated | 2049 | 1.0477e-05 | 117.3278 | 0.0012293 | 2049 | Mitigation | 0.95 | 45 | 0 | esc | 0.00097009 | 1.0164e-08 | 0.00097009 | 1.0164e-08 | 0 | 0 | 0.0093087 | 4.0604e-07
[120 empty] | 7.3.3.17.5 (Remote Grid) Updates to grid topology to minimize risk of ignition in HFTDs Remote GridWLDFRContact from objectAggregated | WLDFR | HFTD - Distribution - Tier 3 - 4QU CoRE ¦ 5QU LoRE | Red Flag Warning - Small Fires | Contact from object | Aggregated | 2050 | 1.0477e-05 | 117.3278 | 0.0012293 | 2050 | Mitigation | 0.95 | 45 | 0 | esc | 0.00097009 | 1.0164e-08 | 0.00097009 | 1.0164e-08 | 0 | 0 | 0 | 0
[120 empty] | 7.3.3.17.5 (Remote Grid) Updates to grid topology to minimize risk of ignition in HFTDs Remote GridWLDFRContact from objectAggregated | WLDFR | HFTD - Distribution - Tier 3 - 4QU CoRE ¦ 5QU LoRE | Red Flag Warning - Small Fires | Contact from object | Aggregated | 2051 | 1.0477e-05 | 117.3278 | 0.0012293 | 2051 | Mitigation | 0.95 | 45 | 0 | esc | 0.00097009 | 1.0164e-08 | 0.00097009 | 1.0164e-08 | 0 | 0 | 0 | 0
[120 empty] | 7.3.3.17.5 (Remote Grid) Updates to grid topology to minimize risk of ignition in HFTDs Remote GridWLDFRContact from objectAggregated | WLDFR | HFTD - Distribution - Tier 3 - 4QU CoRE ¦ 5QU LoRE | Red Flag Warning - Small Fires | Contact from object | Aggregated | 2052 | 1.0477e-05 | 117.3278 | 0.0012293 | 2052 | Mitigation | 0.95 | 45 | 0 | esc | 0.00097009 | 1.0164e-08 | 0.00097009 | 1.0164e-08 | 0 | 0 | 0.0083522 | 9.5889e-08
[120 empty] | 7.3.3.17.5 (Remote Grid) Updates to grid topology to minimize risk of ignition in HFTDs Remote GridWLDFRContact from objectAggregated | WLDFR | HFTD - Distribution - Tier 3 - 4QU CoRE ¦ 5QU LoRE | Red Flag Warning - Small Fires | Contact from object | Aggregated | 2053 | 1.0477e-05 | 117.3278 | 0.0012293 | 2053 | Mitigation | 0.95 | 45 | 0 | esc | 0.00097009 | 1.0164e-08 | 0.00097009 | 1.0164e-08 | 0 | 0 | 0.0083522 | 9.5889e-08
[120 empty] | 7.3.3.17.5 (Remote Grid) Updates to grid topology to minimize risk of ignition in HFTDs Remote GridWLDFRContact from objectAggregated | WLDFR | HFTD - Distribution - Tier 3 - 4QU CoRE ¦ 5QU LoRE | Red Flag Warning - Small Fires | Contact from object | Aggregated | 2054 | 1.0477e-05 | 117.3278 | 0.0012293 | 2054 | Mitigation | 0.95 | 45 | 0 | esc | 0.00097009 | 1.0164e-08 | 0.00097009 | 1.0164e-08 | 0 | 0 | 0.0083522 | 9.5889e-08
[120 empty] | 7.3.3.17.5 (Remote Grid) Updates to grid topology to minimize risk of ignition in HFTDs Remote GridWLDFRContact from objectAggregated | WLDFR | HFTD - Distribution - Tier 3 - 4QU CoRE ¦ 5QU LoRE | Red Flag Warning - Small Fires | Contact from object | Aggregated | 2055 | 1.0477e-05 | 117.3278 | 0.0012293 | 2055 | Mitigation | 0.95 | 45 | 0 | esc | 0.00097009 | 1.0164e-08 | 0.00097009 | 1.0164e-08 | 0 | 0 | 0.0083522 | 9.5889e-08
[120 empty] | 7.3.3.17.5 (Remote Grid) Updates to grid topology to minimize risk of ignition in HFTDs Remote GridWLDFRContact from objectAggregated | WLDFR | HFTD - Distribution - Tier 3 - 4QU CoRE ¦ 5QU LoRE | Red Flag Warning - Small Fires | Contact from object | Aggregated | 2056 | 1.0477e-05 | 117.3278 | 0.0012293 | 2056 | Mitigation | 0.95 | 45 | 0 | esc | 0.00097009 | 1.0164e-08 | 0.00097009 | 1.0164e-08 | 0 | 0 | 0.0083522 | 9.5889e-08
[120 empty] | 7.3.3.17.5 (Remote Grid) Updates to grid topology to minimize risk of ignition in HFTDs Remote GridWLDFRContact from objectAggregated | WLDFR | HFTD - Distribution - Tier 3 - 4QU CoRE ¦ 5QU LoRE | Red Flag Warning - Small Fires | Contact from object | Aggregated | 2057 | 1.0477e-05 | 117.3278 | 0.0012293 | 2057 | Mitigation | 0.95 | 45 | 0 | esc | 0.00097009 | 1.0164e-08 | 0.00097009 | 1.0164e-08 | 0 | 0 | 0.0083522 | 9.5889e-08
[120 empty] | 7.3.3.17.5 (Remote Grid) Updates to grid topology to minimize risk of ignition in HFTDs Remote GridWLDFRContact from objectAggregated | WLDFR | HFTD - Distribution - Tier 3 - 4QU CoRE ¦ 5QU LoRE | Red Flag Warning - Small Fires | Contact from object | Aggregated | 2058 | 1.0477e-05 | 117.3278 | 0.0012293 | 2058 | Mitigation | 0.95 | 45 | 0 | esc | 0.00097009 | 1.0164e-08 | 0.00097009 | 1.0164e-08 | 0 | 0 | 0.0083522 | 9.5889e-08
[120 empty] | 7.3.3.17.5 (Remote Grid) Updates to grid topology to minimize risk of ignition in HFTDs Remote GridWLDFRContact from objectAggregated | WLDFR | HFTD - Distribution - Tier 3 - 4QU CoRE ¦ 5QU LoRE | Red Flag Warning - Small Fires | Contact from object | Aggregated | 2059 | 1.0477e-05 | 117.3278 | 0.0012293 | 2059 | Mitigation | 0.95 | 45 | 0 | esc | 0.00097009 | 1.0164e-08 | 0.00097009 | 1.0164e-08 | 0 | 0 | 0.0083522 | 9.5889e-08
[120 empty] | 7.3.3.17.5 (Remote Grid) Updates to grid topology to minimize risk of ignition in HFTDs Remote GridWLDFRContact from objectAggregated | WLDFR | HFTD - Distribution - Tier 3 - 4QU CoRE ¦ 5QU LoRE | Red Flag Warning - Small Fires | Contact from object | Aggregated | 2060 | 1.0477e-05 | 117.3278 | 0.0012293 | 2060 | Mitigation | 0.95 | 45 | 0 | esc | 0.00097009 | 1.0164e-08 | 0.00097009 | 1.0164e-08 | 0 | 0 | 0.0083522 | 9.5889e-08
[120 empty] | 7.3.3.17.5 (Remote Grid) Updates to grid topology to minimize risk of ignition in HFTDs Remote GridWLDFRContact from objectAggregated | WLDFR | HFTD - Distribution - Tier 3 - 4QU CoRE ¦ 5QU LoRE | Red Flag Warning - Small Fires | Contact from object | Aggregated | 2061 | 1.0477e-05 | 117.3278 | 0.0012293 | 2061 | Mitigation | 0.95 | 45 | 0 | esc | 0.00097009 | 1.0164e-08 | 0.00097009 | 1.0164e-08 | 0 | 0 | 0.0083522 | 9.5889e-08
[120 empty] | 7.3.3.17.5 (Remote Grid) Updates to grid topology to minimize risk of ignition in HFTDs Remote GridWLDFRContact from objectAggregated | WLDFR | HFTD - Distribution - Tier 3 - 4QU CoRE ¦ 5QU LoRE | Red Flag Warning - Small Fires | Contact from object | Aggregated | 2062 | 1.0477e-05 | 117.3278 | 0.0012293 | 2062 | Mitigation | 0.95 | 45 | 0 | esc | 0.00097009 | 1.0164e-08 | 0.00097009 | 1.0164e-08 | 0 | 0 | 0.0083522 | 9.5889e-08
[120 empty] | 7.3.3.17.5 (Remote Grid) Updates to grid topology to minimize risk of ignition in HFTDs Remote GridWLDFRContact from objectAggregated | WLDFR | HFTD - Distribution - Tier 3 - 4QU CoRE ¦ 5QU LoRE | Red Flag Warning - Small Fires | Contact from object | Aggregated | 2063 | 1.0477e-05 | 117.3278 | 0.0012293 | 2063 | Mitigation | 0.95 | 45 | 0 | esc | 0.00097009 | 1.0164e-08 | 0.00097009 | 1.0164e-08 | 0 | 0 | 0.0083522 | 9.5889e-08
[120 empty] | 7.3.3.17.5 (Remote Grid) Updates to grid topology to minimize risk of ignition in HFTDs Remote GridWLDFRContact from objectAggregated | WLDFR | HFTD - Distribution - Tier 3 - 4QU CoRE ¦ 5QU LoRE | Red Flag Warning - Small Fires | Contact from object | Aggregated | 2064 | 1.0477e-05 | 117.3278 | 0.0012293 | 2064 | Mitigation | 0.95 | 45 | 0 | esc | 0.00097009 | 1.0164e-08 | 0.00097009 | 1.0164e-08 | 0 | 0 | 0.0083522 | 9.5889e-08
[120 empty] | 7.3.3.17.5 (Remote Grid) Updates to grid topology to minimize risk of ignition in HFTDs Remote GridWLDFRContact from objectAggregated | WLDFR | HFTD - Distribution - Tier 3 - 4QU CoRE ¦ 5QU LoRE | Red Flag Warning - Small Fires | Contact from object | Aggregated | 2065 | 1.0477e-05 | 117.3278 | 0.0012293 | 2065 | Mitigation | 0.95 | 45 | 0 | esc | 0.00097009 | 1.0164e-08 | 0.00097009 | 1.0164e-08 | 0 | 0 | 0.0083522 | 9.5889e-08
[120 empty] | 7.3.3.17.5 (Remote Grid) Updates to grid topology to minimize risk of ignition in HFTDs Remote GridWLDFRContact from objectAggregated | WLDFR | HFTD - Distribution - Tier 3 - 4QU CoRE ¦ 5QU LoRE | Red Flag Warning - Small Fires | Contact from object | Aggregated | 2066 | 1.0477e-05 | 117.3278 | 0.0012293 | 2066 | Mitigation | 0.95 | 45 | 0 | esc | 0.00097009 | 1.0164e-08 | 0.00097009 | 1.0164e-08 | 0 | 0 | 0.0083522 | 9.5889e-08
[120 empty] | 7.3.3.17.5 (Remote Grid) Updates to grid topology to minimize risk of ignition in HFTDs Remote GridWLDFRContact from objectAggregated | WLDFR | HFTD - Distribution - Tier 3 - 4QU CoRE ¦ 5QU LoRE | Red Flag Warning - Small Fires | Contact from object | Aggregated | 2067 | 1.0477e-05 | 117.3278 | 0.0012293 | 2067 | Mitigation | 0.95 | 45 | 0 | esc | 0 | 0 | 0.00097009 | 1.0164e-08 | 0 | 0 | 0.0083522 | 9.5889e-08
[120 empty] | 7.3.3.17.5 (Remote Grid) Updates to grid topology to minimize risk of ignition in HFTDs Remote GridWLDFRContaminationAggregated | WLDFR | HFTD - Distribution - Tier 3 - 4QU CoRE ¦ 5QU LoRE | Red Flag Warning - Small Fires | Contamination | Aggregated | 2022 | 9.0382e-08 | 117.3278 | 1.0604e-05 | 2022 | Mitigation | 0.95 | 45 | 0 | esc | 0.00097009 | 8.7678e-11 | 0 | 0 | 0 | 0 | 0.0083522 | 9.5889e-08
[120 empty] | 7.3.3.17.5 (Remote Grid) Updates to grid topology to minimize risk of ignition in HFTDs Remote GridWLDFRContaminationAggregated | WLDFR | HFTD - Distribution - Tier 3 - 4QU CoRE ¦ 5QU LoRE | Red Flag Warning - Small Fires | Contamination | Aggregated | 2023 | 9.0382e-08 | 117.3278 | 1.0604e-05 | 2023 | Mitigation | 0.95 | 45 | 0 | esc | 0.00097009 | 8.7678e-11 | 0.00097009 | 8.7678e-11 | 0 | 0 | 0.0083522 | 9.5889e-08
[120 empty] | 7.3.3.17.5 (Remote Grid) Updates to grid topology to minimize risk of ignition in HFTDs Remote GridWLDFRContaminationAggregated | WLDFR | HFTD - Distribution - Tier 3 - 4QU CoRE ¦ 5QU LoRE | Red Flag Warning - Small Fires | Contamination | Aggregated | 2024 | 9.0382e-08 | 117.3278 | 1.0604e-05 | 2024 | Mitigation | 0.95 | 45 | 0 | esc | 0.00097009 | 8.7678e-11 | 0.00097009 | 8.7678e-11 | 0 | 0 | 0.0083522 | 9.5889e-08
[120 empty] | 7.3.3.17.5 (Remote Grid) Updates to grid topology to minimize risk of ignition in HFTDs Remote GridWLDFRContaminationAggregated | WLDFR | HFTD - Distribution - Tier 3 - 4QU CoRE ¦ 5QU LoRE | Red Flag Warning - Small Fires | Contamination | Aggregated | 2025 | 9.0382e-08 | 117.3278 | 1.0604e-05 | 2025 | Mitigation | 0.95 | 45 | 0 | esc | 0.00097009 | 8.7678e-11 | 0.00097009 | 8.7678e-11 | 0 | 0 | 0.0083522 | 9.5889e-08
[120 empty] | 7.3.3.17.5 (Remote Grid) Updates to grid topology to minimize risk of ignition in HFTDs Remote GridWLDFRContaminationAggregated | WLDFR | HFTD - Distribution - Tier 3 - 4QU CoRE ¦ 5QU LoRE | Red Flag Warning - Small Fires | Contamination | Aggregated | 2026 | 9.0382e-08 | 117.3278 | 1.0604e-05 | 2026 | Mitigation | 0.95 | 45 | 0 | esc | 0.00097009 | 8.7678e-11 | 0.00097009 | 8.7678e-11 | 0 | 0 | 0.0083522 | 9.5889e-08
[120 empty] | 7.3.3.17.5 (Remote Grid) Updates to grid topology to minimize risk of ignition in HFTDs Remote GridWLDFRContaminationAggregated | WLDFR | HFTD - Distribution - Tier 3 - 4QU CoRE ¦ 5QU LoRE | Red Flag Warning - Small Fires | Contamination | Aggregated | 2027 | 9.0382e-08 | 117.3278 | 1.0604e-05 | 2027 | Mitigation | 0.95 | 45 | 0 | esc | 0.00097009 | 8.7678e-11 | 0.00097009 | 8.7678e-11 | 0 | 0 | 0.0083522 | 9.5889e-08
[120 empty] | 7.3.3.17.5 (Remote Grid) Updates to grid topology to minimize risk of ignition in HFTDs Remote GridWLDFRContaminationAggregated | WLDFR | HFTD - Distribution - Tier 3 - 4QU CoRE ¦ 5QU LoRE | Red Flag Warning - Small Fires | Contamination | Aggregated | 2028 | 9.0382e-08 | 117.3278 | 1.0604e-05 | 2028 | Mitigation | 0.95 | 45 | 0 | esc | 0.00097009 | 8.7678e-11 | 0.00097009 | 8.7678e-11 | 0 | 0 | 0.0083522 | 9.5889e-08
[120 empty] | 7.3.3.17.5 (Remote Grid) Updates to grid topology to minimize risk of ignition in HFTDs Remote GridWLDFRContaminationAggregated | WLDFR | HFTD - Distribution - Tier 3 - 4QU CoRE ¦ 5QU LoRE | Red Flag Warning - Small Fires | Contamination | Aggregated | 2029 | 9.0382e-08 | 117.3278 | 1.0604e-05 | 2029 | Mitigation | 0.95 | 45 | 0 | esc | 0.00097009 | 8.7678e-11 | 0.00097009 | 8.7678e-11 | 0 | 0 | 0.0083522 | 9.5889e-08
[120 empty] | 7.3.3.17.5 (Remote Grid) Updates to grid topology to minimize risk of ignition in HFTDs Remote GridWLDFRContaminationAggregated | WLDFR | HFTD - Distribution - Tier 3 - 4QU CoRE ¦ 5QU LoRE | Red Flag Warning - Small Fires | Contamination | Aggregated | 2030 | 9.0382e-08 | 117.3278 | 1.0604e-05 | 2030 | Mitigation | 0.95 | 45 | 0 | esc | 0.00097009 | 8.7678e-11 | 0.00097009 | 8.7678e-11 | 0 | 0 | 0.0083522 | 9.5889e-08
[120 empty] | 7.3.3.17.5 (Remote Grid) Updates to grid topology to minimize risk of ignition in HFTDs Remote GridWLDFRContaminationAggregated | WLDFR | HFTD - Distribution - Tier 3 - 4QU CoRE ¦ 5QU LoRE | Red Flag Warning - Small Fires | Contamination | Aggregated | 2031 | 9.0382e-08 | 117.3278 | 1.0604e-05 | 2031 | Mitigation | 0.95 | 45 | 0 | esc | 0.00097009 | 8.7678e-11 | 0.00097009 | 8.7678e-11 | 0 | 0 | 0.0083522 | 9.5889e-08
[120 empty] | 7.3.3.17.5 (Remote Grid) Updates to grid topology to minimize risk of ignition in HFTDs Remote GridWLDFRContaminationAggregated | WLDFR | HFTD - Distribution - Tier 3 - 4QU CoRE ¦ 5QU LoRE | Red Flag Warning - Small Fires | Contamination | Aggregated | 2032 | 9.0382e-08 | 117.3278 | 1.0604e-05 | 2032 | Mitigation | 0.95 | 45 | 0 | esc | 0.00097009 | 8.7678e-11 | 0.00097009 | 8.7678e-11 | 0 | 0 | 0.0083522 | 9.5889e-08
[120 empty] | 7.3.3.17.5 (Remote Grid) Updates to grid topology to minimize risk of ignition in HFTDs Remote GridWLDFRContaminationAggregated | WLDFR | HFTD - Distribution - Tier 3 - 4QU CoRE ¦ 5QU LoRE | Red Flag Warning - Small Fires | Contamination | Aggregated | 2033 | 9.0382e-08 | 117.3278 | 1.0604e-05 | 2033 | Mitigation | 0.95 | 45 | 0 | esc | 0.00097009 | 8.7678e-11 | 0.00097009 | 8.7678e-11 | 0 | 0 | 0.0083522 | 9.5889e-08
[120 empty] | 7.3.3.17.5 (Remote Grid) Updates to grid topology to minimize risk of ignition in HFTDs Remote GridWLDFRContaminationAggregated | WLDFR | HFTD - Distribution - Tier 3 - 4QU CoRE ¦ 5QU LoRE | Red Flag Warning - Small Fires | Contamination | Aggregated | 2034 | 9.0382e-08 | 117.3278 | 1.0604e-05 | 2034 | Mitigation | 0.95 | 45 | 0 | esc | 0.00097009 | 8.7678e-11 | 0.00097009 | 8.7678e-11 | 0 | 0 | 0.0083522 | 9.5889e-08
[120 empty] | 7.3.3.17.5 (Remote Grid) Updates to grid topology to minimize risk of ignition in HFTDs Remote GridWLDFRContaminationAggregated | WLDFR | HFTD - Distribution - Tier 3 - 4QU CoRE ¦ 5QU LoRE | Red Flag Warning - Small Fires | Contamination | Aggregated | 2035 | 9.0382e-08 | 117.3278 | 1.0604e-05 | 2035 | Mitigation | 0.95 | 45 | 0 | esc | 0.00097009 | 8.7678e-11 | 0.00097009 | 8.7678e-11 | 0 | 0 | 0.0083522 | 9.5889e-08
[120 empty] | 7.3.3.17.5 (Remote Grid) Updates to grid topology to minimize risk of ignition in HFTDs Remote GridWLDFRContaminationAggregated | WLDFR | HFTD - Distribution - Tier 3 - 4QU CoRE ¦ 5QU LoRE | Red Flag Warning - Small Fires | Contamination | Aggregated | 2036 | 9.0382e-08 | 117.3278 | 1.0604e-05 | 2036 | Mitigation | 0.95 | 45 | 0 | esc | 0.00097009 | 8.7678e-11 | 0.00097009 | 8.7678e-11 | 0 | 0 | 0 | 0
[120 empty] | 7.3.3.17.5 (Remote Grid) Updates to grid topology to minimize risk of ignition in HFTDs Remote GridWLDFRContaminationAggregated | WLDFR | HFTD - Distribution - Tier 3 - 4QU CoRE ¦ 5QU LoRE | Red Flag Warning - Small Fires | Contamination | Aggregated | 2037 | 9.0382e-08 | 117.3278 | 1.0604e-05 | 2037 | Mitigation | 0.95 | 45 | 0 | esc | 0.00097009 | 8.7678e-11 | 0.00097009 | 8.7678e-11 | 0 | 0 | 0 | 0
[120 empty] | 7.3.3.17.5 (Remote Grid) Updates to grid topology to minimize risk of ignition in HFTDs Remote GridWLDFRContaminationAggregated | WLDFR | HFTD - Distribution - Tier 3 - 4QU CoRE ¦ 5QU LoRE | Red Flag Warning - Small Fires | Contamination | Aggregated | 2038 | 9.0382e-08 | 117.3278 | 1.0604e-05 | 2038 | Mitigation | 0.95 | 45 | 0 | esc | 0.00097009 | 8.7678e-11 | 0.00097009 | 8.7678e-11 | 0 | 0 | 0.0092336 | 1.1159e-08
[120 empty] | 7.3.3.17.5 (Remote Grid) Updates to grid topology to minimize risk of ignition in HFTDs Remote GridWLDFRContaminationAggregated | WLDFR | HFTD - Distribution - Tier 3 - 4QU CoRE ¦ 5QU LoRE | Red Flag Warning - Small Fires | Contamination | Aggregated | 2039 | 9.0382e-08 | 117.3278 | 1.0604e-05 | 2039 | Mitigation | 0.95 | 45 | 0 | esc | 0.00097009 | 8.7678e-11 | 0.00097009 | 8.7678e-11 | 0 | 0 | 0.0092336 | 1.1159e-08
[120 empty] | 7.3.3.17.5 (Remote Grid) Updates to grid topology to minimize risk of ignition in HFTDs Remote GridWLDFRContaminationAggregated | WLDFR | HFTD - Distribution - Tier 3 - 4QU CoRE ¦ 5QU LoRE | Red Flag Warning - Small Fires | Contamination | Aggregated | 2040 | 9.0382e-08 | 117.3278 | 1.0604e-05 | 2040 | Mitigation | 0.95 | 45 | 0 | esc | 0.00097009 | 8.7678e-11 | 0.00097009 | 8.7678e-11 | 0 | 0 | 0.0092336 | 1.1159e-08
[120 empty] | 7.3.3.17.5 (Remote Grid) Updates to grid topology to minimize risk of ignition in HFTDs Remote GridWLDFRContaminationAggregated | WLDFR | HFTD - Distribution - Tier 3 - 4QU CoRE ¦ 5QU LoRE | Red Flag Warning - Small Fires | Contamination | Aggregated | 2041 | 9.0382e-08 | 117.3278 | 1.0604e-05 | 2041 | Mitigation | 0.95 | 45 | 0 | esc | 0.00097009 | 8.7678e-11 | 0.00097009 | 8.7678e-11 | 0 | 0 | 0.0092336 | 1.1159e-08
[120 empty] | 7.3.3.17.5 (Remote Grid) Updates to grid topology to minimize risk of ignition in HFTDs Remote GridWLDFRContaminationAggregated | WLDFR | HFTD - Distribution - Tier 3 - 4QU CoRE ¦ 5QU LoRE | Red Flag Warning - Small Fires | Contamination | Aggregated | 2042 | 9.0382e-08 | 117.3278 | 1.0604e-05 | 2042 | Mitigation | 0.95 | 45 | 0 | esc | 0.00097009 | 8.7678e-11 | 0.00097009 | 8.7678e-11 | 0 | 0 | 0.0092336 | 1.1159e-08
[120 empty] | 7.3.3.17.5 (Remote Grid) Updates to grid topology to minimize risk of ignition in HFTDs Remote GridWLDFRContaminationAggregated | WLDFR | HFTD - Distribution - Tier 3 - 4QU CoRE ¦ 5QU LoRE | Red Flag Warning - Small Fires | Contamination | Aggregated | 2043 | 9.0382e-08 | 117.3278 | 1.0604e-05 | 2043 | Mitigation | 0.95 | 45 | 0 | esc | 0.00097009 | 8.7678e-11 | 0.00097009 | 8.7678e-11 | 0 | 0 | 0.0092336 | 1.1159e-08
[120 empty] | 7.3.3.17.5 (Remote Grid) Updates to grid topology to minimize risk of ignition in HFTDs Remote GridWLDFRContaminationAggregated | WLDFR | HFTD - Distribution - Tier 3 - 4QU CoRE ¦ 5QU LoRE | Red Flag Warning - Small Fires | Contamination | Aggregated | 2044 | 9.0382e-08 | 117.3278 | 1.0604e-05 | 2044 | Mitigation | 0.95 | 45 | 0 | esc | 0.00097009 | 8.7678e-11 | 0.00097009 | 8.7678e-11 | 0 | 0 | 0.0092336 | 1.1159e-08
[120 empty] | 7.3.3.17.5 (Remote Grid) Updates to grid topology to minimize risk of ignition in HFTDs Remote GridWLDFRContaminationAggregated | WLDFR | HFTD - Distribution - Tier 3 - 4QU CoRE ¦ 5QU LoRE | Red Flag Warning - Small Fires | Contamination | Aggregated | 2045 | 9.0382e-08 | 117.3278 | 1.0604e-05 | 2045 | Mitigation | 0.95 | 45 | 0 | esc | 0.00097009 | 8.7678e-11 | 0.00097009 | 8.7678e-11 | 0 | 0 | 0.0092336 | 1.1159e-08
[120 empty] | 7.3.3.17.5 (Remote Grid) Updates to grid topology to minimize risk of ignition in HFTDs Remote GridWLDFRContaminationAggregated | WLDFR | HFTD - Distribution - Tier 3 - 4QU CoRE ¦ 5QU LoRE | Red Flag Warning - Small Fires | Contamination | Aggregated | 2046 | 9.0382e-08 | 117.3278 | 1.0604e-05 | 2046 | Mitigation | 0.95 | 45 | 0 | esc | 0.00097009 | 8.7678e-11 | 0.00097009 | 8.7678e-11 | 0 | 0 | 0.0092336 | 1.1159e-08
[120 empty] | 7.3.3.17.5 (Remote Grid) Updates to grid topology to minimize risk of ignition in HFTDs Remote GridWLDFRContaminationAggregated | WLDFR | HFTD - Distribution - Tier 3 - 4QU CoRE ¦ 5QU LoRE | Red Flag Warning - Small Fires | Contamination | Aggregated | 2047 | 9.0382e-08 | 117.3278 | 1.0604e-05 | 2047 | Mitigation | 0.95 | 45 | 0 | esc | 0.00097009 | 8.7678e-11 | 0.00097009 | 8.7678e-11 | 0 | 0 | 0.0092336 | 1.1159e-08
[120 empty] | 7.3.3.17.5 (Remote Grid) Updates to grid topology to minimize risk of ignition in HFTDs Remote GridWLDFRContaminationAggregated | WLDFR | HFTD - Distribution - Tier 3 - 4QU CoRE ¦ 5QU LoRE | Red Flag Warning - Small Fires | Contamination | Aggregated | 2048 | 9.0382e-08 | 117.3278 | 1.0604e-05 | 2048 | Mitigation | 0.95 | 45 | 0 | esc | 0.00097009 | 8.7678e-11 | 0.00097009 | 8.7678e-11 | 0 | 0 | 0.0092336 | 1.1159e-08
[120 empty] | 7.3.3.17.5 (Remote Grid) Updates to grid topology to minimize risk of ignition in HFTDs Remote GridWLDFRContaminationAggregated | WLDFR | HFTD - Distribution - Tier 3 - 4QU CoRE ¦ 5QU LoRE | Red Flag Warning - Small Fires | Contamination | Aggregated | 2049 | 9.0382e-08 | 117.3278 | 1.0604e-05 | 2049 | Mitigation | 0.95 | 45 | 0 | esc | 0.00097009 | 8.7678e-11 | 0.00097009 | 8.7678e-11 | 0 | 0 | 0.0092336 | 1.1159e-08
[120 empty] | 7.3.3.17.5 (Remote Grid) Updates to grid topology to minimize risk of ignition in HFTDs Remote GridWLDFRContaminationAggregated | WLDFR | HFTD - Distribution - Tier 3 - 4QU CoRE ¦ 5QU LoRE | Red Flag Warning - Small Fires | Contamination | Aggregated | 2050 | 9.0382e-08 | 117.3278 | 1.0604e-05 | 2050 | Mitigation | 0.95 | 45 | 0 | esc | 0.00097009 | 8.7678e-11 | 0.00097009 | 8.7678e-11 | 0 | 0 | 0.0092336 | 1.1159e-08
[120 empty] | 7.3.3.17.5 (Remote Grid) Updates to grid topology to minimize risk of ignition in HFTDs Remote GridWLDFRContaminationAggregated | WLDFR | HFTD - Distribution - Tier 3 - 4QU CoRE ¦ 5QU LoRE | Red Flag Warning - Small Fires | Contamination | Aggregated | 2051 | 9.0382e-08 | 117.3278 | 1.0604e-05 | 2051 | Mitigation | 0.95 | 45 | 0 | esc | 0.00097009 | 8.7678e-11 | 0.00097009 | 8.7678e-11 | 0 | 0 | 0.0092336 | 1.1159e-08
[120 empty] | 7.3.3.17.5 (Remote Grid) Updates to grid topology to minimize risk of ignition in HFTDs Remote GridWLDFRContaminationAggregated | WLDFR | HFTD - Distribution - Tier 3 - 4QU CoRE ¦ 5QU LoRE | Red Flag Warning - Small Fires | Contamination | Aggregated | 2052 | 9.0382e-08 | 117.3278 | 1.0604e-05 | 2052 | Mitigation | 0.95 | 45 | 0 | esc | 0.00097009 | 8.7678e-11 | 0.00097009 | 8.7678e-11 | 0 | 0 | 0.0092336 | 1.1159e-08
[120 empty] | 7.3.3.17.5 (Remote Grid) Updates to grid topology to minimize risk of ignition in HFTDs Remote GridWLDFRContaminationAggregated | WLDFR | HFTD - Distribution - Tier 3 - 4QU CoRE ¦ 5QU LoRE | Red Flag Warning - Small Fires | Contamination | Aggregated | 2053 | 9.0382e-08 | 117.3278 | 1.0604e-05 | 2053 | Mitigation | 0.95 | 45 | 0 | esc | 0.00097009 | 8.7678e-11 | 0.00097009 | 8.7678e-11 | 0 | 0 | 0.0092336 | 1.1159e-08
[120 empty] | 7.3.3.17.5 (Remote Grid) Updates to grid topology to minimize risk of ignition in HFTDs Remote GridWLDFRContaminationAggregated | WLDFR | HFTD - Distribution - Tier 3 - 4QU CoRE ¦ 5QU LoRE | Red Flag Warning - Small Fires | Contamination | Aggregated | 2054 | 9.0382e-08 | 117.3278 | 1.0604e-05 | 2054 | Mitigation | 0.95 | 45 | 0 | esc | 0.00097009 | 8.7678e-11 | 0.00097009 | 8.7678e-11 | 0 | 0 | 0.0092336 | 1.1159e-08
[120 empty] | 7.3.3.17.5 (Remote Grid) Updates to grid topology to minimize risk of ignition in HFTDs Remote GridWLDFRContaminationAggregated | WLDFR | HFTD - Distribution - Tier 3 - 4QU CoRE ¦ 5QU LoRE | Red Flag Warning - Small Fires | Contamination | Aggregated | 2055 | 9.0382e-08 | 117.3278 | 1.0604e-05 | 2055 | Mitigation | 0.95 | 45 | 0 | esc | 0.00097009 | 8.7678e-11 | 0.00097009 | 8.7678e-11 | 0 | 0 | 0.0092336 | 1.1159e-08
[120 empty] | 7.3.3.17.5 (Remote Grid) Updates to grid topology to minimize risk of ignition in HFTDs Remote GridWLDFRContaminationAggregated | WLDFR | HFTD - Distribution - Tier 3 - 4QU CoRE ¦ 5QU LoRE | Red Flag Warning - Small Fires | Contamination | Aggregated | 2056 | 9.0382e-08 | 117.3278 | 1.0604e-05 | 2056 | Mitigation | 0.95 | 45 | 0 | esc | 0.00097009 | 8.7678e-11 | 0.00097009 | 8.7678e-11 | 0 | 0 | 0.0092336 | 1.1159e-08
[120 empty] | 7.3.3.17.5 (Remote Grid) Updates to grid topology to minimize risk of ignition in HFTDs Remote GridWLDFRContaminationAggregated | WLDFR | HFTD - Distribution - Tier 3 - 4QU CoRE ¦ 5QU LoRE | Red Flag Warning - Small Fires | Contamination | Aggregated | 2057 | 9.0382e-08 | 117.3278 | 1.0604e-05 | 2057 | Mitigation | 0.95 | 45 | 0 | esc | 0.00097009 | 8.7678e-11 | 0.00097009 | 8.7678e-11 | 0 | 0 | 0.0092336 | 1.1159e-08
[120 empty] | 7.3.3.17.5 (Remote Grid) Updates to grid topology to minimize risk of ignition in HFTDs Remote GridWLDFRContaminationAggregated | WLDFR | HFTD - Distribution - Tier 3 - 4QU CoRE ¦ 5QU LoRE | Red Flag Warning - Small Fires | Contamination | Aggregated | 2058 | 9.0382e-08 | 117.3278 | 1.0604e-05 | 2058 | Mitigation | 0.95 | 45 | 0 | esc | 0.00097009 | 8.7678e-11 | 0.00097009 | 8.7678e-11 | 0 | 0 | 0.0092336 | 1.1159e-08
[120 empty] | 7.3.3.17.5 (Remote Grid) Updates to grid topology to minimize risk of ignition in HFTDs Remote GridWLDFRContaminationAggregated | WLDFR | HFTD - Distribution - Tier 3 - 4QU CoRE ¦ 5QU LoRE | Red Flag Warning - Small Fires | Contamination | Aggregated | 2059 | 9.0382e-08 | 117.3278 | 1.0604e-05 | 2059 | Mitigation | 0.95 | 45 | 0 | esc | 0.00097009 | 8.7678e-11 | 0.00097009 | 8.7678e-11 | 0 | 0 | 0.0092336 | 1.1159e-08
[120 empty] | 7.3.3.17.5 (Remote Grid) Updates to grid topology to minimize risk of ignition in HFTDs Remote GridWLDFRContaminationAggregated | WLDFR | HFTD - Distribution - Tier 3 - 4QU CoRE ¦ 5QU LoRE | Red Flag Warning - Small Fires | Contamination | Aggregated | 2060 | 9.0382e-08 | 117.3278 | 1.0604e-05 | 2060 | Mitigation | 0.95 | 45 | 0 | esc | 0.00097009 | 8.7678e-11 | 0.00097009 | 8.7678e-11 | 0 | 0 | 0.0092336 | 1.1159e-08
[120 empty] | 7.3.3.17.5 (Remote Grid) Updates to grid topology to minimize risk of ignition in HFTDs Remote GridWLDFRContaminationAggregated | WLDFR | HFTD - Distribution - Tier 3 - 4QU CoRE ¦ 5QU LoRE | Red Flag Warning - Small Fires | Contamination | Aggregated | 2061 | 9.0382e-08 | 117.3278 | 1.0604e-05 | 2061 | Mitigation | 0.95 | 45 | 0 | esc | 0.00097009 | 8.7678e-11 | 0.00097009 | 8.7678e-11 | 0 | 0 | 0.0092336 | 1.1159e-08
[120 empty] | 7.3.3.17.5 (Remote Grid) Updates to grid topology to minimize risk of ignition in HFTDs Remote GridWLDFRContaminationAggregated | WLDFR | HFTD - Distribution - Tier 3 - 4QU CoRE ¦ 5QU LoRE | Red Flag Warning - Small Fires | Contamination | Aggregated | 2062 | 9.0382e-08 | 117.3278 | 1.0604e-05 | 2062 | Mitigation | 0.95 | 45 | 0 | esc | 0.00097009 | 8.7678e-11 | 0.00097009 | 8.7678e-11 | 0 | 0 | 0.0092336 | 1.1159e-08
[120 empty] | 7.3.3.17.5 (Remote Grid) Updates to grid topology to minimize risk of ignition in HFTDs Remote GridWLDFRContaminationAggregated | WLDFR | HFTD - Distribution - Tier 3 - 4QU CoRE ¦ 5QU LoRE | Red Flag Warning - Small Fires | Contamination | Aggregated | 2063 | 9.0382e-08 | 117.3278 | 1.0604e-05 | 2063 | Mitigation | 0.95 | 45 | 0 | esc | 0.00097009 | 8.7678e-11 | 0.00097009 | 8.7678e-11 | 0 | 0 | 0.0092336 | 1.1159e-08
[120 empty] | 7.3.3.17.5 (Remote Grid) Updates to grid topology to minimize risk of ignition in HFTDs Remote GridWLDFRContaminationAggregated | WLDFR | HFTD - Distribution - Tier 3 - 4QU CoRE ¦ 5QU LoRE | Red Flag Warning - Small Fires | Contamination | Aggregated | 2064 | 9.0382e-08 | 117.3278 | 1.0604e-05 | 2064 | Mitigation | 0.95 | 45 | 0 | esc | 0.00097009 | 8.7678e-11 | 0.00097009 | 8.7678e-11 | 0 | 0 | 0.0092336 | 1.1159e-08
[120 empty] | 7.3.3.17.5 (Remote Grid) Updates to grid topology to minimize risk of ignition in HFTDs Remote GridWLDFRContaminationAggregated | WLDFR | HFTD - Distribution - Tier 3 - 4QU CoRE ¦ 5QU LoRE | Red Flag Warning - Small Fires | Contamination | Aggregated | 2065 | 9.0382e-08 | 117.3278 | 1.0604e-05 | 2065 | Mitigation | 0.95 | 45 | 0 | esc | 0.00097009 | 8.7678e-11 | 0.00097009 | 8.7678e-11 | 0 | 0 | 0.0092336 | 1.1159e-08
[120 empty] | 7.3.3.17.5 (Remote Grid) Updates to grid topology to minimize risk of ignition in HFTDs Remote GridWLDFRContaminationAggregated | WLDFR | HFTD - Distribution - Tier 3 - 4QU CoRE ¦ 5QU LoRE | Red Flag Warning - Small Fires | Contamination | Aggregated | 2066 | 9.0382e-08 | 117.3278 | 1.0604e-05 | 2066 | Mitigation | 0.95 | 45 | 0 | esc | 0.00097009 | 8.7678e-11 | 0.00097009 | 8.7678e-11 | 0 | 0 | 0.0092336 | 1.1159e-08
[120 empty] | 7.3.3.17.5 (Remote Grid) Updates to grid topology to minimize risk of ignition in HFTDs Remote GridWLDFRContaminationAggregated | WLDFR | HFTD - Distribution - Tier 3 - 4QU CoRE ¦ 5QU LoRE | Red Flag Warning - Small Fires | Contamination | Aggregated | 2067 | 9.0382e-08 | 117.3278 | 1.0604e-05 | 2067 | Mitigation | 0.95 | 45 | 0 | esc | 0 | 0 | 0.00097009 | 8.7678e-11 | 0 | 0 | 0.0092336 | 1.1159e-08
[120 empty] | 7.3.3.17.5 (Remote Grid) Updates to grid topology to minimize risk of ignition in HFTDs Remote GridWLDFREquipment / facility failureAggregated | WLDFR | HFTD - Distribution - Tier 3 - 4QU CoRE ¦ 5QU LoRE | Red Flag Warning - Small Fires | Equipment / facility failure | Aggregated | 2022 | 2.9296e-05 | 117.3278 | 0.0034373 | 2022 | Mitigation | 0.95 | 45 | 0 | esc | 0.00097009 | 2.842e-08 | 0 | 0 | 0 | 0 | 0 | 0
[120 empty] | 7.3.3.17.5 (Remote Grid) Updates to grid topology to minimize risk of ignition in HFTDs Remote GridWLDFREquipment / facility failureAggregated | WLDFR | HFTD - Distribution - Tier 3 - 4QU CoRE ¦ 5QU LoRE | Red Flag Warning - Small Fires | Equipment / facility failure | Aggregated | 2023 | 2.9296e-05 | 117.3278 | 0.0034373 | 2023 | Mitigation | 0.95 | 45 | 0 | esc | 0.00097009 | 2.842e-08 | 0.00097009 | 2.842e-08 | 0 | 0 | 0 | 0
[120 empty] | 7.3.3.17.5 (Remote Grid) Updates to grid topology to minimize risk of ignition in HFTDs Remote GridWLDFREquipment / facility failureAggregated | WLDFR | HFTD - Distribution - Tier 3 - 4QU CoRE ¦ 5QU LoRE | Red Flag Warning - Small Fires | Equipment / facility failure | Aggregated | 2024 | 2.9296e-05 | 117.3278 | 0.0034373 | 2024 | Mitigation | 0.95 | 45 | 0 | esc | 0.00097009 | 2.842e-08 | 0.00097009 | 2.842e-08 | 0 | 0 | 0.0033164 | 1.9548e-07
[120 empty] | 7.3.3.17.5 (Remote Grid) Updates to grid topology to minimize risk of ignition in HFTDs Remote GridWLDFREquipment / facility failureAggregated | WLDFR | HFTD - Distribution - Tier 3 - 4QU CoRE ¦ 5QU LoRE | Red Flag Warning - Small Fires | Equipment / facility failure | Aggregated | 2025 | 2.9296e-05 | 117.3278 | 0.0034373 | 2025 | Mitigation | 0.95 | 45 | 0 | esc | 0.00097009 | 2.842e-08 | 0.00097009 | 2.842e-08 | 0 | 0 | 0.0033164 | 1.9548e-07
[120 empty] | 7.3.3.17.5 (Remote Grid) Updates to grid topology to minimize risk of ignition in HFTDs Remote GridWLDFREquipment / facility failureAggregated | WLDFR | HFTD - Distribution - Tier 3 - 4QU CoRE ¦ 5QU LoRE | Red Flag Warning - Small Fires | Equipment / facility failure | Aggregated | 2026 | 2.9296e-05 | 117.3278 | 0.0034373 | 2026 | Mitigation | 0.95 | 45 | 0 | esc | 0.00097009 | 2.842e-08 | 0.00097009 | 2.842e-08 | 0 | 0 | 0.0033164 | 1.9548e-07
[120 empty] | 7.3.3.17.5 (Remote Grid) Updates to grid topology to minimize risk of ignition in HFTDs Remote GridWLDFREquipment / facility failureAggregated | WLDFR | HFTD - Distribution - Tier 3 - 4QU CoRE ¦ 5QU LoRE | Red Flag Warning - Small Fires | Equipment / facility failure | Aggregated | 2027 | 2.9296e-05 | 117.3278 | 0.0034373 | 2027 | Mitigation | 0.95 | 45 | 0 | esc | 0.00097009 | 2.842e-08 | 0.00097009 | 2.842e-08 | 0 | 0 | 0.0033164 | 1.9548e-07
[120 empty] | 7.3.3.17.5 (Remote Grid) Updates to grid topology to minimize risk of ignition in HFTDs Remote GridWLDFREquipment / facility failureAggregated | WLDFR | HFTD - Distribution - Tier 3 - 4QU CoRE ¦ 5QU LoRE | Red Flag Warning - Small Fires | Equipment / facility failure | Aggregated | 2028 | 2.9296e-05 | 117.3278 | 0.0034373 | 2028 | Mitigation | 0.95 | 45 | 0 | esc | 0.00097009 | 2.842e-08 | 0.00097009 | 2.842e-08 | 0 | 0 | 0.0033164 | 1.9548e-07
[120 empty] | 7.3.3.17.5 (Remote Grid) Updates to grid topology to minimize risk of ignition in HFTDs Remote GridWLDFREquipment / facility failureAggregated | WLDFR | HFTD - Distribution - Tier 3 - 4QU CoRE ¦ 5QU LoRE | Red Flag Warning - Small Fires | Equipment / facility failure | Aggregated | 2029 | 2.9296e-05 | 117.3278 | 0.0034373 | 2029 | Mitigation | 0.95 | 45 | 0 | esc | 0.00097009 | 2.842e-08 | 0.00097009 | 2.842e-08 | 0 | 0 | 0.0033164 | 1.9548e-07
[120 empty] | 7.3.3.17.5 (Remote Grid) Updates to grid topology to minimize risk of ignition in HFTDs Remote GridWLDFREquipment / facility failureAggregated | WLDFR | HFTD - Distribution - Tier 3 - 4QU CoRE ¦ 5QU LoRE | Red Flag Warning - Small Fires | Equipment / facility failure | Aggregated | 2030 | 2.9296e-05 | 117.3278 | 0.0034373 | 2030 | Mitigation | 0.95 | 45 | 0 | esc | 0.00097009 | 2.842e-08 | 0.00097009 | 2.842e-08 | 0 | 0 | 0.0033164 | 1.9548e-07
[120 empty] | 7.3.3.17.5 (Remote Grid) Updates to grid topology to minimize risk of ignition in HFTDs Remote GridWLDFREquipment / facility failureAggregated | WLDFR | HFTD - Distribution - Tier 3 - 4QU CoRE ¦ 5QU LoRE | Red Flag Warning - Small Fires | Equipment / facility failure | Aggregated | 2031 | 2.9296e-05 | 117.3278 | 0.0034373 | 2031 | Mitigation | 0.95 | 45 | 0 | esc | 0.00097009 | 2.842e-08 | 0.00097009 | 2.842e-08 | 0 | 0 | 0.0033164 | 1.9548e-07
[120 empty] | 7.3.3.17.5 (Remote Grid) Updates to grid topology to minimize risk of ignition in HFTDs Remote GridWLDFREquipment / facility failureAggregated | WLDFR | HFTD - Distribution - Tier 3 - 4QU CoRE ¦ 5QU LoRE | Red Flag Warning - Small Fires | Equipment / facility failure | Aggregated | 2032 | 2.9296e-05 | 117.3278 | 0.0034373 | 2032 | Mitigation | 0.95 | 45 | 0 | esc | 0.00097009 | 2.842e-08 | 0.00097009 | 2.842e-08 | 0 | 0 | 0.0033164 | 1.9548e-07
[120 empty] | 7.3.3.17.5 (Remote Grid) Updates to grid topology to minimize risk of ignition in HFTDs Remote GridWLDFREquipment / facility failureAggregated | WLDFR | HFTD - Distribution - Tier 3 - 4QU CoRE ¦ 5QU LoRE | Red Flag Warning - Small Fires | Equipment / facility failure | Aggregated | 2033 | 2.9296e-05 | 117.3278 | 0.0034373 | 2033 | Mitigation | 0.95 | 45 | 0 | esc | 0.00097009 | 2.842e-08 | 0.00097009 | 2.842e-08 | 0 | 0 | 0.0033164 | 1.9548e-07
[120 empty] | 7.3.3.17.5 (Remote Grid) Updates to grid topology to minimize risk of ignition in HFTDs Remote GridWLDFREquipment / facility failureAggregated | WLDFR | HFTD - Distribution - Tier 3 - 4QU CoRE ¦ 5QU LoRE | Red Flag Warning - Small Fires | Equipment / facility failure | Aggregated | 2034 | 2.9296e-05 | 117.3278 | 0.0034373 | 2034 | Mitigation | 0.95 | 45 | 0 | esc | 0.00097009 | 2.842e-08 | 0.00097009 | 2.842e-08 | 0 | 0 | 0.0033164 | 1.9548e-07
[120 empty] | 7.3.3.17.5 (Remote Grid) Updates to grid topology to minimize risk of ignition in HFTDs Remote GridWLDFREquipment / facility failureAggregated | WLDFR | HFTD - Distribution - Tier 3 - 4QU CoRE ¦ 5QU LoRE | Red Flag Warning - Small Fires | Equipment / facility failure | Aggregated | 2035 | 2.9296e-05 | 117.3278 | 0.0034373 | 2035 | Mitigation | 0.95 | 45 | 0 | esc | 0.00097009 | 2.842e-08 | 0.00097009 | 2.842e-08 | 0 | 0 | 0.0033164 | 1.9548e-07
[120 empty] | 7.3.3.17.5 (Remote Grid) Updates to grid topology to minimize risk of ignition in HFTDs Remote GridWLDFREquipment / facility failureAggregated | WLDFR | HFTD - Distribution - Tier 3 - 4QU CoRE ¦ 5QU LoRE | Red Flag Warning - Small Fires | Equipment / facility failure | Aggregated | 2036 | 2.9296e-05 | 117.3278 | 0.0034373 | 2036 | Mitigation | 0.95 | 45 | 0 | esc | 0.00097009 | 2.842e-08 | 0.00097009 | 2.842e-08 | 0 | 0 | 0.0033164 | 1.9548e-07
[120 empty] | 7.3.3.17.5 (Remote Grid) Updates to grid topology to minimize risk of ignition in HFTDs Remote GridWLDFREquipment / facility failureAggregated | WLDFR | HFTD - Distribution - Tier 3 - 4QU CoRE ¦ 5QU LoRE | Red Flag Warning - Small Fires | Equipment / facility failure | Aggregated | 2037 | 2.9296e-05 | 117.3278 | 0.0034373 | 2037 | Mitigation | 0.95 | 45 | 0 | esc | 0.00097009 | 2.842e-08 | 0.00097009 | 2.842e-08 | 0 | 0 | 0.0033164 | 1.9548e-07
[120 empty] | 7.3.3.17.5 (Remote Grid) Updates to grid topology to minimize risk of ignition in HFTDs Remote GridWLDFREquipment / facility failureAggregated | WLDFR | HFTD - Distribution - Tier 3 - 4QU CoRE ¦ 5QU LoRE | Red Flag Warning - Small Fires | Equipment / facility failure | Aggregated | 2038 | 2.9296e-05 | 117.3278 | 0.0034373 | 2038 | Mitigation | 0.95 | 45 | 0 | esc | 0.00097009 | 2.842e-08 | 0.00097009 | 2.842e-08 | 0 | 0 | 0.0033164 | 1.9548e-07
[120 empty] | 7.3.3.17.5 (Remote Grid) Updates to grid topology to minimize risk of ignition in HFTDs Remote GridWLDFREquipment / facility failureAggregated | WLDFR | HFTD - Distribution - Tier 3 - 4QU CoRE ¦ 5QU LoRE | Red Flag Warning - Small Fires | Equipment / facility failure | Aggregated | 2039 | 2.9296e-05 | 117.3278 | 0.0034373 | 2039 | Mitigation | 0.95 | 45 | 0 | esc | 0.00097009 | 2.842e-08 | 0.00097009 | 2.842e-08 | 0 | 0 | 0.0033164 | 1.9548e-07
[120 empty] | 7.3.3.17.5 (Remote Grid) Updates to grid topology to minimize risk of ignition in HFTDs Remote GridWLDFREquipment / facility failureAggregated | WLDFR | HFTD - Distribution - Tier 3 - 4QU CoRE ¦ 5QU LoRE | Red Flag Warning - Small Fires | Equipment / facility failure | Aggregated | 2040 | 2.9296e-05 | 117.3278 | 0.0034373 | 2040 | Mitigation | 0.95 | 45 | 0 | esc | 0.00097009 | 2.842e-08 | 0.00097009 | 2.842e-08 | 0 | 0 | 0.0033164 | 1.9548e-07
[120 empty] | 7.3.3.17.5 (Remote Grid) Updates to grid topology to minimize risk of ignition in HFTDs Remote GridWLDFREquipment / facility failureAggregated | WLDFR | HFTD - Distribution - Tier 3 - 4QU CoRE ¦ 5QU LoRE | Red Flag Warning - Small Fires | Equipment / facility failure | Aggregated | 2041 | 2.9296e-05 | 117.3278 | 0.0034373 | 2041 | Mitigation | 0.95 | 45 | 0 | esc | 0.00097009 | 2.842e-08 | 0.00097009 | 2.842e-08 | 0 | 0 | 0.0033164 | 1.9548e-07
[120 empty] | 7.3.3.17.5 (Remote Grid) Updates to grid topology to minimize risk of ignition in HFTDs Remote GridWLDFREquipment / facility failureAggregated | WLDFR | HFTD - Distribution - Tier 3 - 4QU CoRE ¦ 5QU LoRE | Red Flag Warning - Small Fires | Equipment / facility failure | Aggregated | 2042 | 2.9296e-05 | 117.3278 | 0.0034373 | 2042 | Mitigation | 0.95 | 45 | 0 | esc | 0.00097009 | 2.842e-08 | 0.00097009 | 2.842e-08 | 0 | 0 | 0.0033164 | 1.9548e-07
[120 empty] | 7.3.3.17.5 (Remote Grid) Updates to grid topology to minimize risk of ignition in HFTDs Remote GridWLDFREquipment / facility failureAggregated | WLDFR | HFTD - Distribution - Tier 3 - 4QU CoRE ¦ 5QU LoRE | Red Flag Warning - Small Fires | Equipment / facility failure | Aggregated | 2043 | 2.9296e-05 | 117.3278 | 0.0034373 | 2043 | Mitigation | 0.95 | 45 | 0 | esc | 0.00097009 | 2.842e-08 | 0.00097009 | 2.842e-08 | 0 | 0 | 0.0033164 | 1.9548e-07
[120 empty] | 7.3.3.17.5 (Remote Grid) Updates to grid topology to minimize risk of ignition in HFTDs Remote GridWLDFREquipment / facility failureAggregated | WLDFR | HFTD - Distribution - Tier 3 - 4QU CoRE ¦ 5QU LoRE | Red Flag Warning - Small Fires | Equipment / facility failure | Aggregated | 2044 | 2.9296e-05 | 117.3278 | 0.0034373 | 2044 | Mitigation | 0.95 | 45 | 0 | esc | 0.00097009 | 2.842e-08 | 0.00097009 | 2.842e-08 | 0 | 0 | 0.0033164 | 1.9548e-07
[120 empty] | 7.3.3.17.5 (Remote Grid) Updates to grid topology to minimize risk of ignition in HFTDs Remote GridWLDFREquipment / facility failureAggregated | WLDFR | HFTD - Distribution - Tier 3 - 4QU CoRE ¦ 5QU LoRE | Red Flag Warning - Small Fires | Equipment / facility failure | Aggregated | 2045 | 2.9296e-05 | 117.3278 | 0.0034373 | 2045 | Mitigation | 0.95 | 45 | 0 | esc | 0.00097009 | 2.842e-08 | 0.00097009 | 2.842e-08 | 0 | 0 | 0.0033164 | 1.9548e-07
[120 empty] | 7.3.3.17.5 (Remote Grid) Updates to grid topology to minimize risk of ignition in HFTDs Remote GridWLDFREquipment / facility failureAggregated | WLDFR | HFTD - Distribution - Tier 3 - 4QU CoRE ¦ 5QU LoRE | Red Flag Warning - Small Fires | Equipment / facility failure | Aggregated | 2046 | 2.9296e-05 | 117.3278 | 0.0034373 | 2046 | Mitigation | 0.95 | 45 | 0 | esc | 0.00097009 | 2.842e-08 | 0.00097009 | 2.842e-08 | 0 | 0 | 0.0033164 | 1.9548e-07
[120 empty] | 7.3.3.17.5 (Remote Grid) Updates to grid topology to minimize risk of ignition in HFTDs Remote GridWLDFREquipment / facility failureAggregated | WLDFR | HFTD - Distribution - Tier 3 - 4QU CoRE ¦ 5QU LoRE | Red Flag Warning - Small Fires | Equipment / facility failure | Aggregated | 2047 | 2.9296e-05 | 117.3278 | 0.0034373 | 2047 | Mitigation | 0.95 | 45 | 0 | esc | 0.00097009 | 2.842e-08 | 0.00097009 | 2.842e-08 | 0 | 0 | 0.0033164 | 1.9548e-07
[120 empty] | 7.3.3.17.5 (Remote Grid) Updates to grid topology to minimize risk of ignition in HFTDs Remote GridWLDFREquipment / facility failureAggregated | WLDFR | HFTD - Distribution - Tier 3 - 4QU CoRE ¦ 5QU LoRE | Red Flag Warning - Small Fires | Equipment / facility failure | Aggregated | 2048 | 2.9296e-05 | 117.3278 | 0.0034373 | 2048 | Mitigation | 0.95 | 45 | 0 | esc | 0.00097009 | 2.842e-08 | 0.00097009 | 2.842e-08 | 0 | 0 | 0.0033164 | 1.9548e-07
[120 empty] | 7.3.3.17.5 (Remote Grid) Updates to grid topology to minimize risk of ignition in HFTDs Remote GridWLDFREquipment / facility failureAggregated | WLDFR | HFTD - Distribution - Tier 3 - 4QU CoRE ¦ 5QU LoRE | Red Flag Warning - Small Fires | Equipment / facility failure | Aggregated | 2049 | 2.9296e-05 | 117.3278 | 0.0034373 | 2049 | Mitigation | 0.95 | 45 | 0 | esc | 0.00097009 | 2.842e-08 | 0.00097009 | 2.842e-08 | 0 | 0 | 0.0033164 | 1.9548e-07
[120 empty] | 7.3.3.17.5 (Remote Grid) Updates to grid topology to minimize risk of ignition in HFTDs Remote GridWLDFREquipment / facility failureAggregated | WLDFR | HFTD - Distribution - Tier 3 - 4QU CoRE ¦ 5QU LoRE | Red Flag Warning - Small Fires | Equipment / facility failure | Aggregated | 2050 | 2.9296e-05 | 117.3278 | 0.0034373 | 2050 | Mitigation | 0.95 | 45 | 0 | esc | 0.00097009 | 2.842e-08 | 0.00097009 | 2.842e-08 | 0 | 0 | 0.0033164 | 1.9548e-07
[120 empty] | 7.3.3.17.5 (Remote Grid) Updates to grid topology to minimize risk of ignition in HFTDs Remote GridWLDFREquipment / facility failureAggregated | WLDFR | HFTD - Distribution - Tier 3 - 4QU CoRE ¦ 5QU LoRE | Red Flag Warning - Small Fires | Equipment / facility failure | Aggregated | 2051 | 2.9296e-05 | 117.3278 | 0.0034373 | 2051 | Mitigation | 0.95 | 45 | 0 | esc | 0.00097009 | 2.842e-08 | 0.00097009 | 2.842e-08 | 0 | 0 | 0.0033164 | 1.9548e-07
[120 empty] | 7.3.3.17.5 (Remote Grid) Updates to grid topology to minimize risk of ignition in HFTDs Remote GridWLDFREquipment / facility failureAggregated | WLDFR | HFTD - Distribution - Tier 3 - 4QU CoRE ¦ 5QU LoRE | Red Flag Warning - Small Fires | Equipment / facility failure | Aggregated | 2052 | 2.9296e-05 | 117.3278 | 0.0034373 | 2052 | Mitigation | 0.95 | 45 | 0 | esc | 0.00097009 | 2.842e-08 | 0.00097009 | 2.842e-08 | 0 | 0 | 0.0033164 | 1.9548e-07
[120 empty] | 7.3.3.17.5 (Remote Grid) Updates to grid topology to minimize risk of ignition in HFTDs Remote GridWLDFREquipment / facility failureAggregated | WLDFR | HFTD - Distribution - Tier 3 - 4QU CoRE ¦ 5QU LoRE | Red Flag Warning - Small Fires | Equipment / facility failure | Aggregated | 2053 | 2.9296e-05 | 117.3278 | 0.0034373 | 2053 | Mitigation | 0.95 | 45 | 0 | esc | 0.00097009 | 2.842e-08 | 0.00097009 | 2.842e-08 | 0 | 0 | 0.0033164 | 1.9548e-07
[120 empty] | 7.3.3.17.5 (Remote Grid) Updates to grid topology to minimize risk of ignition in HFTDs Remote GridWLDFREquipment / facility failureAggregated | WLDFR | HFTD - Distribution - Tier 3 - 4QU CoRE ¦ 5QU LoRE | Red Flag Warning - Small Fires | Equipment / facility failure | Aggregated | 2054 | 2.9296e-05 | 117.3278 | 0.0034373 | 2054 | Mitigation | 0.95 | 45 | 0 | esc | 0.00097009 | 2.842e-08 | 0.00097009 | 2.842e-08 | 0 | 0 | 0 | 0
[120 empty] | 7.3.3.17.5 (Remote Grid) Updates to grid topology to minimize risk of ignition in HFTDs Remote GridWLDFREquipment / facility failureAggregated | WLDFR | HFTD - Distribution - Tier 3 - 4QU CoRE ¦ 5QU LoRE | Red Flag Warning - Small Fires | Equipment / facility failure | Aggregated | 2055 | 2.9296e-05 | 117.3278 | 0.0034373 | 2055 | Mitigation | 0.95 | 45 | 0 | esc | 0.00097009 | 2.842e-08 | 0.00097009 | 2.842e-08 | 0 | 0 | 0 | 0
[120 empty] | 7.3.3.17.5 (Remote Grid) Updates to grid topology to minimize risk of ignition in HFTDs Remote GridWLDFREquipment / facility failureAggregated | WLDFR | HFTD - Distribution - Tier 3 - 4QU CoRE ¦ 5QU LoRE | Red Flag Warning - Small Fires | Equipment / facility failure | Aggregated | 2056 | 2.9296e-05 | 117.3278 | 0.0034373 | 2056 | Mitigation | 0.95 | 45 | 0 | esc | 0.00097009 | 2.842e-08 | 0.00097009 | 2.842e-08 | 0 | 0 | 0.012804 | 9.8983e-09
[120 empty] | 7.3.3.17.5 (Remote Grid) Updates to grid topology to minimize risk of ignition in HFTDs Remote GridWLDFREquipment / facility failureAggregated | WLDFR | HFTD - Distribution - Tier 3 - 4QU CoRE ¦ 5QU LoRE | Red Flag Warning - Small Fires | Equipment / facility failure | Aggregated | 2057 | 2.9296e-05 | 117.3278 | 0.0034373 | 2057 | Mitigation | 0.95 | 45 | 0 | esc | 0.00097009 | 2.842e-08 | 0.00097009 | 2.842e-08 | 0 | 0 | 0.012804 | 9.8983e-09
[120 empty] | 7.3.3.17.5 (Remote Grid) Updates to grid topology to minimize risk of ignition in HFTDs Remote GridWLDFREquipment / facility failureAggregated | WLDFR | HFTD - Distribution - Tier 3 - 4QU CoRE ¦ 5QU LoRE | Red Flag Warning - Small Fires | Equipment / facility failure | Aggregated | 2058 | 2.9296e-05 | 117.3278 | 0.0034373 | 2058 | Mitigation | 0.95 | 45 | 0 | esc | 0.00097009 | 2.842e-08 | 0.00097009 | 2.842e-08 | 0 | 0 | 0.012804 | 9.8983e-09
[120 empty] | 7.3.3.17.5 (Remote Grid) Updates to grid topology to minimize risk of ignition in HFTDs Remote GridWLDFREquipment / facility failureAggregated | WLDFR | HFTD - Distribution - Tier 3 - 4QU CoRE ¦ 5QU LoRE | Red Flag Warning - Small Fires | Equipment / facility failure | Aggregated | 2059 | 2.9296e-05 | 117.3278 | 0.0034373 | 2059 | Mitigation | 0.95 | 45 | 0 | esc | 0.00097009 | 2.842e-08 | 0.00097009 | 2.842e-08 | 0 | 0 | 0.012804 | 9.8983e-09
[120 empty] | 7.3.3.17.5 (Remote Grid) Updates to grid topology to minimize risk of ignition in HFTDs Remote GridWLDFREquipment / facility failureAggregated | WLDFR | HFTD - Distribution - Tier 3 - 4QU CoRE ¦ 5QU LoRE | Red Flag Warning - Small Fires | Equipment / facility failure | Aggregated | 2060 | 2.9296e-05 | 117.3278 | 0.0034373 | 2060 | Mitigation | 0.95 | 45 | 0 | esc | 0.00097009 | 2.842e-08 | 0.00097009 | 2.842e-08 | 0 | 0 | 0.012804 | 9.8983e-09
[120 empty] | 7.3.3.17.5 (Remote Grid) Updates to grid topology to minimize risk of ignition in HFTDs Remote GridWLDFREquipment / facility failureAggregated | WLDFR | HFTD - Distribution - Tier 3 - 4QU CoRE ¦ 5QU LoRE | Red Flag Warning - Small Fires | Equipment / facility failure | Aggregated | 2061 | 2.9296e-05 | 117.3278 | 0.0034373 | 2061 | Mitigation | 0.95 | 45 | 0 | esc | 0.00097009 | 2.842e-08 | 0.00097009 | 2.842e-08 | 0 | 0 | 0.012804 | 9.8983e-09
[120 empty] | 7.3.3.17.5 (Remote Grid) Updates to grid topology to minimize risk of ignition in HFTDs Remote GridWLDFREquipment / facility failureAggregated | WLDFR | HFTD - Distribution - Tier 3 - 4QU CoRE ¦ 5QU LoRE | Red Flag Warning - Small Fires | Equipment / facility failure | Aggregated | 2062 | 2.9296e-05 | 117.3278 | 0.0034373 | 2062 | Mitigation | 0.95 | 45 | 0 | esc | 0.00097009 | 2.842e-08 | 0.00097009 | 2.842e-08 | 0 | 0 | 0.012804 | 9.8983e-09
[120 empty] | 7.3.3.17.5 (Remote Grid) Updates to grid topology to minimize risk of ignition in HFTDs Remote GridWLDFREquipment / facility failureAggregated | WLDFR | HFTD - Distribution - Tier 3 - 4QU CoRE ¦ 5QU LoRE | Red Flag Warning - Small Fires | Equipment / facility failure | Aggregated | 2063 | 2.9296e-05 | 117.3278 | 0.0034373 | 2063 | Mitigation | 0.95 | 45 | 0 | esc | 0.00097009 | 2.842e-08 | 0.00097009 | 2.842e-08 | 0 | 0 | 0.012804 | 9.8983e-09
[120 empty] | 7.3.3.17.5 (Remote Grid) Updates to grid topology to minimize risk of ignition in HFTDs Remote GridWLDFREquipment / facility failureAggregated | WLDFR | HFTD - Distribution - Tier 3 - 4QU CoRE ¦ 5QU LoRE | Red Flag Warning - Small Fires | Equipment / facility failure | Aggregated | 2064 | 2.9296e-05 | 117.3278 | 0.0034373 | 2064 | Mitigation | 0.95 | 45 | 0 | esc | 0.00097009 | 2.842e-08 | 0.00097009 | 2.842e-08 | 0 | 0 | 0.012804 | 9.8983e-09
[120 empty] | 7.3.3.17.5 (Remote Grid) Updates to grid topology to minimize risk of ignition in HFTDs Remote GridWLDFREquipment / facility failureAggregated | WLDFR | HFTD - Distribution - Tier 3 - 4QU CoRE ¦ 5QU LoRE | Red Flag Warning - Small Fires | Equipment / facility failure | Aggregated | 2065 | 2.9296e-05 | 117.3278 | 0.0034373 | 2065 | Mitigation | 0.95 | 45 | 0 | esc | 0.00097009 | 2.842e-08 | 0.00097009 | 2.842e-08 | 0 | 0 | 0.012804 | 9.8983e-09
[120 empty] | 7.3.3.17.5 (Remote Grid) Updates to grid topology to minimize risk of ignition in HFTDs Remote GridWLDFREquipment / facility failureAggregated | WLDFR | HFTD - Distribution - Tier 3 - 4QU CoRE ¦ 5QU LoRE | Red Flag Warning - Small Fires | Equipment / facility failure | Aggregated | 2066 | 2.9296e-05 | 117.3278 | 0.0034373 | 2066 | Mitigation | 0.95 | 45 | 0 | esc | 0.00097009 | 2.842e-08 | 0.00097009 | 2.842e-08 | 0 | 0 | 0.012804 | 9.8983e-09
[120 empty] | 7.3.3.17.5 (Remote Grid) Updates to grid topology to minimize risk of ignition in HFTDs Remote GridWLDFREquipment / facility failureAggregated | WLDFR | HFTD - Distribution - Tier 3 - 4QU CoRE ¦ 5QU LoRE | Red Flag Warning - Small Fires | Equipment / facility failure | Aggregated | 2067 | 2.9296e-05 | 117.3278 | 0.0034373 | 2067 | Mitigation | 0.95 | 45 | 0 | esc | 0 | 0 | 0.00097009 | 2.842e-08 | 0 | 0 | 0.012804 | 9.8983e-09
[120 empty] | 7.3.3.17.5 (Remote Grid) Updates to grid topology to minimize risk of ignition in HFTDs Remote GridWLDFRVegetation ContactAggregated | WLDFR | HFTD - Distribution - Tier 3 - 4QU CoRE ¦ 5QU LoRE | Red Flag Warning - Small Fires | Vegetation Contact | Aggregated | 2022 | 0.00031417 | 117.3278 | 0.036861 | 2022 | Mitigation | 0.95 | 45 | 0 | esc | 0.00097009 | 3.0477e-07 | 0 | 0 | 0 | 0 | 0.012804 | 9.8983e-09
[120 empty] | 7.3.3.17.5 (Remote Grid) Updates to grid topology to minimize risk of ignition in HFTDs Remote GridWLDFRVegetation ContactAggregated | WLDFR | HFTD - Distribution - Tier 3 - 4QU CoRE ¦ 5QU LoRE | Red Flag Warning - Small Fires | Vegetation Contact | Aggregated | 2023 | 0.00031417 | 117.3278 | 0.036861 | 2023 | Mitigation | 0.95 | 45 | 0 | esc | 0.00097009 | 3.0477e-07 | 0.00097009 | 3.0477e-07 | 0 | 0 | 0.012804 | 9.8983e-09
[120 empty] | 7.3.3.17.5 (Remote Grid) Updates to grid topology to minimize risk of ignition in HFTDs Remote GridWLDFRVegetation ContactAggregated | WLDFR | HFTD - Distribution - Tier 3 - 4QU CoRE ¦ 5QU LoRE | Red Flag Warning - Small Fires | Vegetation Contact | Aggregated | 2024 | 0.00031417 | 117.3278 | 0.036861 | 2024 | Mitigation | 0.95 | 45 | 0 | esc | 0.00097009 | 3.0477e-07 | 0.00097009 | 3.0477e-07 | 0 | 0 | 0.012804 | 9.8983e-09
[120 empty] | 7.3.3.17.5 (Remote Grid) Updates to grid topology to minimize risk of ignition in HFTDs Remote GridWLDFRVegetation ContactAggregated | WLDFR | HFTD - Distribution - Tier 3 - 4QU CoRE ¦ 5QU LoRE | Red Flag Warning - Small Fires | Vegetation Contact | Aggregated | 2025 | 0.00031417 | 117.3278 | 0.036861 | 2025 | Mitigation | 0.95 | 45 | 0 | esc | 0.00097009 | 3.0477e-07 | 0.00097009 | 3.0477e-07 | 0 | 0 | 0.012804 | 9.8983e-09
[120 empty] | 7.3.3.17.5 (Remote Grid) Updates to grid topology to minimize risk of ignition in HFTDs Remote GridWLDFRVegetation ContactAggregated | WLDFR | HFTD - Distribution - Tier 3 - 4QU CoRE ¦ 5QU LoRE | Red Flag Warning - Small Fires | Vegetation Contact | Aggregated | 2026 | 0.00031417 | 117.3278 | 0.036861 | 2026 | Mitigation | 0.95 | 45 | 0 | esc | 0.00097009 | 3.0477e-07 | 0.00097009 | 3.0477e-07 | 0 | 0 | 0.012804 | 9.8983e-09
[120 empty] | 7.3.3.17.5 (Remote Grid) Updates to grid topology to minimize risk of ignition in HFTDs Remote GridWLDFRVegetation ContactAggregated | WLDFR | HFTD - Distribution - Tier 3 - 4QU CoRE ¦ 5QU LoRE | Red Flag Warning - Small Fires | Vegetation Contact | Aggregated | 2027 | 0.00031417 | 117.3278 | 0.036861 | 2027 | Mitigation | 0.95 | 45 | 0 | esc | 0.00097009 | 3.0477e-07 | 0.00097009 | 3.0477e-07 | 0 | 0 | 0.012804 | 9.8983e-09
[120 empty] | 7.3.3.17.5 (Remote Grid) Updates to grid topology to minimize risk of ignition in HFTDs Remote GridWLDFRVegetation ContactAggregated | WLDFR | HFTD - Distribution - Tier 3 - 4QU CoRE ¦ 5QU LoRE | Red Flag Warning - Small Fires | Vegetation Contact | Aggregated | 2028 | 0.00031417 | 117.3278 | 0.036861 | 2028 | Mitigation | 0.95 | 45 | 0 | esc | 0.00097009 | 3.0477e-07 | 0.00097009 | 3.0477e-07 | 0 | 0 | 0.012804 | 9.8983e-09
[120 empty] | 7.3.3.17.5 (Remote Grid) Updates to grid topology to minimize risk of ignition in HFTDs Remote GridWLDFRVegetation ContactAggregated | WLDFR | HFTD - Distribution - Tier 3 - 4QU CoRE ¦ 5QU LoRE | Red Flag Warning - Small Fires | Vegetation Contact | Aggregated | 2029 | 0.00031417 | 117.3278 | 0.036861 | 2029 | Mitigation | 0.95 | 45 | 0 | esc | 0.00097009 | 3.0477e-07 | 0.00097009 | 3.0477e-07 | 0 | 0 | 0.012804 | 9.8983e-09
[120 empty] | 7.3.3.17.5 (Remote Grid) Updates to grid topology to minimize risk of ignition in HFTDs Remote GridWLDFRVegetation ContactAggregated | WLDFR | HFTD - Distribution - Tier 3 - 4QU CoRE ¦ 5QU LoRE | Red Flag Warning - Small Fires | Vegetation Contact | Aggregated | 2030 | 0.00031417 | 117.3278 | 0.036861 | 2030 | Mitigation | 0.95 | 45 | 0 | esc | 0.00097009 | 3.0477e-07 | 0.00097009 | 3.0477e-07 | 0 | 0 | 0.012804 | 9.8983e-09
[120 empty] | 7.3.3.17.5 (Remote Grid) Updates to grid topology to minimize risk of ignition in HFTDs Remote GridWLDFRVegetation ContactAggregated | WLDFR | HFTD - Distribution - Tier 3 - 4QU CoRE ¦ 5QU LoRE | Red Flag Warning - Small Fires | Vegetation Contact | Aggregated | 2031 | 0.00031417 | 117.3278 | 0.036861 | 2031 | Mitigation | 0.95 | 45 | 0 | esc | 0.00097009 | 3.0477e-07 | 0.00097009 | 3.0477e-07 | 0 | 0 | 0.012804 | 9.8983e-09
[120 empty] | 7.3.3.17.5 (Remote Grid) Updates to grid topology to minimize risk of ignition in HFTDs Remote GridWLDFRVegetation ContactAggregated | WLDFR | HFTD - Distribution - Tier 3 - 4QU CoRE ¦ 5QU LoRE | Red Flag Warning - Small Fires | Vegetation Contact | Aggregated | 2032 | 0.00031417 | 117.3278 | 0.036861 | 2032 | Mitigation | 0.95 | 45 | 0 | esc | 0.00097009 | 3.0477e-07 | 0.00097009 | 3.0477e-07 | 0 | 0 | 0.012804 | 9.8983e-09
[120 empty] | 7.3.3.17.5 (Remote Grid) Updates to grid topology to minimize risk of ignition in HFTDs Remote GridWLDFRVegetation ContactAggregated | WLDFR | HFTD - Distribution - Tier 3 - 4QU CoRE ¦ 5QU LoRE | Red Flag Warning - Small Fires | Vegetation Contact | Aggregated | 2033 | 0.00031417 | 117.3278 | 0.036861 | 2033 | Mitigation | 0.95 | 45 | 0 | esc | 0.00097009 | 3.0477e-07 | 0.00097009 | 3.0477e-07 | 0 | 0 | 0.012804 | 9.8983e-09
[120 empty] | 7.3.3.17.5 (Remote Grid) Updates to grid topology to minimize risk of ignition in HFTDs Remote GridWLDFRVegetation ContactAggregated | WLDFR | HFTD - Distribution - Tier 3 - 4QU CoRE ¦ 5QU LoRE | Red Flag Warning - Small Fires | Vegetation Contact | Aggregated | 2034 | 0.00031417 | 117.3278 | 0.036861 | 2034 | Mitigation | 0.95 | 45 | 0 | esc | 0.00097009 | 3.0477e-07 | 0.00097009 | 3.0477e-07 | 0 | 0 | 0.012804 | 9.8983e-09
[120 empty] | 7.3.3.17.5 (Remote Grid) Updates to grid topology to minimize risk of ignition in HFTDs Remote GridWLDFRVegetation ContactAggregated | WLDFR | HFTD - Distribution - Tier 3 - 4QU CoRE ¦ 5QU LoRE | Red Flag Warning - Small Fires | Vegetation Contact | Aggregated | 2035 | 0.00031417 | 117.3278 | 0.036861 | 2035 | Mitigation | 0.95 | 45 | 0 | esc | 0.00097009 | 3.0477e-07 | 0.00097009 | 3.0477e-07 | 0 | 0 | 0.012804 | 9.8983e-09
[120 empty] | 7.3.3.17.5 (Remote Grid) Updates to grid topology to minimize risk of ignition in HFTDs Remote GridWLDFRVegetation ContactAggregated | WLDFR | HFTD - Distribution - Tier 3 - 4QU CoRE ¦ 5QU LoRE | Red Flag Warning - Small Fires | Vegetation Contact | Aggregated | 2036 | 0.00031417 | 117.3278 | 0.036861 | 2036 | Mitigation | 0.95 | 45 | 0 | esc | 0.00097009 | 3.0477e-07 | 0.00097009 | 3.0477e-07 | 0 | 0 | 0.012804 | 9.8983e-09
[120 empty] | 7.3.3.17.5 (Remote Grid) Updates to grid topology to minimize risk of ignition in HFTDs Remote GridWLDFRVegetation ContactAggregated | WLDFR | HFTD - Distribution - Tier 3 - 4QU CoRE ¦ 5QU LoRE | Red Flag Warning - Small Fires | Vegetation Contact | Aggregated | 2037 | 0.00031417 | 117.3278 | 0.036861 | 2037 | Mitigation | 0.95 | 45 | 0 | esc | 0.00097009 | 3.0477e-07 | 0.00097009 | 3.0477e-07 | 0 | 0 | 0.012804 | 9.8983e-09
[120 empty] | 7.3.3.17.5 (Remote Grid) Updates to grid topology to minimize risk of ignition in HFTDs Remote GridWLDFRVegetation ContactAggregated | WLDFR | HFTD - Distribution - Tier 3 - 4QU CoRE ¦ 5QU LoRE | Red Flag Warning - Small Fires | Vegetation Contact | Aggregated | 2038 | 0.00031417 | 117.3278 | 0.036861 | 2038 | Mitigation | 0.95 | 45 | 0 | esc | 0.00097009 | 3.0477e-07 | 0.00097009 | 3.0477e-07 | 0 | 0 | 0.012804 | 9.8983e-09
[120 empty] | 7.3.3.17.5 (Remote Grid) Updates to grid topology to minimize risk of ignition in HFTDs Remote GridWLDFRVegetation ContactAggregated | WLDFR | HFTD - Distribution - Tier 3 - 4QU CoRE ¦ 5QU LoRE | Red Flag Warning - Small Fires | Vegetation Contact | Aggregated | 2039 | 0.00031417 | 117.3278 | 0.036861 | 2039 | Mitigation | 0.95 | 45 | 0 | esc | 0.00097009 | 3.0477e-07 | 0.00097009 | 3.0477e-07 | 0 | 0 | 0.012804 | 9.8983e-09
[120 empty] | 7.3.3.17.5 (Remote Grid) Updates to grid topology to minimize risk of ignition in HFTDs Remote GridWLDFRVegetation ContactAggregated | WLDFR | HFTD - Distribution - Tier 3 - 4QU CoRE ¦ 5QU LoRE | Red Flag Warning - Small Fires | Vegetation Contact | Aggregated | 2040 | 0.00031417 | 117.3278 | 0.036861 | 2040 | Mitigation | 0.95 | 45 | 0 | esc | 0.00097009 | 3.0477e-07 | 0.00097009 | 3.0477e-07 | 0 | 0 | 0 | 0
[120 empty] | 7.3.3.17.5 (Remote Grid) Updates to grid topology to minimize risk of ignition in HFTDs Remote GridWLDFRVegetation ContactAggregated | WLDFR | HFTD - Distribution - Tier 3 - 4QU CoRE ¦ 5QU LoRE | Red Flag Warning - Small Fires | Vegetation Contact | Aggregated | 2041 | 0.00031417 | 117.3278 | 0.036861 | 2041 | Mitigation | 0.95 | 45 | 0 | esc | 0.00097009 | 3.0477e-07 | 0.00097009 | 3.0477e-07 | 0 | 0 | 0 | 0
[120 empty] | 7.3.3.17.5 (Remote Grid) Updates to grid topology to minimize risk of ignition in HFTDs Remote GridWLDFRVegetation ContactAggregated | WLDFR | HFTD - Distribution - Tier 3 - 4QU CoRE ¦ 5QU LoRE | Red Flag Warning - Small Fires | Vegetation Contact | Aggregated | 2042 | 0.00031417 | 117.3278 | 0.036861 | 2042 | Mitigation | 0.95 | 45 | 0 | esc | 0.00097009 | 3.0477e-07 | 0.00097009 | 3.0477e-07 | 0 | 0 | 0.014899 | 2.7408e-10
[120 empty] | 7.3.3.17.5 (Remote Grid) Updates to grid topology to minimize risk of ignition in HFTDs Remote GridWLDFRVegetation ContactAggregated | WLDFR | HFTD - Distribution - Tier 3 - 4QU CoRE ¦ 5QU LoRE | Red Flag Warning - Small Fires | Vegetation Contact | Aggregated | 2043 | 0.00031417 | 117.3278 | 0.036861 | 2043 | Mitigation | 0.95 | 45 | 0 | esc | 0.00097009 | 3.0477e-07 | 0.00097009 | 3.0477e-07 | 0 | 0 | 0.014899 | 2.7408e-10
[120 empty] | 7.3.3.17.5 (Remote Grid) Updates to grid topology to minimize risk of ignition in HFTDs Remote GridWLDFRVegetation ContactAggregated | WLDFR | HFTD - Distribution - Tier 3 - 4QU CoRE ¦ 5QU LoRE | Red Flag Warning - Small Fires | Vegetation Contact | Aggregated | 2044 | 0.00031417 | 117.3278 | 0.036861 | 2044 | Mitigation | 0.95 | 45 | 0 | esc | 0.00097009 | 3.0477e-07 | 0.00097009 | 3.0477e-07 | 0 | 0 | 0.014899 | 2.7408e-10
[120 empty] | 7.3.3.17.5 (Remote Grid) Updates to grid topology to minimize risk of ignition in HFTDs Remote GridWLDFRVegetation ContactAggregated | WLDFR | HFTD - Distribution - Tier 3 - 4QU CoRE ¦ 5QU LoRE | Red Flag Warning - Small Fires | Vegetation Contact | Aggregated | 2045 | 0.00031417 | 117.3278 | 0.036861 | 2045 | Mitigation | 0.95 | 45 | 0 | esc | 0.00097009 | 3.0477e-07 | 0.00097009 | 3.0477e-07 | 0 | 0 | 0.014899 | 2.7408e-10
[120 empty] | 7.3.3.17.5 (Remote Grid) Updates to grid topology to minimize risk of ignition in HFTDs Remote GridWLDFRVegetation ContactAggregated | WLDFR | HFTD - Distribution - Tier 3 - 4QU CoRE ¦ 5QU LoRE | Red Flag Warning - Small Fires | Vegetation Contact | Aggregated | 2046 | 0.00031417 | 117.3278 | 0.036861 | 2046 | Mitigation | 0.95 | 45 | 0 | esc | 0.00097009 | 3.0477e-07 | 0.00097009 | 3.0477e-07 | 0 | 0 | 0.014899 | 2.7408e-10
[120 empty] | 7.3.3.17.5 (Remote Grid) Updates to grid topology to minimize risk of ignition in HFTDs Remote GridWLDFRVegetation ContactAggregated | WLDFR | HFTD - Distribution - Tier 3 - 4QU CoRE ¦ 5QU LoRE | Red Flag Warning - Small Fires | Vegetation Contact | Aggregated | 2047 | 0.00031417 | 117.3278 | 0.036861 | 2047 | Mitigation | 0.95 | 45 | 0 | esc | 0.00097009 | 3.0477e-07 | 0.00097009 | 3.0477e-07 | 0 | 0 | 0.014899 | 2.7408e-10
[120 empty] | 7.3.3.17.5 (Remote Grid) Updates to grid topology to minimize risk of ignition in HFTDs Remote GridWLDFRVegetation ContactAggregated | WLDFR | HFTD - Distribution - Tier 3 - 4QU CoRE ¦ 5QU LoRE | Red Flag Warning - Small Fires | Vegetation Contact | Aggregated | 2048 | 0.00031417 | 117.3278 | 0.036861 | 2048 | Mitigation | 0.95 | 45 | 0 | esc | 0.00097009 | 3.0477e-07 | 0.00097009 | 3.0477e-07 | 0 | 0 | 0.014899 | 2.7408e-10
[120 empty] | 7.3.3.17.5 (Remote Grid) Updates to grid topology to minimize risk of ignition in HFTDs Remote GridWLDFRVegetation ContactAggregated | WLDFR | HFTD - Distribution - Tier 3 - 4QU CoRE ¦ 5QU LoRE | Red Flag Warning - Small Fires | Vegetation Contact | Aggregated | 2049 | 0.00031417 | 117.3278 | 0.036861 | 2049 | Mitigation | 0.95 | 45 | 0 | esc | 0.00097009 | 3.0477e-07 | 0.00097009 | 3.0477e-07 | 0 | 0 | 0.014899 | 2.7408e-10
[120 empty] | 7.3.3.17.5 (Remote Grid) Updates to grid topology to minimize risk of ignition in HFTDs Remote GridWLDFRVegetation ContactAggregated | WLDFR | HFTD - Distribution - Tier 3 - 4QU CoRE ¦ 5QU LoRE | Red Flag Warning - Small Fires | Vegetation Contact | Aggregated | 2050 | 0.00031417 | 117.3278 | 0.036861 | 2050 | Mitigation | 0.95 | 45 | 0 | esc | 0.00097009 | 3.0477e-07 | 0.00097009 | 3.0477e-07 | 0 | 0 | 0.014899 | 2.7408e-10
[120 empty] | 7.3.3.17.5 (Remote Grid) Updates to grid topology to minimize risk of ignition in HFTDs Remote GridWLDFRVegetation ContactAggregated | WLDFR | HFTD - Distribution - Tier 3 - 4QU CoRE ¦ 5QU LoRE | Red Flag Warning - Small Fires | Vegetation Contact | Aggregated | 2051 | 0.00031417 | 117.3278 | 0.036861 | 2051 | Mitigation | 0.95 | 45 | 0 | esc | 0.00097009 | 3.0477e-07 | 0.00097009 | 3.0477e-07 | 0 | 0 | 0.014899 | 2.7408e-10
[120 empty] | 7.3.3.17.5 (Remote Grid) Updates to grid topology to minimize risk of ignition in HFTDs Remote GridWLDFRVegetation ContactAggregated | WLDFR | HFTD - Distribution - Tier 3 - 4QU CoRE ¦ 5QU LoRE | Red Flag Warning - Small Fires | Vegetation Contact | Aggregated | 2052 | 0.00031417 | 117.3278 | 0.036861 | 2052 | Mitigation | 0.95 | 45 | 0 | esc | 0.00097009 | 3.0477e-07 | 0.00097009 | 3.0477e-07 | 0 | 0 | 0.014899 | 2.7408e-10
[120 empty] | 7.3.3.17.5 (Remote Grid) Updates to grid topology to minimize risk of ignition in HFTDs Remote GridWLDFRVegetation ContactAggregated | WLDFR | HFTD - Distribution - Tier 3 - 4QU CoRE ¦ 5QU LoRE | Red Flag Warning - Small Fires | Vegetation Contact | Aggregated | 2053 | 0.00031417 | 117.3278 | 0.036861 | 2053 | Mitigation | 0.95 | 45 | 0 | esc | 0.00097009 | 3.0477e-07 | 0.00097009 | 3.0477e-07 | 0 | 0 | 0.014899 | 2.7408e-10
[120 empty] | 7.3.3.17.5 (Remote Grid) Updates to grid topology to minimize risk of ignition in HFTDs Remote GridWLDFRVegetation ContactAggregated | WLDFR | HFTD - Distribution - Tier 3 - 4QU CoRE ¦ 5QU LoRE | Red Flag Warning - Small Fires | Vegetation Contact | Aggregated | 2054 | 0.00031417 | 117.3278 | 0.036861 | 2054 | Mitigation | 0.95 | 45 | 0 | esc | 0.00097009 | 3.0477e-07 | 0.00097009 | 3.0477e-07 | 0 | 0 | 0.014899 | 2.7408e-10
[120 empty] | 7.3.3.17.5 (Remote Grid) Updates to grid topology to minimize risk of ignition in HFTDs Remote GridWLDFRVegetation ContactAggregated | WLDFR | HFTD - Distribution - Tier 3 - 4QU CoRE ¦ 5QU LoRE | Red Flag Warning - Small Fires | Vegetation Contact | Aggregated | 2055 | 0.00031417 | 117.3278 | 0.036861 | 2055 | Mitigation | 0.95 | 45 | 0 | esc | 0.00097009 | 3.0477e-07 | 0.00097009 | 3.0477e-07 | 0 | 0 | 0.014899 | 2.7408e-10
[120 empty] | 7.3.3.17.5 (Remote Grid) Updates to grid topology to minimize risk of ignition in HFTDs Remote GridWLDFRVegetation ContactAggregated | WLDFR | HFTD - Distribution - Tier 3 - 4QU CoRE ¦ 5QU LoRE | Red Flag Warning - Small Fires | Vegetation Contact | Aggregated | 2056 | 0.00031417 | 117.3278 | 0.036861 | 2056 | Mitigation | 0.95 | 45 | 0 | esc | 0.00097009 | 3.0477e-07 | 0.00097009 | 3.0477e-07 | 0 | 0 | 0.014899 | 2.7408e-10
[120 empty] | 7.3.3.17.5 (Remote Grid) Updates to grid topology to minimize risk of ignition in HFTDs Remote GridWLDFRVegetation ContactAggregated | WLDFR | HFTD - Distribution - Tier 3 - 4QU CoRE ¦ 5QU LoRE | Red Flag Warning - Small Fires | Vegetation Contact | Aggregated | 2057 | 0.00031417 | 117.3278 | 0.036861 | 2057 | Mitigation | 0.95 | 45 | 0 | esc | 0.00097009 | 3.0477e-07 | 0.00097009 | 3.0477e-07 | 0 | 0 | 0.014899 | 2.7408e-10
[120 empty] | 7.3.3.17.5 (Remote Grid) Updates to grid topology to minimize risk of ignition in HFTDs Remote GridWLDFRVegetation ContactAggregated | WLDFR | HFTD - Distribution - Tier 3 - 4QU CoRE ¦ 5QU LoRE | Red Flag Warning - Small Fires | Vegetation Contact | Aggregated | 2058 | 0.00031417 | 117.3278 | 0.036861 | 2058 | Mitigation | 0.95 | 45 | 0 | esc | 0.00097009 | 3.0477e-07 | 0.00097009 | 3.0477e-07 | 0 | 0 | 0.014899 | 2.7408e-10
[120 empty] | 7.3.3.17.5 (Remote Grid) Updates to grid topology to minimize risk of ignition in HFTDs Remote GridWLDFRVegetation ContactAggregated | WLDFR | HFTD - Distribution - Tier 3 - 4QU CoRE ¦ 5QU LoRE | Red Flag Warning - Small Fires | Vegetation Contact | Aggregated | 2059 | 0.00031417 | 117.3278 | 0.036861 | 2059 | Mitigation | 0.95 | 45 | 0 | esc | 0.00097009 | 3.0477e-07 | 0.00097009 | 3.0477e-07 | 0 | 0 | 0.014899 | 2.7408e-10
[120 empty] | 7.3.3.17.5 (Remote Grid) Updates to grid topology to minimize risk of ignition in HFTDs Remote GridWLDFRVegetation ContactAggregated | WLDFR | HFTD - Distribution - Tier 3 - 4QU CoRE ¦ 5QU LoRE | Red Flag Warning - Small Fires | Vegetation Contact | Aggregated | 2060 | 0.00031417 | 117.3278 | 0.036861 | 2060 | Mitigation | 0.95 | 45 | 0 | esc | 0.00097009 | 3.0477e-07 | 0.00097009 | 3.0477e-07 | 0 | 0 | 0.014899 | 2.7408e-10
[120 empty] | 7.3.3.17.5 (Remote Grid) Updates to grid topology to minimize risk of ignition in HFTDs Remote GridWLDFRVegetation ContactAggregated | WLDFR | HFTD - Distribution - Tier 3 - 4QU CoRE ¦ 5QU LoRE | Red Flag Warning - Small Fires | Vegetation Contact | Aggregated | 2061 | 0.00031417 | 117.3278 | 0.036861 | 2061 | Mitigation | 0.95 | 45 | 0 | esc | 0.00097009 | 3.0477e-07 | 0.00097009 | 3.0477e-07 | 0 | 0 | 0.014899 | 2.7408e-10
[120 empty] | 7.3.3.17.5 (Remote Grid) Updates to grid topology to minimize risk of ignition in HFTDs Remote GridWLDFRVegetation ContactAggregated | WLDFR | HFTD - Distribution - Tier 3 - 4QU CoRE ¦ 5QU LoRE | Red Flag Warning - Small Fires | Vegetation Contact | Aggregated | 2062 | 0.00031417 | 117.3278 | 0.036861 | 2062 | Mitigation | 0.95 | 45 | 0 | esc | 0.00097009 | 3.0477e-07 | 0.00097009 | 3.0477e-07 | 0 | 0 | 0.014899 | 2.7408e-10
[120 empty] | 7.3.3.17.5 (Remote Grid) Updates to grid topology to minimize risk of ignition in HFTDs Remote GridWLDFRVegetation ContactAggregated | WLDFR | HFTD - Distribution - Tier 3 - 4QU CoRE ¦ 5QU LoRE | Red Flag Warning - Small Fires | Vegetation Contact | Aggregated | 2063 | 0.00031417 | 117.3278 | 0.036861 | 2063 | Mitigation | 0.95 | 45 | 0 | esc | 0.00097009 | 3.0477e-07 | 0.00097009 | 3.0477e-07 | 0 | 0 | 0.014899 | 2.7408e-10
[120 empty] | 7.3.3.17.5 (Remote Grid) Updates to grid topology to minimize risk of ignition in HFTDs Remote GridWLDFRVegetation ContactAggregated | WLDFR | HFTD - Distribution - Tier 3 - 4QU CoRE ¦ 5QU LoRE | Red Flag Warning - Small Fires | Vegetation Contact | Aggregated | 2064 | 0.00031417 | 117.3278 | 0.036861 | 2064 | Mitigation | 0.95 | 45 | 0 | esc | 0.00097009 | 3.0477e-07 | 0.00097009 | 3.0477e-07 | 0 | 0 | 0.014899 | 2.7408e-10
[120 empty] | 7.3.3.17.5 (Remote Grid) Updates to grid topology to minimize risk of ignition in HFTDs Remote GridWLDFRVegetation ContactAggregated | WLDFR | HFTD - Distribution - Tier 3 - 4QU CoRE ¦ 5QU LoRE | Red Flag Warning - Small Fires | Vegetation Contact | Aggregated | 2065 | 0.00031417 | 117.3278 | 0.036861 | 2065 | Mitigation | 0.95 | 45 | 0 | esc | 0.00097009 | 3.0477e-07 | 0.00097009 | 3.0477e-07 | 0 | 0 | 0.014899 | 2.7408e-10
[120 empty] | 7.3.3.17.5 (Remote Grid) Updates to grid topology to minimize risk of ignition in HFTDs Remote GridWLDFRVegetation ContactAggregated | WLDFR | HFTD - Distribution - Tier 3 - 4QU CoRE ¦ 5QU LoRE | Red Flag Warning - Small Fires | Vegetation Contact | Aggregated | 2066 | 0.00031417 | 117.3278 | 0.036861 | 2066 | Mitigation | 0.95 | 45 | 0 | esc | 0.00097009 | 3.0477e-07 | 0.00097009 | 3.0477e-07 | 0 | 0 | 0.014899 | 2.7408e-10
[120 empty] | 7.3.3.17.5 (Remote Grid) Updates to grid topology to minimize risk of ignition in HFTDs Remote GridWLDFRVegetation ContactAggregated | WLDFR | HFTD - Distribution - Tier 3 - 4QU CoRE ¦ 5QU LoRE | Red Flag Warning - Small Fires | Vegetation Contact | Aggregated | 2067 | 0.00031417 | 117.3278 | 0.036861 | 2067 | Mitigation | 0.95 | 45 | 0 | esc | 0 | 0 | 0.00097009 | 3.0477e-07 | 0 | 0 | 0.014899 | 2.7408e-10
[120 empty] | 7.3.3.17.5 (Remote Grid) Updates to grid topology to minimize risk of ignition in HFTDs Remote GridWLDFRWire-to-wire contactAggregated | WLDFR | HFTD - Distribution - Tier 3 - 4QU CoRE ¦ 5QU LoRE | Red Flag Warning - Small Fires | Wire-to-wire contact | Aggregated | 2022 | 1.5461e-06 | 117.3278 | 0.0001814 | 2022 | Mitigation | 0.95 | 45 | 0 | esc | 0.00097009 | 1.4999e-09 | 0 | 0 | 0 | 0 | 0.014899 | 2.7408e-10
[120 empty] | 7.3.3.17.5 (Remote Grid) Updates to grid topology to minimize risk of ignition in HFTDs Remote GridWLDFRWire-to-wire contactAggregated | WLDFR | HFTD - Distribution - Tier 3 - 4QU CoRE ¦ 5QU LoRE | Red Flag Warning - Small Fires | Wire-to-wire contact | Aggregated | 2023 | 1.5461e-06 | 117.3278 | 0.0001814 | 2023 | Mitigation | 0.95 | 45 | 0 | esc | 0.00097009 | 1.4999e-09 | 0.00097009 | 1.4999e-09 | 0 | 0 | 0.014899 | 2.7408e-10
[120 empty] | 7.3.3.17.5 (Remote Grid) Updates to grid topology to minimize risk of ignition in HFTDs Remote GridWLDFRWire-to-wire contactAggregated | WLDFR | HFTD - Distribution - Tier 3 - 4QU CoRE ¦ 5QU LoRE | Red Flag Warning - Small Fires | Wire-to-wire contact | Aggregated | 2024 | 1.5461e-06 | 117.3278 | 0.0001814 | 2024 | Mitigation | 0.95 | 45 | 0 | esc | 0.00097009 | 1.4999e-09 | 0.00097009 | 1.4999e-09 | 0 | 0 | 0.014899 | 2.7408e-10
[120 empty] | 7.3.3.17.5 (Remote Grid) Updates to grid topology to minimize risk of ignition in HFTDs Remote GridWLDFRWire-to-wire contactAggregated | WLDFR | HFTD - Distribution - Tier 3 - 4QU CoRE ¦ 5QU LoRE | Red Flag Warning - Small Fires | Wire-to-wire contact | Aggregated | 2025 | 1.5461e-06 | 117.3278 | 0.0001814 | 2025 | Mitigation | 0.95 | 45 | 0 | esc | 0.00097009 | 1.4999e-09 | 0.00097009 | 1.4999e-09 | 0 | 0 | 0.014899 | 2.7408e-10
[120 empty] | 7.3.3.17.5 (Remote Grid) Updates to grid topology to minimize risk of ignition in HFTDs Remote GridWLDFRWire-to-wire contactAggregated | WLDFR | HFTD - Distribution - Tier 3 - 4QU CoRE ¦ 5QU LoRE | Red Flag Warning - Small Fires | Wire-to-wire contact | Aggregated | 2026 | 1.5461e-06 | 117.3278 | 0.0001814 | 2026 | Mitigation | 0.95 | 45 | 0 | esc | 0.00097009 | 1.4999e-09 | 0.00097009 | 1.4999e-09 | 0 | 0 | 0 | 0
[120 empty] | 7.3.3.17.5 (Remote Grid) Updates to grid topology to minimize risk of ignition in HFTDs Remote GridWLDFRWire-to-wire contactAggregated | WLDFR | HFTD - Distribution - Tier 3 - 4QU CoRE ¦ 5QU LoRE | Red Flag Warning - Small Fires | Wire-to-wire contact | Aggregated | 2027 | 1.5461e-06 | 117.3278 | 0.0001814 | 2027 | Mitigation | 0.95 | 45 | 0 | esc | 0.00097009 | 1.4999e-09 | 0.00097009 | 1.4999e-09 | 0 | 0 | 0 | 0
[120 empty] | 7.3.3.17.5 (Remote Grid) Updates to grid topology to minimize risk of ignition in HFTDs Remote GridWLDFRWire-to-wire contactAggregated | WLDFR | HFTD - Distribution - Tier 3 - 4QU CoRE ¦ 5QU LoRE | Red Flag Warning - Small Fires | Wire-to-wire contact | Aggregated | 2028 | 1.5461e-06 | 117.3278 | 0.0001814 | 2028 | Mitigation | 0.95 | 45 | 0 | esc | 0.00097009 | 1.4999e-09 | 0.00097009 | 1.4999e-09 | 0 | 0 | 0.008942 | 1.6705e-09
[120 empty] | 7.3.3.17.5 (Remote Grid) Updates to grid topology to minimize risk of ignition in HFTDs Remote GridWLDFRWire-to-wire contactAggregated | WLDFR | HFTD - Distribution - Tier 3 - 4QU CoRE ¦ 5QU LoRE | Red Flag Warning - Small Fires | Wire-to-wire contact | Aggregated | 2029 | 1.5461e-06 | 117.3278 | 0.0001814 | 2029 | Mitigation | 0.95 | 45 | 0 | esc | 0.00097009 | 1.4999e-09 | 0.00097009 | 1.4999e-09 | 0 | 0 | 0.008942 | 1.6705e-09
[120 empty] | 7.3.3.17.5 (Remote Grid) Updates to grid topology to minimize risk of ignition in HFTDs Remote GridWLDFRWire-to-wire contactAggregated | WLDFR | HFTD - Distribution - Tier 3 - 4QU CoRE ¦ 5QU LoRE | Red Flag Warning - Small Fires | Wire-to-wire contact | Aggregated | 2030 | 1.5461e-06 | 117.3278 | 0.0001814 | 2030 | Mitigation | 0.95 | 45 | 0 | esc | 0.00097009 | 1.4999e-09 | 0.00097009 | 1.4999e-09 | 0 | 0 | 0.008942 | 1.6705e-09
[120 empty] | 7.3.3.17.5 (Remote Grid) Updates to grid topology to minimize risk of ignition in HFTDs Remote GridWLDFRWire-to-wire contactAggregated | WLDFR | HFTD - Distribution - Tier 3 - 4QU CoRE ¦ 5QU LoRE | Red Flag Warning - Small Fires | Wire-to-wire contact | Aggregated | 2031 | 1.5461e-06 | 117.3278 | 0.0001814 | 2031 | Mitigation | 0.95 | 45 | 0 | esc | 0.00097009 | 1.4999e-09 | 0.00097009 | 1.4999e-09 | 0 | 0 | 0.008942 | 1.6705e-09
[120 empty] | 7.3.3.17.5 (Remote Grid) Updates to grid topology to minimize risk of ignition in HFTDs Remote GridWLDFRWire-to-wire contactAggregated | WLDFR | HFTD - Distribution - Tier 3 - 4QU CoRE ¦ 5QU LoRE | Red Flag Warning - Small Fires | Wire-to-wire contact | Aggregated | 2032 | 1.5461e-06 | 117.3278 | 0.0001814 | 2032 | Mitigation | 0.95 | 45 | 0 | esc | 0.00097009 | 1.4999e-09 | 0.00097009 | 1.4999e-09 | 0 | 0 | 0.008942 | 1.6705e-09
[120 empty] | 7.3.3.17.5 (Remote Grid) Updates to grid topology to minimize risk of ignition in HFTDs Remote GridWLDFRWire-to-wire contactAggregated | WLDFR | HFTD - Distribution - Tier 3 - 4QU CoRE ¦ 5QU LoRE | Red Flag Warning - Small Fires | Wire-to-wire contact | Aggregated | 2033 | 1.5461e-06 | 117.3278 | 0.0001814 | 2033 | Mitigation | 0.95 | 45 | 0 | esc | 0.00097009 | 1.4999e-09 | 0.00097009 | 1.4999e-09 | 0 | 0 | 0.008942 | 1.6705e-09
[120 empty] | 7.3.3.17.5 (Remote Grid) Updates to grid topology to minimize risk of ignition in HFTDs Remote GridWLDFRWire-to-wire contactAggregated | WLDFR | HFTD - Distribution - Tier 3 - 4QU CoRE ¦ 5QU LoRE | Red Flag Warning - Small Fires | Wire-to-wire contact | Aggregated | 2034 | 1.5461e-06 | 117.3278 | 0.0001814 | 2034 | Mitigation | 0.95 | 45 | 0 | esc | 0.00097009 | 1.4999e-09 | 0.00097009 | 1.4999e-09 | 0 | 0 | 0.008942 | 1.6705e-09
[120 empty] | 7.3.3.17.5 (Remote Grid) Updates to grid topology to minimize risk of ignition in HFTDs Remote GridWLDFRWire-to-wire contactAggregated | WLDFR | HFTD - Distribution - Tier 3 - 4QU CoRE ¦ 5QU LoRE | Red Flag Warning - Small Fires | Wire-to-wire contact | Aggregated | 2035 | 1.5461e-06 | 117.3278 | 0.0001814 | 2035 | Mitigation | 0.95 | 45 | 0 | esc | 0.00097009 | 1.4999e-09 | 0.00097009 | 1.4999e-09 | 0 | 0 | 0.008942 | 1.6705e-09
[120 empty] | 7.3.3.17.5 (Remote Grid) Updates to grid topology to minimize risk of ignition in HFTDs Remote GridWLDFRWire-to-wire contactAggregated | WLDFR | HFTD - Distribution - Tier 3 - 4QU CoRE ¦ 5QU LoRE | Red Flag Warning - Small Fires | Wire-to-wire contact | Aggregated | 2036 | 1.5461e-06 | 117.3278 | 0.0001814 | 2036 | Mitigation | 0.95 | 45 | 0 | esc | 0.00097009 | 1.4999e-09 | 0.00097009 | 1.4999e-09 | 0 | 0 | 0.008942 | 1.6705e-09
[120 empty] | 7.3.3.17.5 (Remote Grid) Updates to grid topology to minimize risk of ignition in HFTDs Remote GridWLDFRWire-to-wire contactAggregated | WLDFR | HFTD - Distribution - Tier 3 - 4QU CoRE ¦ 5QU LoRE | Red Flag Warning - Small Fires | Wire-to-wire contact | Aggregated | 2037 | 1.5461e-06 | 117.3278 | 0.0001814 | 2037 | Mitigation | 0.95 | 45 | 0 | esc | 0.00097009 | 1.4999e-09 | 0.00097009 | 1.4999e-09 | 0 | 0 | 0.008942 | 1.6705e-09
[120 empty] | 7.3.3.17.5 (Remote Grid) Updates to grid topology to minimize risk of ignition in HFTDs Remote GridWLDFRWire-to-wire contactAggregated | WLDFR | HFTD - Distribution - Tier 3 - 4QU CoRE ¦ 5QU LoRE | Red Flag Warning - Small Fires | Wire-to-wire contact | Aggregated | 2038 | 1.5461e-06 | 117.3278 | 0.0001814 | 2038 | Mitigation | 0.95 | 45 | 0 | esc | 0.00097009 | 1.4999e-09 | 0.00097009 | 1.4999e-09 | 0 | 0 | 0.008942 | 1.6705e-09
[120 empty] | 7.3.3.17.5 (Remote Grid) Updates to grid topology to minimize risk of ignition in HFTDs Remote GridWLDFRWire-to-wire contactAggregated | WLDFR | HFTD - Distribution - Tier 3 - 4QU CoRE ¦ 5QU LoRE | Red Flag Warning - Small Fires | Wire-to-wire contact | Aggregated | 2039 | 1.5461e-06 | 117.3278 | 0.0001814 | 2039 | Mitigation | 0.95 | 45 | 0 | esc | 0.00097009 | 1.4999e-09 | 0.00097009 | 1.4999e-09 | 0 | 0 | 0.008942 | 1.6705e-09
[120 empty] | 7.3.3.17.5 (Remote Grid) Updates to grid topology to minimize risk of ignition in HFTDs Remote GridWLDFRWire-to-wire contactAggregated | WLDFR | HFTD - Distribution - Tier 3 - 4QU CoRE ¦ 5QU LoRE | Red Flag Warning - Small Fires | Wire-to-wire contact | Aggregated | 2040 | 1.5461e-06 | 117.3278 | 0.0001814 | 2040 | Mitigation | 0.95 | 45 | 0 | esc | 0.00097009 | 1.4999e-09 | 0.00097009 | 1.4999e-09 | 0 | 0 | 0.008942 | 1.6705e-09
[120 empty] | 7.3.3.17.5 (Remote Grid) Updates to grid topology to minimize risk of ignition in HFTDs Remote GridWLDFRWire-to-wire contactAggregated | WLDFR | HFTD - Distribution - Tier 3 - 4QU CoRE ¦ 5QU LoRE | Red Flag Warning - Small Fires | Wire-to-wire contact | Aggregated | 2041 | 1.5461e-06 | 117.3278 | 0.0001814 | 2041 | Mitigation | 0.95 | 45 | 0 | esc | 0.00097009 | 1.4999e-09 | 0.00097009 | 1.4999e-09 | 0 | 0 | 0.008942 | 1.6705e-09
[120 empty] | 7.3.3.17.5 (Remote Grid) Updates to grid topology to minimize risk of ignition in HFTDs Remote GridWLDFRWire-to-wire contactAggregated | WLDFR | HFTD - Distribution - Tier 3 - 4QU CoRE ¦ 5QU LoRE | Red Flag Warning - Small Fires | Wire-to-wire contact | Aggregated | 2042 | 1.5461e-06 | 117.3278 | 0.0001814 | 2042 | Mitigation | 0.95 | 45 | 0 | esc | 0.00097009 | 1.4999e-09 | 0.00097009 | 1.4999e-09 | 0 | 0 | 0.008942 | 1.6705e-09
[120 empty] | 7.3.3.17.5 (Remote Grid) Updates to grid topology to minimize risk of ignition in HFTDs Remote GridWLDFRWire-to-wire contactAggregated | WLDFR | HFTD - Distribution - Tier 3 - 4QU CoRE ¦ 5QU LoRE | Red Flag Warning - Small Fires | Wire-to-wire contact | Aggregated | 2043 | 1.5461e-06 | 117.3278 | 0.0001814 | 2043 | Mitigation | 0.95 | 45 | 0 | esc | 0.00097009 | 1.4999e-09 | 0.00097009 | 1.4999e-09 | 0 | 0 | 0.008942 | 1.6705e-09
[120 empty] | 7.3.3.17.5 (Remote Grid) Updates to grid topology to minimize risk of ignition in HFTDs Remote GridWLDFRWire-to-wire contactAggregated | WLDFR | HFTD - Distribution - Tier 3 - 4QU CoRE ¦ 5QU LoRE | Red Flag Warning - Small Fires | Wire-to-wire contact | Aggregated | 2044 | 1.5461e-06 | 117.3278 | 0.0001814 | 2044 | Mitigation | 0.95 | 45 | 0 | esc | 0.00097009 | 1.4999e-09 | 0.00097009 | 1.4999e-09 | 0 | 0 | 0.008942 | 1.6705e-09
[120 empty] | 7.3.3.17.5 (Remote Grid) Updates to grid topology to minimize risk of ignition in HFTDs Remote GridWLDFRWire-to-wire contactAggregated | WLDFR | HFTD - Distribution - Tier 3 - 4QU CoRE ¦ 5QU LoRE | Red Flag Warning - Small Fires | Wire-to-wire contact | Aggregated | 2045 | 1.5461e-06 | 117.3278 | 0.0001814 | 2045 | Mitigation | 0.95 | 45 | 0 | esc | 0.00097009 | 1.4999e-09 | 0.00097009 | 1.4999e-09 | 0 | 0 | 0.008942 | 1.6705e-09
[120 empty] | 7.3.3.17.5 (Remote Grid) Updates to grid topology to minimize risk of ignition in HFTDs Remote GridWLDFRWire-to-wire contactAggregated | WLDFR | HFTD - Distribution - Tier 3 - 4QU CoRE ¦ 5QU LoRE | Red Flag Warning - Small Fires | Wire-to-wire contact | Aggregated | 2046 | 1.5461e-06 | 117.3278 | 0.0001814 | 2046 | Mitigation | 0.95 | 45 | 0 | esc | 0.00097009 | 1.4999e-09 | 0.00097009 | 1.4999e-09 | 0 | 0 | 0.008942 | 1.6705e-09
[120 empty] | 7.3.3.17.5 (Remote Grid) Updates to grid topology to minimize risk of ignition in HFTDs Remote GridWLDFRWire-to-wire contactAggregated | WLDFR | HFTD - Distribution - Tier 3 - 4QU CoRE ¦ 5QU LoRE | Red Flag Warning - Small Fires | Wire-to-wire contact | Aggregated | 2047 | 1.5461e-06 | 117.3278 | 0.0001814 | 2047 | Mitigation | 0.95 | 45 | 0 | esc | 0.00097009 | 1.4999e-09 | 0.00097009 | 1.4999e-09 | 0 | 0 | 0.008942 | 1.6705e-09
[120 empty] | 7.3.3.17.5 (Remote Grid) Updates to grid topology to minimize risk of ignition in HFTDs Remote GridWLDFRWire-to-wire contactAggregated | WLDFR | HFTD - Distribution - Tier 3 - 4QU CoRE ¦ 5QU LoRE | Red Flag Warning - Small Fires | Wire-to-wire contact | Aggregated | 2048 | 1.5461e-06 | 117.3278 | 0.0001814 | 2048 | Mitigation | 0.95 | 45 | 0 | esc | 0.00097009 | 1.4999e-09 | 0.00097009 | 1.4999e-09 | 0 | 0 | 0.008942 | 1.6705e-09
[120 empty] | 7.3.3.17.5 (Remote Grid) Updates to grid topology to minimize risk of ignition in HFTDs Remote GridWLDFRWire-to-wire contactAggregated | WLDFR | HFTD - Distribution - Tier 3 - 4QU CoRE ¦ 5QU LoRE | Red Flag Warning - Small Fires | Wire-to-wire contact | Aggregated | 2049 | 1.5461e-06 | 117.3278 | 0.0001814 | 2049 | Mitigation | 0.95 | 45 | 0 | esc | 0.00097009 | 1.4999e-09 | 0.00097009 | 1.4999e-09 | 0 | 0 | 0.008942 | 1.6705e-09
[120 empty] | 7.3.3.17.5 (Remote Grid) Updates to grid topology to minimize risk of ignition in HFTDs Remote GridWLDFRWire-to-wire contactAggregated | WLDFR | HFTD - Distribution - Tier 3 - 4QU CoRE ¦ 5QU LoRE | Red Flag Warning - Small Fires | Wire-to-wire contact | Aggregated | 2050 | 1.5461e-06 | 117.3278 | 0.0001814 | 2050 | Mitigation | 0.95 | 45 | 0 | esc | 0.00097009 | 1.4999e-09 | 0.00097009 | 1.4999e-09 | 0 | 0 | 0.008942 | 1.6705e-09
[120 empty] | 7.3.3.17.5 (Remote Grid) Updates to grid topology to minimize risk of ignition in HFTDs Remote GridWLDFRWire-to-wire contactAggregated | WLDFR | HFTD - Distribution - Tier 3 - 4QU CoRE ¦ 5QU LoRE | Red Flag Warning - Small Fires | Wire-to-wire contact | Aggregated | 2051 | 1.5461e-06 | 117.3278 | 0.0001814 | 2051 | Mitigation | 0.95 | 45 | 0 | esc | 0.00097009 | 1.4999e-09 | 0.00097009 | 1.4999e-09 | 0 | 0 | 0.008942 | 1.6705e-09
[120 empty] | 7.3.3.17.5 (Remote Grid) Updates to grid topology to minimize risk of ignition in HFTDs Remote GridWLDFRWire-to-wire contactAggregated | WLDFR | HFTD - Distribution - Tier 3 - 4QU CoRE ¦ 5QU LoRE | Red Flag Warning - Small Fires | Wire-to-wire contact | Aggregated | 2052 | 1.5461e-06 | 117.3278 | 0.0001814 | 2052 | Mitigation | 0.95 | 45 | 0 | esc | 0.00097009 | 1.4999e-09 | 0.00097009 | 1.4999e-09 | 0 | 0 | 0.008942 | 1.6705e-09
[120 empty] | 7.3.3.17.5 (Remote Grid) Updates to grid topology to minimize risk of ignition in HFTDs Remote GridWLDFRWire-to-wire contactAggregated | WLDFR | HFTD - Distribution - Tier 3 - 4QU CoRE ¦ 5QU LoRE | Red Flag Warning - Small Fires | Wire-to-wire contact | Aggregated | 2053 | 1.5461e-06 | 117.3278 | 0.0001814 | 2053 | Mitigation | 0.95 | 45 | 0 | esc | 0.00097009 | 1.4999e-09 | 0.00097009 | 1.4999e-09 | 0 | 0 | 0.008942 | 1.6705e-09
[120 empty] | 7.3.3.17.5 (Remote Grid) Updates to grid topology to minimize risk of ignition in HFTDs Remote GridWLDFRWire-to-wire contactAggregated | WLDFR | HFTD - Distribution - Tier 3 - 4QU CoRE ¦ 5QU LoRE | Red Flag Warning - Small Fires | Wire-to-wire contact | Aggregated | 2054 | 1.5461e-06 | 117.3278 | 0.0001814 | 2054 | Mitigation | 0.95 | 45 | 0 | esc | 0.00097009 | 1.4999e-09 | 0.00097009 | 1.4999e-09 | 0 | 0 | 0.008942 | 1.6705e-09
[120 empty] | 7.3.3.17.5 (Remote Grid) Updates to grid topology to minimize risk of ignition in HFTDs Remote GridWLDFRWire-to-wire contactAggregated | WLDFR | HFTD - Distribution - Tier 3 - 4QU CoRE ¦ 5QU LoRE | Red Flag Warning - Small Fires | Wire-to-wire contact | Aggregated | 2055 | 1.5461e-06 | 117.3278 | 0.0001814 | 2055 | Mitigation | 0.95 | 45 | 0 | esc | 0.00097009 | 1.4999e-09 | 0.00097009 | 1.4999e-09 | 0 | 0 | 0.008942 | 1.6705e-09
[120 empty] | 7.3.3.17.5 (Remote Grid) Updates to grid topology to minimize risk of ignition in HFTDs Remote GridWLDFRWire-to-wire contactAggregated | WLDFR | HFTD - Distribution - Tier 3 - 4QU CoRE ¦ 5QU LoRE | Red Flag Warning - Small Fires | Wire-to-wire contact | Aggregated | 2056 | 1.5461e-06 | 117.3278 | 0.0001814 | 2056 | Mitigation | 0.95 | 45 | 0 | esc | 0.00097009 | 1.4999e-09 | 0.00097009 | 1.4999e-09 | 0 | 0 | 0.008942 | 1.6705e-09
[120 empty] | 7.3.3.17.5 (Remote Grid) Updates to grid topology to minimize risk of ignition in HFTDs Remote GridWLDFRWire-to-wire contactAggregated | WLDFR | HFTD - Distribution - Tier 3 - 4QU CoRE ¦ 5QU LoRE | Red Flag Warning - Small Fires | Wire-to-wire contact | Aggregated | 2057 | 1.5461e-06 | 117.3278 | 0.0001814 | 2057 | Mitigation | 0.95 | 45 | 0 | esc | 0.00097009 | 1.4999e-09 | 0.00097009 | 1.4999e-09 | 0 | 0 | 0.008942 | 1.6705e-09
[120 empty] | 7.3.3.17.5 (Remote Grid) Updates to grid topology to minimize risk of ignition in HFTDs Remote GridWLDFRWire-to-wire contactAggregated | WLDFR | HFTD - Distribution - Tier 3 - 4QU CoRE ¦ 5QU LoRE | Red Flag Warning - Small Fires | Wire-to-wire contact | Aggregated | 2058 | 1.5461e-06 | 117.3278 | 0.0001814 | 2058 | Mitigation | 0.95 | 45 | 0 | esc | 0.00097009 | 1.4999e-09 | 0.00097009 | 1.4999e-09 | 0 | 0 | 0 | 0
[120 empty] | 7.3.3.17.5 (Remote Grid) Updates to grid topology to minimize risk of ignition in HFTDs Remote GridWLDFRWire-to-wire contactAggregated | WLDFR | HFTD - Distribution - Tier 3 - 4QU CoRE ¦ 5QU LoRE | Red Flag Warning - Small Fires | Wire-to-wire contact | Aggregated | 2059 | 1.5461e-06 | 117.3278 | 0.0001814 | 2059 | Mitigation | 0.95 | 45 | 0 | esc | 0.00097009 | 1.4999e-09 | 0.00097009 | 1.4999e-09 | 0 | 0 | 0 | 0
[120 empty] | 7.3.3.17.5 (Remote Grid) Updates to grid topology to minimize risk of ignition in HFTDs Remote GridWLDFRWire-to-wire contactAggregated | WLDFR | HFTD - Distribution - Tier 3 - 4QU CoRE ¦ 5QU LoRE | Red Flag Warning - Small Fires | Wire-to-wire contact | Aggregated | 2060 | 1.5461e-06 | 117.3278 | 0.0001814 | 2060 | Mitigation | 0.95 | 45 | 0 | esc | 0.00097009 | 1.4999e-09 | 0.00097009 | 1.4999e-09 | 0 | 0 | 0.0088147 | 5.7986e-09
[120 empty] | 7.3.3.17.5 (Remote Grid) Updates to grid topology to minimize risk of ignition in HFTDs Remote GridWLDFRWire-to-wire contactAggregated | WLDFR | HFTD - Distribution - Tier 3 - 4QU CoRE ¦ 5QU LoRE | Red Flag Warning - Small Fires | Wire-to-wire contact | Aggregated | 2061 | 1.5461e-06 | 117.3278 | 0.0001814 | 2061 | Mitigation | 0.95 | 45 | 0 | esc | 0.00097009 | 1.4999e-09 | 0.00097009 | 1.4999e-09 | 0 | 0 | 0.0088147 | 5.7986e-09
[120 empty] | 7.3.3.17.5 (Remote Grid) Updates to grid topology to minimize risk of ignition in HFTDs Remote GridWLDFRWire-to-wire contactAggregated | WLDFR | HFTD - Distribution - Tier 3 - 4QU CoRE ¦ 5QU LoRE | Red Flag Warning - Small Fires | Wire-to-wire contact | Aggregated | 2062 | 1.5461e-06 | 117.3278 | 0.0001814 | 2062 | Mitigation | 0.95 | 45 | 0 | esc | 0.00097009 | 1.4999e-09 | 0.00097009 | 1.4999e-09 | 0 | 0 | 0.0088147 | 5.7986e-09
[120 empty] | 7.3.3.17.5 (Remote Grid) Updates to grid topology to minimize risk of ignition in HFTDs Remote GridWLDFRWire-to-wire contactAggregated | WLDFR | HFTD - Distribution - Tier 3 - 4QU CoRE ¦ 5QU LoRE | Red Flag Warning - Small Fires | Wire-to-wire contact | Aggregated | 2063 | 1.5461e-06 | 117.3278 | 0.0001814 | 2063 | Mitigation | 0.95 | 45 | 0 | esc | 0.00097009 | 1.4999e-09 | 0.00097009 | 1.4999e-09 | 0 | 0 | 0.0088147 | 5.7986e-09
[120 empty] | 7.3.3.17.5 (Remote Grid) Updates to grid topology to minimize risk of ignition in HFTDs Remote GridWLDFRWire-to-wire contactAggregated | WLDFR | HFTD - Distribution - Tier 3 - 4QU CoRE ¦ 5QU LoRE | Red Flag Warning - Small Fires | Wire-to-wire contact | Aggregated | 2064 | 1.5461e-06 | 117.3278 | 0.0001814 | 2064 | Mitigation | 0.95 | 45 | 0 | esc | 0.00097009 | 1.4999e-09 | 0.00097009 | 1.4999e-09 | 0 | 0 | 0.0088147 | 5.7986e-09
[120 empty] | 7.3.3.17.5 (Remote Grid) Updates to grid topology to minimize risk of ignition in HFTDs Remote GridWLDFRWire-to-wire contactAggregated | WLDFR | HFTD - Distribution - Tier 3 - 4QU CoRE ¦ 5QU LoRE | Red Flag Warning - Small Fires | Wire-to-wire contact | Aggregated | 2065 | 1.5461e-06 | 117.3278 | 0.0001814 | 2065 | Mitigation | 0.95 | 45 | 0 | esc | 0.00097009 | 1.4999e-09 | 0.00097009 | 1.4999e-09 | 0 | 0 | 0.0088147 | 5.7986e-09
[120 empty] | 7.3.3.17.5 (Remote Grid) Updates to grid topology to minimize risk of ignition in HFTDs Remote GridWLDFRWire-to-wire contactAggregated | WLDFR | HFTD - Distribution - Tier 3 - 4QU CoRE ¦ 5QU LoRE | Red Flag Warning - Small Fires | Wire-to-wire contact | Aggregated | 2066 | 1.5461e-06 | 117.3278 | 0.0001814 | 2066 | Mitigation | 0.95 | 45 | 0 | esc | 0.00097009 | 1.4999e-09 | 0.00097009 | 1.4999e-09 | 0 | 0 | 0.0088147 | 5.7986e-09
[120 empty] | 7.3.3.17.5 (Remote Grid) Updates to grid topology to minimize risk of ignition in HFTDs Remote GridWLDFRWire-to-wire contactAggregated | WLDFR | HFTD - Distribution - Tier 3 - 4QU CoRE ¦ 5QU LoRE | Red Flag Warning - Small Fires | Wire-to-wire contact | Aggregated | 2067 | 1.5461e-06 | 117.3278 | 0.0001814 | 2067 | Mitigation | 0.95 | 45 | 0 | esc | 0 | 0 | 0.00097009 | 1.4999e-09 | 0 | 0 | 0.0088147 | 5.7986e-09
[120 empty] | 7.3.3.17.5 (Remote Grid) Updates to grid topology to minimize risk of ignition in HFTDs Remote GridWLDFRContact from objectAggregated | WLDFR | HFTD - Distribution - Tier 3 - 5QU CoRE ¦ 1QU LoRE | Non-Red Flag Warning - Catastrophic Fires | Contact from object | Aggregated | 2022 | 5.0018e-08 | 1430.0123 | 7.1527e-05 | 2022 | Mitigation | 0.95 | 45 | 0 | esc | 0.00097009 | 4.8522e-11 | 0 | 0 | 0 | 0 | 0.0088147 | 5.7986e-09
[120 empty] | 7.3.3.17.5 (Remote Grid) Updates to grid topology to minimize risk of ignition in HFTDs Remote GridWLDFRContact from objectAggregated | WLDFR | HFTD - Distribution - Tier 3 - 5QU CoRE ¦ 1QU LoRE | Non-Red Flag Warning - Catastrophic Fires | Contact from object | Aggregated | 2023 | 5.0018e-08 | 1430.0123 | 7.1527e-05 | 2023 | Mitigation | 0.95 | 45 | 0 | esc | 0.00097009 | 4.8522e-11 | 0.00097009 | 4.8522e-11 | 0 | 0 | 0.0088147 | 5.7986e-09
[120 empty] | 7.3.3.17.5 (Remote Grid) Updates to grid topology to minimize risk of ignition in HFTDs Remote GridWLDFRContact from objectAggregated | WLDFR | HFTD - Distribution - Tier 3 - 5QU CoRE ¦ 1QU LoRE | Non-Red Flag Warning - Catastrophic Fires | Contact from object | Aggregated | 2024 | 5.0018e-08 | 1430.0123 | 7.1527e-05 | 2024 | Mitigation | 0.95 | 45 | 0 | esc | 0.00097009 | 4.8522e-11 | 0.00097009 | 4.8522e-11 | 0 | 0 | 0.0088147 | 5.7986e-09
[120 empty] | 7.3.3.17.5 (Remote Grid) Updates to grid topology to minimize risk of ignition in HFTDs Remote GridWLDFRContact from objectAggregated | WLDFR | HFTD - Distribution - Tier 3 - 5QU CoRE ¦ 1QU LoRE | Non-Red Flag Warning - Catastrophic Fires | Contact from object | Aggregated | 2025 | 5.0018e-08 | 1430.0123 | 7.1527e-05 | 2025 | Mitigation | 0.95 | 45 | 0 | esc | 0.00097009 | 4.8522e-11 | 0.00097009 | 4.8522e-11 | 0 | 0 | 0.0088147 | 5.7986e-09
[120 empty] | 7.3.3.17.5 (Remote Grid) Updates to grid topology to minimize risk of ignition in HFTDs Remote GridWLDFRContact from objectAggregated | WLDFR | HFTD - Distribution - Tier 3 - 5QU CoRE ¦ 1QU LoRE | Non-Red Flag Warning - Catastrophic Fires | Contact from object | Aggregated | 2026 | 5.0018e-08 | 1430.0123 | 7.1527e-05 | 2026 | Mitigation | 0.95 | 45 | 0 | esc | 0.00097009 | 4.8522e-11 | 0.00097009 | 4.8522e-11 | 0 | 0 | 0.0088147 | 5.7986e-09
[120 empty] | 7.3.3.17.5 (Remote Grid) Updates to grid topology to minimize risk of ignition in HFTDs Remote GridWLDFRContact from objectAggregated | WLDFR | HFTD - Distribution - Tier 3 - 5QU CoRE ¦ 1QU LoRE | Non-Red Flag Warning - Catastrophic Fires | Contact from object | Aggregated | 2027 | 5.0018e-08 | 1430.0123 | 7.1527e-05 | 2027 | Mitigation | 0.95 | 45 | 0 | esc | 0.00097009 | 4.8522e-11 | 0.00097009 | 4.8522e-11 | 0 | 0 | 0.0088147 | 5.7986e-09
[120 empty] | 7.3.3.17.5 (Remote Grid) Updates to grid topology to minimize risk of ignition in HFTDs Remote GridWLDFRContact from objectAggregated | WLDFR | HFTD - Distribution - Tier 3 - 5QU CoRE ¦ 1QU LoRE | Non-Red Flag Warning - Catastrophic Fires | Contact from object | Aggregated | 2028 | 5.0018e-08 | 1430.0123 | 7.1527e-05 | 2028 | Mitigation | 0.95 | 45 | 0 | esc | 0.00097009 | 4.8522e-11 | 0.00097009 | 4.8522e-11 | 0 | 0 | 0.0088147 | 5.7986e-09
[120 empty] | 7.3.3.17.5 (Remote Grid) Updates to grid topology to minimize risk of ignition in HFTDs Remote GridWLDFRContact from objectAggregated | WLDFR | HFTD - Distribution - Tier 3 - 5QU CoRE ¦ 1QU LoRE | Non-Red Flag Warning - Catastrophic Fires | Contact from object | Aggregated | 2029 | 5.0018e-08 | 1430.0123 | 7.1527e-05 | 2029 | Mitigation | 0.95 | 45 | 0 | esc | 0.00097009 | 4.8522e-11 | 0.00097009 | 4.8522e-11 | 0 | 0 | 0.0088147 | 5.7986e-09
[120 empty] | 7.3.3.17.5 (Remote Grid) Updates to grid topology to minimize risk of ignition in HFTDs Remote GridWLDFRContact from objectAggregated | WLDFR | HFTD - Distribution - Tier 3 - 5QU CoRE ¦ 1QU LoRE | Non-Red Flag Warning - Catastrophic Fires | Contact from object | Aggregated | 2030 | 5.0018e-08 | 1430.0123 | 7.1527e-05 | 2030 | Mitigation | 0.95 | 45 | 0 | esc | 0.00097009 | 4.8522e-11 | 0.00097009 | 4.8522e-11 | 0 | 0 | 0.0088147 | 5.7986e-09
[120 empty] | 7.3.3.17.5 (Remote Grid) Updates to grid topology to minimize risk of ignition in HFTDs Remote GridWLDFRContact from objectAggregated | WLDFR | HFTD - Distribution - Tier 3 - 5QU CoRE ¦ 1QU LoRE | Non-Red Flag Warning - Catastrophic Fires | Contact from object | Aggregated | 2031 | 5.0018e-08 | 1430.0123 | 7.1527e-05 | 2031 | Mitigation | 0.95 | 45 | 0 | esc | 0.00097009 | 4.8522e-11 | 0.00097009 | 4.8522e-11 | 0 | 0 | 0.0088147 | 5.7986e-09
[120 empty] | 7.3.3.17.5 (Remote Grid) Updates to grid topology to minimize risk of ignition in HFTDs Remote GridWLDFRContact from objectAggregated | WLDFR | HFTD - Distribution - Tier 3 - 5QU CoRE ¦ 1QU LoRE | Non-Red Flag Warning - Catastrophic Fires | Contact from object | Aggregated | 2032 | 5.0018e-08 | 1430.0123 | 7.1527e-05 | 2032 | Mitigation | 0.95 | 45 | 0 | esc | 0.00097009 | 4.8522e-11 | 0.00097009 | 4.8522e-11 | 0 | 0 | 0.0088147 | 5.7986e-09
[120 empty] | 7.3.3.17.5 (Remote Grid) Updates to grid topology to minimize risk of ignition in HFTDs Remote GridWLDFRContact from objectAggregated | WLDFR | HFTD - Distribution - Tier 3 - 5QU CoRE ¦ 1QU LoRE | Non-Red Flag Warning - Catastrophic Fires | Contact from object | Aggregated | 2033 | 5.0018e-08 | 1430.0123 | 7.1527e-05 | 2033 | Mitigation | 0.95 | 45 | 0 | esc | 0.00097009 | 4.8522e-11 | 0.00097009 | 4.8522e-11 | 0 | 0 | 0.0088147 | 5.7986e-09
[120 empty] | 7.3.3.17.5 (Remote Grid) Updates to grid topology to minimize risk of ignition in HFTDs Remote GridWLDFRContact from objectAggregated | WLDFR | HFTD - Distribution - Tier 3 - 5QU CoRE ¦ 1QU LoRE | Non-Red Flag Warning - Catastrophic Fires | Contact from object | Aggregated | 2034 | 5.0018e-08 | 1430.0123 | 7.1527e-05 | 2034 | Mitigation | 0.95 | 45 | 0 | esc | 0.00097009 | 4.8522e-11 | 0.00097009 | 4.8522e-11 | 0 | 0 | 0.0088147 | 5.7986e-09
[120 empty] | 7.3.3.17.5 (Remote Grid) Updates to grid topology to minimize risk of ignition in HFTDs Remote GridWLDFRContact from objectAggregated | WLDFR | HFTD - Distribution - Tier 3 - 5QU CoRE ¦ 1QU LoRE | Non-Red Flag Warning - Catastrophic Fires | Contact from object | Aggregated | 2035 | 5.0018e-08 | 1430.0123 | 7.1527e-05 | 2035 | Mitigation | 0.95 | 45 | 0 | esc | 0.00097009 | 4.8522e-11 | 0.00097009 | 4.8522e-11 | 0 | 0 | 0.0088147 | 5.7986e-09
[120 empty] | 7.3.3.17.5 (Remote Grid) Updates to grid topology to minimize risk of ignition in HFTDs Remote GridWLDFRContact from objectAggregated | WLDFR | HFTD - Distribution - Tier 3 - 5QU CoRE ¦ 1QU LoRE | Non-Red Flag Warning - Catastrophic Fires | Contact from object | Aggregated | 2036 | 5.0018e-08 | 1430.0123 | 7.1527e-05 | 2036 | Mitigation | 0.95 | 45 | 0 | esc | 0.00097009 | 4.8522e-11 | 0.00097009 | 4.8522e-11 | 0 | 0 | 0.0088147 | 5.7986e-09
[120 empty] | 7.3.3.17.5 (Remote Grid) Updates to grid topology to minimize risk of ignition in HFTDs Remote GridWLDFRContact from objectAggregated | WLDFR | HFTD - Distribution - Tier 3 - 5QU CoRE ¦ 1QU LoRE | Non-Red Flag Warning - Catastrophic Fires | Contact from object | Aggregated | 2037 | 5.0018e-08 | 1430.0123 | 7.1527e-05 | 2037 | Mitigation | 0.95 | 45 | 0 | esc | 0.00097009 | 4.8522e-11 | 0.00097009 | 4.8522e-11 | 0 | 0 | 0.0088147 | 5.7986e-09
[120 empty] | 7.3.3.17.5 (Remote Grid) Updates to grid topology to minimize risk of ignition in HFTDs Remote GridWLDFRContact from objectAggregated | WLDFR | HFTD - Distribution - Tier 3 - 5QU CoRE ¦ 1QU LoRE | Non-Red Flag Warning - Catastrophic Fires | Contact from object | Aggregated | 2038 | 5.0018e-08 | 1430.0123 | 7.1527e-05 | 2038 | Mitigation | 0.95 | 45 | 0 | esc | 0.00097009 | 4.8522e-11 | 0.00097009 | 4.8522e-11 | 0 | 0 | 0.0088147 | 5.7986e-09
[120 empty] | 7.3.3.17.5 (Remote Grid) Updates to grid topology to minimize risk of ignition in HFTDs Remote GridWLDFRContact from objectAggregated | WLDFR | HFTD - Distribution - Tier 3 - 5QU CoRE ¦ 1QU LoRE | Non-Red Flag Warning - Catastrophic Fires | Contact from object | Aggregated | 2039 | 5.0018e-08 | 1430.0123 | 7.1527e-05 | 2039 | Mitigation | 0.95 | 45 | 0 | esc | 0.00097009 | 4.8522e-11 | 0.00097009 | 4.8522e-11 | 0 | 0 | 0.0088147 | 5.7986e-09
[120 empty] | 7.3.3.17.5 (Remote Grid) Updates to grid topology to minimize risk of ignition in HFTDs Remote GridWLDFRContact from objectAggregated | WLDFR | HFTD - Distribution - Tier 3 - 5QU CoRE ¦ 1QU LoRE | Non-Red Flag Warning - Catastrophic Fires | Contact from object | Aggregated | 2040 | 5.0018e-08 | 1430.0123 | 7.1527e-05 | 2040 | Mitigation | 0.95 | 45 | 0 | esc | 0.00097009 | 4.8522e-11 | 0.00097009 | 4.8522e-11 | 0 | 0 | 0.0088147 | 5.7986e-09
[120 empty] | 7.3.3.17.5 (Remote Grid) Updates to grid topology to minimize risk of ignition in HFTDs Remote GridWLDFRContact from objectAggregated | WLDFR | HFTD - Distribution - Tier 3 - 5QU CoRE ¦ 1QU LoRE | Non-Red Flag Warning - Catastrophic Fires | Contact from object | Aggregated | 2041 | 5.0018e-08 | 1430.0123 | 7.1527e-05 | 2041 | Mitigation | 0.95 | 45 | 0 | esc | 0.00097009 | 4.8522e-11 | 0.00097009 | 4.8522e-11 | 0 | 0 | 0.0088147 | 5.7986e-09
[120 empty] | 7.3.3.17.5 (Remote Grid) Updates to grid topology to minimize risk of ignition in HFTDs Remote GridWLDFRContact from objectAggregated | WLDFR | HFTD - Distribution - Tier 3 - 5QU CoRE ¦ 1QU LoRE | Non-Red Flag Warning - Catastrophic Fires | Contact from object | Aggregated | 2042 | 5.0018e-08 | 1430.0123 | 7.1527e-05 | 2042 | Mitigation | 0.95 | 45 | 0 | esc | 0.00097009 | 4.8522e-11 | 0.00097009 | 4.8522e-11 | 0 | 0 | 0.0088147 | 5.7986e-09
[120 empty] | 7.3.3.17.5 (Remote Grid) Updates to grid topology to minimize risk of ignition in HFTDs Remote GridWLDFRContact from objectAggregated | WLDFR | HFTD - Distribution - Tier 3 - 5QU CoRE ¦ 1QU LoRE | Non-Red Flag Warning - Catastrophic Fires | Contact from object | Aggregated | 2043 | 5.0018e-08 | 1430.0123 | 7.1527e-05 | 2043 | Mitigation | 0.95 | 45 | 0 | esc | 0.00097009 | 4.8522e-11 | 0.00097009 | 4.8522e-11 | 0 | 0 | 0.0088147 | 5.7986e-09
[120 empty] | 7.3.3.17.5 (Remote Grid) Updates to grid topology to minimize risk of ignition in HFTDs Remote GridWLDFRContact from objectAggregated | WLDFR | HFTD - Distribution - Tier 3 - 5QU CoRE ¦ 1QU LoRE | Non-Red Flag Warning - Catastrophic Fires | Contact from object | Aggregated | 2044 | 5.0018e-08 | 1430.0123 | 7.1527e-05 | 2044 | Mitigation | 0.95 | 45 | 0 | esc | 0.00097009 | 4.8522e-11 | 0.00097009 | 4.8522e-11 | 0 | 0 | 0 | 0
[120 empty] | 7.3.3.17.5 (Remote Grid) Updates to grid topology to minimize risk of ignition in HFTDs Remote GridWLDFRContact from objectAggregated | WLDFR | HFTD - Distribution - Tier 3 - 5QU CoRE ¦ 1QU LoRE | Non-Red Flag Warning - Catastrophic Fires | Contact from object | Aggregated | 2045 | 5.0018e-08 | 1430.0123 | 7.1527e-05 | 2045 | Mitigation | 0.95 | 45 | 0 | esc | 0.00097009 | 4.8522e-11 | 0.00097009 | 4.8522e-11 | 0 | 0 | 0 | 0
[120 empty] | 7.3.3.17.5 (Remote Grid) Updates to grid topology to minimize risk of ignition in HFTDs Remote GridWLDFRContact from objectAggregated | WLDFR | HFTD - Distribution - Tier 3 - 5QU CoRE ¦ 1QU LoRE | Non-Red Flag Warning - Catastrophic Fires | Contact from object | Aggregated | 2046 | 5.0018e-08 | 1430.0123 | 7.1527e-05 | 2046 | Mitigation | 0.95 | 45 | 0 | esc | 0.00097009 | 4.8522e-11 | 0.00097009 | 4.8522e-11 | 0 | 0 | 0.013543 | 1.0939e-12
[120 empty] | 7.3.3.17.5 (Remote Grid) Updates to grid topology to minimize risk of ignition in HFTDs Remote GridWLDFRContact from objectAggregated | WLDFR | HFTD - Distribution - Tier 3 - 5QU CoRE ¦ 1QU LoRE | Non-Red Flag Warning - Catastrophic Fires | Contact from object | Aggregated | 2047 | 5.0018e-08 | 1430.0123 | 7.1527e-05 | 2047 | Mitigation | 0.95 | 45 | 0 | esc | 0.00097009 | 4.8522e-11 | 0.00097009 | 4.8522e-11 | 0 | 0 | 0.013543 | 1.0939e-12
[120 empty] | 7.3.3.17.5 (Remote Grid) Updates to grid topology to minimize risk of ignition in HFTDs Remote GridWLDFRContact from objectAggregated | WLDFR | HFTD - Distribution - Tier 3 - 5QU CoRE ¦ 1QU LoRE | Non-Red Flag Warning - Catastrophic Fires | Contact from object | Aggregated | 2048 | 5.0018e-08 | 1430.0123 | 7.1527e-05 | 2048 | Mitigation | 0.95 | 45 | 0 | esc | 0.00097009 | 4.8522e-11 | 0.00097009 | 4.8522e-11 | 0 | 0 | 0.013543 | 1.0939e-12
[120 empty] | 7.3.3.17.5 (Remote Grid) Updates to grid topology to minimize risk of ignition in HFTDs Remote GridWLDFRContact from objectAggregated | WLDFR | HFTD - Distribution - Tier 3 - 5QU CoRE ¦ 1QU LoRE | Non-Red Flag Warning - Catastrophic Fires | Contact from object | Aggregated | 2049 | 5.0018e-08 | 1430.0123 | 7.1527e-05 | 2049 | Mitigation | 0.95 | 45 | 0 | esc | 0.00097009 | 4.8522e-11 | 0.00097009 | 4.8522e-11 | 0 | 0 | 0.013543 | 1.0939e-12
[120 empty] | 7.3.3.17.5 (Remote Grid) Updates to grid topology to minimize risk of ignition in HFTDs Remote GridWLDFRContact from objectAggregated | WLDFR | HFTD - Distribution - Tier 3 - 5QU CoRE ¦ 1QU LoRE | Non-Red Flag Warning - Catastrophic Fires | Contact from object | Aggregated | 2050 | 5.0018e-08 | 1430.0123 | 7.1527e-05 | 2050 | Mitigation | 0.95 | 45 | 0 | esc | 0.00097009 | 4.8522e-11 | 0.00097009 | 4.8522e-11 | 0 | 0 | 0.013543 | 1.0939e-12
[120 empty] | 7.3.3.17.5 (Remote Grid) Updates to grid topology to minimize risk of ignition in HFTDs Remote GridWLDFRContact from objectAggregated | WLDFR | HFTD - Distribution - Tier 3 - 5QU CoRE ¦ 1QU LoRE | Non-Red Flag Warning - Catastrophic Fires | Contact from object | Aggregated | 2051 | 5.0018e-08 | 1430.0123 | 7.1527e-05 | 2051 | Mitigation | 0.95 | 45 | 0 | esc | 0.00097009 | 4.8522e-11 | 0.00097009 | 4.8522e-11 | 0 | 0 | 0.013543 | 1.0939e-12
[120 empty] | 7.3.3.17.5 (Remote Grid) Updates to grid topology to minimize risk of ignition in HFTDs Remote GridWLDFRContact from objectAggregated | WLDFR | HFTD - Distribution - Tier 3 - 5QU CoRE ¦ 1QU LoRE | Non-Red Flag Warning - Catastrophic Fires | Contact from object | Aggregated | 2052 | 5.0018e-08 | 1430.0123 | 7.1527e-05 | 2052 | Mitigation | 0.95 | 45 | 0 | esc | 0.00097009 | 4.8522e-11 | 0.00097009 | 4.8522e-11 | 0 | 0 | 0.013543 | 1.0939e-12
[120 empty] | 7.3.3.17.5 (Remote Grid) Updates to grid topology to minimize risk of ignition in HFTDs Remote GridWLDFRContact from objectAggregated | WLDFR | HFTD - Distribution - Tier 3 - 5QU CoRE ¦ 1QU LoRE | Non-Red Flag Warning - Catastrophic Fires | Contact from object | Aggregated | 2053 | 5.0018e-08 | 1430.0123 | 7.1527e-05 | 2053 | Mitigation | 0.95 | 45 | 0 | esc | 0.00097009 | 4.8522e-11 | 0.00097009 | 4.8522e-11 | 0 | 0 | 0.013543 | 1.0939e-12
[120 empty] | 7.3.3.17.5 (Remote Grid) Updates to grid topology to minimize risk of ignition in HFTDs Remote GridWLDFRContact from objectAggregated | WLDFR | HFTD - Distribution - Tier 3 - 5QU CoRE ¦ 1QU LoRE | Non-Red Flag Warning - Catastrophic Fires | Contact from object | Aggregated | 2054 | 5.0018e-08 | 1430.0123 | 7.1527e-05 | 2054 | Mitigation | 0.95 | 45 | 0 | esc | 0.00097009 | 4.8522e-11 | 0.00097009 | 4.8522e-11 | 0 | 0 | 0.013543 | 1.0939e-12
[120 empty] | 7.3.3.17.5 (Remote Grid) Updates to grid topology to minimize risk of ignition in HFTDs Remote GridWLDFRContact from objectAggregated | WLDFR | HFTD - Distribution - Tier 3 - 5QU CoRE ¦ 1QU LoRE | Non-Red Flag Warning - Catastrophic Fires | Contact from object | Aggregated | 2055 | 5.0018e-08 | 1430.0123 | 7.1527e-05 | 2055 | Mitigation | 0.95 | 45 | 0 | esc | 0.00097009 | 4.8522e-11 | 0.00097009 | 4.8522e-11 | 0 | 0 | 0.013543 | 1.0939e-12
[120 empty] | 7.3.3.17.5 (Remote Grid) Updates to grid topology to minimize risk of ignition in HFTDs Remote GridWLDFRContact from objectAggregated | WLDFR | HFTD - Distribution - Tier 3 - 5QU CoRE ¦ 1QU LoRE | Non-Red Flag Warning - Catastrophic Fires | Contact from object | Aggregated | 2056 | 5.0018e-08 | 1430.0123 | 7.1527e-05 | 2056 | Mitigation | 0.95 | 45 | 0 | esc | 0.00097009 | 4.8522e-11 | 0.00097009 | 4.8522e-11 | 0 | 0 | 0.013543 | 1.0939e-12
[120 empty] | 7.3.3.17.5 (Remote Grid) Updates to grid topology to minimize risk of ignition in HFTDs Remote GridWLDFRContact from objectAggregated | WLDFR | HFTD - Distribution - Tier 3 - 5QU CoRE ¦ 1QU LoRE | Non-Red Flag Warning - Catastrophic Fires | Contact from object | Aggregated | 2057 | 5.0018e-08 | 1430.0123 | 7.1527e-05 | 2057 | Mitigation | 0.95 | 45 | 0 | esc | 0.00097009 | 4.8522e-11 | 0.00097009 | 4.8522e-11 | 0 | 0 | 0.013543 | 1.0939e-12
[120 empty] | 7.3.3.17.5 (Remote Grid) Updates to grid topology to minimize risk of ignition in HFTDs Remote GridWLDFRContact from objectAggregated | WLDFR | HFTD - Distribution - Tier 3 - 5QU CoRE ¦ 1QU LoRE | Non-Red Flag Warning - Catastrophic Fires | Contact from object | Aggregated | 2058 | 5.0018e-08 | 1430.0123 | 7.1527e-05 | 2058 | Mitigation | 0.95 | 45 | 0 | esc | 0.00097009 | 4.8522e-11 | 0.00097009 | 4.8522e-11 | 0 | 0 | 0.013543 | 1.0939e-12
[120 empty] | 7.3.3.17.5 (Remote Grid) Updates to grid topology to minimize risk of ignition in HFTDs Remote GridWLDFRContact from objectAggregated | WLDFR | HFTD - Distribution - Tier 3 - 5QU CoRE ¦ 1QU LoRE | Non-Red Flag Warning - Catastrophic Fires | Contact from object | Aggregated | 2059 | 5.0018e-08 | 1430.0123 | 7.1527e-05 | 2059 | Mitigation | 0.95 | 45 | 0 | esc | 0.00097009 | 4.8522e-11 | 0.00097009 | 4.8522e-11 | 0 | 0 | 0.013543 | 1.0939e-12
[120 empty] | 7.3.3.17.5 (Remote Grid) Updates to grid topology to minimize risk of ignition in HFTDs Remote GridWLDFRContact from objectAggregated | WLDFR | HFTD - Distribution - Tier 3 - 5QU CoRE ¦ 1QU LoRE | Non-Red Flag Warning - Catastrophic Fires | Contact from object | Aggregated | 2060 | 5.0018e-08 | 1430.0123 | 7.1527e-05 | 2060 | Mitigation | 0.95 | 45 | 0 | esc | 0.00097009 | 4.8522e-11 | 0.00097009 | 4.8522e-11 | 0 | 0 | 0.013543 | 1.0939e-12
[120 empty] | 7.3.3.17.5 (Remote Grid) Updates to grid topology to minimize risk of ignition in HFTDs Remote GridWLDFRContact from objectAggregated | WLDFR | HFTD - Distribution - Tier 3 - 5QU CoRE ¦ 1QU LoRE | Non-Red Flag Warning - Catastrophic Fires | Contact from object | Aggregated | 2061 | 5.0018e-08 | 1430.0123 | 7.1527e-05 | 2061 | Mitigation | 0.95 | 45 | 0 | esc | 0.00097009 | 4.8522e-11 | 0.00097009 | 4.8522e-11 | 0 | 0 | 0.013543 | 1.0939e-12
[120 empty] | 7.3.3.17.5 (Remote Grid) Updates to grid topology to minimize risk of ignition in HFTDs Remote GridWLDFRContact from objectAggregated | WLDFR | HFTD - Distribution - Tier 3 - 5QU CoRE ¦ 1QU LoRE | Non-Red Flag Warning - Catastrophic Fires | Contact from object | Aggregated | 2062 | 5.0018e-08 | 1430.0123 | 7.1527e-05 | 2062 | Mitigation | 0.95 | 45 | 0 | esc | 0.00097009 | 4.8522e-11 | 0.00097009 | 4.8522e-11 | 0 | 0 | 0.013543 | 1.0939e-12
[120 empty] | 7.3.3.17.5 (Remote Grid) Updates to grid topology to minimize risk of ignition in HFTDs Remote GridWLDFRContact from objectAggregated | WLDFR | HFTD - Distribution - Tier 3 - 5QU CoRE ¦ 1QU LoRE | Non-Red Flag Warning - Catastrophic Fires | Contact from object | Aggregated | 2063 | 5.0018e-08 | 1430.0123 | 7.1527e-05 | 2063 | Mitigation | 0.95 | 45 | 0 | esc | 0.00097009 | 4.8522e-11 | 0.00097009 | 4.8522e-11 | 0 | 0 | 0.013543 | 1.0939e-12
[120 empty] | 7.3.3.17.5 (Remote Grid) Updates to grid topology to minimize risk of ignition in HFTDs Remote GridWLDFRContact from objectAggregated | WLDFR | HFTD - Distribution - Tier 3 - 5QU CoRE ¦ 1QU LoRE | Non-Red Flag Warning - Catastrophic Fires | Contact from object | Aggregated | 2064 | 5.0018e-08 | 1430.0123 | 7.1527e-05 | 2064 | Mitigation | 0.95 | 45 | 0 | esc | 0.00097009 | 4.8522e-11 | 0.00097009 | 4.8522e-11 | 0 | 0 | 0.013543 | 1.0939e-12
[120 empty] | 7.3.3.17.5 (Remote Grid) Updates to grid topology to minimize risk of ignition in HFTDs Remote GridWLDFRContact from objectAggregated | WLDFR | HFTD - Distribution - Tier 3 - 5QU CoRE ¦ 1QU LoRE | Non-Red Flag Warning - Catastrophic Fires | Contact from object | Aggregated | 2065 | 5.0018e-08 | 1430.0123 | 7.1527e-05 | 2065 | Mitigation | 0.95 | 45 | 0 | esc | 0.00097009 | 4.8522e-11 | 0.00097009 | 4.8522e-11 | 0 | 0 | 0.013543 | 1.0939e-12
[120 empty] | 7.3.3.17.5 (Remote Grid) Updates to grid topology to minimize risk of ignition in HFTDs Remote GridWLDFRContact from objectAggregated | WLDFR | HFTD - Distribution - Tier 3 - 5QU CoRE ¦ 1QU LoRE | Non-Red Flag Warning - Catastrophic Fires | Contact from object | Aggregated | 2066 | 5.0018e-08 | 1430.0123 | 7.1527e-05 | 2066 | Mitigation | 0.95 | 45 | 0 | esc | 0.00097009 | 4.8522e-11 | 0.00097009 | 4.8522e-11 | 0 | 0 | 0.013543 | 1.0939e-12
[120 empty] | 7.3.3.17.5 (Remote Grid) Updates to grid topology to minimize risk of ignition in HFTDs Remote GridWLDFRContact from objectAggregated | WLDFR | HFTD - Distribution - Tier 3 - 5QU CoRE ¦ 1QU LoRE | Non-Red Flag Warning - Catastrophic Fires | Contact from object | Aggregated | 2067 | 5.0018e-08 | 1430.0123 | 7.1527e-05 | 2067 | Mitigation | 0.95 | 45 | 0 | esc | 0 | 0 | 0.00097009 | 4.8522e-11 | 0 | 0 | 0.013543 | 1.0939e-12
[120 empty] | 7.3.3.17.5 (Remote Grid) Updates to grid topology to minimize risk of ignition in HFTDs Remote GridWLDFRContaminationAggregated | WLDFR | HFTD - Distribution - Tier 3 - 5QU CoRE ¦ 1QU LoRE | Non-Red Flag Warning - Catastrophic Fires | Contamination | Aggregated | 2022 | 1.0339e-09 | 1430.0123 | 1.4785e-06 | 2022 | Mitigation | 0.95 | 45 | 0 | esc | 0.00097009 | 1.003e-12 | 0 | 0 | 0 | 0 | 0.013543 | 1.0939e-12
[120 empty] | 7.3.3.17.5 (Remote Grid) Updates to grid topology to minimize risk of ignition in HFTDs Remote GridWLDFRContaminationAggregated | WLDFR | HFTD - Distribution - Tier 3 - 5QU CoRE ¦ 1QU LoRE | Non-Red Flag Warning - Catastrophic Fires | Contamination | Aggregated | 2023 | 1.0339e-09 | 1430.0123 | 1.4785e-06 | 2023 | Mitigation | 0.95 | 45 | 0 | esc | 0.00097009 | 1.003e-12 | 0.00097009 | 1.003e-12 | 0 | 0 | 0.013543 | 1.0939e-12
[120 empty] | 7.3.3.17.5 (Remote Grid) Updates to grid topology to minimize risk of ignition in HFTDs Remote GridWLDFRContaminationAggregated | WLDFR | HFTD - Distribution - Tier 3 - 5QU CoRE ¦ 1QU LoRE | Non-Red Flag Warning - Catastrophic Fires | Contamination | Aggregated | 2024 | 1.0339e-09 | 1430.0123 | 1.4785e-06 | 2024 | Mitigation | 0.95 | 45 | 0 | esc | 0.00097009 | 1.003e-12 | 0.00097009 | 1.003e-12 | 0 | 0 | 0.013543 | 1.0939e-12
[120 empty] | 7.3.3.17.5 (Remote Grid) Updates to grid topology to minimize risk of ignition in HFTDs Remote GridWLDFRContaminationAggregated | WLDFR | HFTD - Distribution - Tier 3 - 5QU CoRE ¦ 1QU LoRE | Non-Red Flag Warning - Catastrophic Fires | Contamination | Aggregated | 2025 | 1.0339e-09 | 1430.0123 | 1.4785e-06 | 2025 | Mitigation | 0.95 | 45 | 0 | esc | 0.00097009 | 1.003e-12 | 0.00097009 | 1.003e-12 | 0 | 0 | 0.013543 | 1.0939e-12
[120 empty] | 7.3.3.17.5 (Remote Grid) Updates to grid topology to minimize risk of ignition in HFTDs Remote GridWLDFRContaminationAggregated | WLDFR | HFTD - Distribution - Tier 3 - 5QU CoRE ¦ 1QU LoRE | Non-Red Flag Warning - Catastrophic Fires | Contamination | Aggregated | 2026 | 1.0339e-09 | 1430.0123 | 1.4785e-06 | 2026 | Mitigation | 0.95 | 45 | 0 | esc | 0.00097009 | 1.003e-12 | 0.00097009 | 1.003e-12 | 0 | 0 | 0.013543 | 1.0939e-12
[120 empty] | 7.3.3.17.5 (Remote Grid) Updates to grid topology to minimize risk of ignition in HFTDs Remote GridWLDFRContaminationAggregated | WLDFR | HFTD - Distribution - Tier 3 - 5QU CoRE ¦ 1QU LoRE | Non-Red Flag Warning - Catastrophic Fires | Contamination | Aggregated | 2027 | 1.0339e-09 | 1430.0123 | 1.4785e-06 | 2027 | Mitigation | 0.95 | 45 | 0 | esc | 0.00097009 | 1.003e-12 | 0.00097009 | 1.003e-12 | 0 | 0 | 0.013543 | 1.0939e-12
[120 empty] | 7.3.3.17.5 (Remote Grid) Updates to grid topology to minimize risk of ignition in HFTDs Remote GridWLDFRContaminationAggregated | WLDFR | HFTD - Distribution - Tier 3 - 5QU CoRE ¦ 1QU LoRE | Non-Red Flag Warning - Catastrophic Fires | Contamination | Aggregated | 2028 | 1.0339e-09 | 1430.0123 | 1.4785e-06 | 2028 | Mitigation | 0.95 | 45 | 0 | esc | 0.00097009 | 1.003e-12 | 0.00097009 | 1.003e-12 | 0 | 0 | 0.013543 | 1.0939e-12
[120 empty] | 7.3.3.17.5 (Remote Grid) Updates to grid topology to minimize risk of ignition in HFTDs Remote GridWLDFRContaminationAggregated | WLDFR | HFTD - Distribution - Tier 3 - 5QU CoRE ¦ 1QU LoRE | Non-Red Flag Warning - Catastrophic Fires | Contamination | Aggregated | 2029 | 1.0339e-09 | 1430.0123 | 1.4785e-06 | 2029 | Mitigation | 0.95 | 45 | 0 | esc | 0.00097009 | 1.003e-12 | 0.00097009 | 1.003e-12 | 0 | 0 | 0.013543 | 1.0939e-12
[120 empty] | 7.3.3.17.5 (Remote Grid) Updates to grid topology to minimize risk of ignition in HFTDs Remote GridWLDFRContaminationAggregated | WLDFR | HFTD - Distribution - Tier 3 - 5QU CoRE ¦ 1QU LoRE | Non-Red Flag Warning - Catastrophic Fires | Contamination | Aggregated | 2030 | 1.0339e-09 | 1430.0123 | 1.4785e-06 | 2030 | Mitigation | 0.95 | 45 | 0 | esc | 0.00097009 | 1.003e-12 | 0.00097009 | 1.003e-12 | 0 | 0 | 0 | 0
[120 empty] | 7.3.3.17.5 (Remote Grid) Updates to grid topology to minimize risk of ignition in HFTDs Remote GridWLDFRContaminationAggregated | WLDFR | HFTD - Distribution - Tier 3 - 5QU CoRE ¦ 1QU LoRE | Non-Red Flag Warning - Catastrophic Fires | Contamination | Aggregated | 2031 | 1.0339e-09 | 1430.0123 | 1.4785e-06 | 2031 | Mitigation | 0.95 | 45 | 0 | esc | 0.00097009 | 1.003e-12 | 0.00097009 | 1.003e-12 | 0 | 0 | 0 | 0
[120 empty] | 7.3.3.17.5 (Remote Grid) Updates to grid topology to minimize risk of ignition in HFTDs Remote GridWLDFRContaminationAggregated | WLDFR | HFTD - Distribution - Tier 3 - 5QU CoRE ¦ 1QU LoRE | Non-Red Flag Warning - Catastrophic Fires | Contamination | Aggregated | 2032 | 1.0339e-09 | 1430.0123 | 1.4785e-06 | 2032 | Mitigation | 0.95 | 45 | 0 | esc | 0.00097009 | 1.003e-12 | 0.00097009 | 1.003e-12 | 0 | 0 | 0.0013359 | 5.3145e-12
[120 empty] | 7.3.3.17.5 (Remote Grid) Updates to grid topology to minimize risk of ignition in HFTDs Remote GridWLDFRContaminationAggregated | WLDFR | HFTD - Distribution - Tier 3 - 5QU CoRE ¦ 1QU LoRE | Non-Red Flag Warning - Catastrophic Fires | Contamination | Aggregated | 2033 | 1.0339e-09 | 1430.0123 | 1.4785e-06 | 2033 | Mitigation | 0.95 | 45 | 0 | esc | 0.00097009 | 1.003e-12 | 0.00097009 | 1.003e-12 | 0 | 0 | 0.0013359 | 5.3145e-12
[120 empty] | 7.3.3.17.5 (Remote Grid) Updates to grid topology to minimize risk of ignition in HFTDs Remote GridWLDFRContaminationAggregated | WLDFR | HFTD - Distribution - Tier 3 - 5QU CoRE ¦ 1QU LoRE | Non-Red Flag Warning - Catastrophic Fires | Contamination | Aggregated | 2034 | 1.0339e-09 | 1430.0123 | 1.4785e-06 | 2034 | Mitigation | 0.95 | 45 | 0 | esc | 0.00097009 | 1.003e-12 | 0.00097009 | 1.003e-12 | 0 | 0 | 0.0013359 | 5.3145e-12
[120 empty] | 7.3.3.17.5 (Remote Grid) Updates to grid topology to minimize risk of ignition in HFTDs Remote GridWLDFRContaminationAggregated | WLDFR | HFTD - Distribution - Tier 3 - 5QU CoRE ¦ 1QU LoRE | Non-Red Flag Warning - Catastrophic Fires | Contamination | Aggregated | 2035 | 1.0339e-09 | 1430.0123 | 1.4785e-06 | 2035 | Mitigation | 0.95 | 45 | 0 | esc | 0.00097009 | 1.003e-12 | 0.00097009 | 1.003e-12 | 0 | 0 | 0.0013359 | 5.3145e-12
[120 empty] | 7.3.3.17.5 (Remote Grid) Updates to grid topology to minimize risk of ignition in HFTDs Remote GridWLDFRContaminationAggregated | WLDFR | HFTD - Distribution - Tier 3 - 5QU CoRE ¦ 1QU LoRE | Non-Red Flag Warning - Catastrophic Fires | Contamination | Aggregated | 2036 | 1.0339e-09 | 1430.0123 | 1.4785e-06 | 2036 | Mitigation | 0.95 | 45 | 0 | esc | 0.00097009 | 1.003e-12 | 0.00097009 | 1.003e-12 | 0 | 0 | 0.0013359 | 5.3145e-12
[120 empty] | 7.3.3.17.5 (Remote Grid) Updates to grid topology to minimize risk of ignition in HFTDs Remote GridWLDFRContaminationAggregated | WLDFR | HFTD - Distribution - Tier 3 - 5QU CoRE ¦ 1QU LoRE | Non-Red Flag Warning - Catastrophic Fires | Contamination | Aggregated | 2037 | 1.0339e-09 | 1430.0123 | 1.4785e-06 | 2037 | Mitigation | 0.95 | 45 | 0 | esc | 0.00097009 | 1.003e-12 | 0.00097009 | 1.003e-12 | 0 | 0 | 0.0013359 | 5.3145e-12
[120 empty] | 7.3.3.17.5 (Remote Grid) Updates to grid topology to minimize risk of ignition in HFTDs Remote GridWLDFRContaminationAggregated | WLDFR | HFTD - Distribution - Tier 3 - 5QU CoRE ¦ 1QU LoRE | Non-Red Flag Warning - Catastrophic Fires | Contamination | Aggregated | 2038 | 1.0339e-09 | 1430.0123 | 1.4785e-06 | 2038 | Mitigation | 0.95 | 45 | 0 | esc | 0.00097009 | 1.003e-12 | 0.00097009 | 1.003e-12 | 0 | 0 | 0.0013359 | 5.3145e-12
[120 empty] | 7.3.3.17.5 (Remote Grid) Updates to grid topology to minimize risk of ignition in HFTDs Remote GridWLDFRContaminationAggregated | WLDFR | HFTD - Distribution - Tier 3 - 5QU CoRE ¦ 1QU LoRE | Non-Red Flag Warning - Catastrophic Fires | Contamination | Aggregated | 2039 | 1.0339e-09 | 1430.0123 | 1.4785e-06 | 2039 | Mitigation | 0.95 | 45 | 0 | esc | 0.00097009 | 1.003e-12 | 0.00097009 | 1.003e-12 | 0 | 0 | 0.0013359 | 5.3145e-12
[120 empty] | 7.3.3.17.5 (Remote Grid) Updates to grid topology to minimize risk of ignition in HFTDs Remote GridWLDFRContaminationAggregated | WLDFR | HFTD - Distribution - Tier 3 - 5QU CoRE ¦ 1QU LoRE | Non-Red Flag Warning - Catastrophic Fires | Contamination | Aggregated | 2040 | 1.0339e-09 | 1430.0123 | 1.4785e-06 | 2040 | Mitigation | 0.95 | 45 | 0 | esc | 0.00097009 | 1.003e-12 | 0.00097009 | 1.003e-12 | 0 | 0 | 0.0013359 | 5.3145e-12
[120 empty] | 7.3.3.17.5 (Remote Grid) Updates to grid topology to minimize risk of ignition in HFTDs Remote GridWLDFRContaminationAggregated | WLDFR | HFTD - Distribution - Tier 3 - 5QU CoRE ¦ 1QU LoRE | Non-Red Flag Warning - Catastrophic Fires | Contamination | Aggregated | 2041 | 1.0339e-09 | 1430.0123 | 1.4785e-06 | 2041 | Mitigation | 0.95 | 45 | 0 | esc | 0.00097009 | 1.003e-12 | 0.00097009 | 1.003e-12 | 0 | 0 | 0.0013359 | 5.3145e-12
[120 empty] | 7.3.3.17.5 (Remote Grid) Updates to grid topology to minimize risk of ignition in HFTDs Remote GridWLDFRContaminationAggregated | WLDFR | HFTD - Distribution - Tier 3 - 5QU CoRE ¦ 1QU LoRE | Non-Red Flag Warning - Catastrophic Fires | Contamination | Aggregated | 2042 | 1.0339e-09 | 1430.0123 | 1.4785e-06 | 2042 | Mitigation | 0.95 | 45 | 0 | esc | 0.00097009 | 1.003e-12 | 0.00097009 | 1.003e-12 | 0 | 0 | 0.0013359 | 5.3145e-12
[120 empty] | 7.3.3.17.5 (Remote Grid) Updates to grid topology to minimize risk of ignition in HFTDs Remote GridWLDFRContaminationAggregated | WLDFR | HFTD - Distribution - Tier 3 - 5QU CoRE ¦ 1QU LoRE | Non-Red Flag Warning - Catastrophic Fires | Contamination | Aggregated | 2043 | 1.0339e-09 | 1430.0123 | 1.4785e-06 | 2043 | Mitigation | 0.95 | 45 | 0 | esc | 0.00097009 | 1.003e-12 | 0.00097009 | 1.003e-12 | 0 | 0 | 0.0013359 | 5.3145e-12
[120 empty] | 7.3.3.17.5 (Remote Grid) Updates to grid topology to minimize risk of ignition in HFTDs Remote GridWLDFRContaminationAggregated | WLDFR | HFTD - Distribution - Tier 3 - 5QU CoRE ¦ 1QU LoRE | Non-Red Flag Warning - Catastrophic Fires | Contamination | Aggregated | 2044 | 1.0339e-09 | 1430.0123 | 1.4785e-06 | 2044 | Mitigation | 0.95 | 45 | 0 | esc | 0.00097009 | 1.003e-12 | 0.00097009 | 1.003e-12 | 0 | 0 | 0.0013359 | 5.3145e-12
[120 empty] | 7.3.3.17.5 (Remote Grid) Updates to grid topology to minimize risk of ignition in HFTDs Remote GridWLDFRContaminationAggregated | WLDFR | HFTD - Distribution - Tier 3 - 5QU CoRE ¦ 1QU LoRE | Non-Red Flag Warning - Catastrophic Fires | Contamination | Aggregated | 2045 | 1.0339e-09 | 1430.0123 | 1.4785e-06 | 2045 | Mitigation | 0.95 | 45 | 0 | esc | 0.00097009 | 1.003e-12 | 0.00097009 | 1.003e-12 | 0 | 0 | 0.0013359 | 5.3145e-12
[120 empty] | 7.3.3.17.5 (Remote Grid) Updates to grid topology to minimize risk of ignition in HFTDs Remote GridWLDFRContaminationAggregated | WLDFR | HFTD - Distribution - Tier 3 - 5QU CoRE ¦ 1QU LoRE | Non-Red Flag Warning - Catastrophic Fires | Contamination | Aggregated | 2046 | 1.0339e-09 | 1430.0123 | 1.4785e-06 | 2046 | Mitigation | 0.95 | 45 | 0 | esc | 0.00097009 | 1.003e-12 | 0.00097009 | 1.003e-12 | 0 | 0 | 0.0013359 | 5.3145e-12
[120 empty] | 7.3.3.17.5 (Remote Grid) Updates to grid topology to minimize risk of ignition in HFTDs Remote GridWLDFRContaminationAggregated | WLDFR | HFTD - Distribution - Tier 3 - 5QU CoRE ¦ 1QU LoRE | Non-Red Flag Warning - Catastrophic Fires | Contamination | Aggregated | 2047 | 1.0339e-09 | 1430.0123 | 1.4785e-06 | 2047 | Mitigation | 0.95 | 45 | 0 | esc | 0.00097009 | 1.003e-12 | 0.00097009 | 1.003e-12 | 0 | 0 | 0.0013359 | 5.3145e-12
[120 empty] | 7.3.3.17.5 (Remote Grid) Updates to grid topology to minimize risk of ignition in HFTDs Remote GridWLDFRContaminationAggregated | WLDFR | HFTD - Distribution - Tier 3 - 5QU CoRE ¦ 1QU LoRE | Non-Red Flag Warning - Catastrophic Fires | Contamination | Aggregated | 2048 | 1.0339e-09 | 1430.0123 | 1.4785e-06 | 2048 | Mitigation | 0.95 | 45 | 0 | esc | 0.00097009 | 1.003e-12 | 0.00097009 | 1.003e-12 | 0 | 0 | 0.0013359 | 5.3145e-12
[120 empty] | 7.3.3.17.5 (Remote Grid) Updates to grid topology to minimize risk of ignition in HFTDs Remote GridWLDFRContaminationAggregated | WLDFR | HFTD - Distribution - Tier 3 - 5QU CoRE ¦ 1QU LoRE | Non-Red Flag Warning - Catastrophic Fires | Contamination | Aggregated | 2049 | 1.0339e-09 | 1430.0123 | 1.4785e-06 | 2049 | Mitigation | 0.95 | 45 | 0 | esc | 0.00097009 | 1.003e-12 | 0.00097009 | 1.003e-12 | 0 | 0 | 0.0013359 | 5.3145e-12
[120 empty] | 7.3.3.17.5 (Remote Grid) Updates to grid topology to minimize risk of ignition in HFTDs Remote GridWLDFRContaminationAggregated | WLDFR | HFTD - Distribution - Tier 3 - 5QU CoRE ¦ 1QU LoRE | Non-Red Flag Warning - Catastrophic Fires | Contamination | Aggregated | 2050 | 1.0339e-09 | 1430.0123 | 1.4785e-06 | 2050 | Mitigation | 0.95 | 45 | 0 | esc | 0.00097009 | 1.003e-12 | 0.00097009 | 1.003e-12 | 0 | 0 | 0.0013359 | 5.3145e-12
[120 empty] | 7.3.3.17.5 (Remote Grid) Updates to grid topology to minimize risk of ignition in HFTDs Remote GridWLDFRContaminationAggregated | WLDFR | HFTD - Distribution - Tier 3 - 5QU CoRE ¦ 1QU LoRE | Non-Red Flag Warning - Catastrophic Fires | Contamination | Aggregated | 2051 | 1.0339e-09 | 1430.0123 | 1.4785e-06 | 2051 | Mitigation | 0.95 | 45 | 0 | esc | 0.00097009 | 1.003e-12 | 0.00097009 | 1.003e-12 | 0 | 0 | 0.0013359 | 5.3145e-12
[120 empty] | 7.3.3.17.5 (Remote Grid) Updates to grid topology to minimize risk of ignition in HFTDs Remote GridWLDFRContaminationAggregated | WLDFR | HFTD - Distribution - Tier 3 - 5QU CoRE ¦ 1QU LoRE | Non-Red Flag Warning - Catastrophic Fires | Contamination | Aggregated | 2052 | 1.0339e-09 | 1430.0123 | 1.4785e-06 | 2052 | Mitigation | 0.95 | 45 | 0 | esc | 0.00097009 | 1.003e-12 | 0.00097009 | 1.003e-12 | 0 | 0 | 0.0013359 | 5.3145e-12
[120 empty] | 7.3.3.17.5 (Remote Grid) Updates to grid topology to minimize risk of ignition in HFTDs Remote GridWLDFRContaminationAggregated | WLDFR | HFTD - Distribution - Tier 3 - 5QU CoRE ¦ 1QU LoRE | Non-Red Flag Warning - Catastrophic Fires | Contamination | Aggregated | 2053 | 1.0339e-09 | 1430.0123 | 1.4785e-06 | 2053 | Mitigation | 0.95 | 45 | 0 | esc | 0.00097009 | 1.003e-12 | 0.00097009 | 1.003e-12 | 0 | 0 | 0.0013359 | 5.3145e-12
[120 empty] | 7.3.3.17.5 (Remote Grid) Updates to grid topology to minimize risk of ignition in HFTDs Remote GridWLDFRContaminationAggregated | WLDFR | HFTD - Distribution - Tier 3 - 5QU CoRE ¦ 1QU LoRE | Non-Red Flag Warning - Catastrophic Fires | Contamination | Aggregated | 2054 | 1.0339e-09 | 1430.0123 | 1.4785e-06 | 2054 | Mitigation | 0.95 | 45 | 0 | esc | 0.00097009 | 1.003e-12 | 0.00097009 | 1.003e-12 | 0 | 0 | 0.0013359 | 5.3145e-12
[120 empty] | 7.3.3.17.5 (Remote Grid) Updates to grid topology to minimize risk of ignition in HFTDs Remote GridWLDFRContaminationAggregated | WLDFR | HFTD - Distribution - Tier 3 - 5QU CoRE ¦ 1QU LoRE | Non-Red Flag Warning - Catastrophic Fires | Contamination | Aggregated | 2055 | 1.0339e-09 | 1430.0123 | 1.4785e-06 | 2055 | Mitigation | 0.95 | 45 | 0 | esc | 0.00097009 | 1.003e-12 | 0.00097009 | 1.003e-12 | 0 | 0 | 0.0013359 | 5.3145e-12
[120 empty] | 7.3.3.17.5 (Remote Grid) Updates to grid topology to minimize risk of ignition in HFTDs Remote GridWLDFRContaminationAggregated | WLDFR | HFTD - Distribution - Tier 3 - 5QU CoRE ¦ 1QU LoRE | Non-Red Flag Warning - Catastrophic Fires | Contamination | Aggregated | 2056 | 1.0339e-09 | 1430.0123 | 1.4785e-06 | 2056 | Mitigation | 0.95 | 45 | 0 | esc | 0.00097009 | 1.003e-12 | 0.00097009 | 1.003e-12 | 0 | 0 | 0.0013359 | 5.3145e-12
[120 empty] | 7.3.3.17.5 (Remote Grid) Updates to grid topology to minimize risk of ignition in HFTDs Remote GridWLDFRContaminationAggregated | WLDFR | HFTD - Distribution - Tier 3 - 5QU CoRE ¦ 1QU LoRE | Non-Red Flag Warning - Catastrophic Fires | Contamination | Aggregated | 2057 | 1.0339e-09 | 1430.0123 | 1.4785e-06 | 2057 | Mitigation | 0.95 | 45 | 0 | esc | 0.00097009 | 1.003e-12 | 0.00097009 | 1.003e-12 | 0 | 0 | 0.0013359 | 5.3145e-12
[120 empty] | 7.3.3.17.5 (Remote Grid) Updates to grid topology to minimize risk of ignition in HFTDs Remote GridWLDFRContaminationAggregated | WLDFR | HFTD - Distribution - Tier 3 - 5QU CoRE ¦ 1QU LoRE | Non-Red Flag Warning - Catastrophic Fires | Contamination | Aggregated | 2058 | 1.0339e-09 | 1430.0123 | 1.4785e-06 | 2058 | Mitigation | 0.95 | 45 | 0 | esc | 0.00097009 | 1.003e-12 | 0.00097009 | 1.003e-12 | 0 | 0 | 0.0013359 | 5.3145e-12
[120 empty] | 7.3.3.17.5 (Remote Grid) Updates to grid topology to minimize risk of ignition in HFTDs Remote GridWLDFRContaminationAggregated | WLDFR | HFTD - Distribution - Tier 3 - 5QU CoRE ¦ 1QU LoRE | Non-Red Flag Warning - Catastrophic Fires | Contamination | Aggregated | 2059 | 1.0339e-09 | 1430.0123 | 1.4785e-06 | 2059 | Mitigation | 0.95 | 45 | 0 | esc | 0.00097009 | 1.003e-12 | 0.00097009 | 1.003e-12 | 0 | 0 | 0.0013359 | 5.3145e-12
[120 empty] | 7.3.3.17.5 (Remote Grid) Updates to grid topology to minimize risk of ignition in HFTDs Remote GridWLDFRContaminationAggregated | WLDFR | HFTD - Distribution - Tier 3 - 5QU CoRE ¦ 1QU LoRE | Non-Red Flag Warning - Catastrophic Fires | Contamination | Aggregated | 2060 | 1.0339e-09 | 1430.0123 | 1.4785e-06 | 2060 | Mitigation | 0.95 | 45 | 0 | esc | 0.00097009 | 1.003e-12 | 0.00097009 | 1.003e-12 | 0 | 0 | 0.0013359 | 5.3145e-12
[120 empty] | 7.3.3.17.5 (Remote Grid) Updates to grid topology to minimize risk of ignition in HFTDs Remote GridWLDFRContaminationAggregated | WLDFR | HFTD - Distribution - Tier 3 - 5QU CoRE ¦ 1QU LoRE | Non-Red Flag Warning - Catastrophic Fires | Contamination | Aggregated | 2061 | 1.0339e-09 | 1430.0123 | 1.4785e-06 | 2061 | Mitigation | 0.95 | 45 | 0 | esc | 0.00097009 | 1.003e-12 | 0.00097009 | 1.003e-12 | 0 | 0 | 0.0013359 | 5.3145e-12
[120 empty] | 7.3.3.17.5 (Remote Grid) Updates to grid topology to minimize risk of ignition in HFTDs Remote GridWLDFRContaminationAggregated | WLDFR | HFTD - Distribution - Tier 3 - 5QU CoRE ¦ 1QU LoRE | Non-Red Flag Warning - Catastrophic Fires | Contamination | Aggregated | 2062 | 1.0339e-09 | 1430.0123 | 1.4785e-06 | 2062 | Mitigation | 0.95 | 45 | 0 | esc | 0.00097009 | 1.003e-12 | 0.00097009 | 1.003e-12 | 0 | 0 | 0 | 0
[120 empty] | 7.3.3.17.5 (Remote Grid) Updates to grid topology to minimize risk of ignition in HFTDs Remote GridWLDFRContaminationAggregated | WLDFR | HFTD - Distribution - Tier 3 - 5QU CoRE ¦ 1QU LoRE | Non-Red Flag Warning - Catastrophic Fires | Contamination | Aggregated | 2063 | 1.0339e-09 | 1430.0123 | 1.4785e-06 | 2063 | Mitigation | 0.95 | 45 | 0 | esc | 0.00097009 | 1.003e-12 | 0.00097009 | 1.003e-12 | 0 | 0 | 0 | 0
[120 empty] | 7.3.3.17.5 (Remote Grid) Updates to grid topology to minimize risk of ignition in HFTDs Remote GridWLDFRContaminationAggregated | WLDFR | HFTD - Distribution - Tier 3 - 5QU CoRE ¦ 1QU LoRE | Non-Red Flag Warning - Catastrophic Fires | Contamination | Aggregated | 2064 | 1.0339e-09 | 1430.0123 | 1.4785e-06 | 2064 | Mitigation | 0.95 | 45 | 0 | esc | 0.00097009 | 1.003e-12 | 0.00097009 | 1.003e-12 | 0 | 0 | 0.0093813 | 1.57e-10
[120 empty] | 7.3.3.17.5 (Remote Grid) Updates to grid topology to minimize risk of ignition in HFTDs Remote GridWLDFRContaminationAggregated | WLDFR | HFTD - Distribution - Tier 3 - 5QU CoRE ¦ 1QU LoRE | Non-Red Flag Warning - Catastrophic Fires | Contamination | Aggregated | 2065 | 1.0339e-09 | 1430.0123 | 1.4785e-06 | 2065 | Mitigation | 0.95 | 45 | 0 | esc | 0.00097009 | 1.003e-12 | 0.00097009 | 1.003e-12 | 0 | 0 | 0.0093813 | 1.57e-10
[120 empty] | 7.3.3.17.5 (Remote Grid) Updates to grid topology to minimize risk of ignition in HFTDs Remote GridWLDFRContaminationAggregated | WLDFR | HFTD - Distribution - Tier 3 - 5QU CoRE ¦ 1QU LoRE | Non-Red Flag Warning - Catastrophic Fires | Contamination | Aggregated | 2066 | 1.0339e-09 | 1430.0123 | 1.4785e-06 | 2066 | Mitigation | 0.95 | 45 | 0 | esc | 0.00097009 | 1.003e-12 | 0.00097009 | 1.003e-12 | 0 | 0 | 0.0093813 | 1.57e-10
[120 empty] | 7.3.3.17.5 (Remote Grid) Updates to grid topology to minimize risk of ignition in HFTDs Remote GridWLDFRContaminationAggregated | WLDFR | HFTD - Distribution - Tier 3 - 5QU CoRE ¦ 1QU LoRE | Non-Red Flag Warning - Catastrophic Fires | Contamination | Aggregated | 2067 | 1.0339e-09 | 1430.0123 | 1.4785e-06 | 2067 | Mitigation | 0.95 | 45 | 0 | esc | 0 | 0 | 0.00097009 | 1.003e-12 | 0 | 0 | 0.0093813 | 1.57e-10
[120 empty] | 7.3.3.17.5 (Remote Grid) Updates to grid topology to minimize risk of ignition in HFTDs Remote GridWLDFREquipment / facility failureAggregated | WLDFR | HFTD - Distribution - Tier 3 - 5QU CoRE ¦ 1QU LoRE | Non-Red Flag Warning - Catastrophic Fires | Equipment / facility failure | Aggregated | 2022 | 2.1686e-09 | 1430.0123 | 3.1012e-06 | 2022 | Mitigation | 0.95 | 45 | 0 | esc | 0.00097009 | 2.1038e-12 | 0 | 0 | 0 | 0 | 0.0093813 | 1.57e-10
[120 empty] | 7.3.3.17.5 (Remote Grid) Updates to grid topology to minimize risk of ignition in HFTDs Remote GridWLDFREquipment / facility failureAggregated | WLDFR | HFTD - Distribution - Tier 3 - 5QU CoRE ¦ 1QU LoRE | Non-Red Flag Warning - Catastrophic Fires | Equipment / facility failure | Aggregated | 2023 | 2.1686e-09 | 1430.0123 | 3.1012e-06 | 2023 | Mitigation | 0.95 | 45 | 0 | esc | 0.00097009 | 2.1038e-12 | 0.00097009 | 2.1038e-12 | 0 | 0 | 0.0093813 | 1.57e-10
[120 empty] | 7.3.3.17.5 (Remote Grid) Updates to grid topology to minimize risk of ignition in HFTDs Remote GridWLDFREquipment / facility failureAggregated | WLDFR | HFTD - Distribution - Tier 3 - 5QU CoRE ¦ 1QU LoRE | Non-Red Flag Warning - Catastrophic Fires | Equipment / facility failure | Aggregated | 2024 | 2.1686e-09 | 1430.0123 | 3.1012e-06 | 2024 | Mitigation | 0.95 | 45 | 0 | esc | 0.00097009 | 2.1038e-12 | 0.00097009 | 2.1038e-12 | 0 | 0 | 0.0093813 | 1.57e-10
[120 empty] | 7.3.3.17.5 (Remote Grid) Updates to grid topology to minimize risk of ignition in HFTDs Remote GridWLDFREquipment / facility failureAggregated | WLDFR | HFTD - Distribution - Tier 3 - 5QU CoRE ¦ 1QU LoRE | Non-Red Flag Warning - Catastrophic Fires | Equipment / facility failure | Aggregated | 2025 | 2.1686e-09 | 1430.0123 | 3.1012e-06 | 2025 | Mitigation | 0.95 | 45 | 0 | esc | 0.00097009 | 2.1038e-12 | 0.00097009 | 2.1038e-12 | 0 | 0 | 0.0093813 | 1.57e-10
[120 empty] | 7.3.3.17.5 (Remote Grid) Updates to grid topology to minimize risk of ignition in HFTDs Remote GridWLDFREquipment / facility failureAggregated | WLDFR | HFTD - Distribution - Tier 3 - 5QU CoRE ¦ 1QU LoRE | Non-Red Flag Warning - Catastrophic Fires | Equipment / facility failure | Aggregated | 2026 | 2.1686e-09 | 1430.0123 | 3.1012e-06 | 2026 | Mitigation | 0.95 | 45 | 0 | esc | 0.00097009 | 2.1038e-12 | 0.00097009 | 2.1038e-12 | 0 | 0 | 0.0093813 | 1.57e-10
[120 empty] | 7.3.3.17.5 (Remote Grid) Updates to grid topology to minimize risk of ignition in HFTDs Remote GridWLDFREquipment / facility failureAggregated | WLDFR | HFTD - Distribution - Tier 3 - 5QU CoRE ¦ 1QU LoRE | Non-Red Flag Warning - Catastrophic Fires | Equipment / facility failure | Aggregated | 2027 | 2.1686e-09 | 1430.0123 | 3.1012e-06 | 2027 | Mitigation | 0.95 | 45 | 0 | esc | 0.00097009 | 2.1038e-12 | 0.00097009 | 2.1038e-12 | 0 | 0 | 0.0093813 | 1.57e-10
[120 empty] | 7.3.3.17.5 (Remote Grid) Updates to grid topology to minimize risk of ignition in HFTDs Remote GridWLDFREquipment / facility failureAggregated | WLDFR | HFTD - Distribution - Tier 3 - 5QU CoRE ¦ 1QU LoRE | Non-Red Flag Warning - Catastrophic Fires | Equipment / facility failure | Aggregated | 2028 | 2.1686e-09 | 1430.0123 | 3.1012e-06 | 2028 | Mitigation | 0.95 | 45 | 0 | esc | 0.00097009 | 2.1038e-12 | 0.00097009 | 2.1038e-12 | 0 | 0 | 0.0093813 | 1.57e-10
[120 empty] | 7.3.3.17.5 (Remote Grid) Updates to grid topology to minimize risk of ignition in HFTDs Remote GridWLDFREquipment / facility failureAggregated | WLDFR | HFTD - Distribution - Tier 3 - 5QU CoRE ¦ 1QU LoRE | Non-Red Flag Warning - Catastrophic Fires | Equipment / facility failure | Aggregated | 2029 | 2.1686e-09 | 1430.0123 | 3.1012e-06 | 2029 | Mitigation | 0.95 | 45 | 0 | esc | 0.00097009 | 2.1038e-12 | 0.00097009 | 2.1038e-12 | 0 | 0 | 0.0093813 | 1.57e-10
[120 empty] | 7.3.3.17.5 (Remote Grid) Updates to grid topology to minimize risk of ignition in HFTDs Remote GridWLDFREquipment / facility failureAggregated | WLDFR | HFTD - Distribution - Tier 3 - 5QU CoRE ¦ 1QU LoRE | Non-Red Flag Warning - Catastrophic Fires | Equipment / facility failure | Aggregated | 2030 | 2.1686e-09 | 1430.0123 | 3.1012e-06 | 2030 | Mitigation | 0.95 | 45 | 0 | esc | 0.00097009 | 2.1038e-12 | 0.00097009 | 2.1038e-12 | 0 | 0 | 0.0093813 | 1.57e-10
[120 empty] | 7.3.3.17.5 (Remote Grid) Updates to grid topology to minimize risk of ignition in HFTDs Remote GridWLDFREquipment / facility failureAggregated | WLDFR | HFTD - Distribution - Tier 3 - 5QU CoRE ¦ 1QU LoRE | Non-Red Flag Warning - Catastrophic Fires | Equipment / facility failure | Aggregated | 2031 | 2.1686e-09 | 1430.0123 | 3.1012e-06 | 2031 | Mitigation | 0.95 | 45 | 0 | esc | 0.00097009 | 2.1038e-12 | 0.00097009 | 2.1038e-12 | 0 | 0 | 0.0093813 | 1.57e-10
[120 empty] | 7.3.3.17.5 (Remote Grid) Updates to grid topology to minimize risk of ignition in HFTDs Remote GridWLDFREquipment / facility failureAggregated | WLDFR | HFTD - Distribution - Tier 3 - 5QU CoRE ¦ 1QU LoRE | Non-Red Flag Warning - Catastrophic Fires | Equipment / facility failure | Aggregated | 2032 | 2.1686e-09 | 1430.0123 | 3.1012e-06 | 2032 | Mitigation | 0.95 | 45 | 0 | esc | 0.00097009 | 2.1038e-12 | 0.00097009 | 2.1038e-12 | 0 | 0 | 0.0093813 | 1.57e-10
[120 empty] | 7.3.3.17.5 (Remote Grid) Updates to grid topology to minimize risk of ignition in HFTDs Remote GridWLDFREquipment / facility failureAggregated | WLDFR | HFTD - Distribution - Tier 3 - 5QU CoRE ¦ 1QU LoRE | Non-Red Flag Warning - Catastrophic Fires | Equipment / facility failure | Aggregated | 2033 | 2.1686e-09 | 1430.0123 | 3.1012e-06 | 2033 | Mitigation | 0.95 | 45 | 0 | esc | 0.00097009 | 2.1038e-12 | 0.00097009 | 2.1038e-12 | 0 | 0 | 0.0093813 | 1.57e-10
[120 empty] | 7.3.3.17.5 (Remote Grid) Updates to grid topology to minimize risk of ignition in HFTDs Remote GridWLDFREquipment / facility failureAggregated | WLDFR | HFTD - Distribution - Tier 3 - 5QU CoRE ¦ 1QU LoRE | Non-Red Flag Warning - Catastrophic Fires | Equipment / facility failure | Aggregated | 2034 | 2.1686e-09 | 1430.0123 | 3.1012e-06 | 2034 | Mitigation | 0.95 | 45 | 0 | esc | 0.00097009 | 2.1038e-12 | 0.00097009 | 2.1038e-12 | 0 | 0 | 0.0093813 | 1.57e-10
[120 empty] | 7.3.3.17.5 (Remote Grid) Updates to grid topology to minimize risk of ignition in HFTDs Remote GridWLDFREquipment / facility failureAggregated | WLDFR | HFTD - Distribution - Tier 3 - 5QU CoRE ¦ 1QU LoRE | Non-Red Flag Warning - Catastrophic Fires | Equipment / facility failure | Aggregated | 2035 | 2.1686e-09 | 1430.0123 | 3.1012e-06 | 2035 | Mitigation | 0.95 | 45 | 0 | esc | 0.00097009 | 2.1038e-12 | 0.00097009 | 2.1038e-12 | 0 | 0 | 0.0093813 | 1.57e-10
[120 empty] | 7.3.3.17.5 (Remote Grid) Updates to grid topology to minimize risk of ignition in HFTDs Remote GridWLDFREquipment / facility failureAggregated | WLDFR | HFTD - Distribution - Tier 3 - 5QU CoRE ¦ 1QU LoRE | Non-Red Flag Warning - Catastrophic Fires | Equipment / facility failure | Aggregated | 2036 | 2.1686e-09 | 1430.0123 | 3.1012e-06 | 2036 | Mitigation | 0.95 | 45 | 0 | esc | 0.00097009 | 2.1038e-12 | 0.00097009 | 2.1038e-12 | 0 | 0 | 0.0093813 | 1.57e-10
[120 empty] | 7.3.3.17.5 (Remote Grid) Updates to grid topology to minimize risk of ignition in HFTDs Remote GridWLDFREquipment / facility failureAggregated | WLDFR | HFTD - Distribution - Tier 3 - 5QU CoRE ¦ 1QU LoRE | Non-Red Flag Warning - Catastrophic Fires | Equipment / facility failure | Aggregated | 2037 | 2.1686e-09 | 1430.0123 | 3.1012e-06 | 2037 | Mitigation | 0.95 | 45 | 0 | esc | 0.00097009 | 2.1038e-12 | 0.00097009 | 2.1038e-12 | 0 | 0 | 0.0093813 | 1.57e-10
[120 empty] | 7.3.3.17.5 (Remote Grid) Updates to grid topology to minimize risk of ignition in HFTDs Remote GridWLDFREquipment / facility failureAggregated | WLDFR | HFTD - Distribution - Tier 3 - 5QU CoRE ¦ 1QU LoRE | Non-Red Flag Warning - Catastrophic Fires | Equipment / facility failure | Aggregated | 2038 | 2.1686e-09 | 1430.0123 | 3.1012e-06 | 2038 | Mitigation | 0.95 | 45 | 0 | esc | 0.00097009 | 2.1038e-12 | 0.00097009 | 2.1038e-12 | 0 | 0 | 0.0093813 | 1.57e-10
[120 empty] | 7.3.3.17.5 (Remote Grid) Updates to grid topology to minimize risk of ignition in HFTDs Remote GridWLDFREquipment / facility failureAggregated | WLDFR | HFTD - Distribution - Tier 3 - 5QU CoRE ¦ 1QU LoRE | Non-Red Flag Warning - Catastrophic Fires | Equipment / facility failure | Aggregated | 2039 | 2.1686e-09 | 1430.0123 | 3.1012e-06 | 2039 | Mitigation | 0.95 | 45 | 0 | esc | 0.00097009 | 2.1038e-12 | 0.00097009 | 2.1038e-12 | 0 | 0 | 0.0093813 | 1.57e-10
[120 empty] | 7.3.3.17.5 (Remote Grid) Updates to grid topology to minimize risk of ignition in HFTDs Remote GridWLDFREquipment / facility failureAggregated | WLDFR | HFTD - Distribution - Tier 3 - 5QU CoRE ¦ 1QU LoRE | Non-Red Flag Warning - Catastrophic Fires | Equipment / facility failure | Aggregated | 2040 | 2.1686e-09 | 1430.0123 | 3.1012e-06 | 2040 | Mitigation | 0.95 | 45 | 0 | esc | 0.00097009 | 2.1038e-12 | 0.00097009 | 2.1038e-12 | 0 | 0 | 0.0093813 | 1.57e-10
[120 empty] | 7.3.3.17.5 (Remote Grid) Updates to grid topology to minimize risk of ignition in HFTDs Remote GridWLDFREquipment / facility failureAggregated | WLDFR | HFTD - Distribution - Tier 3 - 5QU CoRE ¦ 1QU LoRE | Non-Red Flag Warning - Catastrophic Fires | Equipment / facility failure | Aggregated | 2041 | 2.1686e-09 | 1430.0123 | 3.1012e-06 | 2041 | Mitigation | 0.95 | 45 | 0 | esc | 0.00097009 | 2.1038e-12 | 0.00097009 | 2.1038e-12 | 0 | 0 | 0.0093813 | 1.57e-10
[120 empty] | 7.3.3.17.5 (Remote Grid) Updates to grid topology to minimize risk of ignition in HFTDs Remote GridWLDFREquipment / facility failureAggregated | WLDFR | HFTD - Distribution - Tier 3 - 5QU CoRE ¦ 1QU LoRE | Non-Red Flag Warning - Catastrophic Fires | Equipment / facility failure | Aggregated | 2042 | 2.1686e-09 | 1430.0123 | 3.1012e-06 | 2042 | Mitigation | 0.95 | 45 | 0 | esc | 0.00097009 | 2.1038e-12 | 0.00097009 | 2.1038e-12 | 0 | 0 | 0.0093813 | 1.57e-10
[120 empty] | 7.3.3.17.5 (Remote Grid) Updates to grid topology to minimize risk of ignition in HFTDs Remote GridWLDFREquipment / facility failureAggregated | WLDFR | HFTD - Distribution - Tier 3 - 5QU CoRE ¦ 1QU LoRE | Non-Red Flag Warning - Catastrophic Fires | Equipment / facility failure | Aggregated | 2043 | 2.1686e-09 | 1430.0123 | 3.1012e-06 | 2043 | Mitigation | 0.95 | 45 | 0 | esc | 0.00097009 | 2.1038e-12 | 0.00097009 | 2.1038e-12 | 0 | 0 | 0.0093813 | 1.57e-10
[120 empty] | 7.3.3.17.5 (Remote Grid) Updates to grid topology to minimize risk of ignition in HFTDs Remote GridWLDFREquipment / facility failureAggregated | WLDFR | HFTD - Distribution - Tier 3 - 5QU CoRE ¦ 1QU LoRE | Non-Red Flag Warning - Catastrophic Fires | Equipment / facility failure | Aggregated | 2044 | 2.1686e-09 | 1430.0123 | 3.1012e-06 | 2044 | Mitigation | 0.95 | 45 | 0 | esc | 0.00097009 | 2.1038e-12 | 0.00097009 | 2.1038e-12 | 0 | 0 | 0.0093813 | 1.57e-10
[120 empty] | 7.3.3.17.5 (Remote Grid) Updates to grid topology to minimize risk of ignition in HFTDs Remote GridWLDFREquipment / facility failureAggregated | WLDFR | HFTD - Distribution - Tier 3 - 5QU CoRE ¦ 1QU LoRE | Non-Red Flag Warning - Catastrophic Fires | Equipment / facility failure | Aggregated | 2045 | 2.1686e-09 | 1430.0123 | 3.1012e-06 | 2045 | Mitigation | 0.95 | 45 | 0 | esc | 0.00097009 | 2.1038e-12 | 0.00097009 | 2.1038e-12 | 0 | 0 | 0.0093813 | 1.57e-10
[120 empty] | 7.3.3.17.5 (Remote Grid) Updates to grid topology to minimize risk of ignition in HFTDs Remote GridWLDFREquipment / facility failureAggregated | WLDFR | HFTD - Distribution - Tier 3 - 5QU CoRE ¦ 1QU LoRE | Non-Red Flag Warning - Catastrophic Fires | Equipment / facility failure | Aggregated | 2046 | 2.1686e-09 | 1430.0123 | 3.1012e-06 | 2046 | Mitigation | 0.95 | 45 | 0 | esc | 0.00097009 | 2.1038e-12 | 0.00097009 | 2.1038e-12 | 0 | 0 | 0.0093813 | 1.57e-10
[120 empty] | 7.3.3.17.5 (Remote Grid) Updates to grid topology to minimize risk of ignition in HFTDs Remote GridWLDFREquipment / facility failureAggregated | WLDFR | HFTD - Distribution - Tier 3 - 5QU CoRE ¦ 1QU LoRE | Non-Red Flag Warning - Catastrophic Fires | Equipment / facility failure | Aggregated | 2047 | 2.1686e-09 | 1430.0123 | 3.1012e-06 | 2047 | Mitigation | 0.95 | 45 | 0 | esc | 0.00097009 | 2.1038e-12 | 0.00097009 | 2.1038e-12 | 0 | 0 | 0.0093813 | 1.57e-10
[120 empty] | 7.3.3.17.5 (Remote Grid) Updates to grid topology to minimize risk of ignition in HFTDs Remote GridWLDFREquipment / facility failureAggregated | WLDFR | HFTD - Distribution - Tier 3 - 5QU CoRE ¦ 1QU LoRE | Non-Red Flag Warning - Catastrophic Fires | Equipment / facility failure | Aggregated | 2048 | 2.1686e-09 | 1430.0123 | 3.1012e-06 | 2048 | Mitigation | 0.95 | 45 | 0 | esc | 0.00097009 | 2.1038e-12 | 0.00097009 | 2.1038e-12 | 0 | 0 | 0 | 0
[120 empty] | 7.3.3.17.5 (Remote Grid) Updates to grid topology to minimize risk of ignition in HFTDs Remote GridWLDFREquipment / facility failureAggregated | WLDFR | HFTD - Distribution - Tier 3 - 5QU CoRE ¦ 1QU LoRE | Non-Red Flag Warning - Catastrophic Fires | Equipment / facility failure | Aggregated | 2049 | 2.1686e-09 | 1430.0123 | 3.1012e-06 | 2049 | Mitigation | 0.95 | 45 | 0 | esc | 0.00097009 | 2.1038e-12 | 0.00097009 | 2.1038e-12 | 0 | 0 | 0 | 0
[120 empty] | 7.3.3.17.5 (Remote Grid) Updates to grid topology to minimize risk of ignition in HFTDs Remote GridWLDFREquipment / facility failureAggregated | WLDFR | HFTD - Distribution - Tier 3 - 5QU CoRE ¦ 1QU LoRE | Non-Red Flag Warning - Catastrophic Fires | Equipment / facility failure | Aggregated | 2050 | 2.1686e-09 | 1430.0123 | 3.1012e-06 | 2050 | Mitigation | 0.95 | 45 | 0 | esc | 0.00097009 | 2.1038e-12 | 0.00097009 | 2.1038e-12 | 0 | 0 | 0.014004 | 3.936e-11
[120 empty] | 7.3.3.17.5 (Remote Grid) Updates to grid topology to minimize risk of ignition in HFTDs Remote GridWLDFREquipment / facility failureAggregated | WLDFR | HFTD - Distribution - Tier 3 - 5QU CoRE ¦ 1QU LoRE | Non-Red Flag Warning - Catastrophic Fires | Equipment / facility failure | Aggregated | 2051 | 2.1686e-09 | 1430.0123 | 3.1012e-06 | 2051 | Mitigation | 0.95 | 45 | 0 | esc | 0.00097009 | 2.1038e-12 | 0.00097009 | 2.1038e-12 | 0 | 0 | 0.014004 | 3.936e-11
[120 empty] | 7.3.3.17.5 (Remote Grid) Updates to grid topology to minimize risk of ignition in HFTDs Remote GridWLDFREquipment / facility failureAggregated | WLDFR | HFTD - Distribution - Tier 3 - 5QU CoRE ¦ 1QU LoRE | Non-Red Flag Warning - Catastrophic Fires | Equipment / facility failure | Aggregated | 2052 | 2.1686e-09 | 1430.0123 | 3.1012e-06 | 2052 | Mitigation | 0.95 | 45 | 0 | esc | 0.00097009 | 2.1038e-12 | 0.00097009 | 2.1038e-12 | 0 | 0 | 0.014004 | 3.936e-11
[120 empty] | 7.3.3.17.5 (Remote Grid) Updates to grid topology to minimize risk of ignition in HFTDs Remote GridWLDFREquipment / facility failureAggregated | WLDFR | HFTD - Distribution - Tier 3 - 5QU CoRE ¦ 1QU LoRE | Non-Red Flag Warning - Catastrophic Fires | Equipment / facility failure | Aggregated | 2053 | 2.1686e-09 | 1430.0123 | 3.1012e-06 | 2053 | Mitigation | 0.95 | 45 | 0 | esc | 0.00097009 | 2.1038e-12 | 0.00097009 | 2.1038e-12 | 0 | 0 | 0.014004 | 3.936e-11
[120 empty] | 7.3.3.17.5 (Remote Grid) Updates to grid topology to minimize risk of ignition in HFTDs Remote GridWLDFREquipment / facility failureAggregated | WLDFR | HFTD - Distribution - Tier 3 - 5QU CoRE ¦ 1QU LoRE | Non-Red Flag Warning - Catastrophic Fires | Equipment / facility failure | Aggregated | 2054 | 2.1686e-09 | 1430.0123 | 3.1012e-06 | 2054 | Mitigation | 0.95 | 45 | 0 | esc | 0.00097009 | 2.1038e-12 | 0.00097009 | 2.1038e-12 | 0 | 0 | 0.014004 | 3.936e-11
[120 empty] | 7.3.3.17.5 (Remote Grid) Updates to grid topology to minimize risk of ignition in HFTDs Remote GridWLDFREquipment / facility failureAggregated | WLDFR | HFTD - Distribution - Tier 3 - 5QU CoRE ¦ 1QU LoRE | Non-Red Flag Warning - Catastrophic Fires | Equipment / facility failure | Aggregated | 2055 | 2.1686e-09 | 1430.0123 | 3.1012e-06 | 2055 | Mitigation | 0.95 | 45 | 0 | esc | 0.00097009 | 2.1038e-12 | 0.00097009 | 2.1038e-12 | 0 | 0 | 0.014004 | 3.936e-11
[120 empty] | 7.3.3.17.5 (Remote Grid) Updates to grid topology to minimize risk of ignition in HFTDs Remote GridWLDFREquipment / facility failureAggregated | WLDFR | HFTD - Distribution - Tier 3 - 5QU CoRE ¦ 1QU LoRE | Non-Red Flag Warning - Catastrophic Fires | Equipment / facility failure | Aggregated | 2056 | 2.1686e-09 | 1430.0123 | 3.1012e-06 | 2056 | Mitigation | 0.95 | 45 | 0 | esc | 0.00097009 | 2.1038e-12 | 0.00097009 | 2.1038e-12 | 0 | 0 | 0.014004 | 3.936e-11
[120 empty] | 7.3.3.17.5 (Remote Grid) Updates to grid topology to minimize risk of ignition in HFTDs Remote GridWLDFREquipment / facility failureAggregated | WLDFR | HFTD - Distribution - Tier 3 - 5QU CoRE ¦ 1QU LoRE | Non-Red Flag Warning - Catastrophic Fires | Equipment / facility failure | Aggregated | 2057 | 2.1686e-09 | 1430.0123 | 3.1012e-06 | 2057 | Mitigation | 0.95 | 45 | 0 | esc | 0.00097009 | 2.1038e-12 | 0.00097009 | 2.1038e-12 | 0 | 0 | 0.014004 | 3.936e-11
[120 empty] | 7.3.3.17.5 (Remote Grid) Updates to grid topology to minimize risk of ignition in HFTDs Remote GridWLDFREquipment / facility failureAggregated | WLDFR | HFTD - Distribution - Tier 3 - 5QU CoRE ¦ 1QU LoRE | Non-Red Flag Warning - Catastrophic Fires | Equipment / facility failure | Aggregated | 2058 | 2.1686e-09 | 1430.0123 | 3.1012e-06 | 2058 | Mitigation | 0.95 | 45 | 0 | esc | 0.00097009 | 2.1038e-12 | 0.00097009 | 2.1038e-12 | 0 | 0 | 0.014004 | 3.936e-11
[120 empty] | 7.3.3.17.5 (Remote Grid) Updates to grid topology to minimize risk of ignition in HFTDs Remote GridWLDFREquipment / facility failureAggregated | WLDFR | HFTD - Distribution - Tier 3 - 5QU CoRE ¦ 1QU LoRE | Non-Red Flag Warning - Catastrophic Fires | Equipment / facility failure | Aggregated | 2059 | 2.1686e-09 | 1430.0123 | 3.1012e-06 | 2059 | Mitigation | 0.95 | 45 | 0 | esc | 0.00097009 | 2.1038e-12 | 0.00097009 | 2.1038e-12 | 0 | 0 | 0.014004 | 3.936e-11
[120 empty] | 7.3.3.17.5 (Remote Grid) Updates to grid topology to minimize risk of ignition in HFTDs Remote GridWLDFREquipment / facility failureAggregated | WLDFR | HFTD - Distribution - Tier 3 - 5QU CoRE ¦ 1QU LoRE | Non-Red Flag Warning - Catastrophic Fires | Equipment / facility failure | Aggregated | 2060 | 2.1686e-09 | 1430.0123 | 3.1012e-06 | 2060 | Mitigation | 0.95 | 45 | 0 | esc | 0.00097009 | 2.1038e-12 | 0.00097009 | 2.1038e-12 | 0 | 0 | 0.014004 | 3.936e-11
[120 empty] | 7.3.3.17.5 (Remote Grid) Updates to grid topology to minimize risk of ignition in HFTDs Remote GridWLDFREquipment / facility failureAggregated | WLDFR | HFTD - Distribution - Tier 3 - 5QU CoRE ¦ 1QU LoRE | Non-Red Flag Warning - Catastrophic Fires | Equipment / facility failure | Aggregated | 2061 | 2.1686e-09 | 1430.0123 | 3.1012e-06 | 2061 | Mitigation | 0.95 | 45 | 0 | esc | 0.00097009 | 2.1038e-12 | 0.00097009 | 2.1038e-12 | 0 | 0 | 0.014004 | 3.936e-11
[120 empty] | 7.3.3.17.5 (Remote Grid) Updates to grid topology to minimize risk of ignition in HFTDs Remote GridWLDFREquipment / facility failureAggregated | WLDFR | HFTD - Distribution - Tier 3 - 5QU CoRE ¦ 1QU LoRE | Non-Red Flag Warning - Catastrophic Fires | Equipment / facility failure | Aggregated | 2062 | 2.1686e-09 | 1430.0123 | 3.1012e-06 | 2062 | Mitigation | 0.95 | 45 | 0 | esc | 0.00097009 | 2.1038e-12 | 0.00097009 | 2.1038e-12 | 0 | 0 | 0.014004 | 3.936e-11
[120 empty] | 7.3.3.17.5 (Remote Grid) Updates to grid topology to minimize risk of ignition in HFTDs Remote GridWLDFREquipment / facility failureAggregated | WLDFR | HFTD - Distribution - Tier 3 - 5QU CoRE ¦ 1QU LoRE | Non-Red Flag Warning - Catastrophic Fires | Equipment / facility failure | Aggregated | 2063 | 2.1686e-09 | 1430.0123 | 3.1012e-06 | 2063 | Mitigation | 0.95 | 45 | 0 | esc | 0.00097009 | 2.1038e-12 | 0.00097009 | 2.1038e-12 | 0 | 0 | 0.014004 | 3.936e-11
[120 empty] | 7.3.3.17.5 (Remote Grid) Updates to grid topology to minimize risk of ignition in HFTDs Remote GridWLDFREquipment / facility failureAggregated | WLDFR | HFTD - Distribution - Tier 3 - 5QU CoRE ¦ 1QU LoRE | Non-Red Flag Warning - Catastrophic Fires | Equipment / facility failure | Aggregated | 2064 | 2.1686e-09 | 1430.0123 | 3.1012e-06 | 2064 | Mitigation | 0.95 | 45 | 0 | esc | 0.00097009 | 2.1038e-12 | 0.00097009 | 2.1038e-12 | 0 | 0 | 0.014004 | 3.936e-11
[120 empty] | 7.3.3.17.5 (Remote Grid) Updates to grid topology to minimize risk of ignition in HFTDs Remote GridWLDFREquipment / facility failureAggregated | WLDFR | HFTD - Distribution - Tier 3 - 5QU CoRE ¦ 1QU LoRE | Non-Red Flag Warning - Catastrophic Fires | Equipment / facility failure | Aggregated | 2065 | 2.1686e-09 | 1430.0123 | 3.1012e-06 | 2065 | Mitigation | 0.95 | 45 | 0 | esc | 0.00097009 | 2.1038e-12 | 0.00097009 | 2.1038e-12 | 0 | 0 | 0.014004 | 3.936e-11
[120 empty] | 7.3.3.17.5 (Remote Grid) Updates to grid topology to minimize risk of ignition in HFTDs Remote GridWLDFREquipment / facility failureAggregated | WLDFR | HFTD - Distribution - Tier 3 - 5QU CoRE ¦ 1QU LoRE | Non-Red Flag Warning - Catastrophic Fires | Equipment / facility failure | Aggregated | 2066 | 2.1686e-09 | 1430.0123 | 3.1012e-06 | 2066 | Mitigation | 0.95 | 45 | 0 | esc | 0.00097009 | 2.1038e-12 | 0.00097009 | 2.1038e-12 | 0 | 0 | 0.014004 | 3.936e-11
[120 empty] | 7.3.3.17.5 (Remote Grid) Updates to grid topology to minimize risk of ignition in HFTDs Remote GridWLDFREquipment / facility failureAggregated | WLDFR | HFTD - Distribution - Tier 3 - 5QU CoRE ¦ 1QU LoRE | Non-Red Flag Warning - Catastrophic Fires | Equipment / facility failure | Aggregated | 2067 | 2.1686e-09 | 1430.0123 | 3.1012e-06 | 2067 | Mitigation | 0.95 | 45 | 0 | esc | 0 | 0 | 0.00097009 | 2.1038e-12 | 0 | 0 | 0.014004 | 3.936e-11
[120 empty] | 7.3.3.17.5 (Remote Grid) Updates to grid topology to minimize risk of ignition in HFTDs Remote GridWLDFRVegetation ContactAggregated | WLDFR | HFTD - Distribution - Tier 3 - 5QU CoRE ¦ 1QU LoRE | Non-Red Flag Warning - Catastrophic Fires | Vegetation Contact | Aggregated | 2022 | 2.0955e-08 | 1430.0123 | 2.9965e-05 | 2022 | Mitigation | 0.95 | 45 | 0 | esc | 0.00097009 | 2.0328e-11 | 0 | 0 | 0 | 0 | 0.014004 | 3.936e-11
[120 empty] | 7.3.3.17.5 (Remote Grid) Updates to grid topology to minimize risk of ignition in HFTDs Remote GridWLDFRVegetation ContactAggregated | WLDFR | HFTD - Distribution - Tier 3 - 5QU CoRE ¦ 1QU LoRE | Non-Red Flag Warning - Catastrophic Fires | Vegetation Contact | Aggregated | 2023 | 2.0955e-08 | 1430.0123 | 2.9965e-05 | 2023 | Mitigation | 0.95 | 45 | 0 | esc | 0.00097009 | 2.0328e-11 | 0.00097009 | 2.0328e-11 | 0 | 0 | 0.014004 | 3.936e-11
[120 empty] | 7.3.3.17.5 (Remote Grid) Updates to grid topology to minimize risk of ignition in HFTDs Remote GridWLDFRVegetation ContactAggregated | WLDFR | HFTD - Distribution - Tier 3 - 5QU CoRE ¦ 1QU LoRE | Non-Red Flag Warning - Catastrophic Fires | Vegetation Contact | Aggregated | 2024 | 2.0955e-08 | 1430.0123 | 2.9965e-05 | 2024 | Mitigation | 0.95 | 45 | 0 | esc | 0.00097009 | 2.0328e-11 | 0.00097009 | 2.0328e-11 | 0 | 0 | 0.014004 | 3.936e-11
[120 empty] | 7.3.3.17.5 (Remote Grid) Updates to grid topology to minimize risk of ignition in HFTDs Remote GridWLDFRVegetation ContactAggregated | WLDFR | HFTD - Distribution - Tier 3 - 5QU CoRE ¦ 1QU LoRE | Non-Red Flag Warning - Catastrophic Fires | Vegetation Contact | Aggregated | 2025 | 2.0955e-08 | 1430.0123 | 2.9965e-05 | 2025 | Mitigation | 0.95 | 45 | 0 | esc | 0.00097009 | 2.0328e-11 | 0.00097009 | 2.0328e-11 | 0 | 0 | 0.014004 | 3.936e-11
[120 empty] | 7.3.3.17.5 (Remote Grid) Updates to grid topology to minimize risk of ignition in HFTDs Remote GridWLDFRVegetation ContactAggregated | WLDFR | HFTD - Distribution - Tier 3 - 5QU CoRE ¦ 1QU LoRE | Non-Red Flag Warning - Catastrophic Fires | Vegetation Contact | Aggregated | 2026 | 2.0955e-08 | 1430.0123 | 2.9965e-05 | 2026 | Mitigation | 0.95 | 45 | 0 | esc | 0.00097009 | 2.0328e-11 | 0.00097009 | 2.0328e-11 | 0 | 0 | 0.014004 | 3.936e-11
[120 empty] | 7.3.3.17.5 (Remote Grid) Updates to grid topology to minimize risk of ignition in HFTDs Remote GridWLDFRVegetation ContactAggregated | WLDFR | HFTD - Distribution - Tier 3 - 5QU CoRE ¦ 1QU LoRE | Non-Red Flag Warning - Catastrophic Fires | Vegetation Contact | Aggregated | 2027 | 2.0955e-08 | 1430.0123 | 2.9965e-05 | 2027 | Mitigation | 0.95 | 45 | 0 | esc | 0.00097009 | 2.0328e-11 | 0.00097009 | 2.0328e-11 | 0 | 0 | 0.014004 | 3.936e-11
[120 empty] | 7.3.3.17.5 (Remote Grid) Updates to grid topology to minimize risk of ignition in HFTDs Remote GridWLDFRVegetation ContactAggregated | WLDFR | HFTD - Distribution - Tier 3 - 5QU CoRE ¦ 1QU LoRE | Non-Red Flag Warning - Catastrophic Fires | Vegetation Contact | Aggregated | 2028 | 2.0955e-08 | 1430.0123 | 2.9965e-05 | 2028 | Mitigation | 0.95 | 45 | 0 | esc | 0.00097009 | 2.0328e-11 | 0.00097009 | 2.0328e-11 | 0 | 0 | 0.014004 | 3.936e-11
[120 empty] | 7.3.3.17.5 (Remote Grid) Updates to grid topology to minimize risk of ignition in HFTDs Remote GridWLDFRVegetation ContactAggregated | WLDFR | HFTD - Distribution - Tier 3 - 5QU CoRE ¦ 1QU LoRE | Non-Red Flag Warning - Catastrophic Fires | Vegetation Contact | Aggregated | 2029 | 2.0955e-08 | 1430.0123 | 2.9965e-05 | 2029 | Mitigation | 0.95 | 45 | 0 | esc | 0.00097009 | 2.0328e-11 | 0.00097009 | 2.0328e-11 | 0 | 0 | 0.014004 | 3.936e-11
[120 empty] | 7.3.3.17.5 (Remote Grid) Updates to grid topology to minimize risk of ignition in HFTDs Remote GridWLDFRVegetation ContactAggregated | WLDFR | HFTD - Distribution - Tier 3 - 5QU CoRE ¦ 1QU LoRE | Non-Red Flag Warning - Catastrophic Fires | Vegetation Contact | Aggregated | 2030 | 2.0955e-08 | 1430.0123 | 2.9965e-05 | 2030 | Mitigation | 0.95 | 45 | 0 | esc | 0.00097009 | 2.0328e-11 | 0.00097009 | 2.0328e-11 | 0 | 0 | 0.014004 | 3.936e-11
[120 empty] | 7.3.3.17.5 (Remote Grid) Updates to grid topology to minimize risk of ignition in HFTDs Remote GridWLDFRVegetation ContactAggregated | WLDFR | HFTD - Distribution - Tier 3 - 5QU CoRE ¦ 1QU LoRE | Non-Red Flag Warning - Catastrophic Fires | Vegetation Contact | Aggregated | 2031 | 2.0955e-08 | 1430.0123 | 2.9965e-05 | 2031 | Mitigation | 0.95 | 45 | 0 | esc | 0.00097009 | 2.0328e-11 | 0.00097009 | 2.0328e-11 | 0 | 0 | 0.014004 | 3.936e-11
[120 empty] | 7.3.3.17.5 (Remote Grid) Updates to grid topology to minimize risk of ignition in HFTDs Remote GridWLDFRVegetation ContactAggregated | WLDFR | HFTD - Distribution - Tier 3 - 5QU CoRE ¦ 1QU LoRE | Non-Red Flag Warning - Catastrophic Fires | Vegetation Contact | Aggregated | 2032 | 2.0955e-08 | 1430.0123 | 2.9965e-05 | 2032 | Mitigation | 0.95 | 45 | 0 | esc | 0.00097009 | 2.0328e-11 | 0.00097009 | 2.0328e-11 | 0 | 0 | 0.014004 | 3.936e-11
[120 empty] | 7.3.3.17.5 (Remote Grid) Updates to grid topology to minimize risk of ignition in HFTDs Remote GridWLDFRVegetation ContactAggregated | WLDFR | HFTD - Distribution - Tier 3 - 5QU CoRE ¦ 1QU LoRE | Non-Red Flag Warning - Catastrophic Fires | Vegetation Contact | Aggregated | 2033 | 2.0955e-08 | 1430.0123 | 2.9965e-05 | 2033 | Mitigation | 0.95 | 45 | 0 | esc | 0.00097009 | 2.0328e-11 | 0.00097009 | 2.0328e-11 | 0 | 0 | 0.014004 | 3.936e-11
[120 empty] | 7.3.3.17.5 (Remote Grid) Updates to grid topology to minimize risk of ignition in HFTDs Remote GridWLDFRVegetation ContactAggregated | WLDFR | HFTD - Distribution - Tier 3 - 5QU CoRE ¦ 1QU LoRE | Non-Red Flag Warning - Catastrophic Fires | Vegetation Contact | Aggregated | 2034 | 2.0955e-08 | 1430.0123 | 2.9965e-05 | 2034 | Mitigation | 0.95 | 45 | 0 | esc | 0.00097009 | 2.0328e-11 | 0.00097009 | 2.0328e-11 | 0 | 0 | 0 | 0
[120 empty] | 7.3.3.17.5 (Remote Grid) Updates to grid topology to minimize risk of ignition in HFTDs Remote GridWLDFRVegetation ContactAggregated | WLDFR | HFTD - Distribution - Tier 3 - 5QU CoRE ¦ 1QU LoRE | Non-Red Flag Warning - Catastrophic Fires | Vegetation Contact | Aggregated | 2035 | 2.0955e-08 | 1430.0123 | 2.9965e-05 | 2035 | Mitigation | 0.95 | 45 | 0 | esc | 0.00097009 | 2.0328e-11 | 0.00097009 | 2.0328e-11 | 0 | 0 | 0 | 0
[120 empty] | 7.3.3.17.5 (Remote Grid) Updates to grid topology to minimize risk of ignition in HFTDs Remote GridWLDFRVegetation ContactAggregated | WLDFR | HFTD - Distribution - Tier 3 - 5QU CoRE ¦ 1QU LoRE | Non-Red Flag Warning - Catastrophic Fires | Vegetation Contact | Aggregated | 2036 | 2.0955e-08 | 1430.0123 | 2.9965e-05 | 2036 | Mitigation | 0.95 | 45 | 0 | esc | 0.00097009 | 2.0328e-11 | 0.00097009 | 2.0328e-11 | 0 | 0 | 0.012777 | 1.4813e-11
[120 empty] | 7.3.3.17.5 (Remote Grid) Updates to grid topology to minimize risk of ignition in HFTDs Remote GridWLDFRVegetation ContactAggregated | WLDFR | HFTD - Distribution - Tier 3 - 5QU CoRE ¦ 1QU LoRE | Non-Red Flag Warning - Catastrophic Fires | Vegetation Contact | Aggregated | 2037 | 2.0955e-08 | 1430.0123 | 2.9965e-05 | 2037 | Mitigation | 0.95 | 45 | 0 | esc | 0.00097009 | 2.0328e-11 | 0.00097009 | 2.0328e-11 | 0 | 0 | 0.012777 | 1.4813e-11
[120 empty] | 7.3.3.17.5 (Remote Grid) Updates to grid topology to minimize risk of ignition in HFTDs Remote GridWLDFRVegetation ContactAggregated | WLDFR | HFTD - Distribution - Tier 3 - 5QU CoRE ¦ 1QU LoRE | Non-Red Flag Warning - Catastrophic Fires | Vegetation Contact | Aggregated | 2038 | 2.0955e-08 | 1430.0123 | 2.9965e-05 | 2038 | Mitigation | 0.95 | 45 | 0 | esc | 0.00097009 | 2.0328e-11 | 0.00097009 | 2.0328e-11 | 0 | 0 | 0.012777 | 1.4813e-11
[120 empty] | 7.3.3.17.5 (Remote Grid) Updates to grid topology to minimize risk of ignition in HFTDs Remote GridWLDFRVegetation ContactAggregated | WLDFR | HFTD - Distribution - Tier 3 - 5QU CoRE ¦ 1QU LoRE | Non-Red Flag Warning - Catastrophic Fires | Vegetation Contact | Aggregated | 2039 | 2.0955e-08 | 1430.0123 | 2.9965e-05 | 2039 | Mitigation | 0.95 | 45 | 0 | esc | 0.00097009 | 2.0328e-11 | 0.00097009 | 2.0328e-11 | 0 | 0 | 0.012777 | 1.4813e-11
[120 empty] | 7.3.3.17.5 (Remote Grid) Updates to grid topology to minimize risk of ignition in HFTDs Remote GridWLDFRVegetation ContactAggregated | WLDFR | HFTD - Distribution - Tier 3 - 5QU CoRE ¦ 1QU LoRE | Non-Red Flag Warning - Catastrophic Fires | Vegetation Contact | Aggregated | 2040 | 2.0955e-08 | 1430.0123 | 2.9965e-05 | 2040 | Mitigation | 0.95 | 45 | 0 | esc | 0.00097009 | 2.0328e-11 | 0.00097009 | 2.0328e-11 | 0 | 0 | 0.012777 | 1.4813e-11
[120 empty] | 7.3.3.17.5 (Remote Grid) Updates to grid topology to minimize risk of ignition in HFTDs Remote GridWLDFRVegetation ContactAggregated | WLDFR | HFTD - Distribution - Tier 3 - 5QU CoRE ¦ 1QU LoRE | Non-Red Flag Warning - Catastrophic Fires | Vegetation Contact | Aggregated | 2041 | 2.0955e-08 | 1430.0123 | 2.9965e-05 | 2041 | Mitigation | 0.95 | 45 | 0 | esc | 0.00097009 | 2.0328e-11 | 0.00097009 | 2.0328e-11 | 0 | 0 | 0.012777 | 1.4813e-11
[120 empty] | 7.3.3.17.5 (Remote Grid) Updates to grid topology to minimize risk of ignition in HFTDs Remote GridWLDFRVegetation ContactAggregated | WLDFR | HFTD - Distribution - Tier 3 - 5QU CoRE ¦ 1QU LoRE | Non-Red Flag Warning - Catastrophic Fires | Vegetation Contact | Aggregated | 2042 | 2.0955e-08 | 1430.0123 | 2.9965e-05 | 2042 | Mitigation | 0.95 | 45 | 0 | esc | 0.00097009 | 2.0328e-11 | 0.00097009 | 2.0328e-11 | 0 | 0 | 0.012777 | 1.4813e-11
[120 empty] | 7.3.3.17.5 (Remote Grid) Updates to grid topology to minimize risk of ignition in HFTDs Remote GridWLDFRVegetation ContactAggregated | WLDFR | HFTD - Distribution - Tier 3 - 5QU CoRE ¦ 1QU LoRE | Non-Red Flag Warning - Catastrophic Fires | Vegetation Contact | Aggregated | 2043 | 2.0955e-08 | 1430.0123 | 2.9965e-05 | 2043 | Mitigation | 0.95 | 45 | 0 | esc | 0.00097009 | 2.0328e-11 | 0.00097009 | 2.0328e-11 | 0 | 0 | 0.012777 | 1.4813e-11
[120 empty] | 7.3.3.17.5 (Remote Grid) Updates to grid topology to minimize risk of ignition in HFTDs Remote GridWLDFRVegetation ContactAggregated | WLDFR | HFTD - Distribution - Tier 3 - 5QU CoRE ¦ 1QU LoRE | Non-Red Flag Warning - Catastrophic Fires | Vegetation Contact | Aggregated | 2044 | 2.0955e-08 | 1430.0123 | 2.9965e-05 | 2044 | Mitigation | 0.95 | 45 | 0 | esc | 0.00097009 | 2.0328e-11 | 0.00097009 | 2.0328e-11 | 0 | 0 | 0.012777 | 1.4813e-11
[120 empty] | 7.3.3.17.5 (Remote Grid) Updates to grid topology to minimize risk of ignition in HFTDs Remote GridWLDFRVegetation ContactAggregated | WLDFR | HFTD - Distribution - Tier 3 - 5QU CoRE ¦ 1QU LoRE | Non-Red Flag Warning - Catastrophic Fires | Vegetation Contact | Aggregated | 2045 | 2.0955e-08 | 1430.0123 | 2.9965e-05 | 2045 | Mitigation | 0.95 | 45 | 0 | esc | 0.00097009 | 2.0328e-11 | 0.00097009 | 2.0328e-11 | 0 | 0 | 0.012777 | 1.4813e-11
[120 empty] | 7.3.3.17.5 (Remote Grid) Updates to grid topology to minimize risk of ignition in HFTDs Remote GridWLDFRVegetation ContactAggregated | WLDFR | HFTD - Distribution - Tier 3 - 5QU CoRE ¦ 1QU LoRE | Non-Red Flag Warning - Catastrophic Fires | Vegetation Contact | Aggregated | 2046 | 2.0955e-08 | 1430.0123 | 2.9965e-05 | 2046 | Mitigation | 0.95 | 45 | 0 | esc | 0.00097009 | 2.0328e-11 | 0.00097009 | 2.0328e-11 | 0 | 0 | 0.012777 | 1.4813e-11
[120 empty] | 7.3.3.17.5 (Remote Grid) Updates to grid topology to minimize risk of ignition in HFTDs Remote GridWLDFRVegetation ContactAggregated | WLDFR | HFTD - Distribution - Tier 3 - 5QU CoRE ¦ 1QU LoRE | Non-Red Flag Warning - Catastrophic Fires | Vegetation Contact | Aggregated | 2047 | 2.0955e-08 | 1430.0123 | 2.9965e-05 | 2047 | Mitigation | 0.95 | 45 | 0 | esc | 0.00097009 | 2.0328e-11 | 0.00097009 | 2.0328e-11 | 0 | 0 | 0.012777 | 1.4813e-11
[120 empty] | 7.3.3.17.5 (Remote Grid) Updates to grid topology to minimize risk of ignition in HFTDs Remote GridWLDFRVegetation ContactAggregated | WLDFR | HFTD - Distribution - Tier 3 - 5QU CoRE ¦ 1QU LoRE | Non-Red Flag Warning - Catastrophic Fires | Vegetation Contact | Aggregated | 2048 | 2.0955e-08 | 1430.0123 | 2.9965e-05 | 2048 | Mitigation | 0.95 | 45 | 0 | esc | 0.00097009 | 2.0328e-11 | 0.00097009 | 2.0328e-11 | 0 | 0 | 0.012777 | 1.4813e-11
[120 empty] | 7.3.3.17.5 (Remote Grid) Updates to grid topology to minimize risk of ignition in HFTDs Remote GridWLDFRVegetation ContactAggregated | WLDFR | HFTD - Distribution - Tier 3 - 5QU CoRE ¦ 1QU LoRE | Non-Red Flag Warning - Catastrophic Fires | Vegetation Contact | Aggregated | 2049 | 2.0955e-08 | 1430.0123 | 2.9965e-05 | 2049 | Mitigation | 0.95 | 45 | 0 | esc | 0.00097009 | 2.0328e-11 | 0.00097009 | 2.0328e-11 | 0 | 0 | 0.012777 | 1.4813e-11
[120 empty] | 7.3.3.17.5 (Remote Grid) Updates to grid topology to minimize risk of ignition in HFTDs Remote GridWLDFRVegetation ContactAggregated | WLDFR | HFTD - Distribution - Tier 3 - 5QU CoRE ¦ 1QU LoRE | Non-Red Flag Warning - Catastrophic Fires | Vegetation Contact | Aggregated | 2050 | 2.0955e-08 | 1430.0123 | 2.9965e-05 | 2050 | Mitigation | 0.95 | 45 | 0 | esc | 0.00097009 | 2.0328e-11 | 0.00097009 | 2.0328e-11 | 0 | 0 | 0.012777 | 1.4813e-11
[120 empty] | 7.3.3.17.5 (Remote Grid) Updates to grid topology to minimize risk of ignition in HFTDs Remote GridWLDFRVegetation ContactAggregated | WLDFR | HFTD - Distribution - Tier 3 - 5QU CoRE ¦ 1QU LoRE | Non-Red Flag Warning - Catastrophic Fires | Vegetation Contact | Aggregated | 2051 | 2.0955e-08 | 1430.0123 | 2.9965e-05 | 2051 | Mitigation | 0.95 | 45 | 0 | esc | 0.00097009 | 2.0328e-11 | 0.00097009 | 2.0328e-11 | 0 | 0 | 0.012777 | 1.4813e-11
[120 empty] | 7.3.3.17.5 (Remote Grid) Updates to grid topology to minimize risk of ignition in HFTDs Remote GridWLDFRVegetation ContactAggregated | WLDFR | HFTD - Distribution - Tier 3 - 5QU CoRE ¦ 1QU LoRE | Non-Red Flag Warning - Catastrophic Fires | Vegetation Contact | Aggregated | 2052 | 2.0955e-08 | 1430.0123 | 2.9965e-05 | 2052 | Mitigation | 0.95 | 45 | 0 | esc | 0.00097009 | 2.0328e-11 | 0.00097009 | 2.0328e-11 | 0 | 0 | 0.012777 | 1.4813e-11
[120 empty] | 7.3.3.17.5 (Remote Grid) Updates to grid topology to minimize risk of ignition in HFTDs Remote GridWLDFRVegetation ContactAggregated | WLDFR | HFTD - Distribution - Tier 3 - 5QU CoRE ¦ 1QU LoRE | Non-Red Flag Warning - Catastrophic Fires | Vegetation Contact | Aggregated | 2053 | 2.0955e-08 | 1430.0123 | 2.9965e-05 | 2053 | Mitigation | 0.95 | 45 | 0 | esc | 0.00097009 | 2.0328e-11 | 0.00097009 | 2.0328e-11 | 0 | 0 | 0.012777 | 1.4813e-11
[120 empty] | 7.3.3.17.5 (Remote Grid) Updates to grid topology to minimize risk of ignition in HFTDs Remote GridWLDFRVegetation ContactAggregated | WLDFR | HFTD - Distribution - Tier 3 - 5QU CoRE ¦ 1QU LoRE | Non-Red Flag Warning - Catastrophic Fires | Vegetation Contact | Aggregated | 2054 | 2.0955e-08 | 1430.0123 | 2.9965e-05 | 2054 | Mitigation | 0.95 | 45 | 0 | esc | 0.00097009 | 2.0328e-11 | 0.00097009 | 2.0328e-11 | 0 | 0 | 0.012777 | 1.4813e-11
[120 empty] | 7.3.3.17.5 (Remote Grid) Updates to grid topology to minimize risk of ignition in HFTDs Remote GridWLDFRVegetation ContactAggregated | WLDFR | HFTD - Distribution - Tier 3 - 5QU CoRE ¦ 1QU LoRE | Non-Red Flag Warning - Catastrophic Fires | Vegetation Contact | Aggregated | 2055 | 2.0955e-08 | 1430.0123 | 2.9965e-05 | 2055 | Mitigation | 0.95 | 45 | 0 | esc | 0.00097009 | 2.0328e-11 | 0.00097009 | 2.0328e-11 | 0 | 0 | 0.012777 | 1.4813e-11
[120 empty] | 7.3.3.17.5 (Remote Grid) Updates to grid topology to minimize risk of ignition in HFTDs Remote GridWLDFRVegetation ContactAggregated | WLDFR | HFTD - Distribution - Tier 3 - 5QU CoRE ¦ 1QU LoRE | Non-Red Flag Warning - Catastrophic Fires | Vegetation Contact | Aggregated | 2056 | 2.0955e-08 | 1430.0123 | 2.9965e-05 | 2056 | Mitigation | 0.95 | 45 | 0 | esc | 0.00097009 | 2.0328e-11 | 0.00097009 | 2.0328e-11 | 0 | 0 | 0.012777 | 1.4813e-11
[120 empty] | 7.3.3.17.5 (Remote Grid) Updates to grid topology to minimize risk of ignition in HFTDs Remote GridWLDFRVegetation ContactAggregated | WLDFR | HFTD - Distribution - Tier 3 - 5QU CoRE ¦ 1QU LoRE | Non-Red Flag Warning - Catastrophic Fires | Vegetation Contact | Aggregated | 2057 | 2.0955e-08 | 1430.0123 | 2.9965e-05 | 2057 | Mitigation | 0.95 | 45 | 0 | esc | 0.00097009 | 2.0328e-11 | 0.00097009 | 2.0328e-11 | 0 | 0 | 0.012777 | 1.4813e-11
[120 empty] | 7.3.3.17.5 (Remote Grid) Updates to grid topology to minimize risk of ignition in HFTDs Remote GridWLDFRVegetation ContactAggregated | WLDFR | HFTD - Distribution - Tier 3 - 5QU CoRE ¦ 1QU LoRE | Non-Red Flag Warning - Catastrophic Fires | Vegetation Contact | Aggregated | 2058 | 2.0955e-08 | 1430.0123 | 2.9965e-05 | 2058 | Mitigation | 0.95 | 45 | 0 | esc | 0.00097009 | 2.0328e-11 | 0.00097009 | 2.0328e-11 | 0 | 0 | 0.012777 | 1.4813e-11
[120 empty] | 7.3.3.17.5 (Remote Grid) Updates to grid topology to minimize risk of ignition in HFTDs Remote GridWLDFRVegetation ContactAggregated | WLDFR | HFTD - Distribution - Tier 3 - 5QU CoRE ¦ 1QU LoRE | Non-Red Flag Warning - Catastrophic Fires | Vegetation Contact | Aggregated | 2059 | 2.0955e-08 | 1430.0123 | 2.9965e-05 | 2059 | Mitigation | 0.95 | 45 | 0 | esc | 0.00097009 | 2.0328e-11 | 0.00097009 | 2.0328e-11 | 0 | 0 | 0.012777 | 1.4813e-11
[120 empty] | 7.3.3.17.5 (Remote Grid) Updates to grid topology to minimize risk of ignition in HFTDs Remote GridWLDFRVegetation ContactAggregated | WLDFR | HFTD - Distribution - Tier 3 - 5QU CoRE ¦ 1QU LoRE | Non-Red Flag Warning - Catastrophic Fires | Vegetation Contact | Aggregated | 2060 | 2.0955e-08 | 1430.0123 | 2.9965e-05 | 2060 | Mitigation | 0.95 | 45 | 0 | esc | 0.00097009 | 2.0328e-11 | 0.00097009 | 2.0328e-11 | 0 | 0 | 0.012777 | 1.4813e-11
[120 empty] | 7.3.3.17.5 (Remote Grid) Updates to grid topology to minimize risk of ignition in HFTDs Remote GridWLDFRVegetation ContactAggregated | WLDFR | HFTD - Distribution - Tier 3 - 5QU CoRE ¦ 1QU LoRE | Non-Red Flag Warning - Catastrophic Fires | Vegetation Contact | Aggregated | 2061 | 2.0955e-08 | 1430.0123 | 2.9965e-05 | 2061 | Mitigation | 0.95 | 45 | 0 | esc | 0.00097009 | 2.0328e-11 | 0.00097009 | 2.0328e-11 | 0 | 0 | 0.012777 | 1.4813e-11
[120 empty] | 7.3.3.17.5 (Remote Grid) Updates to grid topology to minimize risk of ignition in HFTDs Remote GridWLDFRVegetation ContactAggregated | WLDFR | HFTD - Distribution - Tier 3 - 5QU CoRE ¦ 1QU LoRE | Non-Red Flag Warning - Catastrophic Fires | Vegetation Contact | Aggregated | 2062 | 2.0955e-08 | 1430.0123 | 2.9965e-05 | 2062 | Mitigation | 0.95 | 45 | 0 | esc | 0.00097009 | 2.0328e-11 | 0.00097009 | 2.0328e-11 | 0 | 0 | 0.012777 | 1.4813e-11
[120 empty] | 7.3.3.17.5 (Remote Grid) Updates to grid topology to minimize risk of ignition in HFTDs Remote GridWLDFRVegetation ContactAggregated | WLDFR | HFTD - Distribution - Tier 3 - 5QU CoRE ¦ 1QU LoRE | Non-Red Flag Warning - Catastrophic Fires | Vegetation Contact | Aggregated | 2063 | 2.0955e-08 | 1430.0123 | 2.9965e-05 | 2063 | Mitigation | 0.95 | 45 | 0 | esc | 0.00097009 | 2.0328e-11 | 0.00097009 | 2.0328e-11 | 0 | 0 | 0.012777 | 1.4813e-11
[120 empty] | 7.3.3.17.5 (Remote Grid) Updates to grid topology to minimize risk of ignition in HFTDs Remote GridWLDFRVegetation ContactAggregated | WLDFR | HFTD - Distribution - Tier 3 - 5QU CoRE ¦ 1QU LoRE | Non-Red Flag Warning - Catastrophic Fires | Vegetation Contact | Aggregated | 2064 | 2.0955e-08 | 1430.0123 | 2.9965e-05 | 2064 | Mitigation | 0.95 | 45 | 0 | esc | 0.00097009 | 2.0328e-11 | 0.00097009 | 2.0328e-11 | 0 | 0 | 0.012777 | 1.4813e-11
[120 empty] | 7.3.3.17.5 (Remote Grid) Updates to grid topology to minimize risk of ignition in HFTDs Remote GridWLDFRVegetation ContactAggregated | WLDFR | HFTD - Distribution - Tier 3 - 5QU CoRE ¦ 1QU LoRE | Non-Red Flag Warning - Catastrophic Fires | Vegetation Contact | Aggregated | 2065 | 2.0955e-08 | 1430.0123 | 2.9965e-05 | 2065 | Mitigation | 0.95 | 45 | 0 | esc | 0.00097009 | 2.0328e-11 | 0.00097009 | 2.0328e-11 | 0 | 0 | 0.012777 | 1.4813e-11
[120 empty] | 7.3.3.17.5 (Remote Grid) Updates to grid topology to minimize risk of ignition in HFTDs Remote GridWLDFRVegetation ContactAggregated | WLDFR | HFTD - Distribution - Tier 3 - 5QU CoRE ¦ 1QU LoRE | Non-Red Flag Warning - Catastrophic Fires | Vegetation Contact | Aggregated | 2066 | 2.0955e-08 | 1430.0123 | 2.9965e-05 | 2066 | Mitigation | 0.95 | 45 | 0 | esc | 0.00097009 | 2.0328e-11 | 0.00097009 | 2.0328e-11 | 0 | 0 | 0 | 0
[120 empty] | 7.3.3.17.5 (Remote Grid) Updates to grid topology to minimize risk of ignition in HFTDs Remote GridWLDFRVegetation ContactAggregated | WLDFR | HFTD - Distribution - Tier 3 - 5QU CoRE ¦ 1QU LoRE | Non-Red Flag Warning - Catastrophic Fires | Vegetation Contact | Aggregated | 2067 | 2.0955e-08 | 1430.0123 | 2.9965e-05 | 2067 | Mitigation | 0.95 | 45 | 0 | esc | 0 | 0 | 0.00097009 | 2.0328e-11 | 0 | 0 | 0 | 0
[120 empty] | 7.3.3.17.5 (Remote Grid) Updates to grid topology to minimize risk of ignition in HFTDs Remote GridWLDFRWire-to-wire contactAggregated | WLDFR | HFTD - Distribution - Tier 3 - 5QU CoRE ¦ 1QU LoRE | Non-Red Flag Warning - Catastrophic Fires | Wire-to-wire contact | Aggregated | 2022 | 1.6403e-08 | 1430.0123 | 2.3457e-05 | 2022 | Mitigation | 0.95 | 45 | 0 | esc | 0.00097009 | 1.5913e-11 | 0 | 0 | 0 | 0 | 0.012705 | 1.7336e-11
[120 empty] | 7.3.3.17.5 (Remote Grid) Updates to grid topology to minimize risk of ignition in HFTDs Remote GridWLDFRWire-to-wire contactAggregated | WLDFR | HFTD - Distribution - Tier 3 - 5QU CoRE ¦ 1QU LoRE | Non-Red Flag Warning - Catastrophic Fires | Wire-to-wire contact | Aggregated | 2023 | 1.6403e-08 | 1430.0123 | 2.3457e-05 | 2023 | Mitigation | 0.95 | 45 | 0 | esc | 0.00097009 | 1.5913e-11 | 0.00097009 | 1.5913e-11 | 0 | 0 | 0.012705 | 1.7336e-11
[120 empty] | 7.3.3.17.5 (Remote Grid) Updates to grid topology to minimize risk of ignition in HFTDs Remote GridWLDFRWire-to-wire contactAggregated | WLDFR | HFTD - Distribution - Tier 3 - 5QU CoRE ¦ 1QU LoRE | Non-Red Flag Warning - Catastrophic Fires | Wire-to-wire contact | Aggregated | 2024 | 1.6403e-08 | 1430.0123 | 2.3457e-05 | 2024 | Mitigation | 0.95 | 45 | 0 | esc | 0.00097009 | 1.5913e-11 | 0.00097009 | 1.5913e-11 | 0 | 0 | 0.012705 | 1.7336e-11
[120 empty] | 7.3.3.17.5 (Remote Grid) Updates to grid topology to minimize risk of ignition in HFTDs Remote GridWLDFRWire-to-wire contactAggregated | WLDFR | HFTD - Distribution - Tier 3 - 5QU CoRE ¦ 1QU LoRE | Non-Red Flag Warning - Catastrophic Fires | Wire-to-wire contact | Aggregated | 2025 | 1.6403e-08 | 1430.0123 | 2.3457e-05 | 2025 | Mitigation | 0.95 | 45 | 0 | esc | 0.00097009 | 1.5913e-11 | 0.00097009 | 1.5913e-11 | 0 | 0 | 0.012705 | 1.7336e-11
[120 empty] | 7.3.3.17.5 (Remote Grid) Updates to grid topology to minimize risk of ignition in HFTDs Remote GridWLDFRWire-to-wire contactAggregated | WLDFR | HFTD - Distribution - Tier 3 - 5QU CoRE ¦ 1QU LoRE | Non-Red Flag Warning - Catastrophic Fires | Wire-to-wire contact | Aggregated | 2026 | 1.6403e-08 | 1430.0123 | 2.3457e-05 | 2026 | Mitigation | 0.95 | 45 | 0 | esc | 0.00097009 | 1.5913e-11 | 0.00097009 | 1.5913e-11 | 0 | 0 | 0.012705 | 1.7336e-11
[120 empty] | 7.3.3.17.5 (Remote Grid) Updates to grid topology to minimize risk of ignition in HFTDs Remote GridWLDFRWire-to-wire contactAggregated | WLDFR | HFTD - Distribution - Tier 3 - 5QU CoRE ¦ 1QU LoRE | Non-Red Flag Warning - Catastrophic Fires | Wire-to-wire contact | Aggregated | 2027 | 1.6403e-08 | 1430.0123 | 2.3457e-05 | 2027 | Mitigation | 0.95 | 45 | 0 | esc | 0.00097009 | 1.5913e-11 | 0.00097009 | 1.5913e-11 | 0 | 0 | 0.012705 | 1.7336e-11
[120 empty] | 7.3.3.17.5 (Remote Grid) Updates to grid topology to minimize risk of ignition in HFTDs Remote GridWLDFRWire-to-wire contactAggregated | WLDFR | HFTD - Distribution - Tier 3 - 5QU CoRE ¦ 1QU LoRE | Non-Red Flag Warning - Catastrophic Fires | Wire-to-wire contact | Aggregated | 2028 | 1.6403e-08 | 1430.0123 | 2.3457e-05 | 2028 | Mitigation | 0.95 | 45 | 0 | esc | 0.00097009 | 1.5913e-11 | 0.00097009 | 1.5913e-11 | 0 | 0 | 0.012705 | 1.7336e-11
[120 empty] | 7.3.3.17.5 (Remote Grid) Updates to grid topology to minimize risk of ignition in HFTDs Remote GridWLDFRWire-to-wire contactAggregated | WLDFR | HFTD - Distribution - Tier 3 - 5QU CoRE ¦ 1QU LoRE | Non-Red Flag Warning - Catastrophic Fires | Wire-to-wire contact | Aggregated | 2029 | 1.6403e-08 | 1430.0123 | 2.3457e-05 | 2029 | Mitigation | 0.95 | 45 | 0 | esc | 0.00097009 | 1.5913e-11 | 0.00097009 | 1.5913e-11 | 0 | 0 | 0.012705 | 1.7336e-11
[120 empty] | 7.3.3.17.5 (Remote Grid) Updates to grid topology to minimize risk of ignition in HFTDs Remote GridWLDFRWire-to-wire contactAggregated | WLDFR | HFTD - Distribution - Tier 3 - 5QU CoRE ¦ 1QU LoRE | Non-Red Flag Warning - Catastrophic Fires | Wire-to-wire contact | Aggregated | 2030 | 1.6403e-08 | 1430.0123 | 2.3457e-05 | 2030 | Mitigation | 0.95 | 45 | 0 | esc | 0.00097009 | 1.5913e-11 | 0.00097009 | 1.5913e-11 | 0 | 0 | 0.012705 | 1.7336e-11
[120 empty] | 7.3.3.17.5 (Remote Grid) Updates to grid topology to minimize risk of ignition in HFTDs Remote GridWLDFRWire-to-wire contactAggregated | WLDFR | HFTD - Distribution - Tier 3 - 5QU CoRE ¦ 1QU LoRE | Non-Red Flag Warning - Catastrophic Fires | Wire-to-wire contact | Aggregated | 2031 | 1.6403e-08 | 1430.0123 | 2.3457e-05 | 2031 | Mitigation | 0.95 | 45 | 0 | esc | 0.00097009 | 1.5913e-11 | 0.00097009 | 1.5913e-11 | 0 | 0 | 0.012705 | 1.7336e-11
[120 empty] | 7.3.3.17.5 (Remote Grid) Updates to grid topology to minimize risk of ignition in HFTDs Remote GridWLDFRWire-to-wire contactAggregated | WLDFR | HFTD - Distribution - Tier 3 - 5QU CoRE ¦ 1QU LoRE | Non-Red Flag Warning - Catastrophic Fires | Wire-to-wire contact | Aggregated | 2032 | 1.6403e-08 | 1430.0123 | 2.3457e-05 | 2032 | Mitigation | 0.95 | 45 | 0 | esc | 0.00097009 | 1.5913e-11 | 0.00097009 | 1.5913e-11 | 0 | 0 | 0.012705 | 1.7336e-11
[120 empty] | 7.3.3.17.5 (Remote Grid) Updates to grid topology to minimize risk of ignition in HFTDs Remote GridWLDFRWire-to-wire contactAggregated | WLDFR | HFTD - Distribution - Tier 3 - 5QU CoRE ¦ 1QU LoRE | Non-Red Flag Warning - Catastrophic Fires | Wire-to-wire contact | Aggregated | 2033 | 1.6403e-08 | 1430.0123 | 2.3457e-05 | 2033 | Mitigation | 0.95 | 45 | 0 | esc | 0.00097009 | 1.5913e-11 | 0.00097009 | 1.5913e-11 | 0 | 0 | 0.012705 | 1.7336e-11
[120 empty] | 7.3.3.17.5 (Remote Grid) Updates to grid topology to minimize risk of ignition in HFTDs Remote GridWLDFRWire-to-wire contactAggregated | WLDFR | HFTD - Distribution - Tier 3 - 5QU CoRE ¦ 1QU LoRE | Non-Red Flag Warning - Catastrophic Fires | Wire-to-wire contact | Aggregated | 2034 | 1.6403e-08 | 1430.0123 | 2.3457e-05 | 2034 | Mitigation | 0.95 | 45 | 0 | esc | 0.00097009 | 1.5913e-11 | 0.00097009 | 1.5913e-11 | 0 | 0 | 0.012705 | 1.7336e-11
[120 empty] | 7.3.3.17.5 (Remote Grid) Updates to grid topology to minimize risk of ignition in HFTDs Remote GridWLDFRWire-to-wire contactAggregated | WLDFR | HFTD - Distribution - Tier 3 - 5QU CoRE ¦ 1QU LoRE | Non-Red Flag Warning - Catastrophic Fires | Wire-to-wire contact | Aggregated | 2035 | 1.6403e-08 | 1430.0123 | 2.3457e-05 | 2035 | Mitigation | 0.95 | 45 | 0 | esc | 0.00097009 | 1.5913e-11 | 0.00097009 | 1.5913e-11 | 0 | 0 | 0.012705 | 1.7336e-11
[120 empty] | 7.3.3.17.5 (Remote Grid) Updates to grid topology to minimize risk of ignition in HFTDs Remote GridWLDFRWire-to-wire contactAggregated | WLDFR | HFTD - Distribution - Tier 3 - 5QU CoRE ¦ 1QU LoRE | Non-Red Flag Warning - Catastrophic Fires | Wire-to-wire contact | Aggregated | 2036 | 1.6403e-08 | 1430.0123 | 2.3457e-05 | 2036 | Mitigation | 0.95 | 45 | 0 | esc | 0.00097009 | 1.5913e-11 | 0.00097009 | 1.5913e-11 | 0 | 0 | 0.012705 | 1.7336e-11
[120 empty] | 7.3.3.17.5 (Remote Grid) Updates to grid topology to minimize risk of ignition in HFTDs Remote GridWLDFRWire-to-wire contactAggregated | WLDFR | HFTD - Distribution - Tier 3 - 5QU CoRE ¦ 1QU LoRE | Non-Red Flag Warning - Catastrophic Fires | Wire-to-wire contact | Aggregated | 2037 | 1.6403e-08 | 1430.0123 | 2.3457e-05 | 2037 | Mitigation | 0.95 | 45 | 0 | esc | 0.00097009 | 1.5913e-11 | 0.00097009 | 1.5913e-11 | 0 | 0 | 0.012705 | 1.7336e-11
[120 empty] | 7.3.3.17.5 (Remote Grid) Updates to grid topology to minimize risk of ignition in HFTDs Remote GridWLDFRWire-to-wire contactAggregated | WLDFR | HFTD - Distribution - Tier 3 - 5QU CoRE ¦ 1QU LoRE | Non-Red Flag Warning - Catastrophic Fires | Wire-to-wire contact | Aggregated | 2038 | 1.6403e-08 | 1430.0123 | 2.3457e-05 | 2038 | Mitigation | 0.95 | 45 | 0 | esc | 0.00097009 | 1.5913e-11 | 0.00097009 | 1.5913e-11 | 0 | 0 | 0.012705 | 1.7336e-11
[120 empty] | 7.3.3.17.5 (Remote Grid) Updates to grid topology to minimize risk of ignition in HFTDs Remote GridWLDFRWire-to-wire contactAggregated | WLDFR | HFTD - Distribution - Tier 3 - 5QU CoRE ¦ 1QU LoRE | Non-Red Flag Warning - Catastrophic Fires | Wire-to-wire contact | Aggregated | 2039 | 1.6403e-08 | 1430.0123 | 2.3457e-05 | 2039 | Mitigation | 0.95 | 45 | 0 | esc | 0.00097009 | 1.5913e-11 | 0.00097009 | 1.5913e-11 | 0 | 0 | 0.012705 | 1.7336e-11
[120 empty] | 7.3.3.17.5 (Remote Grid) Updates to grid topology to minimize risk of ignition in HFTDs Remote GridWLDFRWire-to-wire contactAggregated | WLDFR | HFTD - Distribution - Tier 3 - 5QU CoRE ¦ 1QU LoRE | Non-Red Flag Warning - Catastrophic Fires | Wire-to-wire contact | Aggregated | 2040 | 1.6403e-08 | 1430.0123 | 2.3457e-05 | 2040 | Mitigation | 0.95 | 45 | 0 | esc | 0.00097009 | 1.5913e-11 | 0.00097009 | 1.5913e-11 | 0 | 0 | 0.012705 | 1.7336e-11
[120 empty] | 7.3.3.17.5 (Remote Grid) Updates to grid topology to minimize risk of ignition in HFTDs Remote GridWLDFRWire-to-wire contactAggregated | WLDFR | HFTD - Distribution - Tier 3 - 5QU CoRE ¦ 1QU LoRE | Non-Red Flag Warning - Catastrophic Fires | Wire-to-wire contact | Aggregated | 2041 | 1.6403e-08 | 1430.0123 | 2.3457e-05 | 2041 | Mitigation | 0.95 | 45 | 0 | esc | 0.00097009 | 1.5913e-11 | 0.00097009 | 1.5913e-11 | 0 | 0 | 0.012705 | 1.7336e-11
[120 empty] | 7.3.3.17.5 (Remote Grid) Updates to grid topology to minimize risk of ignition in HFTDs Remote GridWLDFRWire-to-wire contactAggregated | WLDFR | HFTD - Distribution - Tier 3 - 5QU CoRE ¦ 1QU LoRE | Non-Red Flag Warning - Catastrophic Fires | Wire-to-wire contact | Aggregated | 2042 | 1.6403e-08 | 1430.0123 | 2.3457e-05 | 2042 | Mitigation | 0.95 | 45 | 0 | esc | 0.00097009 | 1.5913e-11 | 0.00097009 | 1.5913e-11 | 0 | 0 | 0.012705 | 1.7336e-11
[120 empty] | 7.3.3.17.5 (Remote Grid) Updates to grid topology to minimize risk of ignition in HFTDs Remote GridWLDFRWire-to-wire contactAggregated | WLDFR | HFTD - Distribution - Tier 3 - 5QU CoRE ¦ 1QU LoRE | Non-Red Flag Warning - Catastrophic Fires | Wire-to-wire contact | Aggregated | 2043 | 1.6403e-08 | 1430.0123 | 2.3457e-05 | 2043 | Mitigation | 0.95 | 45 | 0 | esc | 0.00097009 | 1.5913e-11 | 0.00097009 | 1.5913e-11 | 0 | 0 | 0.012705 | 1.7336e-11
[120 empty] | 7.3.3.17.5 (Remote Grid) Updates to grid topology to minimize risk of ignition in HFTDs Remote GridWLDFRWire-to-wire contactAggregated | WLDFR | HFTD - Distribution - Tier 3 - 5QU CoRE ¦ 1QU LoRE | Non-Red Flag Warning - Catastrophic Fires | Wire-to-wire contact | Aggregated | 2044 | 1.6403e-08 | 1430.0123 | 2.3457e-05 | 2044 | Mitigation | 0.95 | 45 | 0 | esc | 0.00097009 | 1.5913e-11 | 0.00097009 | 1.5913e-11 | 0 | 0 | 0.012705 | 1.7336e-11
[120 empty] | 7.3.3.17.5 (Remote Grid) Updates to grid topology to minimize risk of ignition in HFTDs Remote GridWLDFRWire-to-wire contactAggregated | WLDFR | HFTD - Distribution - Tier 3 - 5QU CoRE ¦ 1QU LoRE | Non-Red Flag Warning - Catastrophic Fires | Wire-to-wire contact | Aggregated | 2045 | 1.6403e-08 | 1430.0123 | 2.3457e-05 | 2045 | Mitigation | 0.95 | 45 | 0 | esc | 0.00097009 | 1.5913e-11 | 0.00097009 | 1.5913e-11 | 0 | 0 | 0.012705 | 1.7336e-11
[120 empty] | 7.3.3.17.5 (Remote Grid) Updates to grid topology to minimize risk of ignition in HFTDs Remote GridWLDFRWire-to-wire contactAggregated | WLDFR | HFTD - Distribution - Tier 3 - 5QU CoRE ¦ 1QU LoRE | Non-Red Flag Warning - Catastrophic Fires | Wire-to-wire contact | Aggregated | 2046 | 1.6403e-08 | 1430.0123 | 2.3457e-05 | 2046 | Mitigation | 0.95 | 45 | 0 | esc | 0.00097009 | 1.5913e-11 | 0.00097009 | 1.5913e-11 | 0 | 0 | 0.012705 | 1.7336e-11
[120 empty] | 7.3.3.17.5 (Remote Grid) Updates to grid topology to minimize risk of ignition in HFTDs Remote GridWLDFRWire-to-wire contactAggregated | WLDFR | HFTD - Distribution - Tier 3 - 5QU CoRE ¦ 1QU LoRE | Non-Red Flag Warning - Catastrophic Fires | Wire-to-wire contact | Aggregated | 2047 | 1.6403e-08 | 1430.0123 | 2.3457e-05 | 2047 | Mitigation | 0.95 | 45 | 0 | esc | 0.00097009 | 1.5913e-11 | 0.00097009 | 1.5913e-11 | 0 | 0 | 0.012705 | 1.7336e-11
[120 empty] | 7.3.3.17.5 (Remote Grid) Updates to grid topology to minimize risk of ignition in HFTDs Remote GridWLDFRWire-to-wire contactAggregated | WLDFR | HFTD - Distribution - Tier 3 - 5QU CoRE ¦ 1QU LoRE | Non-Red Flag Warning - Catastrophic Fires | Wire-to-wire contact | Aggregated | 2048 | 1.6403e-08 | 1430.0123 | 2.3457e-05 | 2048 | Mitigation | 0.95 | 45 | 0 | esc | 0.00097009 | 1.5913e-11 | 0.00097009 | 1.5913e-11 | 0 | 0 | 0.012705 | 1.7336e-11
[120 empty] | 7.3.3.17.5 (Remote Grid) Updates to grid topology to minimize risk of ignition in HFTDs Remote GridWLDFRWire-to-wire contactAggregated | WLDFR | HFTD - Distribution - Tier 3 - 5QU CoRE ¦ 1QU LoRE | Non-Red Flag Warning - Catastrophic Fires | Wire-to-wire contact | Aggregated | 2049 | 1.6403e-08 | 1430.0123 | 2.3457e-05 | 2049 | Mitigation | 0.95 | 45 | 0 | esc | 0.00097009 | 1.5913e-11 | 0.00097009 | 1.5913e-11 | 0 | 0 | 0.012705 | 1.7336e-11
[120 empty] | 7.3.3.17.5 (Remote Grid) Updates to grid topology to minimize risk of ignition in HFTDs Remote GridWLDFRWire-to-wire contactAggregated | WLDFR | HFTD - Distribution - Tier 3 - 5QU CoRE ¦ 1QU LoRE | Non-Red Flag Warning - Catastrophic Fires | Wire-to-wire contact | Aggregated | 2050 | 1.6403e-08 | 1430.0123 | 2.3457e-05 | 2050 | Mitigation | 0.95 | 45 | 0 | esc | 0.00097009 | 1.5913e-11 | 0.00097009 | 1.5913e-11 | 0 | 0 | 0.012705 | 1.7336e-11
[120 empty] | 7.3.3.17.5 (Remote Grid) Updates to grid topology to minimize risk of ignition in HFTDs Remote GridWLDFRWire-to-wire contactAggregated | WLDFR | HFTD - Distribution - Tier 3 - 5QU CoRE ¦ 1QU LoRE | Non-Red Flag Warning - Catastrophic Fires | Wire-to-wire contact | Aggregated | 2051 | 1.6403e-08 | 1430.0123 | 2.3457e-05 | 2051 | Mitigation | 0.95 | 45 | 0 | esc | 0.00097009 | 1.5913e-11 | 0.00097009 | 1.5913e-11 | 0 | 0 | 0.012705 | 1.7336e-11
[120 empty] | 7.3.3.17.5 (Remote Grid) Updates to grid topology to minimize risk of ignition in HFTDs Remote GridWLDFRWire-to-wire contactAggregated | WLDFR | HFTD - Distribution - Tier 3 - 5QU CoRE ¦ 1QU LoRE | Non-Red Flag Warning - Catastrophic Fires | Wire-to-wire contact | Aggregated | 2052 | 1.6403e-08 | 1430.0123 | 2.3457e-05 | 2052 | Mitigation | 0.95 | 45 | 0 | esc | 0.00097009 | 1.5913e-11 | 0.00097009 | 1.5913e-11 | 0 | 0 | 0 | 0
[120 empty] | 7.3.3.17.5 (Remote Grid) Updates to grid topology to minimize risk of ignition in HFTDs Remote GridWLDFRWire-to-wire contactAggregated | WLDFR | HFTD - Distribution - Tier 3 - 5QU CoRE ¦ 1QU LoRE | Non-Red Flag Warning - Catastrophic Fires | Wire-to-wire contact | Aggregated | 2053 | 1.6403e-08 | 1430.0123 | 2.3457e-05 | 2053 | Mitigation | 0.95 | 45 | 0 | esc | 0.00097009 | 1.5913e-11 | 0.00097009 | 1.5913e-11 | 0 | 0 | 0 | 0
[120 empty] | 7.3.3.17.5 (Remote Grid) Updates to grid topology to minimize risk of ignition in HFTDs Remote GridWLDFRWire-to-wire contactAggregated | WLDFR | HFTD - Distribution - Tier 3 - 5QU CoRE ¦ 1QU LoRE | Non-Red Flag Warning - Catastrophic Fires | Wire-to-wire contact | Aggregated | 2054 | 1.6403e-08 | 1430.0123 | 2.3457e-05 | 2054 | Mitigation | 0.95 | 45 | 0 | esc | 0.00097009 | 1.5913e-11 | 0.00097009 | 1.5913e-11 | 0 | 0 | 0.01662 | 3.1477e-12
[120 empty] | 7.3.3.17.5 (Remote Grid) Updates to grid topology to minimize risk of ignition in HFTDs Remote GridWLDFRWire-to-wire contactAggregated | WLDFR | HFTD - Distribution - Tier 3 - 5QU CoRE ¦ 1QU LoRE | Non-Red Flag Warning - Catastrophic Fires | Wire-to-wire contact | Aggregated | 2055 | 1.6403e-08 | 1430.0123 | 2.3457e-05 | 2055 | Mitigation | 0.95 | 45 | 0 | esc | 0.00097009 | 1.5913e-11 | 0.00097009 | 1.5913e-11 | 0 | 0 | 0.01662 | 3.1477e-12
[120 empty] | 7.3.3.17.5 (Remote Grid) Updates to grid topology to minimize risk of ignition in HFTDs Remote GridWLDFRWire-to-wire contactAggregated | WLDFR | HFTD - Distribution - Tier 3 - 5QU CoRE ¦ 1QU LoRE | Non-Red Flag Warning - Catastrophic Fires | Wire-to-wire contact | Aggregated | 2056 | 1.6403e-08 | 1430.0123 | 2.3457e-05 | 2056 | Mitigation | 0.95 | 45 | 0 | esc | 0.00097009 | 1.5913e-11 | 0.00097009 | 1.5913e-11 | 0 | 0 | 0.01662 | 3.1477e-12
[120 empty] | 7.3.3.17.5 (Remote Grid) Updates to grid topology to minimize risk of ignition in HFTDs Remote GridWLDFRWire-to-wire contactAggregated | WLDFR | HFTD - Distribution - Tier 3 - 5QU CoRE ¦ 1QU LoRE | Non-Red Flag Warning - Catastrophic Fires | Wire-to-wire contact | Aggregated | 2057 | 1.6403e-08 | 1430.0123 | 2.3457e-05 | 2057 | Mitigation | 0.95 | 45 | 0 | esc | 0.00097009 | 1.5913e-11 | 0.00097009 | 1.5913e-11 | 0 | 0 | 0.01662 | 3.1477e-12
[120 empty] | 7.3.3.17.5 (Remote Grid) Updates to grid topology to minimize risk of ignition in HFTDs Remote GridWLDFRWire-to-wire contactAggregated | WLDFR | HFTD - Distribution - Tier 3 - 5QU CoRE ¦ 1QU LoRE | Non-Red Flag Warning - Catastrophic Fires | Wire-to-wire contact | Aggregated | 2058 | 1.6403e-08 | 1430.0123 | 2.3457e-05 | 2058 | Mitigation | 0.95 | 45 | 0 | esc | 0.00097009 | 1.5913e-11 | 0.00097009 | 1.5913e-11 | 0 | 0 | 0.01662 | 3.1477e-12
[120 empty] | 7.3.3.17.5 (Remote Grid) Updates to grid topology to minimize risk of ignition in HFTDs Remote GridWLDFRWire-to-wire contactAggregated | WLDFR | HFTD - Distribution - Tier 3 - 5QU CoRE ¦ 1QU LoRE | Non-Red Flag Warning - Catastrophic Fires | Wire-to-wire contact | Aggregated | 2059 | 1.6403e-08 | 1430.0123 | 2.3457e-05 | 2059 | Mitigation | 0.95 | 45 | 0 | esc | 0.00097009 | 1.5913e-11 | 0.00097009 | 1.5913e-11 | 0 | 0 | 0.01662 | 3.1477e-12
[120 empty] | 7.3.3.17.5 (Remote Grid) Updates to grid topology to minimize risk of ignition in HFTDs Remote GridWLDFRWire-to-wire contactAggregated | WLDFR | HFTD - Distribution - Tier 3 - 5QU CoRE ¦ 1QU LoRE | Non-Red Flag Warning - Catastrophic Fires | Wire-to-wire contact | Aggregated | 2060 | 1.6403e-08 | 1430.0123 | 2.3457e-05 | 2060 | Mitigation | 0.95 | 45 | 0 | esc | 0.00097009 | 1.5913e-11 | 0.00097009 | 1.5913e-11 | 0 | 0 | 0.01662 | 3.1477e-12
[120 empty] | 7.3.3.17.5 (Remote Grid) Updates to grid topology to minimize risk of ignition in HFTDs Remote GridWLDFRWire-to-wire contactAggregated | WLDFR | HFTD - Distribution - Tier 3 - 5QU CoRE ¦ 1QU LoRE | Non-Red Flag Warning - Catastrophic Fires | Wire-to-wire contact | Aggregated | 2061 | 1.6403e-08 | 1430.0123 | 2.3457e-05 | 2061 | Mitigation | 0.95 | 45 | 0 | esc | 0.00097009 | 1.5913e-11 | 0.00097009 | 1.5913e-11 | 0 | 0 | 0.01662 | 3.1477e-12
[120 empty] | 7.3.3.17.5 (Remote Grid) Updates to grid topology to minimize risk of ignition in HFTDs Remote GridWLDFRWire-to-wire contactAggregated | WLDFR | HFTD - Distribution - Tier 3 - 5QU CoRE ¦ 1QU LoRE | Non-Red Flag Warning - Catastrophic Fires | Wire-to-wire contact | Aggregated | 2062 | 1.6403e-08 | 1430.0123 | 2.3457e-05 | 2062 | Mitigation | 0.95 | 45 | 0 | esc | 0.00097009 | 1.5913e-11 | 0.00097009 | 1.5913e-11 | 0 | 0 | 0.01662 | 3.1477e-12
[120 empty] | 7.3.3.17.5 (Remote Grid) Updates to grid topology to minimize risk of ignition in HFTDs Remote GridWLDFRWire-to-wire contactAggregated | WLDFR | HFTD - Distribution - Tier 3 - 5QU CoRE ¦ 1QU LoRE | Non-Red Flag Warning - Catastrophic Fires | Wire-to-wire contact | Aggregated | 2063 | 1.6403e-08 | 1430.0123 | 2.3457e-05 | 2063 | Mitigation | 0.95 | 45 | 0 | esc | 0.00097009 | 1.5913e-11 | 0.00097009 | 1.5913e-11 | 0 | 0 | 0.01662 | 3.1477e-12
[120 empty] | 7.3.3.17.5 (Remote Grid) Updates to grid topology to minimize risk of ignition in HFTDs Remote GridWLDFRWire-to-wire contactAggregated | WLDFR | HFTD - Distribution - Tier 3 - 5QU CoRE ¦ 1QU LoRE | Non-Red Flag Warning - Catastrophic Fires | Wire-to-wire contact | Aggregated | 2064 | 1.6403e-08 | 1430.0123 | 2.3457e-05 | 2064 | Mitigation | 0.95 | 45 | 0 | esc | 0.00097009 | 1.5913e-11 | 0.00097009 | 1.5913e-11 | 0 | 0 | 0.01662 | 3.1477e-12
[120 empty] | 7.3.3.17.5 (Remote Grid) Updates to grid topology to minimize risk of ignition in HFTDs Remote GridWLDFRWire-to-wire contactAggregated | WLDFR | HFTD - Distribution - Tier 3 - 5QU CoRE ¦ 1QU LoRE | Non-Red Flag Warning - Catastrophic Fires | Wire-to-wire contact | Aggregated | 2065 | 1.6403e-08 | 1430.0123 | 2.3457e-05 | 2065 | Mitigation | 0.95 | 45 | 0 | esc | 0.00097009 | 1.5913e-11 | 0.00097009 | 1.5913e-11 | 0 | 0 | 0.01662 | 3.1477e-12
[120 empty] | 7.3.3.17.5 (Remote Grid) Updates to grid topology to minimize risk of ignition in HFTDs Remote GridWLDFRWire-to-wire contactAggregated | WLDFR | HFTD - Distribution - Tier 3 - 5QU CoRE ¦ 1QU LoRE | Non-Red Flag Warning - Catastrophic Fires | Wire-to-wire contact | Aggregated | 2066 | 1.6403e-08 | 1430.0123 | 2.3457e-05 | 2066 | Mitigation | 0.95 | 45 | 0 | esc | 0.00097009 | 1.5913e-11 | 0.00097009 | 1.5913e-11 | 0 | 0 | 0.01662 | 3.1477e-12
[120 empty] | 7.3.3.17.5 (Remote Grid) Updates to grid topology to minimize risk of ignition in HFTDs Remote GridWLDFRWire-to-wire contactAggregated | WLDFR | HFTD - Distribution - Tier 3 - 5QU CoRE ¦ 1QU LoRE | Non-Red Flag Warning - Catastrophic Fires | Wire-to-wire contact | Aggregated | 2067 | 1.6403e-08 | 1430.0123 | 2.3457e-05 | 2067 | Mitigation | 0.95 | 45 | 0 | esc | 0 | 0 | 0.00097009 | 1.5913e-11 | 0 | 0 | 0.01662 | 3.1477e-12
[120 empty] | 7.3.3.17.5 (Remote Grid) Updates to grid topology to minimize risk of ignition in HFTDs Remote GridWLDFRContact from objectAggregated | WLDFR | HFTD - Distribution - Tier 3 - 5QU CoRE ¦ 1QU LoRE | Non-Red Flag Warning - Destructive Fires | Contact from object | Aggregated | 2022 | 3.8567e-08 | 1430.0123 | 5.5151e-05 | 2022 | Mitigation | 0.95 | 45 | 0 | esc | 0.00097009 | 3.7413e-11 | 0 | 0 | 0 | 0 | 0.01662 | 3.1477e-12
[120 empty] | 7.3.3.17.5 (Remote Grid) Updates to grid topology to minimize risk of ignition in HFTDs Remote GridWLDFRContact from objectAggregated | WLDFR | HFTD - Distribution - Tier 3 - 5QU CoRE ¦ 1QU LoRE | Non-Red Flag Warning - Destructive Fires | Contact from object | Aggregated | 2023 | 3.8567e-08 | 1430.0123 | 5.5151e-05 | 2023 | Mitigation | 0.95 | 45 | 0 | esc | 0.00097009 | 3.7413e-11 | 0.00097009 | 3.7413e-11 | 0 | 0 | 0.01662 | 3.1477e-12
[120 empty] | 7.3.3.17.5 (Remote Grid) Updates to grid topology to minimize risk of ignition in HFTDs Remote GridWLDFRContact from objectAggregated | WLDFR | HFTD - Distribution - Tier 3 - 5QU CoRE ¦ 1QU LoRE | Non-Red Flag Warning - Destructive Fires | Contact from object | Aggregated | 2024 | 3.8567e-08 | 1430.0123 | 5.5151e-05 | 2024 | Mitigation | 0.95 | 45 | 0 | esc | 0.00097009 | 3.7413e-11 | 0.00097009 | 3.7413e-11 | 0 | 0 | 0.01662 | 3.1477e-12
[120 empty] | 7.3.3.17.5 (Remote Grid) Updates to grid topology to minimize risk of ignition in HFTDs Remote GridWLDFRContact from objectAggregated | WLDFR | HFTD - Distribution - Tier 3 - 5QU CoRE ¦ 1QU LoRE | Non-Red Flag Warning - Destructive Fires | Contact from object | Aggregated | 2025 | 3.8567e-08 | 1430.0123 | 5.5151e-05 | 2025 | Mitigation | 0.95 | 45 | 0 | esc | 0.00097009 | 3.7413e-11 | 0.00097009 | 3.7413e-11 | 0 | 0 | 0.01662 | 3.1477e-12
[120 empty] | 7.3.3.17.5 (Remote Grid) Updates to grid topology to minimize risk of ignition in HFTDs Remote GridWLDFRContact from objectAggregated | WLDFR | HFTD - Distribution - Tier 3 - 5QU CoRE ¦ 1QU LoRE | Non-Red Flag Warning - Destructive Fires | Contact from object | Aggregated | 2026 | 3.8567e-08 | 1430.0123 | 5.5151e-05 | 2026 | Mitigation | 0.95 | 45 | 0 | esc | 0.00097009 | 3.7413e-11 | 0.00097009 | 3.7413e-11 | 0 | 0 | 0.01662 | 3.1477e-12
[120 empty] | 7.3.3.17.5 (Remote Grid) Updates to grid topology to minimize risk of ignition in HFTDs Remote GridWLDFRContact from objectAggregated | WLDFR | HFTD - Distribution - Tier 3 - 5QU CoRE ¦ 1QU LoRE | Non-Red Flag Warning - Destructive Fires | Contact from object | Aggregated | 2027 | 3.8567e-08 | 1430.0123 | 5.5151e-05 | 2027 | Mitigation | 0.95 | 45 | 0 | esc | 0.00097009 | 3.7413e-11 | 0.00097009 | 3.7413e-11 | 0 | 0 | 0.01662 | 3.1477e-12
[120 empty] | 7.3.3.17.5 (Remote Grid) Updates to grid topology to minimize risk of ignition in HFTDs Remote GridWLDFRContact from objectAggregated | WLDFR | HFTD - Distribution - Tier 3 - 5QU CoRE ¦ 1QU LoRE | Non-Red Flag Warning - Destructive Fires | Contact from object | Aggregated | 2028 | 3.8567e-08 | 1430.0123 | 5.5151e-05 | 2028 | Mitigation | 0.95 | 45 | 0 | esc | 0.00097009 | 3.7413e-11 | 0.00097009 | 3.7413e-11 | 0 | 0 | 0.01662 | 3.1477e-12
[120 empty] | 7.3.3.17.5 (Remote Grid) Updates to grid topology to minimize risk of ignition in HFTDs Remote GridWLDFRContact from objectAggregated | WLDFR | HFTD - Distribution - Tier 3 - 5QU CoRE ¦ 1QU LoRE | Non-Red Flag Warning - Destructive Fires | Contact from object | Aggregated | 2029 | 3.8567e-08 | 1430.0123 | 5.5151e-05 | 2029 | Mitigation | 0.95 | 45 | 0 | esc | 0.00097009 | 3.7413e-11 | 0.00097009 | 3.7413e-11 | 0 | 0 | 0.01662 | 3.1477e-12
[120 empty] | 7.3.3.17.5 (Remote Grid) Updates to grid topology to minimize risk of ignition in HFTDs Remote GridWLDFRContact from objectAggregated | WLDFR | HFTD - Distribution - Tier 3 - 5QU CoRE ¦ 1QU LoRE | Non-Red Flag Warning - Destructive Fires | Contact from object | Aggregated | 2030 | 3.8567e-08 | 1430.0123 | 5.5151e-05 | 2030 | Mitigation | 0.95 | 45 | 0 | esc | 0.00097009 | 3.7413e-11 | 0.00097009 | 3.7413e-11 | 0 | 0 | 0.01662 | 3.1477e-12
[120 empty] | 7.3.3.17.5 (Remote Grid) Updates to grid topology to minimize risk of ignition in HFTDs Remote GridWLDFRContact from objectAggregated | WLDFR | HFTD - Distribution - Tier 3 - 5QU CoRE ¦ 1QU LoRE | Non-Red Flag Warning - Destructive Fires | Contact from object | Aggregated | 2031 | 3.8567e-08 | 1430.0123 | 5.5151e-05 | 2031 | Mitigation | 0.95 | 45 | 0 | esc | 0.00097009 | 3.7413e-11 | 0.00097009 | 3.7413e-11 | 0 | 0 | 0.01662 | 3.1477e-12
[120 empty] | 7.3.3.17.5 (Remote Grid) Updates to grid topology to minimize risk of ignition in HFTDs Remote GridWLDFRContact from objectAggregated | WLDFR | HFTD - Distribution - Tier 3 - 5QU CoRE ¦ 1QU LoRE | Non-Red Flag Warning - Destructive Fires | Contact from object | Aggregated | 2032 | 3.8567e-08 | 1430.0123 | 5.5151e-05 | 2032 | Mitigation | 0.95 | 45 | 0 | esc | 0.00097009 | 3.7413e-11 | 0.00097009 | 3.7413e-11 | 0 | 0 | 0.01662 | 3.1477e-12
[120 empty] | 7.3.3.17.5 (Remote Grid) Updates to grid topology to minimize risk of ignition in HFTDs Remote GridWLDFRContact from objectAggregated | WLDFR | HFTD - Distribution - Tier 3 - 5QU CoRE ¦ 1QU LoRE | Non-Red Flag Warning - Destructive Fires | Contact from object | Aggregated | 2033 | 3.8567e-08 | 1430.0123 | 5.5151e-05 | 2033 | Mitigation | 0.95 | 45 | 0 | esc | 0.00097009 | 3.7413e-11 | 0.00097009 | 3.7413e-11 | 0 | 0 | 0.01662 | 3.1477e-12
[120 empty] | 7.3.3.17.5 (Remote Grid) Updates to grid topology to minimize risk of ignition in HFTDs Remote GridWLDFRContact from objectAggregated | WLDFR | HFTD - Distribution - Tier 3 - 5QU CoRE ¦ 1QU LoRE | Non-Red Flag Warning - Destructive Fires | Contact from object | Aggregated | 2034 | 3.8567e-08 | 1430.0123 | 5.5151e-05 | 2034 | Mitigation | 0.95 | 45 | 0 | esc | 0.00097009 | 3.7413e-11 | 0.00097009 | 3.7413e-11 | 0 | 0 | 0.01662 | 3.1477e-12
[120 empty] | 7.3.3.17.5 (Remote Grid) Updates to grid topology to minimize risk of ignition in HFTDs Remote GridWLDFRContact from objectAggregated | WLDFR | HFTD - Distribution - Tier 3 - 5QU CoRE ¦ 1QU LoRE | Non-Red Flag Warning - Destructive Fires | Contact from object | Aggregated | 2035 | 3.8567e-08 | 1430.0123 | 5.5151e-05 | 2035 | Mitigation | 0.95 | 45 | 0 | esc | 0.00097009 | 3.7413e-11 | 0.00097009 | 3.7413e-11 | 0 | 0 | 0.01662 | 3.1477e-12
[120 empty] | 7.3.3.17.5 (Remote Grid) Updates to grid topology to minimize risk of ignition in HFTDs Remote GridWLDFRContact from objectAggregated | WLDFR | HFTD - Distribution - Tier 3 - 5QU CoRE ¦ 1QU LoRE | Non-Red Flag Warning - Destructive Fires | Contact from object | Aggregated | 2036 | 3.8567e-08 | 1430.0123 | 5.5151e-05 | 2036 | Mitigation | 0.95 | 45 | 0 | esc | 0.00097009 | 3.7413e-11 | 0.00097009 | 3.7413e-11 | 0 | 0 | 0.01662 | 3.1477e-12
[120 empty] | 7.3.3.17.5 (Remote Grid) Updates to grid topology to minimize risk of ignition in HFTDs Remote GridWLDFRContact from objectAggregated | WLDFR | HFTD - Distribution - Tier 3 - 5QU CoRE ¦ 1QU LoRE | Non-Red Flag Warning - Destructive Fires | Contact from object | Aggregated | 2037 | 3.8567e-08 | 1430.0123 | 5.5151e-05 | 2037 | Mitigation | 0.95 | 45 | 0 | esc | 0.00097009 | 3.7413e-11 | 0.00097009 | 3.7413e-11 | 0 | 0 | 0.01662 | 3.1477e-12
[120 empty] | 7.3.3.17.5 (Remote Grid) Updates to grid topology to minimize risk of ignition in HFTDs Remote GridWLDFRContact from objectAggregated | WLDFR | HFTD - Distribution - Tier 3 - 5QU CoRE ¦ 1QU LoRE | Non-Red Flag Warning - Destructive Fires | Contact from object | Aggregated | 2038 | 3.8567e-08 | 1430.0123 | 5.5151e-05 | 2038 | Mitigation | 0.95 | 45 | 0 | esc | 0.00097009 | 3.7413e-11 | 0.00097009 | 3.7413e-11 | 0 | 0 | 0 | 0
[120 empty] | 7.3.3.17.5 (Remote Grid) Updates to grid topology to minimize risk of ignition in HFTDs Remote GridWLDFRContact from objectAggregated | WLDFR | HFTD - Distribution - Tier 3 - 5QU CoRE ¦ 1QU LoRE | Non-Red Flag Warning - Destructive Fires | Contact from object | Aggregated | 2039 | 3.8567e-08 | 1430.0123 | 5.5151e-05 | 2039 | Mitigation | 0.95 | 45 | 0 | esc | 0.00097009 | 3.7413e-11 | 0.00097009 | 3.7413e-11 | 0 | 0 | 0 | 0
[120 empty] | 7.3.3.17.5 (Remote Grid) Updates to grid topology to minimize risk of ignition in HFTDs Remote GridWLDFRContact from objectAggregated | WLDFR | HFTD - Distribution - Tier 3 - 5QU CoRE ¦ 1QU LoRE | Non-Red Flag Warning - Destructive Fires | Contact from object | Aggregated | 2040 | 3.8567e-08 | 1430.0123 | 5.5151e-05 | 2040 | Mitigation | 0.95 | 45 | 0 | esc | 0.00097009 | 3.7413e-11 | 0.00097009 | 3.7413e-11 | 0 | 0 | 0.0080352 | 1.014e-10
[120 empty] | 7.3.3.17.5 (Remote Grid) Updates to grid topology to minimize risk of ignition in HFTDs Remote GridWLDFRContact from objectAggregated | WLDFR | HFTD - Distribution - Tier 3 - 5QU CoRE ¦ 1QU LoRE | Non-Red Flag Warning - Destructive Fires | Contact from object | Aggregated | 2041 | 3.8567e-08 | 1430.0123 | 5.5151e-05 | 2041 | Mitigation | 0.95 | 45 | 0 | esc | 0.00097009 | 3.7413e-11 | 0.00097009 | 3.7413e-11 | 0 | 0 | 0.0080352 | 1.014e-10
[120 empty] | 7.3.3.17.5 (Remote Grid) Updates to grid topology to minimize risk of ignition in HFTDs Remote GridWLDFRContact from objectAggregated | WLDFR | HFTD - Distribution - Tier 3 - 5QU CoRE ¦ 1QU LoRE | Non-Red Flag Warning - Destructive Fires | Contact from object | Aggregated | 2042 | 3.8567e-08 | 1430.0123 | 5.5151e-05 | 2042 | Mitigation | 0.95 | 45 | 0 | esc | 0.00097009 | 3.7413e-11 | 0.00097009 | 3.7413e-11 | 0 | 0 | 0.0080352 | 1.014e-10
[120 empty] | 7.3.3.17.5 (Remote Grid) Updates to grid topology to minimize risk of ignition in HFTDs Remote GridWLDFRContact from objectAggregated | WLDFR | HFTD - Distribution - Tier 3 - 5QU CoRE ¦ 1QU LoRE | Non-Red Flag Warning - Destructive Fires | Contact from object | Aggregated | 2043 | 3.8567e-08 | 1430.0123 | 5.5151e-05 | 2043 | Mitigation | 0.95 | 45 | 0 | esc | 0.00097009 | 3.7413e-11 | 0.00097009 | 3.7413e-11 | 0 | 0 | 0.0080352 | 1.014e-10
[120 empty] | 7.3.3.17.5 (Remote Grid) Updates to grid topology to minimize risk of ignition in HFTDs Remote GridWLDFRContact from objectAggregated | WLDFR | HFTD - Distribution - Tier 3 - 5QU CoRE ¦ 1QU LoRE | Non-Red Flag Warning - Destructive Fires | Contact from object | Aggregated | 2044 | 3.8567e-08 | 1430.0123 | 5.5151e-05 | 2044 | Mitigation | 0.95 | 45 | 0 | esc | 0.00097009 | 3.7413e-11 | 0.00097009 | 3.7413e-11 | 0 | 0 | 0.0080352 | 1.014e-10
[120 empty] | 7.3.3.17.5 (Remote Grid) Updates to grid topology to minimize risk of ignition in HFTDs Remote GridWLDFRContact from objectAggregated | WLDFR | HFTD - Distribution - Tier 3 - 5QU CoRE ¦ 1QU LoRE | Non-Red Flag Warning - Destructive Fires | Contact from object | Aggregated | 2045 | 3.8567e-08 | 1430.0123 | 5.5151e-05 | 2045 | Mitigation | 0.95 | 45 | 0 | esc | 0.00097009 | 3.7413e-11 | 0.00097009 | 3.7413e-11 | 0 | 0 | 0.0080352 | 1.014e-10
[120 empty] | 7.3.3.17.5 (Remote Grid) Updates to grid topology to minimize risk of ignition in HFTDs Remote GridWLDFRContact from objectAggregated | WLDFR | HFTD - Distribution - Tier 3 - 5QU CoRE ¦ 1QU LoRE | Non-Red Flag Warning - Destructive Fires | Contact from object | Aggregated | 2046 | 3.8567e-08 | 1430.0123 | 5.5151e-05 | 2046 | Mitigation | 0.95 | 45 | 0 | esc | 0.00097009 | 3.7413e-11 | 0.00097009 | 3.7413e-11 | 0 | 0 | 0.0080352 | 1.014e-10
[120 empty] | 7.3.3.17.5 (Remote Grid) Updates to grid topology to minimize risk of ignition in HFTDs Remote GridWLDFRContact from objectAggregated | WLDFR | HFTD - Distribution - Tier 3 - 5QU CoRE ¦ 1QU LoRE | Non-Red Flag Warning - Destructive Fires | Contact from object | Aggregated | 2047 | 3.8567e-08 | 1430.0123 | 5.5151e-05 | 2047 | Mitigation | 0.95 | 45 | 0 | esc | 0.00097009 | 3.7413e-11 | 0.00097009 | 3.7413e-11 | 0 | 0 | 0.0080352 | 1.014e-10
[120 empty] | 7.3.3.17.5 (Remote Grid) Updates to grid topology to minimize risk of ignition in HFTDs Remote GridWLDFRContact from objectAggregated | WLDFR | HFTD - Distribution - Tier 3 - 5QU CoRE ¦ 1QU LoRE | Non-Red Flag Warning - Destructive Fires | Contact from object | Aggregated | 2048 | 3.8567e-08 | 1430.0123 | 5.5151e-05 | 2048 | Mitigation | 0.95 | 45 | 0 | esc | 0.00097009 | 3.7413e-11 | 0.00097009 | 3.7413e-11 | 0 | 0 | 0.0080352 | 1.014e-10
[120 empty] | 7.3.3.17.5 (Remote Grid) Updates to grid topology to minimize risk of ignition in HFTDs Remote GridWLDFRContact from objectAggregated | WLDFR | HFTD - Distribution - Tier 3 - 5QU CoRE ¦ 1QU LoRE | Non-Red Flag Warning - Destructive Fires | Contact from object | Aggregated | 2049 | 3.8567e-08 | 1430.0123 | 5.5151e-05 | 2049 | Mitigation | 0.95 | 45 | 0 | esc | 0.00097009 | 3.7413e-11 | 0.00097009 | 3.7413e-11 | 0 | 0 | 0.0080352 | 1.014e-10
[120 empty] | 7.3.3.17.5 (Remote Grid) Updates to grid topology to minimize risk of ignition in HFTDs Remote GridWLDFRContact from objectAggregated | WLDFR | HFTD - Distribution - Tier 3 - 5QU CoRE ¦ 1QU LoRE | Non-Red Flag Warning - Destructive Fires | Contact from object | Aggregated | 2050 | 3.8567e-08 | 1430.0123 | 5.5151e-05 | 2050 | Mitigation | 0.95 | 45 | 0 | esc | 0.00097009 | 3.7413e-11 | 0.00097009 | 3.7413e-11 | 0 | 0 | 0.0080352 | 1.014e-10
[120 empty] | 7.3.3.17.5 (Remote Grid) Updates to grid topology to minimize risk of ignition in HFTDs Remote GridWLDFRContact from objectAggregated | WLDFR | HFTD - Distribution - Tier 3 - 5QU CoRE ¦ 1QU LoRE | Non-Red Flag Warning - Destructive Fires | Contact from object | Aggregated | 2051 | 3.8567e-08 | 1430.0123 | 5.5151e-05 | 2051 | Mitigation | 0.95 | 45 | 0 | esc | 0.00097009 | 3.7413e-11 | 0.00097009 | 3.7413e-11 | 0 | 0 | 0.0080352 | 1.014e-10
[120 empty] | 7.3.3.17.5 (Remote Grid) Updates to grid topology to minimize risk of ignition in HFTDs Remote GridWLDFRContact from objectAggregated | WLDFR | HFTD - Distribution - Tier 3 - 5QU CoRE ¦ 1QU LoRE | Non-Red Flag Warning - Destructive Fires | Contact from object | Aggregated | 2052 | 3.8567e-08 | 1430.0123 | 5.5151e-05 | 2052 | Mitigation | 0.95 | 45 | 0 | esc | 0.00097009 | 3.7413e-11 | 0.00097009 | 3.7413e-11 | 0 | 0 | 0.0080352 | 1.014e-10
[120 empty] | 7.3.3.17.5 (Remote Grid) Updates to grid topology to minimize risk of ignition in HFTDs Remote GridWLDFRContact from objectAggregated | WLDFR | HFTD - Distribution - Tier 3 - 5QU CoRE ¦ 1QU LoRE | Non-Red Flag Warning - Destructive Fires | Contact from object | Aggregated | 2053 | 3.8567e-08 | 1430.0123 | 5.5151e-05 | 2053 | Mitigation | 0.95 | 45 | 0 | esc | 0.00097009 | 3.7413e-11 | 0.00097009 | 3.7413e-11 | 0 | 0 | 0.0080352 | 1.014e-10
[120 empty] | 7.3.3.17.5 (Remote Grid) Updates to grid topology to minimize risk of ignition in HFTDs Remote GridWLDFRContact from objectAggregated | WLDFR | HFTD - Distribution - Tier 3 - 5QU CoRE ¦ 1QU LoRE | Non-Red Flag Warning - Destructive Fires | Contact from object | Aggregated | 2054 | 3.8567e-08 | 1430.0123 | 5.5151e-05 | 2054 | Mitigation | 0.95 | 45 | 0 | esc | 0.00097009 | 3.7413e-11 | 0.00097009 | 3.7413e-11 | 0 | 0 | 0.0080352 | 1.014e-10
[120 empty] | 7.3.3.17.5 (Remote Grid) Updates to grid topology to minimize risk of ignition in HFTDs Remote GridWLDFRContact from objectAggregated | WLDFR | HFTD - Distribution - Tier 3 - 5QU CoRE ¦ 1QU LoRE | Non-Red Flag Warning - Destructive Fires | Contact from object | Aggregated | 2055 | 3.8567e-08 | 1430.0123 | 5.5151e-05 | 2055 | Mitigation | 0.95 | 45 | 0 | esc | 0.00097009 | 3.7413e-11 | 0.00097009 | 3.7413e-11 | 0 | 0 | 0.0080352 | 1.014e-10
[120 empty] | 7.3.3.17.5 (Remote Grid) Updates to grid topology to minimize risk of ignition in HFTDs Remote GridWLDFRContact from objectAggregated | WLDFR | HFTD - Distribution - Tier 3 - 5QU CoRE ¦ 1QU LoRE | Non-Red Flag Warning - Destructive Fires | Contact from object | Aggregated | 2056 | 3.8567e-08 | 1430.0123 | 5.5151e-05 | 2056 | Mitigation | 0.95 | 45 | 0 | esc | 0.00097009 | 3.7413e-11 | 0.00097009 | 3.7413e-11 | 0 | 0 | 0.0080352 | 1.014e-10
[120 empty] | 7.3.3.17.5 (Remote Grid) Updates to grid topology to minimize risk of ignition in HFTDs Remote GridWLDFRContact from objectAggregated | WLDFR | HFTD - Distribution - Tier 3 - 5QU CoRE ¦ 1QU LoRE | Non-Red Flag Warning - Destructive Fires | Contact from object | Aggregated | 2057 | 3.8567e-08 | 1430.0123 | 5.5151e-05 | 2057 | Mitigation | 0.95 | 45 | 0 | esc | 0.00097009 | 3.7413e-11 | 0.00097009 | 3.7413e-11 | 0 | 0 | 0.0080352 | 1.014e-10
[120 empty] | 7.3.3.17.5 (Remote Grid) Updates to grid topology to minimize risk of ignition in HFTDs Remote GridWLDFRContact from objectAggregated | WLDFR | HFTD - Distribution - Tier 3 - 5QU CoRE ¦ 1QU LoRE | Non-Red Flag Warning - Destructive Fires | Contact from object | Aggregated | 2058 | 3.8567e-08 | 1430.0123 | 5.5151e-05 | 2058 | Mitigation | 0.95 | 45 | 0 | esc | 0.00097009 | 3.7413e-11 | 0.00097009 | 3.7413e-11 | 0 | 0 | 0.0080352 | 1.014e-10
[120 empty] | 7.3.3.17.5 (Remote Grid) Updates to grid topology to minimize risk of ignition in HFTDs Remote GridWLDFRContact from objectAggregated | WLDFR | HFTD - Distribution - Tier 3 - 5QU CoRE ¦ 1QU LoRE | Non-Red Flag Warning - Destructive Fires | Contact from object | Aggregated | 2059 | 3.8567e-08 | 1430.0123 | 5.5151e-05 | 2059 | Mitigation | 0.95 | 45 | 0 | esc | 0.00097009 | 3.7413e-11 | 0.00097009 | 3.7413e-11 | 0 | 0 | 0.0080352 | 1.014e-10
[120 empty] | 7.3.3.17.5 (Remote Grid) Updates to grid topology to minimize risk of ignition in HFTDs Remote GridWLDFRContact from objectAggregated | WLDFR | HFTD - Distribution - Tier 3 - 5QU CoRE ¦ 1QU LoRE | Non-Red Flag Warning - Destructive Fires | Contact from object | Aggregated | 2060 | 3.8567e-08 | 1430.0123 | 5.5151e-05 | 2060 | Mitigation | 0.95 | 45 | 0 | esc | 0.00097009 | 3.7413e-11 | 0.00097009 | 3.7413e-11 | 0 | 0 | 0.0080352 | 1.014e-10
[120 empty] | 7.3.3.17.5 (Remote Grid) Updates to grid topology to minimize risk of ignition in HFTDs Remote GridWLDFRContact from objectAggregated | WLDFR | HFTD - Distribution - Tier 3 - 5QU CoRE ¦ 1QU LoRE | Non-Red Flag Warning - Destructive Fires | Contact from object | Aggregated | 2061 | 3.8567e-08 | 1430.0123 | 5.5151e-05 | 2061 | Mitigation | 0.95 | 45 | 0 | esc | 0.00097009 | 3.7413e-11 | 0.00097009 | 3.7413e-11 | 0 | 0 | 0.0080352 | 1.014e-10
[120 empty] | 7.3.3.17.5 (Remote Grid) Updates to grid topology to minimize risk of ignition in HFTDs Remote GridWLDFRContact from objectAggregated | WLDFR | HFTD - Distribution - Tier 3 - 5QU CoRE ¦ 1QU LoRE | Non-Red Flag Warning - Destructive Fires | Contact from object | Aggregated | 2062 | 3.8567e-08 | 1430.0123 | 5.5151e-05 | 2062 | Mitigation | 0.95 | 45 | 0 | esc | 0.00097009 | 3.7413e-11 | 0.00097009 | 3.7413e-11 | 0 | 0 | 0.0080352 | 1.014e-10
[120 empty] | 7.3.3.17.5 (Remote Grid) Updates to grid topology to minimize risk of ignition in HFTDs Remote GridWLDFRContact from objectAggregated | WLDFR | HFTD - Distribution - Tier 3 - 5QU CoRE ¦ 1QU LoRE | Non-Red Flag Warning - Destructive Fires | Contact from object | Aggregated | 2063 | 3.8567e-08 | 1430.0123 | 5.5151e-05 | 2063 | Mitigation | 0.95 | 45 | 0 | esc | 0.00097009 | 3.7413e-11 | 0.00097009 | 3.7413e-11 | 0 | 0 | 0.0080352 | 1.014e-10
[120 empty] | 7.3.3.17.5 (Remote Grid) Updates to grid topology to minimize risk of ignition in HFTDs Remote GridWLDFRContact from objectAggregated | WLDFR | HFTD - Distribution - Tier 3 - 5QU CoRE ¦ 1QU LoRE | Non-Red Flag Warning - Destructive Fires | Contact from object | Aggregated | 2064 | 3.8567e-08 | 1430.0123 | 5.5151e-05 | 2064 | Mitigation | 0.95 | 45 | 0 | esc | 0.00097009 | 3.7413e-11 | 0.00097009 | 3.7413e-11 | 0 | 0 | 0.0080352 | 1.014e-10
[120 empty] | 7.3.3.17.5 (Remote Grid) Updates to grid topology to minimize risk of ignition in HFTDs Remote GridWLDFRContact from objectAggregated | WLDFR | HFTD - Distribution - Tier 3 - 5QU CoRE ¦ 1QU LoRE | Non-Red Flag Warning - Destructive Fires | Contact from object | Aggregated | 2065 | 3.8567e-08 | 1430.0123 | 5.5151e-05 | 2065 | Mitigation | 0.95 | 45 | 0 | esc | 0.00097009 | 3.7413e-11 | 0.00097009 | 3.7413e-11 | 0 | 0 | 0.0080352 | 1.014e-10
[120 empty] | 7.3.3.17.5 (Remote Grid) Updates to grid topology to minimize risk of ignition in HFTDs Remote GridWLDFRContact from objectAggregated | WLDFR | HFTD - Distribution - Tier 3 - 5QU CoRE ¦ 1QU LoRE | Non-Red Flag Warning - Destructive Fires | Contact from object | Aggregated | 2066 | 3.8567e-08 | 1430.0123 | 5.5151e-05 | 2066 | Mitigation | 0.95 | 45 | 0 | esc | 0.00097009 | 3.7413e-11 | 0.00097009 | 3.7413e-11 | 0 | 0 | 0.0080352 | 1.014e-10
[120 empty] | 7.3.3.17.5 (Remote Grid) Updates to grid topology to minimize risk of ignition in HFTDs Remote GridWLDFRContact from objectAggregated | WLDFR | HFTD - Distribution - Tier 3 - 5QU CoRE ¦ 1QU LoRE | Non-Red Flag Warning - Destructive Fires | Contact from object | Aggregated | 2067 | 3.8567e-08 | 1430.0123 | 5.5151e-05 | 2067 | Mitigation | 0.95 | 45 | 0 | esc | 0 | 0 | 0.00097009 | 3.7413e-11 | 0 | 0 | 0.0080352 | 1.014e-10
[120 empty] | 7.3.3.17.5 (Remote Grid) Updates to grid topology to minimize risk of ignition in HFTDs Remote GridWLDFRContaminationAggregated | WLDFR | HFTD - Distribution - Tier 3 - 5QU CoRE ¦ 1QU LoRE | Non-Red Flag Warning - Destructive Fires | Contamination | Aggregated | 2022 | 8.014e-10 | 1430.0123 | 1.146e-06 | 2022 | Mitigation | 0.95 | 45 | 0 | esc | 0.00097009 | 7.7743e-13 | 0 | 0 | 0 | 0 | 0.0080352 | 1.014e-10
[120 empty] | 7.3.3.17.5 (Remote Grid) Updates to grid topology to minimize risk of ignition in HFTDs Remote GridWLDFRContaminationAggregated | WLDFR | HFTD - Distribution - Tier 3 - 5QU CoRE ¦ 1QU LoRE | Non-Red Flag Warning - Destructive Fires | Contamination | Aggregated | 2023 | 8.014e-10 | 1430.0123 | 1.146e-06 | 2023 | Mitigation | 0.95 | 45 | 0 | esc | 0.00097009 | 7.7743e-13 | 0.00097009 | 7.7743e-13 | 0 | 0 | 0.0080352 | 1.014e-10
[120 empty] | 7.3.3.17.5 (Remote Grid) Updates to grid topology to minimize risk of ignition in HFTDs Remote GridWLDFRContaminationAggregated | WLDFR | HFTD - Distribution - Tier 3 - 5QU CoRE ¦ 1QU LoRE | Non-Red Flag Warning - Destructive Fires | Contamination | Aggregated | 2024 | 8.014e-10 | 1430.0123 | 1.146e-06 | 2024 | Mitigation | 0.95 | 45 | 0 | esc | 0.00097009 | 7.7743e-13 | 0.00097009 | 7.7743e-13 | 0 | 0 | 0 | 0
[120 empty] | 7.3.3.17.5 (Remote Grid) Updates to grid topology to minimize risk of ignition in HFTDs Remote GridWLDFRContaminationAggregated | WLDFR | HFTD - Distribution - Tier 3 - 5QU CoRE ¦ 1QU LoRE | Non-Red Flag Warning - Destructive Fires | Contamination | Aggregated | 2025 | 8.014e-10 | 1430.0123 | 1.146e-06 | 2025 | Mitigation | 0.95 | 45 | 0 | esc | 0.00097009 | 7.7743e-13 | 0.00097009 | 7.7743e-13 | 0 | 0 | 0 | 0
[120 empty] | 7.3.3.17.5 (Remote Grid) Updates to grid topology to minimize risk of ignition in HFTDs Remote GridWLDFRContaminationAggregated | WLDFR | HFTD - Distribution - Tier 3 - 5QU CoRE ¦ 1QU LoRE | Non-Red Flag Warning - Destructive Fires | Contamination | Aggregated | 2026 | 8.014e-10 | 1430.0123 | 1.146e-06 | 2026 | Mitigation | 0.95 | 45 | 0 | esc | 0.00097009 | 7.7743e-13 | 0.00097009 | 7.7743e-13 | 0 | 0 | 0.010315 | 3.9387e-11
[120 empty] | 7.3.3.17.5 (Remote Grid) Updates to grid topology to minimize risk of ignition in HFTDs Remote GridWLDFRContaminationAggregated | WLDFR | HFTD - Distribution - Tier 3 - 5QU CoRE ¦ 1QU LoRE | Non-Red Flag Warning - Destructive Fires | Contamination | Aggregated | 2027 | 8.014e-10 | 1430.0123 | 1.146e-06 | 2027 | Mitigation | 0.95 | 45 | 0 | esc | 0.00097009 | 7.7743e-13 | 0.00097009 | 7.7743e-13 | 0 | 0 | 0.010315 | 3.9387e-11
[120 empty] | 7.3.3.17.5 (Remote Grid) Updates to grid topology to minimize risk of ignition in HFTDs Remote GridWLDFRContaminationAggregated | WLDFR | HFTD - Distribution - Tier 3 - 5QU CoRE ¦ 1QU LoRE | Non-Red Flag Warning - Destructive Fires | Contamination | Aggregated | 2028 | 8.014e-10 | 1430.0123 | 1.146e-06 | 2028 | Mitigation | 0.95 | 45 | 0 | esc | 0.00097009 | 7.7743e-13 | 0.00097009 | 7.7743e-13 | 0 | 0 | 0.010315 | 3.9387e-11
[120 empty] | 7.3.3.17.5 (Remote Grid) Updates to grid topology to minimize risk of ignition in HFTDs Remote GridWLDFRContaminationAggregated | WLDFR | HFTD - Distribution - Tier 3 - 5QU CoRE ¦ 1QU LoRE | Non-Red Flag Warning - Destructive Fires | Contamination | Aggregated | 2029 | 8.014e-10 | 1430.0123 | 1.146e-06 | 2029 | Mitigation | 0.95 | 45 | 0 | esc | 0.00097009 | 7.7743e-13 | 0.00097009 | 7.7743e-13 | 0 | 0 | 0.010315 | 3.9387e-11
[120 empty] | 7.3.3.17.5 (Remote Grid) Updates to grid topology to minimize risk of ignition in HFTDs Remote GridWLDFRContaminationAggregated | WLDFR | HFTD - Distribution - Tier 3 - 5QU CoRE ¦ 1QU LoRE | Non-Red Flag Warning - Destructive Fires | Contamination | Aggregated | 2030 | 8.014e-10 | 1430.0123 | 1.146e-06 | 2030 | Mitigation | 0.95 | 45 | 0 | esc | 0.00097009 | 7.7743e-13 | 0.00097009 | 7.7743e-13 | 0 | 0 | 0.010315 | 3.9387e-11
[120 empty] | 7.3.3.17.5 (Remote Grid) Updates to grid topology to minimize risk of ignition in HFTDs Remote GridWLDFRContaminationAggregated | WLDFR | HFTD - Distribution - Tier 3 - 5QU CoRE ¦ 1QU LoRE | Non-Red Flag Warning - Destructive Fires | Contamination | Aggregated | 2031 | 8.014e-10 | 1430.0123 | 1.146e-06 | 2031 | Mitigation | 0.95 | 45 | 0 | esc | 0.00097009 | 7.7743e-13 | 0.00097009 | 7.7743e-13 | 0 | 0 | 0.010315 | 3.9387e-11
[120 empty] | 7.3.3.17.5 (Remote Grid) Updates to grid topology to minimize risk of ignition in HFTDs Remote GridWLDFRContaminationAggregated | WLDFR | HFTD - Distribution - Tier 3 - 5QU CoRE ¦ 1QU LoRE | Non-Red Flag Warning - Destructive Fires | Contamination | Aggregated | 2032 | 8.014e-10 | 1430.0123 | 1.146e-06 | 2032 | Mitigation | 0.95 | 45 | 0 | esc | 0.00097009 | 7.7743e-13 | 0.00097009 | 7.7743e-13 | 0 | 0 | 0.010315 | 3.9387e-11
[120 empty] | 7.3.3.17.5 (Remote Grid) Updates to grid topology to minimize risk of ignition in HFTDs Remote GridWLDFRContaminationAggregated | WLDFR | HFTD - Distribution - Tier 3 - 5QU CoRE ¦ 1QU LoRE | Non-Red Flag Warning - Destructive Fires | Contamination | Aggregated | 2033 | 8.014e-10 | 1430.0123 | 1.146e-06 | 2033 | Mitigation | 0.95 | 45 | 0 | esc | 0.00097009 | 7.7743e-13 | 0.00097009 | 7.7743e-13 | 0 | 0 | 0.010315 | 3.9387e-11
[120 empty] | 7.3.3.17.5 (Remote Grid) Updates to grid topology to minimize risk of ignition in HFTDs Remote GridWLDFRContaminationAggregated | WLDFR | HFTD - Distribution - Tier 3 - 5QU CoRE ¦ 1QU LoRE | Non-Red Flag Warning - Destructive Fires | Contamination | Aggregated | 2034 | 8.014e-10 | 1430.0123 | 1.146e-06 | 2034 | Mitigation | 0.95 | 45 | 0 | esc | 0.00097009 | 7.7743e-13 | 0.00097009 | 7.7743e-13 | 0 | 0 | 0.010315 | 3.9387e-11
[120 empty] | 7.3.3.17.5 (Remote Grid) Updates to grid topology to minimize risk of ignition in HFTDs Remote GridWLDFRContaminationAggregated | WLDFR | HFTD - Distribution - Tier 3 - 5QU CoRE ¦ 1QU LoRE | Non-Red Flag Warning - Destructive Fires | Contamination | Aggregated | 2035 | 8.014e-10 | 1430.0123 | 1.146e-06 | 2035 | Mitigation | 0.95 | 45 | 0 | esc | 0.00097009 | 7.7743e-13 | 0.00097009 | 7.7743e-13 | 0 | 0 | 0.010315 | 3.9387e-11
[120 empty] | 7.3.3.17.5 (Remote Grid) Updates to grid topology to minimize risk of ignition in HFTDs Remote GridWLDFRContaminationAggregated | WLDFR | HFTD - Distribution - Tier 3 - 5QU CoRE ¦ 1QU LoRE | Non-Red Flag Warning - Destructive Fires | Contamination | Aggregated | 2036 | 8.014e-10 | 1430.0123 | 1.146e-06 | 2036 | Mitigation | 0.95 | 45 | 0 | esc | 0.00097009 | 7.7743e-13 | 0.00097009 | 7.7743e-13 | 0 | 0 | 0.010315 | 3.9387e-11
[120 empty] | 7.3.3.17.5 (Remote Grid) Updates to grid topology to minimize risk of ignition in HFTDs Remote GridWLDFRContaminationAggregated | WLDFR | HFTD - Distribution - Tier 3 - 5QU CoRE ¦ 1QU LoRE | Non-Red Flag Warning - Destructive Fires | Contamination | Aggregated | 2037 | 8.014e-10 | 1430.0123 | 1.146e-06 | 2037 | Mitigation | 0.95 | 45 | 0 | esc | 0.00097009 | 7.7743e-13 | 0.00097009 | 7.7743e-13 | 0 | 0 | 0.010315 | 3.9387e-11
[120 empty] | 7.3.3.17.5 (Remote Grid) Updates to grid topology to minimize risk of ignition in HFTDs Remote GridWLDFRContaminationAggregated | WLDFR | HFTD - Distribution - Tier 3 - 5QU CoRE ¦ 1QU LoRE | Non-Red Flag Warning - Destructive Fires | Contamination | Aggregated | 2038 | 8.014e-10 | 1430.0123 | 1.146e-06 | 2038 | Mitigation | 0.95 | 45 | 0 | esc | 0.00097009 | 7.7743e-13 | 0.00097009 | 7.7743e-13 | 0 | 0 | 0.010315 | 3.9387e-11
[120 empty] | 7.3.3.17.5 (Remote Grid) Updates to grid topology to minimize risk of ignition in HFTDs Remote GridWLDFRContaminationAggregated | WLDFR | HFTD - Distribution - Tier 3 - 5QU CoRE ¦ 1QU LoRE | Non-Red Flag Warning - Destructive Fires | Contamination | Aggregated | 2039 | 8.014e-10 | 1430.0123 | 1.146e-06 | 2039 | Mitigation | 0.95 | 45 | 0 | esc | 0.00097009 | 7.7743e-13 | 0.00097009 | 7.7743e-13 | 0 | 0 | 0.010315 | 3.9387e-11
[120 empty] | 7.3.3.17.5 (Remote Grid) Updates to grid topology to minimize risk of ignition in HFTDs Remote GridWLDFRContaminationAggregated | WLDFR | HFTD - Distribution - Tier 3 - 5QU CoRE ¦ 1QU LoRE | Non-Red Flag Warning - Destructive Fires | Contamination | Aggregated | 2040 | 8.014e-10 | 1430.0123 | 1.146e-06 | 2040 | Mitigation | 0.95 | 45 | 0 | esc | 0.00097009 | 7.7743e-13 | 0.00097009 | 7.7743e-13 | 0 | 0 | 0.010315 | 3.9387e-11
[120 empty] | 7.3.3.17.5 (Remote Grid) Updates to grid topology to minimize risk of ignition in HFTDs Remote GridWLDFRContaminationAggregated | WLDFR | HFTD - Distribution - Tier 3 - 5QU CoRE ¦ 1QU LoRE | Non-Red Flag Warning - Destructive Fires | Contamination | Aggregated | 2041 | 8.014e-10 | 1430.0123 | 1.146e-06 | 2041 | Mitigation | 0.95 | 45 | 0 | esc | 0.00097009 | 7.7743e-13 | 0.00097009 | 7.7743e-13 | 0 | 0 | 0.010315 | 3.9387e-11
[120 empty] | 7.3.3.17.5 (Remote Grid) Updates to grid topology to minimize risk of ignition in HFTDs Remote GridWLDFRContaminationAggregated | WLDFR | HFTD - Distribution - Tier 3 - 5QU CoRE ¦ 1QU LoRE | Non-Red Flag Warning - Destructive Fires | Contamination | Aggregated | 2042 | 8.014e-10 | 1430.0123 | 1.146e-06 | 2042 | Mitigation | 0.95 | 45 | 0 | esc | 0.00097009 | 7.7743e-13 | 0.00097009 | 7.7743e-13 | 0 | 0 | 0.010315 | 3.9387e-11
[120 empty] | 7.3.3.17.5 (Remote Grid) Updates to grid topology to minimize risk of ignition in HFTDs Remote GridWLDFRContaminationAggregated | WLDFR | HFTD - Distribution - Tier 3 - 5QU CoRE ¦ 1QU LoRE | Non-Red Flag Warning - Destructive Fires | Contamination | Aggregated | 2043 | 8.014e-10 | 1430.0123 | 1.146e-06 | 2043 | Mitigation | 0.95 | 45 | 0 | esc | 0.00097009 | 7.7743e-13 | 0.00097009 | 7.7743e-13 | 0 | 0 | 0.010315 | 3.9387e-11
[120 empty] | 7.3.3.17.5 (Remote Grid) Updates to grid topology to minimize risk of ignition in HFTDs Remote GridWLDFRContaminationAggregated | WLDFR | HFTD - Distribution - Tier 3 - 5QU CoRE ¦ 1QU LoRE | Non-Red Flag Warning - Destructive Fires | Contamination | Aggregated | 2044 | 8.014e-10 | 1430.0123 | 1.146e-06 | 2044 | Mitigation | 0.95 | 45 | 0 | esc | 0.00097009 | 7.7743e-13 | 0.00097009 | 7.7743e-13 | 0 | 0 | 0.010315 | 3.9387e-11
[120 empty] | 7.3.3.17.5 (Remote Grid) Updates to grid topology to minimize risk of ignition in HFTDs Remote GridWLDFRContaminationAggregated | WLDFR | HFTD - Distribution - Tier 3 - 5QU CoRE ¦ 1QU LoRE | Non-Red Flag Warning - Destructive Fires | Contamination | Aggregated | 2045 | 8.014e-10 | 1430.0123 | 1.146e-06 | 2045 | Mitigation | 0.95 | 45 | 0 | esc | 0.00097009 | 7.7743e-13 | 0.00097009 | 7.7743e-13 | 0 | 0 | 0.010315 | 3.9387e-11
[120 empty] | 7.3.3.17.5 (Remote Grid) Updates to grid topology to minimize risk of ignition in HFTDs Remote GridWLDFRContaminationAggregated | WLDFR | HFTD - Distribution - Tier 3 - 5QU CoRE ¦ 1QU LoRE | Non-Red Flag Warning - Destructive Fires | Contamination | Aggregated | 2046 | 8.014e-10 | 1430.0123 | 1.146e-06 | 2046 | Mitigation | 0.95 | 45 | 0 | esc | 0.00097009 | 7.7743e-13 | 0.00097009 | 7.7743e-13 | 0 | 0 | 0.010315 | 3.9387e-11
[120 empty] | 7.3.3.17.5 (Remote Grid) Updates to grid topology to minimize risk of ignition in HFTDs Remote GridWLDFRContaminationAggregated | WLDFR | HFTD - Distribution - Tier 3 - 5QU CoRE ¦ 1QU LoRE | Non-Red Flag Warning - Destructive Fires | Contamination | Aggregated | 2047 | 8.014e-10 | 1430.0123 | 1.146e-06 | 2047 | Mitigation | 0.95 | 45 | 0 | esc | 0.00097009 | 7.7743e-13 | 0.00097009 | 7.7743e-13 | 0 | 0 | 0.010315 | 3.9387e-11
[120 empty] | 7.3.3.17.5 (Remote Grid) Updates to grid topology to minimize risk of ignition in HFTDs Remote GridWLDFRContaminationAggregated | WLDFR | HFTD - Distribution - Tier 3 - 5QU CoRE ¦ 1QU LoRE | Non-Red Flag Warning - Destructive Fires | Contamination | Aggregated | 2048 | 8.014e-10 | 1430.0123 | 1.146e-06 | 2048 | Mitigation | 0.95 | 45 | 0 | esc | 0.00097009 | 7.7743e-13 | 0.00097009 | 7.7743e-13 | 0 | 0 | 0.010315 | 3.9387e-11
[120 empty] | 7.3.3.17.5 (Remote Grid) Updates to grid topology to minimize risk of ignition in HFTDs Remote GridWLDFRContaminationAggregated | WLDFR | HFTD - Distribution - Tier 3 - 5QU CoRE ¦ 1QU LoRE | Non-Red Flag Warning - Destructive Fires | Contamination | Aggregated | 2049 | 8.014e-10 | 1430.0123 | 1.146e-06 | 2049 | Mitigation | 0.95 | 45 | 0 | esc | 0.00097009 | 7.7743e-13 | 0.00097009 | 7.7743e-13 | 0 | 0 | 0.010315 | 3.9387e-11
[120 empty] | 7.3.3.17.5 (Remote Grid) Updates to grid topology to minimize risk of ignition in HFTDs Remote GridWLDFRContaminationAggregated | WLDFR | HFTD - Distribution - Tier 3 - 5QU CoRE ¦ 1QU LoRE | Non-Red Flag Warning - Destructive Fires | Contamination | Aggregated | 2050 | 8.014e-10 | 1430.0123 | 1.146e-06 | 2050 | Mitigation | 0.95 | 45 | 0 | esc | 0.00097009 | 7.7743e-13 | 0.00097009 | 7.7743e-13 | 0 | 0 | 0.010315 | 3.9387e-11
[120 empty] | 7.3.3.17.5 (Remote Grid) Updates to grid topology to minimize risk of ignition in HFTDs Remote GridWLDFRContaminationAggregated | WLDFR | HFTD - Distribution - Tier 3 - 5QU CoRE ¦ 1QU LoRE | Non-Red Flag Warning - Destructive Fires | Contamination | Aggregated | 2051 | 8.014e-10 | 1430.0123 | 1.146e-06 | 2051 | Mitigation | 0.95 | 45 | 0 | esc | 0.00097009 | 7.7743e-13 | 0.00097009 | 7.7743e-13 | 0 | 0 | 0.010315 | 3.9387e-11
[120 empty] | 7.3.3.17.5 (Remote Grid) Updates to grid topology to minimize risk of ignition in HFTDs Remote GridWLDFRContaminationAggregated | WLDFR | HFTD - Distribution - Tier 3 - 5QU CoRE ¦ 1QU LoRE | Non-Red Flag Warning - Destructive Fires | Contamination | Aggregated | 2052 | 8.014e-10 | 1430.0123 | 1.146e-06 | 2052 | Mitigation | 0.95 | 45 | 0 | esc | 0.00097009 | 7.7743e-13 | 0.00097009 | 7.7743e-13 | 0 | 0 | 0.010315 | 3.9387e-11
[120 empty] | 7.3.3.17.5 (Remote Grid) Updates to grid topology to minimize risk of ignition in HFTDs Remote GridWLDFRContaminationAggregated | WLDFR | HFTD - Distribution - Tier 3 - 5QU CoRE ¦ 1QU LoRE | Non-Red Flag Warning - Destructive Fires | Contamination | Aggregated | 2053 | 8.014e-10 | 1430.0123 | 1.146e-06 | 2053 | Mitigation | 0.95 | 45 | 0 | esc | 0.00097009 | 7.7743e-13 | 0.00097009 | 7.7743e-13 | 0 | 0 | 0.010315 | 3.9387e-11
[120 empty] | 7.3.3.17.5 (Remote Grid) Updates to grid topology to minimize risk of ignition in HFTDs Remote GridWLDFRContaminationAggregated | WLDFR | HFTD - Distribution - Tier 3 - 5QU CoRE ¦ 1QU LoRE | Non-Red Flag Warning - Destructive Fires | Contamination | Aggregated | 2054 | 8.014e-10 | 1430.0123 | 1.146e-06 | 2054 | Mitigation | 0.95 | 45 | 0 | esc | 0.00097009 | 7.7743e-13 | 0.00097009 | 7.7743e-13 | 0 | 0 | 0.010315 | 3.9387e-11
[120 empty] | 7.3.3.17.5 (Remote Grid) Updates to grid topology to minimize risk of ignition in HFTDs Remote GridWLDFRContaminationAggregated | WLDFR | HFTD - Distribution - Tier 3 - 5QU CoRE ¦ 1QU LoRE | Non-Red Flag Warning - Destructive Fires | Contamination | Aggregated | 2055 | 8.014e-10 | 1430.0123 | 1.146e-06 | 2055 | Mitigation | 0.95 | 45 | 0 | esc | 0.00097009 | 7.7743e-13 | 0.00097009 | 7.7743e-13 | 0 | 0 | 0.010315 | 3.9387e-11
[120 empty] | 7.3.3.17.5 (Remote Grid) Updates to grid topology to minimize risk of ignition in HFTDs Remote GridWLDFRContaminationAggregated | WLDFR | HFTD - Distribution - Tier 3 - 5QU CoRE ¦ 1QU LoRE | Non-Red Flag Warning - Destructive Fires | Contamination | Aggregated | 2056 | 8.014e-10 | 1430.0123 | 1.146e-06 | 2056 | Mitigation | 0.95 | 45 | 0 | esc | 0.00097009 | 7.7743e-13 | 0.00097009 | 7.7743e-13 | 0 | 0 | 0 | 0
[120 empty] | 7.3.3.17.5 (Remote Grid) Updates to grid topology to minimize risk of ignition in HFTDs Remote GridWLDFRContaminationAggregated | WLDFR | HFTD - Distribution - Tier 3 - 5QU CoRE ¦ 1QU LoRE | Non-Red Flag Warning - Destructive Fires | Contamination | Aggregated | 2057 | 8.014e-10 | 1430.0123 | 1.146e-06 | 2057 | Mitigation | 0.95 | 45 | 0 | esc | 0.00097009 | 7.7743e-13 | 0.00097009 | 7.7743e-13 | 0 | 0 | 0 | 0
[120 empty] | 7.3.3.17.5 (Remote Grid) Updates to grid topology to minimize risk of ignition in HFTDs Remote GridWLDFRContaminationAggregated | WLDFR | HFTD - Distribution - Tier 3 - 5QU CoRE ¦ 1QU LoRE | Non-Red Flag Warning - Destructive Fires | Contamination | Aggregated | 2058 | 8.014e-10 | 1430.0123 | 1.146e-06 | 2058 | Mitigation | 0.95 | 45 | 0 | esc | 0.00097009 | 7.7743e-13 | 0.00097009 | 7.7743e-13 | 0 | 0 | 0.013666 | 9.2551e-11
[120 empty] | 7.3.3.17.5 (Remote Grid) Updates to grid topology to minimize risk of ignition in HFTDs Remote GridWLDFRContaminationAggregated | WLDFR | HFTD - Distribution - Tier 3 - 5QU CoRE ¦ 1QU LoRE | Non-Red Flag Warning - Destructive Fires | Contamination | Aggregated | 2059 | 8.014e-10 | 1430.0123 | 1.146e-06 | 2059 | Mitigation | 0.95 | 45 | 0 | esc | 0.00097009 | 7.7743e-13 | 0.00097009 | 7.7743e-13 | 0 | 0 | 0.013666 | 9.2551e-11
[120 empty] | 7.3.3.17.5 (Remote Grid) Updates to grid topology to minimize risk of ignition in HFTDs Remote GridWLDFRContaminationAggregated | WLDFR | HFTD - Distribution - Tier 3 - 5QU CoRE ¦ 1QU LoRE | Non-Red Flag Warning - Destructive Fires | Contamination | Aggregated | 2060 | 8.014e-10 | 1430.0123 | 1.146e-06 | 2060 | Mitigation | 0.95 | 45 | 0 | esc | 0.00097009 | 7.7743e-13 | 0.00097009 | 7.7743e-13 | 0 | 0 | 0.013666 | 9.2551e-11
[120 empty] | 7.3.3.17.5 (Remote Grid) Updates to grid topology to minimize risk of ignition in HFTDs Remote GridWLDFRContaminationAggregated | WLDFR | HFTD - Distribution - Tier 3 - 5QU CoRE ¦ 1QU LoRE | Non-Red Flag Warning - Destructive Fires | Contamination | Aggregated | 2061 | 8.014e-10 | 1430.0123 | 1.146e-06 | 2061 | Mitigation | 0.95 | 45 | 0 | esc | 0.00097009 | 7.7743e-13 | 0.00097009 | 7.7743e-13 | 0 | 0 | 0.013666 | 9.2551e-11
[120 empty] | 7.3.3.17.5 (Remote Grid) Updates to grid topology to minimize risk of ignition in HFTDs Remote GridWLDFRContaminationAggregated | WLDFR | HFTD - Distribution - Tier 3 - 5QU CoRE ¦ 1QU LoRE | Non-Red Flag Warning - Destructive Fires | Contamination | Aggregated | 2062 | 8.014e-10 | 1430.0123 | 1.146e-06 | 2062 | Mitigation | 0.95 | 45 | 0 | esc | 0.00097009 | 7.7743e-13 | 0.00097009 | 7.7743e-13 | 0 | 0 | 0.013666 | 9.2551e-11
[120 empty] | 7.3.3.17.5 (Remote Grid) Updates to grid topology to minimize risk of ignition in HFTDs Remote GridWLDFRContaminationAggregated | WLDFR | HFTD - Distribution - Tier 3 - 5QU CoRE ¦ 1QU LoRE | Non-Red Flag Warning - Destructive Fires | Contamination | Aggregated | 2063 | 8.014e-10 | 1430.0123 | 1.146e-06 | 2063 | Mitigation | 0.95 | 45 | 0 | esc | 0.00097009 | 7.7743e-13 | 0.00097009 | 7.7743e-13 | 0 | 0 | 0.013666 | 9.2551e-11
[120 empty] | 7.3.3.17.5 (Remote Grid) Updates to grid topology to minimize risk of ignition in HFTDs Remote GridWLDFRContaminationAggregated | WLDFR | HFTD - Distribution - Tier 3 - 5QU CoRE ¦ 1QU LoRE | Non-Red Flag Warning - Destructive Fires | Contamination | Aggregated | 2064 | 8.014e-10 | 1430.0123 | 1.146e-06 | 2064 | Mitigation | 0.95 | 45 | 0 | esc | 0.00097009 | 7.7743e-13 | 0.00097009 | 7.7743e-13 | 0 | 0 | 0.013666 | 9.2551e-11
[120 empty] | 7.3.3.17.5 (Remote Grid) Updates to grid topology to minimize risk of ignition in HFTDs Remote GridWLDFRContaminationAggregated | WLDFR | HFTD - Distribution - Tier 3 - 5QU CoRE ¦ 1QU LoRE | Non-Red Flag Warning - Destructive Fires | Contamination | Aggregated | 2065 | 8.014e-10 | 1430.0123 | 1.146e-06 | 2065 | Mitigation | 0.95 | 45 | 0 | esc | 0.00097009 | 7.7743e-13 | 0.00097009 | 7.7743e-13 | 0 | 0 | 0.013666 | 9.2551e-11
[120 empty] | 7.3.3.17.5 (Remote Grid) Updates to grid topology to minimize risk of ignition in HFTDs Remote GridWLDFRContaminationAggregated | WLDFR | HFTD - Distribution - Tier 3 - 5QU CoRE ¦ 1QU LoRE | Non-Red Flag Warning - Destructive Fires | Contamination | Aggregated | 2066 | 8.014e-10 | 1430.0123 | 1.146e-06 | 2066 | Mitigation | 0.95 | 45 | 0 | esc | 0.00097009 | 7.7743e-13 | 0.00097009 | 7.7743e-13 | 0 | 0 | 0.013666 | 9.2551e-11
[120 empty] | 7.3.3.17.5 (Remote Grid) Updates to grid topology to minimize risk of ignition in HFTDs Remote GridWLDFRContaminationAggregated | WLDFR | HFTD - Distribution - Tier 3 - 5QU CoRE ¦ 1QU LoRE | Non-Red Flag Warning - Destructive Fires | Contamination | Aggregated | 2067 | 8.014e-10 | 1430.0123 | 1.146e-06 | 2067 | Mitigation | 0.95 | 45 | 0 | esc | 0 | 0 | 0.00097009 | 7.7743e-13 | 0 | 0 | 0.013666 | 9.2551e-11
[120 empty] | 7.3.3.17.5 (Remote Grid) Updates to grid topology to minimize risk of ignition in HFTDs Remote GridWLDFREquipment / facility failureAggregated | WLDFR | HFTD - Distribution - Tier 3 - 5QU CoRE ¦ 1QU LoRE | Non-Red Flag Warning - Destructive Fires | Equipment / facility failure | Aggregated | 2022 | 9.3266e-09 | 1430.0123 | 1.3337e-05 | 2022 | Mitigation | 0.95 | 45 | 0 | esc | 0.00097009 | 9.0476e-12 | 0 | 0 | 0 | 0 | 0.013666 | 9.2551e-11
[120 empty] | 7.3.3.17.5 (Remote Grid) Updates to grid topology to minimize risk of ignition in HFTDs Remote GridWLDFREquipment / facility failureAggregated | WLDFR | HFTD - Distribution - Tier 3 - 5QU CoRE ¦ 1QU LoRE | Non-Red Flag Warning - Destructive Fires | Equipment / facility failure | Aggregated | 2023 | 9.3266e-09 | 1430.0123 | 1.3337e-05 | 2023 | Mitigation | 0.95 | 45 | 0 | esc | 0.00097009 | 9.0476e-12 | 0.00097009 | 9.0476e-12 | 0 | 0 | 0.013666 | 9.2551e-11
[120 empty] | 7.3.3.17.5 (Remote Grid) Updates to grid topology to minimize risk of ignition in HFTDs Remote GridWLDFREquipment / facility failureAggregated | WLDFR | HFTD - Distribution - Tier 3 - 5QU CoRE ¦ 1QU LoRE | Non-Red Flag Warning - Destructive Fires | Equipment / facility failure | Aggregated | 2024 | 9.3266e-09 | 1430.0123 | 1.3337e-05 | 2024 | Mitigation | 0.95 | 45 | 0 | esc | 0.00097009 | 9.0476e-12 | 0.00097009 | 9.0476e-12 | 0 | 0 | 0.013666 | 9.2551e-11
[120 empty] | 7.3.3.17.5 (Remote Grid) Updates to grid topology to minimize risk of ignition in HFTDs Remote GridWLDFREquipment / facility failureAggregated | WLDFR | HFTD - Distribution - Tier 3 - 5QU CoRE ¦ 1QU LoRE | Non-Red Flag Warning - Destructive Fires | Equipment / facility failure | Aggregated | 2025 | 9.3266e-09 | 1430.0123 | 1.3337e-05 | 2025 | Mitigation | 0.95 | 45 | 0 | esc | 0.00097009 | 9.0476e-12 | 0.00097009 | 9.0476e-12 | 0 | 0 | 0.013666 | 9.2551e-11
[120 empty] | 7.3.3.17.5 (Remote Grid) Updates to grid topology to minimize risk of ignition in HFTDs Remote GridWLDFREquipment / facility failureAggregated | WLDFR | HFTD - Distribution - Tier 3 - 5QU CoRE ¦ 1QU LoRE | Non-Red Flag Warning - Destructive Fires | Equipment / facility failure | Aggregated | 2026 | 9.3266e-09 | 1430.0123 | 1.3337e-05 | 2026 | Mitigation | 0.95 | 45 | 0 | esc | 0.00097009 | 9.0476e-12 | 0.00097009 | 9.0476e-12 | 0 | 0 | 0.013666 | 9.2551e-11
[120 empty] | 7.3.3.17.5 (Remote Grid) Updates to grid topology to minimize risk of ignition in HFTDs Remote GridWLDFREquipment / facility failureAggregated | WLDFR | HFTD - Distribution - Tier 3 - 5QU CoRE ¦ 1QU LoRE | Non-Red Flag Warning - Destructive Fires | Equipment / facility failure | Aggregated | 2027 | 9.3266e-09 | 1430.0123 | 1.3337e-05 | 2027 | Mitigation | 0.95 | 45 | 0 | esc | 0.00097009 | 9.0476e-12 | 0.00097009 | 9.0476e-12 | 0 | 0 | 0.013666 | 9.2551e-11
[120 empty] | 7.3.3.17.5 (Remote Grid) Updates to grid topology to minimize risk of ignition in HFTDs Remote GridWLDFREquipment / facility failureAggregated | WLDFR | HFTD - Distribution - Tier 3 - 5QU CoRE ¦ 1QU LoRE | Non-Red Flag Warning - Destructive Fires | Equipment / facility failure | Aggregated | 2028 | 9.3266e-09 | 1430.0123 | 1.3337e-05 | 2028 | Mitigation | 0.95 | 45 | 0 | esc | 0.00097009 | 9.0476e-12 | 0.00097009 | 9.0476e-12 | 0 | 0 | 0.013666 | 9.2551e-11
[120 empty] | 7.3.3.17.5 (Remote Grid) Updates to grid topology to minimize risk of ignition in HFTDs Remote GridWLDFREquipment / facility failureAggregated | WLDFR | HFTD - Distribution - Tier 3 - 5QU CoRE ¦ 1QU LoRE | Non-Red Flag Warning - Destructive Fires | Equipment / facility failure | Aggregated | 2029 | 9.3266e-09 | 1430.0123 | 1.3337e-05 | 2029 | Mitigation | 0.95 | 45 | 0 | esc | 0.00097009 | 9.0476e-12 | 0.00097009 | 9.0476e-12 | 0 | 0 | 0.013666 | 9.2551e-11
[120 empty] | 7.3.3.17.5 (Remote Grid) Updates to grid topology to minimize risk of ignition in HFTDs Remote GridWLDFREquipment / facility failureAggregated | WLDFR | HFTD - Distribution - Tier 3 - 5QU CoRE ¦ 1QU LoRE | Non-Red Flag Warning - Destructive Fires | Equipment / facility failure | Aggregated | 2030 | 9.3266e-09 | 1430.0123 | 1.3337e-05 | 2030 | Mitigation | 0.95 | 45 | 0 | esc | 0.00097009 | 9.0476e-12 | 0.00097009 | 9.0476e-12 | 0 | 0 | 0.013666 | 9.2551e-11
[120 empty] | 7.3.3.17.5 (Remote Grid) Updates to grid topology to minimize risk of ignition in HFTDs Remote GridWLDFREquipment / facility failureAggregated | WLDFR | HFTD - Distribution - Tier 3 - 5QU CoRE ¦ 1QU LoRE | Non-Red Flag Warning - Destructive Fires | Equipment / facility failure | Aggregated | 2031 | 9.3266e-09 | 1430.0123 | 1.3337e-05 | 2031 | Mitigation | 0.95 | 45 | 0 | esc | 0.00097009 | 9.0476e-12 | 0.00097009 | 9.0476e-12 | 0 | 0 | 0.013666 | 9.2551e-11
[120 empty] | 7.3.3.17.5 (Remote Grid) Updates to grid topology to minimize risk of ignition in HFTDs Remote GridWLDFREquipment / facility failureAggregated | WLDFR | HFTD - Distribution - Tier 3 - 5QU CoRE ¦ 1QU LoRE | Non-Red Flag Warning - Destructive Fires | Equipment / facility failure | Aggregated | 2032 | 9.3266e-09 | 1430.0123 | 1.3337e-05 | 2032 | Mitigation | 0.95 | 45 | 0 | esc | 0.00097009 | 9.0476e-12 | 0.00097009 | 9.0476e-12 | 0 | 0 | 0.013666 | 9.2551e-11
[120 empty] | 7.3.3.17.5 (Remote Grid) Updates to grid topology to minimize risk of ignition in HFTDs Remote GridWLDFREquipment / facility failureAggregated | WLDFR | HFTD - Distribution - Tier 3 - 5QU CoRE ¦ 1QU LoRE | Non-Red Flag Warning - Destructive Fires | Equipment / facility failure | Aggregated | 2033 | 9.3266e-09 | 1430.0123 | 1.3337e-05 | 2033 | Mitigation | 0.95 | 45 | 0 | esc | 0.00097009 | 9.0476e-12 | 0.00097009 | 9.0476e-12 | 0 | 0 | 0.013666 | 9.2551e-11
[120 empty] | 7.3.3.17.5 (Remote Grid) Updates to grid topology to minimize risk of ignition in HFTDs Remote GridWLDFREquipment / facility failureAggregated | WLDFR | HFTD - Distribution - Tier 3 - 5QU CoRE ¦ 1QU LoRE | Non-Red Flag Warning - Destructive Fires | Equipment / facility failure | Aggregated | 2034 | 9.3266e-09 | 1430.0123 | 1.3337e-05 | 2034 | Mitigation | 0.95 | 45 | 0 | esc | 0.00097009 | 9.0476e-12 | 0.00097009 | 9.0476e-12 | 0 | 0 | 0.013666 | 9.2551e-11
[120 empty] | 7.3.3.17.5 (Remote Grid) Updates to grid topology to minimize risk of ignition in HFTDs Remote GridWLDFREquipment / facility failureAggregated | WLDFR | HFTD - Distribution - Tier 3 - 5QU CoRE ¦ 1QU LoRE | Non-Red Flag Warning - Destructive Fires | Equipment / facility failure | Aggregated | 2035 | 9.3266e-09 | 1430.0123 | 1.3337e-05 | 2035 | Mitigation | 0.95 | 45 | 0 | esc | 0.00097009 | 9.0476e-12 | 0.00097009 | 9.0476e-12 | 0 | 0 | 0.013666 | 9.2551e-11
[120 empty] | 7.3.3.17.5 (Remote Grid) Updates to grid topology to minimize risk of ignition in HFTDs Remote GridWLDFREquipment / facility failureAggregated | WLDFR | HFTD - Distribution - Tier 3 - 5QU CoRE ¦ 1QU LoRE | Non-Red Flag Warning - Destructive Fires | Equipment / facility failure | Aggregated | 2036 | 9.3266e-09 | 1430.0123 | 1.3337e-05 | 2036 | Mitigation | 0.95 | 45 | 0 | esc | 0.00097009 | 9.0476e-12 | 0.00097009 | 9.0476e-12 | 0 | 0 | 0.013666 | 9.2551e-11
[120 empty] | 7.3.3.17.5 (Remote Grid) Updates to grid topology to minimize risk of ignition in HFTDs Remote GridWLDFREquipment / facility failureAggregated | WLDFR | HFTD - Distribution - Tier 3 - 5QU CoRE ¦ 1QU LoRE | Non-Red Flag Warning - Destructive Fires | Equipment / facility failure | Aggregated | 2037 | 9.3266e-09 | 1430.0123 | 1.3337e-05 | 2037 | Mitigation | 0.95 | 45 | 0 | esc | 0.00097009 | 9.0476e-12 | 0.00097009 | 9.0476e-12 | 0 | 0 | 0.013666 | 9.2551e-11
[120 empty] | 7.3.3.17.5 (Remote Grid) Updates to grid topology to minimize risk of ignition in HFTDs Remote GridWLDFREquipment / facility failureAggregated | WLDFR | HFTD - Distribution - Tier 3 - 5QU CoRE ¦ 1QU LoRE | Non-Red Flag Warning - Destructive Fires | Equipment / facility failure | Aggregated | 2038 | 9.3266e-09 | 1430.0123 | 1.3337e-05 | 2038 | Mitigation | 0.95 | 45 | 0 | esc | 0.00097009 | 9.0476e-12 | 0.00097009 | 9.0476e-12 | 0 | 0 | 0.013666 | 9.2551e-11
[120 empty] | 7.3.3.17.5 (Remote Grid) Updates to grid topology to minimize risk of ignition in HFTDs Remote GridWLDFREquipment / facility failureAggregated | WLDFR | HFTD - Distribution - Tier 3 - 5QU CoRE ¦ 1QU LoRE | Non-Red Flag Warning - Destructive Fires | Equipment / facility failure | Aggregated | 2039 | 9.3266e-09 | 1430.0123 | 1.3337e-05 | 2039 | Mitigation | 0.95 | 45 | 0 | esc | 0.00097009 | 9.0476e-12 | 0.00097009 | 9.0476e-12 | 0 | 0 | 0.013666 | 9.2551e-11
[120 empty] | 7.3.3.17.5 (Remote Grid) Updates to grid topology to minimize risk of ignition in HFTDs Remote GridWLDFREquipment / facility failureAggregated | WLDFR | HFTD - Distribution - Tier 3 - 5QU CoRE ¦ 1QU LoRE | Non-Red Flag Warning - Destructive Fires | Equipment / facility failure | Aggregated | 2040 | 9.3266e-09 | 1430.0123 | 1.3337e-05 | 2040 | Mitigation | 0.95 | 45 | 0 | esc | 0.00097009 | 9.0476e-12 | 0.00097009 | 9.0476e-12 | 0 | 0 | 0.013666 | 9.2551e-11
[120 empty] | 7.3.3.17.5 (Remote Grid) Updates to grid topology to minimize risk of ignition in HFTDs Remote GridWLDFREquipment / facility failureAggregated | WLDFR | HFTD - Distribution - Tier 3 - 5QU CoRE ¦ 1QU LoRE | Non-Red Flag Warning - Destructive Fires | Equipment / facility failure | Aggregated | 2041 | 9.3266e-09 | 1430.0123 | 1.3337e-05 | 2041 | Mitigation | 0.95 | 45 | 0 | esc | 0.00097009 | 9.0476e-12 | 0.00097009 | 9.0476e-12 | 0 | 0 | 0.013666 | 9.2551e-11
[120 empty] | 7.3.3.17.5 (Remote Grid) Updates to grid topology to minimize risk of ignition in HFTDs Remote GridWLDFREquipment / facility failureAggregated | WLDFR | HFTD - Distribution - Tier 3 - 5QU CoRE ¦ 1QU LoRE | Non-Red Flag Warning - Destructive Fires | Equipment / facility failure | Aggregated | 2042 | 9.3266e-09 | 1430.0123 | 1.3337e-05 | 2042 | Mitigation | 0.95 | 45 | 0 | esc | 0.00097009 | 9.0476e-12 | 0.00097009 | 9.0476e-12 | 0 | 0 | 0 | 0
[120 empty] | 7.3.3.17.5 (Remote Grid) Updates to grid topology to minimize risk of ignition in HFTDs Remote GridWLDFREquipment / facility failureAggregated | WLDFR | HFTD - Distribution - Tier 3 - 5QU CoRE ¦ 1QU LoRE | Non-Red Flag Warning - Destructive Fires | Equipment / facility failure | Aggregated | 2043 | 9.3266e-09 | 1430.0123 | 1.3337e-05 | 2043 | Mitigation | 0.95 | 45 | 0 | esc | 0.00097009 | 9.0476e-12 | 0.00097009 | 9.0476e-12 | 0 | 0 | 0 | 0
[120 empty] | 7.3.3.17.5 (Remote Grid) Updates to grid topology to minimize risk of ignition in HFTDs Remote GridWLDFREquipment / facility failureAggregated | WLDFR | HFTD - Distribution - Tier 3 - 5QU CoRE ¦ 1QU LoRE | Non-Red Flag Warning - Destructive Fires | Equipment / facility failure | Aggregated | 2044 | 9.3266e-09 | 1430.0123 | 1.3337e-05 | 2044 | Mitigation | 0.95 | 45 | 0 | esc | 0.00097009 | 9.0476e-12 | 0.00097009 | 9.0476e-12 | 0 | 0 | 0.0063316 | 1.8041e-12
[120 empty] | 7.3.3.17.5 (Remote Grid) Updates to grid topology to minimize risk of ignition in HFTDs Remote GridWLDFREquipment / facility failureAggregated | WLDFR | HFTD - Distribution - Tier 3 - 5QU CoRE ¦ 1QU LoRE | Non-Red Flag Warning - Destructive Fires | Equipment / facility failure | Aggregated | 2045 | 9.3266e-09 | 1430.0123 | 1.3337e-05 | 2045 | Mitigation | 0.95 | 45 | 0 | esc | 0.00097009 | 9.0476e-12 | 0.00097009 | 9.0476e-12 | 0 | 0 | 0.0063316 | 1.8041e-12
[120 empty] | 7.3.3.17.5 (Remote Grid) Updates to grid topology to minimize risk of ignition in HFTDs Remote GridWLDFREquipment / facility failureAggregated | WLDFR | HFTD - Distribution - Tier 3 - 5QU CoRE ¦ 1QU LoRE | Non-Red Flag Warning - Destructive Fires | Equipment / facility failure | Aggregated | 2046 | 9.3266e-09 | 1430.0123 | 1.3337e-05 | 2046 | Mitigation | 0.95 | 45 | 0 | esc | 0.00097009 | 9.0476e-12 | 0.00097009 | 9.0476e-12 | 0 | 0 | 0.0063316 | 1.8041e-12
[120 empty] | 7.3.3.17.5 (Remote Grid) Updates to grid topology to minimize risk of ignition in HFTDs Remote GridWLDFREquipment / facility failureAggregated | WLDFR | HFTD - Distribution - Tier 3 - 5QU CoRE ¦ 1QU LoRE | Non-Red Flag Warning - Destructive Fires | Equipment / facility failure | Aggregated | 2047 | 9.3266e-09 | 1430.0123 | 1.3337e-05 | 2047 | Mitigation | 0.95 | 45 | 0 | esc | 0.00097009 | 9.0476e-12 | 0.00097009 | 9.0476e-12 | 0 | 0 | 0.0063316 | 1.8041e-12
[120 empty] | 7.3.3.17.5 (Remote Grid) Updates to grid topology to minimize risk of ignition in HFTDs Remote GridWLDFREquipment / facility failureAggregated | WLDFR | HFTD - Distribution - Tier 3 - 5QU CoRE ¦ 1QU LoRE | Non-Red Flag Warning - Destructive Fires | Equipment / facility failure | Aggregated | 2048 | 9.3266e-09 | 1430.0123 | 1.3337e-05 | 2048 | Mitigation | 0.95 | 45 | 0 | esc | 0.00097009 | 9.0476e-12 | 0.00097009 | 9.0476e-12 | 0 | 0 | 0.0063316 | 1.8041e-12
[120 empty] | 7.3.3.17.5 (Remote Grid) Updates to grid topology to minimize risk of ignition in HFTDs Remote GridWLDFREquipment / facility failureAggregated | WLDFR | HFTD - Distribution - Tier 3 - 5QU CoRE ¦ 1QU LoRE | Non-Red Flag Warning - Destructive Fires | Equipment / facility failure | Aggregated | 2049 | 9.3266e-09 | 1430.0123 | 1.3337e-05 | 2049 | Mitigation | 0.95 | 45 | 0 | esc | 0.00097009 | 9.0476e-12 | 0.00097009 | 9.0476e-12 | 0 | 0 | 0.0063316 | 1.8041e-12
[120 empty] | 7.3.3.17.5 (Remote Grid) Updates to grid topology to minimize risk of ignition in HFTDs Remote GridWLDFREquipment / facility failureAggregated | WLDFR | HFTD - Distribution - Tier 3 - 5QU CoRE ¦ 1QU LoRE | Non-Red Flag Warning - Destructive Fires | Equipment / facility failure | Aggregated | 2050 | 9.3266e-09 | 1430.0123 | 1.3337e-05 | 2050 | Mitigation | 0.95 | 45 | 0 | esc | 0.00097009 | 9.0476e-12 | 0.00097009 | 9.0476e-12 | 0 | 0 | 0.0063316 | 1.8041e-12
[120 empty] | 7.3.3.17.5 (Remote Grid) Updates to grid topology to minimize risk of ignition in HFTDs Remote GridWLDFREquipment / facility failureAggregated | WLDFR | HFTD - Distribution - Tier 3 - 5QU CoRE ¦ 1QU LoRE | Non-Red Flag Warning - Destructive Fires | Equipment / facility failure | Aggregated | 2051 | 9.3266e-09 | 1430.0123 | 1.3337e-05 | 2051 | Mitigation | 0.95 | 45 | 0 | esc | 0.00097009 | 9.0476e-12 | 0.00097009 | 9.0476e-12 | 0 | 0 | 0.0063316 | 1.8041e-12
[120 empty] | 7.3.3.17.5 (Remote Grid) Updates to grid topology to minimize risk of ignition in HFTDs Remote GridWLDFREquipment / facility failureAggregated | WLDFR | HFTD - Distribution - Tier 3 - 5QU CoRE ¦ 1QU LoRE | Non-Red Flag Warning - Destructive Fires | Equipment / facility failure | Aggregated | 2052 | 9.3266e-09 | 1430.0123 | 1.3337e-05 | 2052 | Mitigation | 0.95 | 45 | 0 | esc | 0.00097009 | 9.0476e-12 | 0.00097009 | 9.0476e-12 | 0 | 0 | 0.0063316 | 1.8041e-12
[120 empty] | 7.3.3.17.5 (Remote Grid) Updates to grid topology to minimize risk of ignition in HFTDs Remote GridWLDFREquipment / facility failureAggregated | WLDFR | HFTD - Distribution - Tier 3 - 5QU CoRE ¦ 1QU LoRE | Non-Red Flag Warning - Destructive Fires | Equipment / facility failure | Aggregated | 2053 | 9.3266e-09 | 1430.0123 | 1.3337e-05 | 2053 | Mitigation | 0.95 | 45 | 0 | esc | 0.00097009 | 9.0476e-12 | 0.00097009 | 9.0476e-12 | 0 | 0 | 0.0063316 | 1.8041e-12
[120 empty] | 7.3.3.17.5 (Remote Grid) Updates to grid topology to minimize risk of ignition in HFTDs Remote GridWLDFREquipment / facility failureAggregated | WLDFR | HFTD - Distribution - Tier 3 - 5QU CoRE ¦ 1QU LoRE | Non-Red Flag Warning - Destructive Fires | Equipment / facility failure | Aggregated | 2054 | 9.3266e-09 | 1430.0123 | 1.3337e-05 | 2054 | Mitigation | 0.95 | 45 | 0 | esc | 0.00097009 | 9.0476e-12 | 0.00097009 | 9.0476e-12 | 0 | 0 | 0.0063316 | 1.8041e-12
[120 empty] | 7.3.3.17.5 (Remote Grid) Updates to grid topology to minimize risk of ignition in HFTDs Remote GridWLDFREquipment / facility failureAggregated | WLDFR | HFTD - Distribution - Tier 3 - 5QU CoRE ¦ 1QU LoRE | Non-Red Flag Warning - Destructive Fires | Equipment / facility failure | Aggregated | 2055 | 9.3266e-09 | 1430.0123 | 1.3337e-05 | 2055 | Mitigation | 0.95 | 45 | 0 | esc | 0.00097009 | 9.0476e-12 | 0.00097009 | 9.0476e-12 | 0 | 0 | 0.0063316 | 1.8041e-12
[120 empty] | 7.3.3.17.5 (Remote Grid) Updates to grid topology to minimize risk of ignition in HFTDs Remote GridWLDFREquipment / facility failureAggregated | WLDFR | HFTD - Distribution - Tier 3 - 5QU CoRE ¦ 1QU LoRE | Non-Red Flag Warning - Destructive Fires | Equipment / facility failure | Aggregated | 2056 | 9.3266e-09 | 1430.0123 | 1.3337e-05 | 2056 | Mitigation | 0.95 | 45 | 0 | esc | 0.00097009 | 9.0476e-12 | 0.00097009 | 9.0476e-12 | 0 | 0 | 0.0063316 | 1.8041e-12
[120 empty] | 7.3.3.17.5 (Remote Grid) Updates to grid topology to minimize risk of ignition in HFTDs Remote GridWLDFREquipment / facility failureAggregated | WLDFR | HFTD - Distribution - Tier 3 - 5QU CoRE ¦ 1QU LoRE | Non-Red Flag Warning - Destructive Fires | Equipment / facility failure | Aggregated | 2057 | 9.3266e-09 | 1430.0123 | 1.3337e-05 | 2057 | Mitigation | 0.95 | 45 | 0 | esc | 0.00097009 | 9.0476e-12 | 0.00097009 | 9.0476e-12 | 0 | 0 | 0.0063316 | 1.8041e-12
[120 empty] | 7.3.3.17.5 (Remote Grid) Updates to grid topology to minimize risk of ignition in HFTDs Remote GridWLDFREquipment / facility failureAggregated | WLDFR | HFTD - Distribution - Tier 3 - 5QU CoRE ¦ 1QU LoRE | Non-Red Flag Warning - Destructive Fires | Equipment / facility failure | Aggregated | 2058 | 9.3266e-09 | 1430.0123 | 1.3337e-05 | 2058 | Mitigation | 0.95 | 45 | 0 | esc | 0.00097009 | 9.0476e-12 | 0.00097009 | 9.0476e-12 | 0 | 0 | 0.0063316 | 1.8041e-12
[120 empty] | 7.3.3.17.5 (Remote Grid) Updates to grid topology to minimize risk of ignition in HFTDs Remote GridWLDFREquipment / facility failureAggregated | WLDFR | HFTD - Distribution - Tier 3 - 5QU CoRE ¦ 1QU LoRE | Non-Red Flag Warning - Destructive Fires | Equipment / facility failure | Aggregated | 2059 | 9.3266e-09 | 1430.0123 | 1.3337e-05 | 2059 | Mitigation | 0.95 | 45 | 0 | esc | 0.00097009 | 9.0476e-12 | 0.00097009 | 9.0476e-12 | 0 | 0 | 0.0063316 | 1.8041e-12
[120 empty] | 7.3.3.17.5 (Remote Grid) Updates to grid topology to minimize risk of ignition in HFTDs Remote GridWLDFREquipment / facility failureAggregated | WLDFR | HFTD - Distribution - Tier 3 - 5QU CoRE ¦ 1QU LoRE | Non-Red Flag Warning - Destructive Fires | Equipment / facility failure | Aggregated | 2060 | 9.3266e-09 | 1430.0123 | 1.3337e-05 | 2060 | Mitigation | 0.95 | 45 | 0 | esc | 0.00097009 | 9.0476e-12 | 0.00097009 | 9.0476e-12 | 0 | 0 | 0.0063316 | 1.8041e-12
[120 empty] | 7.3.3.17.5 (Remote Grid) Updates to grid topology to minimize risk of ignition in HFTDs Remote GridWLDFREquipment / facility failureAggregated | WLDFR | HFTD - Distribution - Tier 3 - 5QU CoRE ¦ 1QU LoRE | Non-Red Flag Warning - Destructive Fires | Equipment / facility failure | Aggregated | 2061 | 9.3266e-09 | 1430.0123 | 1.3337e-05 | 2061 | Mitigation | 0.95 | 45 | 0 | esc | 0.00097009 | 9.0476e-12 | 0.00097009 | 9.0476e-12 | 0 | 0 | 0.0063316 | 1.8041e-12
[120 empty] | 7.3.3.17.5 (Remote Grid) Updates to grid topology to minimize risk of ignition in HFTDs Remote GridWLDFREquipment / facility failureAggregated | WLDFR | HFTD - Distribution - Tier 3 - 5QU CoRE ¦ 1QU LoRE | Non-Red Flag Warning - Destructive Fires | Equipment / facility failure | Aggregated | 2062 | 9.3266e-09 | 1430.0123 | 1.3337e-05 | 2062 | Mitigation | 0.95 | 45 | 0 | esc | 0.00097009 | 9.0476e-12 | 0.00097009 | 9.0476e-12 | 0 | 0 | 0.0063316 | 1.8041e-12
[120 empty] | 7.3.3.17.5 (Remote Grid) Updates to grid topology to minimize risk of ignition in HFTDs Remote GridWLDFREquipment / facility failureAggregated | WLDFR | HFTD - Distribution - Tier 3 - 5QU CoRE ¦ 1QU LoRE | Non-Red Flag Warning - Destructive Fires | Equipment / facility failure | Aggregated | 2063 | 9.3266e-09 | 1430.0123 | 1.3337e-05 | 2063 | Mitigation | 0.95 | 45 | 0 | esc | 0.00097009 | 9.0476e-12 | 0.00097009 | 9.0476e-12 | 0 | 0 | 0.0063316 | 1.8041e-12
[120 empty] | 7.3.3.17.5 (Remote Grid) Updates to grid topology to minimize risk of ignition in HFTDs Remote GridWLDFREquipment / facility failureAggregated | WLDFR | HFTD - Distribution - Tier 3 - 5QU CoRE ¦ 1QU LoRE | Non-Red Flag Warning - Destructive Fires | Equipment / facility failure | Aggregated | 2064 | 9.3266e-09 | 1430.0123 | 1.3337e-05 | 2064 | Mitigation | 0.95 | 45 | 0 | esc | 0.00097009 | 9.0476e-12 | 0.00097009 | 9.0476e-12 | 0 | 0 | 0.0063316 | 1.8041e-12
[120 empty] | 7.3.3.17.5 (Remote Grid) Updates to grid topology to minimize risk of ignition in HFTDs Remote GridWLDFREquipment / facility failureAggregated | WLDFR | HFTD - Distribution - Tier 3 - 5QU CoRE ¦ 1QU LoRE | Non-Red Flag Warning - Destructive Fires | Equipment / facility failure | Aggregated | 2065 | 9.3266e-09 | 1430.0123 | 1.3337e-05 | 2065 | Mitigation | 0.95 | 45 | 0 | esc | 0.00097009 | 9.0476e-12 | 0.00097009 | 9.0476e-12 | 0 | 0 | 0.0063316 | 1.8041e-12
[120 empty] | 7.3.3.17.5 (Remote Grid) Updates to grid topology to minimize risk of ignition in HFTDs Remote GridWLDFREquipment / facility failureAggregated | WLDFR | HFTD - Distribution - Tier 3 - 5QU CoRE ¦ 1QU LoRE | Non-Red Flag Warning - Destructive Fires | Equipment / facility failure | Aggregated | 2066 | 9.3266e-09 | 1430.0123 | 1.3337e-05 | 2066 | Mitigation | 0.95 | 45 | 0 | esc | 0.00097009 | 9.0476e-12 | 0.00097009 | 9.0476e-12 | 0 | 0 | 0.0063316 | 1.8041e-12
[120 empty] | 7.3.3.17.5 (Remote Grid) Updates to grid topology to minimize risk of ignition in HFTDs Remote GridWLDFREquipment / facility failureAggregated | WLDFR | HFTD - Distribution - Tier 3 - 5QU CoRE ¦ 1QU LoRE | Non-Red Flag Warning - Destructive Fires | Equipment / facility failure | Aggregated | 2067 | 9.3266e-09 | 1430.0123 | 1.3337e-05 | 2067 | Mitigation | 0.95 | 45 | 0 | esc | 0 | 0 | 0.00097009 | 9.0476e-12 | 0 | 0 | 0.0063316 | 1.8041e-12
[120 empty] | 7.3.3.17.5 (Remote Grid) Updates to grid topology to minimize risk of ignition in HFTDs Remote GridWLDFRVegetation ContactAggregated | WLDFR | HFTD - Distribution - Tier 3 - 5QU CoRE ¦ 1QU LoRE | Non-Red Flag Warning - Destructive Fires | Vegetation Contact | Aggregated | 2022 | 6.3988e-08 | 1430.0123 | 9.1504e-05 | 2022 | Mitigation | 0.95 | 45 | 0 | esc | 0.00097009 | 6.2074e-11 | 0 | 0 | 0 | 0 | 0.0063316 | 1.8041e-12
[120 empty] | 7.3.3.17.5 (Remote Grid) Updates to grid topology to minimize risk of ignition in HFTDs Remote GridWLDFRVegetation ContactAggregated | WLDFR | HFTD - Distribution - Tier 3 - 5QU CoRE ¦ 1QU LoRE | Non-Red Flag Warning - Destructive Fires | Vegetation Contact | Aggregated | 2023 | 6.3988e-08 | 1430.0123 | 9.1504e-05 | 2023 | Mitigation | 0.95 | 45 | 0 | esc | 0.00097009 | 6.2074e-11 | 0.00097009 | 6.2074e-11 | 0 | 0 | 0.0063316 | 1.8041e-12
[120 empty] | 7.3.3.17.5 (Remote Grid) Updates to grid topology to minimize risk of ignition in HFTDs Remote GridWLDFRVegetation ContactAggregated | WLDFR | HFTD - Distribution - Tier 3 - 5QU CoRE ¦ 1QU LoRE | Non-Red Flag Warning - Destructive Fires | Vegetation Contact | Aggregated | 2024 | 6.3988e-08 | 1430.0123 | 9.1504e-05 | 2024 | Mitigation | 0.95 | 45 | 0 | esc | 0.00097009 | 6.2074e-11 | 0.00097009 | 6.2074e-11 | 0 | 0 | 0.0063316 | 1.8041e-12
[120 empty] | 7.3.3.17.5 (Remote Grid) Updates to grid topology to minimize risk of ignition in HFTDs Remote GridWLDFRVegetation ContactAggregated | WLDFR | HFTD - Distribution - Tier 3 - 5QU CoRE ¦ 1QU LoRE | Non-Red Flag Warning - Destructive Fires | Vegetation Contact | Aggregated | 2025 | 6.3988e-08 | 1430.0123 | 9.1504e-05 | 2025 | Mitigation | 0.95 | 45 | 0 | esc | 0.00097009 | 6.2074e-11 | 0.00097009 | 6.2074e-11 | 0 | 0 | 0.0063316 | 1.8041e-12
[120 empty] | 7.3.3.17.5 (Remote Grid) Updates to grid topology to minimize risk of ignition in HFTDs Remote GridWLDFRVegetation ContactAggregated | WLDFR | HFTD - Distribution - Tier 3 - 5QU CoRE ¦ 1QU LoRE | Non-Red Flag Warning - Destructive Fires | Vegetation Contact | Aggregated | 2026 | 6.3988e-08 | 1430.0123 | 9.1504e-05 | 2026 | Mitigation | 0.95 | 45 | 0 | esc | 0.00097009 | 6.2074e-11 | 0.00097009 | 6.2074e-11 | 0 | 0 | 0.0063316 | 1.8041e-12
[120 empty] | 7.3.3.17.5 (Remote Grid) Updates to grid topology to minimize risk of ignition in HFTDs Remote GridWLDFRVegetation ContactAggregated | WLDFR | HFTD - Distribution - Tier 3 - 5QU CoRE ¦ 1QU LoRE | Non-Red Flag Warning - Destructive Fires | Vegetation Contact | Aggregated | 2027 | 6.3988e-08 | 1430.0123 | 9.1504e-05 | 2027 | Mitigation | 0.95 | 45 | 0 | esc | 0.00097009 | 6.2074e-11 | 0.00097009 | 6.2074e-11 | 0 | 0 | 0.0063316 | 1.8041e-12
[120 empty] | 7.3.3.17.5 (Remote Grid) Updates to grid topology to minimize risk of ignition in HFTDs Remote GridWLDFRVegetation ContactAggregated | WLDFR | HFTD - Distribution - Tier 3 - 5QU CoRE ¦ 1QU LoRE | Non-Red Flag Warning - Destructive Fires | Vegetation Contact | Aggregated | 2028 | 6.3988e-08 | 1430.0123 | 9.1504e-05 | 2028 | Mitigation | 0.95 | 45 | 0 | esc | 0.00097009 | 6.2074e-11 | 0.00097009 | 6.2074e-11 | 0 | 0 | 0 | 0
[120 empty] | 7.3.3.17.5 (Remote Grid) Updates to grid topology to minimize risk of ignition in HFTDs Remote GridWLDFRVegetation ContactAggregated | WLDFR | HFTD - Distribution - Tier 3 - 5QU CoRE ¦ 1QU LoRE | Non-Red Flag Warning - Destructive Fires | Vegetation Contact | Aggregated | 2029 | 6.3988e-08 | 1430.0123 | 9.1504e-05 | 2029 | Mitigation | 0.95 | 45 | 0 | esc | 0.00097009 | 6.2074e-11 | 0.00097009 | 6.2074e-11 | 0 | 0 | 0 | 0
[120 empty] | 7.3.3.17.5 (Remote Grid) Updates to grid topology to minimize risk of ignition in HFTDs Remote GridWLDFRVegetation ContactAggregated | WLDFR | HFTD - Distribution - Tier 3 - 5QU CoRE ¦ 1QU LoRE | Non-Red Flag Warning - Destructive Fires | Vegetation Contact | Aggregated | 2030 | 6.3988e-08 | 1430.0123 | 9.1504e-05 | 2030 | Mitigation | 0.95 | 45 | 0 | esc | 0.00097009 | 6.2074e-11 | 0.00097009 | 6.2074e-11 | 0 | 0 | 0.010957 | 2.7405e-09
[120 empty] | 7.3.3.17.5 (Remote Grid) Updates to grid topology to minimize risk of ignition in HFTDs Remote GridWLDFRVegetation ContactAggregated | WLDFR | HFTD - Distribution - Tier 3 - 5QU CoRE ¦ 1QU LoRE | Non-Red Flag Warning - Destructive Fires | Vegetation Contact | Aggregated | 2031 | 6.3988e-08 | 1430.0123 | 9.1504e-05 | 2031 | Mitigation | 0.95 | 45 | 0 | esc | 0.00097009 | 6.2074e-11 | 0.00097009 | 6.2074e-11 | 0 | 0 | 0.010957 | 2.7405e-09
[120 empty] | 7.3.3.17.5 (Remote Grid) Updates to grid topology to minimize risk of ignition in HFTDs Remote GridWLDFRVegetation ContactAggregated | WLDFR | HFTD - Distribution - Tier 3 - 5QU CoRE ¦ 1QU LoRE | Non-Red Flag Warning - Destructive Fires | Vegetation Contact | Aggregated | 2032 | 6.3988e-08 | 1430.0123 | 9.1504e-05 | 2032 | Mitigation | 0.95 | 45 | 0 | esc | 0.00097009 | 6.2074e-11 | 0.00097009 | 6.2074e-11 | 0 | 0 | 0.010957 | 2.7405e-09
[120 empty] | 7.3.3.17.5 (Remote Grid) Updates to grid topology to minimize risk of ignition in HFTDs Remote GridWLDFRVegetation ContactAggregated | WLDFR | HFTD - Distribution - Tier 3 - 5QU CoRE ¦ 1QU LoRE | Non-Red Flag Warning - Destructive Fires | Vegetation Contact | Aggregated | 2033 | 6.3988e-08 | 1430.0123 | 9.1504e-05 | 2033 | Mitigation | 0.95 | 45 | 0 | esc | 0.00097009 | 6.2074e-11 | 0.00097009 | 6.2074e-11 | 0 | 0 | 0.010957 | 2.7405e-09
[120 empty] | 7.3.3.17.5 (Remote Grid) Updates to grid topology to minimize risk of ignition in HFTDs Remote GridWLDFRVegetation ContactAggregated | WLDFR | HFTD - Distribution - Tier 3 - 5QU CoRE ¦ 1QU LoRE | Non-Red Flag Warning - Destructive Fires | Vegetation Contact | Aggregated | 2034 | 6.3988e-08 | 1430.0123 | 9.1504e-05 | 2034 | Mitigation | 0.95 | 45 | 0 | esc | 0.00097009 | 6.2074e-11 | 0.00097009 | 6.2074e-11 | 0 | 0 | 0.010957 | 2.7405e-09
[120 empty] | 7.3.3.17.5 (Remote Grid) Updates to grid topology to minimize risk of ignition in HFTDs Remote GridWLDFRVegetation ContactAggregated | WLDFR | HFTD - Distribution - Tier 3 - 5QU CoRE ¦ 1QU LoRE | Non-Red Flag Warning - Destructive Fires | Vegetation Contact | Aggregated | 2035 | 6.3988e-08 | 1430.0123 | 9.1504e-05 | 2035 | Mitigation | 0.95 | 45 | 0 | esc | 0.00097009 | 6.2074e-11 | 0.00097009 | 6.2074e-11 | 0 | 0 | 0.010957 | 2.7405e-09
[120 empty] | 7.3.3.17.5 (Remote Grid) Updates to grid topology to minimize risk of ignition in HFTDs Remote GridWLDFRVegetation ContactAggregated | WLDFR | HFTD - Distribution - Tier 3 - 5QU CoRE ¦ 1QU LoRE | Non-Red Flag Warning - Destructive Fires | Vegetation Contact | Aggregated | 2036 | 6.3988e-08 | 1430.0123 | 9.1504e-05 | 2036 | Mitigation | 0.95 | 45 | 0 | esc | 0.00097009 | 6.2074e-11 | 0.00097009 | 6.2074e-11 | 0 | 0 | 0.010957 | 2.7405e-09
[120 empty] | 7.3.3.17.5 (Remote Grid) Updates to grid topology to minimize risk of ignition in HFTDs Remote GridWLDFRVegetation ContactAggregated | WLDFR | HFTD - Distribution - Tier 3 - 5QU CoRE ¦ 1QU LoRE | Non-Red Flag Warning - Destructive Fires | Vegetation Contact | Aggregated | 2037 | 6.3988e-08 | 1430.0123 | 9.1504e-05 | 2037 | Mitigation | 0.95 | 45 | 0 | esc | 0.00097009 | 6.2074e-11 | 0.00097009 | 6.2074e-11 | 0 | 0 | 0.010957 | 2.7405e-09
[120 empty] | 7.3.3.17.5 (Remote Grid) Updates to grid topology to minimize risk of ignition in HFTDs Remote GridWLDFRVegetation ContactAggregated | WLDFR | HFTD - Distribution - Tier 3 - 5QU CoRE ¦ 1QU LoRE | Non-Red Flag Warning - Destructive Fires | Vegetation Contact | Aggregated | 2038 | 6.3988e-08 | 1430.0123 | 9.1504e-05 | 2038 | Mitigation | 0.95 | 45 | 0 | esc | 0.00097009 | 6.2074e-11 | 0.00097009 | 6.2074e-11 | 0 | 0 | 0.010957 | 2.7405e-09
[120 empty] | 7.3.3.17.5 (Remote Grid) Updates to grid topology to minimize risk of ignition in HFTDs Remote GridWLDFRVegetation ContactAggregated | WLDFR | HFTD - Distribution - Tier 3 - 5QU CoRE ¦ 1QU LoRE | Non-Red Flag Warning - Destructive Fires | Vegetation Contact | Aggregated | 2039 | 6.3988e-08 | 1430.0123 | 9.1504e-05 | 2039 | Mitigation | 0.95 | 45 | 0 | esc | 0.00097009 | 6.2074e-11 | 0.00097009 | 6.2074e-11 | 0 | 0 | 0.010957 | 2.7405e-09
[120 empty] | 7.3.3.17.5 (Remote Grid) Updates to grid topology to minimize risk of ignition in HFTDs Remote GridWLDFRVegetation ContactAggregated | WLDFR | HFTD - Distribution - Tier 3 - 5QU CoRE ¦ 1QU LoRE | Non-Red Flag Warning - Destructive Fires | Vegetation Contact | Aggregated | 2040 | 6.3988e-08 | 1430.0123 | 9.1504e-05 | 2040 | Mitigation | 0.95 | 45 | 0 | esc | 0.00097009 | 6.2074e-11 | 0.00097009 | 6.2074e-11 | 0 | 0 | 0.010957 | 2.7405e-09
[120 empty] | 7.3.3.17.5 (Remote Grid) Updates to grid topology to minimize risk of ignition in HFTDs Remote GridWLDFRVegetation ContactAggregated | WLDFR | HFTD - Distribution - Tier 3 - 5QU CoRE ¦ 1QU LoRE | Non-Red Flag Warning - Destructive Fires | Vegetation Contact | Aggregated | 2041 | 6.3988e-08 | 1430.0123 | 9.1504e-05 | 2041 | Mitigation | 0.95 | 45 | 0 | esc | 0.00097009 | 6.2074e-11 | 0.00097009 | 6.2074e-11 | 0 | 0 | 0.010957 | 2.7405e-09
[120 empty] | 7.3.3.17.5 (Remote Grid) Updates to grid topology to minimize risk of ignition in HFTDs Remote GridWLDFRVegetation ContactAggregated | WLDFR | HFTD - Distribution - Tier 3 - 5QU CoRE ¦ 1QU LoRE | Non-Red Flag Warning - Destructive Fires | Vegetation Contact | Aggregated | 2042 | 6.3988e-08 | 1430.0123 | 9.1504e-05 | 2042 | Mitigation | 0.95 | 45 | 0 | esc | 0.00097009 | 6.2074e-11 | 0.00097009 | 6.2074e-11 | 0 | 0 | 0.010957 | 2.7405e-09
[120 empty] | 7.3.3.17.5 (Remote Grid) Updates to grid topology to minimize risk of ignition in HFTDs Remote GridWLDFRVegetation ContactAggregated | WLDFR | HFTD - Distribution - Tier 3 - 5QU CoRE ¦ 1QU LoRE | Non-Red Flag Warning - Destructive Fires | Vegetation Contact | Aggregated | 2043 | 6.3988e-08 | 1430.0123 | 9.1504e-05 | 2043 | Mitigation | 0.95 | 45 | 0 | esc | 0.00097009 | 6.2074e-11 | 0.00097009 | 6.2074e-11 | 0 | 0 | 0.010957 | 2.7405e-09
[120 empty] | 7.3.3.17.5 (Remote Grid) Updates to grid topology to minimize risk of ignition in HFTDs Remote GridWLDFRVegetation ContactAggregated | WLDFR | HFTD - Distribution - Tier 3 - 5QU CoRE ¦ 1QU LoRE | Non-Red Flag Warning - Destructive Fires | Vegetation Contact | Aggregated | 2044 | 6.3988e-08 | 1430.0123 | 9.1504e-05 | 2044 | Mitigation | 0.95 | 45 | 0 | esc | 0.00097009 | 6.2074e-11 | 0.00097009 | 6.2074e-11 | 0 | 0 | 0.010957 | 2.7405e-09
[120 empty] | 7.3.3.17.5 (Remote Grid) Updates to grid topology to minimize risk of ignition in HFTDs Remote GridWLDFRVegetation ContactAggregated | WLDFR | HFTD - Distribution - Tier 3 - 5QU CoRE ¦ 1QU LoRE | Non-Red Flag Warning - Destructive Fires | Vegetation Contact | Aggregated | 2045 | 6.3988e-08 | 1430.0123 | 9.1504e-05 | 2045 | Mitigation | 0.95 | 45 | 0 | esc | 0.00097009 | 6.2074e-11 | 0.00097009 | 6.2074e-11 | 0 | 0 | 0.010957 | 2.7405e-09
[120 empty] | 7.3.3.17.5 (Remote Grid) Updates to grid topology to minimize risk of ignition in HFTDs Remote GridWLDFRVegetation ContactAggregated | WLDFR | HFTD - Distribution - Tier 3 - 5QU CoRE ¦ 1QU LoRE | Non-Red Flag Warning - Destructive Fires | Vegetation Contact | Aggregated | 2046 | 6.3988e-08 | 1430.0123 | 9.1504e-05 | 2046 | Mitigation | 0.95 | 45 | 0 | esc | 0.00097009 | 6.2074e-11 | 0.00097009 | 6.2074e-11 | 0 | 0 | 0.010957 | 2.7405e-09
[120 empty] | 7.3.3.17.5 (Remote Grid) Updates to grid topology to minimize risk of ignition in HFTDs Remote GridWLDFRVegetation ContactAggregated | WLDFR | HFTD - Distribution - Tier 3 - 5QU CoRE ¦ 1QU LoRE | Non-Red Flag Warning - Destructive Fires | Vegetation Contact | Aggregated | 2047 | 6.3988e-08 | 1430.0123 | 9.1504e-05 | 2047 | Mitigation | 0.95 | 45 | 0 | esc | 0.00097009 | 6.2074e-11 | 0.00097009 | 6.2074e-11 | 0 | 0 | 0.010957 | 2.7405e-09
[120 empty] | 7.3.3.17.5 (Remote Grid) Updates to grid topology to minimize risk of ignition in HFTDs Remote GridWLDFRVegetation ContactAggregated | WLDFR | HFTD - Distribution - Tier 3 - 5QU CoRE ¦ 1QU LoRE | Non-Red Flag Warning - Destructive Fires | Vegetation Contact | Aggregated | 2048 | 6.3988e-08 | 1430.0123 | 9.1504e-05 | 2048 | Mitigation | 0.95 | 45 | 0 | esc | 0.00097009 | 6.2074e-11 | 0.00097009 | 6.2074e-11 | 0 | 0 | 0.010957 | 2.7405e-09
[120 empty] | 7.3.3.17.5 (Remote Grid) Updates to grid topology to minimize risk of ignition in HFTDs Remote GridWLDFRVegetation ContactAggregated | WLDFR | HFTD - Distribution - Tier 3 - 5QU CoRE ¦ 1QU LoRE | Non-Red Flag Warning - Destructive Fires | Vegetation Contact | Aggregated | 2049 | 6.3988e-08 | 1430.0123 | 9.1504e-05 | 2049 | Mitigation | 0.95 | 45 | 0 | esc | 0.00097009 | 6.2074e-11 | 0.00097009 | 6.2074e-11 | 0 | 0 | 0.010957 | 2.7405e-09
[120 empty] | 7.3.3.17.5 (Remote Grid) Updates to grid topology to minimize risk of ignition in HFTDs Remote GridWLDFRVegetation ContactAggregated | WLDFR | HFTD - Distribution - Tier 3 - 5QU CoRE ¦ 1QU LoRE | Non-Red Flag Warning - Destructive Fires | Vegetation Contact | Aggregated | 2050 | 6.3988e-08 | 1430.0123 | 9.1504e-05 | 2050 | Mitigation | 0.95 | 45 | 0 | esc | 0.00097009 | 6.2074e-11 | 0.00097009 | 6.2074e-11 | 0 | 0 | 0.010957 | 2.7405e-09
[120 empty] | 7.3.3.17.5 (Remote Grid) Updates to grid topology to minimize risk of ignition in HFTDs Remote GridWLDFRVegetation ContactAggregated | WLDFR | HFTD - Distribution - Tier 3 - 5QU CoRE ¦ 1QU LoRE | Non-Red Flag Warning - Destructive Fires | Vegetation Contact | Aggregated | 2051 | 6.3988e-08 | 1430.0123 | 9.1504e-05 | 2051 | Mitigation | 0.95 | 45 | 0 | esc | 0.00097009 | 6.2074e-11 | 0.00097009 | 6.2074e-11 | 0 | 0 | 0.010957 | 2.7405e-09
[120 empty] | 7.3.3.17.5 (Remote Grid) Updates to grid topology to minimize risk of ignition in HFTDs Remote GridWLDFRVegetation ContactAggregated | WLDFR | HFTD - Distribution - Tier 3 - 5QU CoRE ¦ 1QU LoRE | Non-Red Flag Warning - Destructive Fires | Vegetation Contact | Aggregated | 2052 | 6.3988e-08 | 1430.0123 | 9.1504e-05 | 2052 | Mitigation | 0.95 | 45 | 0 | esc | 0.00097009 | 6.2074e-11 | 0.00097009 | 6.2074e-11 | 0 | 0 | 0.010957 | 2.7405e-09
[120 empty] | 7.3.3.17.5 (Remote Grid) Updates to grid topology to minimize risk of ignition in HFTDs Remote GridWLDFRVegetation ContactAggregated | WLDFR | HFTD - Distribution - Tier 3 - 5QU CoRE ¦ 1QU LoRE | Non-Red Flag Warning - Destructive Fires | Vegetation Contact | Aggregated | 2053 | 6.3988e-08 | 1430.0123 | 9.1504e-05 | 2053 | Mitigation | 0.95 | 45 | 0 | esc | 0.00097009 | 6.2074e-11 | 0.00097009 | 6.2074e-11 | 0 | 0 | 0.010957 | 2.7405e-09
[120 empty] | 7.3.3.17.5 (Remote Grid) Updates to grid topology to minimize risk of ignition in HFTDs Remote GridWLDFRVegetation ContactAggregated | WLDFR | HFTD - Distribution - Tier 3 - 5QU CoRE ¦ 1QU LoRE | Non-Red Flag Warning - Destructive Fires | Vegetation Contact | Aggregated | 2054 | 6.3988e-08 | 1430.0123 | 9.1504e-05 | 2054 | Mitigation | 0.95 | 45 | 0 | esc | 0.00097009 | 6.2074e-11 | 0.00097009 | 6.2074e-11 | 0 | 0 | 0.010957 | 2.7405e-09
[120 empty] | 7.3.3.17.5 (Remote Grid) Updates to grid topology to minimize risk of ignition in HFTDs Remote GridWLDFRVegetation ContactAggregated | WLDFR | HFTD - Distribution - Tier 3 - 5QU CoRE ¦ 1QU LoRE | Non-Red Flag Warning - Destructive Fires | Vegetation Contact | Aggregated | 2055 | 6.3988e-08 | 1430.0123 | 9.1504e-05 | 2055 | Mitigation | 0.95 | 45 | 0 | esc | 0.00097009 | 6.2074e-11 | 0.00097009 | 6.2074e-11 | 0 | 0 | 0.010957 | 2.7405e-09
[120 empty] | 7.3.3.17.5 (Remote Grid) Updates to grid topology to minimize risk of ignition in HFTDs Remote GridWLDFRVegetation ContactAggregated | WLDFR | HFTD - Distribution - Tier 3 - 5QU CoRE ¦ 1QU LoRE | Non-Red Flag Warning - Destructive Fires | Vegetation Contact | Aggregated | 2056 | 6.3988e-08 | 1430.0123 | 9.1504e-05 | 2056 | Mitigation | 0.95 | 45 | 0 | esc | 0.00097009 | 6.2074e-11 | 0.00097009 | 6.2074e-11 | 0 | 0 | 0.010957 | 2.7405e-09
[120 empty] | 7.3.3.17.5 (Remote Grid) Updates to grid topology to minimize risk of ignition in HFTDs Remote GridWLDFRVegetation ContactAggregated | WLDFR | HFTD - Distribution - Tier 3 - 5QU CoRE ¦ 1QU LoRE | Non-Red Flag Warning - Destructive Fires | Vegetation Contact | Aggregated | 2057 | 6.3988e-08 | 1430.0123 | 9.1504e-05 | 2057 | Mitigation | 0.95 | 45 | 0 | esc | 0.00097009 | 6.2074e-11 | 0.00097009 | 6.2074e-11 | 0 | 0 | 0.010957 | 2.7405e-09
[120 empty] | 7.3.3.17.5 (Remote Grid) Updates to grid topology to minimize risk of ignition in HFTDs Remote GridWLDFRVegetation ContactAggregated | WLDFR | HFTD - Distribution - Tier 3 - 5QU CoRE ¦ 1QU LoRE | Non-Red Flag Warning - Destructive Fires | Vegetation Contact | Aggregated | 2058 | 6.3988e-08 | 1430.0123 | 9.1504e-05 | 2058 | Mitigation | 0.95 | 45 | 0 | esc | 0.00097009 | 6.2074e-11 | 0.00097009 | 6.2074e-11 | 0 | 0 | 0.010957 | 2.7405e-09
[120 empty] | 7.3.3.17.5 (Remote Grid) Updates to grid topology to minimize risk of ignition in HFTDs Remote GridWLDFRVegetation ContactAggregated | WLDFR | HFTD - Distribution - Tier 3 - 5QU CoRE ¦ 1QU LoRE | Non-Red Flag Warning - Destructive Fires | Vegetation Contact | Aggregated | 2059 | 6.3988e-08 | 1430.0123 | 9.1504e-05 | 2059 | Mitigation | 0.95 | 45 | 0 | esc | 0.00097009 | 6.2074e-11 | 0.00097009 | 6.2074e-11 | 0 | 0 | 0.010957 | 2.7405e-09
[120 empty] | 7.3.3.17.5 (Remote Grid) Updates to grid topology to minimize risk of ignition in HFTDs Remote GridWLDFRVegetation ContactAggregated | WLDFR | HFTD - Distribution - Tier 3 - 5QU CoRE ¦ 1QU LoRE | Non-Red Flag Warning - Destructive Fires | Vegetation Contact | Aggregated | 2060 | 6.3988e-08 | 1430.0123 | 9.1504e-05 | 2060 | Mitigation | 0.95 | 45 | 0 | esc | 0.00097009 | 6.2074e-11 | 0.00097009 | 6.2074e-11 | 0 | 0 | 0 | 0
[120 empty] | 7.3.3.17.5 (Remote Grid) Updates to grid topology to minimize risk of ignition in HFTDs Remote GridWLDFRVegetation ContactAggregated | WLDFR | HFTD - Distribution - Tier 3 - 5QU CoRE ¦ 1QU LoRE | Non-Red Flag Warning - Destructive Fires | Vegetation Contact | Aggregated | 2061 | 6.3988e-08 | 1430.0123 | 9.1504e-05 | 2061 | Mitigation | 0.95 | 45 | 0 | esc | 0.00097009 | 6.2074e-11 | 0.00097009 | 6.2074e-11 | 0 | 0 | 0 | 0
[120 empty] | 7.3.3.17.5 (Remote Grid) Updates to grid topology to minimize risk of ignition in HFTDs Remote GridWLDFRVegetation ContactAggregated | WLDFR | HFTD - Distribution - Tier 3 - 5QU CoRE ¦ 1QU LoRE | Non-Red Flag Warning - Destructive Fires | Vegetation Contact | Aggregated | 2062 | 6.3988e-08 | 1430.0123 | 9.1504e-05 | 2062 | Mitigation | 0.95 | 45 | 0 | esc | 0.00097009 | 6.2074e-11 | 0.00097009 | 6.2074e-11 | 0 | 0 | 0.012004 | 3.4395e-11
[120 empty] | 7.3.3.17.5 (Remote Grid) Updates to grid topology to minimize risk of ignition in HFTDs Remote GridWLDFRVegetation ContactAggregated | WLDFR | HFTD - Distribution - Tier 3 - 5QU CoRE ¦ 1QU LoRE | Non-Red Flag Warning - Destructive Fires | Vegetation Contact | Aggregated | 2063 | 6.3988e-08 | 1430.0123 | 9.1504e-05 | 2063 | Mitigation | 0.95 | 45 | 0 | esc | 0.00097009 | 6.2074e-11 | 0.00097009 | 6.2074e-11 | 0 | 0 | 0.012004 | 3.4395e-11
[120 empty] | 7.3.3.17.5 (Remote Grid) Updates to grid topology to minimize risk of ignition in HFTDs Remote GridWLDFRVegetation ContactAggregated | WLDFR | HFTD - Distribution - Tier 3 - 5QU CoRE ¦ 1QU LoRE | Non-Red Flag Warning - Destructive Fires | Vegetation Contact | Aggregated | 2064 | 6.3988e-08 | 1430.0123 | 9.1504e-05 | 2064 | Mitigation | 0.95 | 45 | 0 | esc | 0.00097009 | 6.2074e-11 | 0.00097009 | 6.2074e-11 | 0 | 0 | 0.012004 | 3.4395e-11
[120 empty] | 7.3.3.17.5 (Remote Grid) Updates to grid topology to minimize risk of ignition in HFTDs Remote GridWLDFRVegetation ContactAggregated | WLDFR | HFTD - Distribution - Tier 3 - 5QU CoRE ¦ 1QU LoRE | Non-Red Flag Warning - Destructive Fires | Vegetation Contact | Aggregated | 2065 | 6.3988e-08 | 1430.0123 | 9.1504e-05 | 2065 | Mitigation | 0.95 | 45 | 0 | esc | 0.00097009 | 6.2074e-11 | 0.00097009 | 6.2074e-11 | 0 | 0 | 0.012004 | 3.4395e-11
[120 empty] | 7.3.3.17.5 (Remote Grid) Updates to grid topology to minimize risk of ignition in HFTDs Remote GridWLDFRVegetation ContactAggregated | WLDFR | HFTD - Distribution - Tier 3 - 5QU CoRE ¦ 1QU LoRE | Non-Red Flag Warning - Destructive Fires | Vegetation Contact | Aggregated | 2066 | 6.3988e-08 | 1430.0123 | 9.1504e-05 | 2066 | Mitigation | 0.95 | 45 | 0 | esc | 0.00097009 | 6.2074e-11 | 0.00097009 | 6.2074e-11 | 0 | 0 | 0.012004 | 3.4395e-11
[120 empty] | 7.3.3.17.5 (Remote Grid) Updates to grid topology to minimize risk of ignition in HFTDs Remote GridWLDFRVegetation ContactAggregated | WLDFR | HFTD - Distribution - Tier 3 - 5QU CoRE ¦ 1QU LoRE | Non-Red Flag Warning - Destructive Fires | Vegetation Contact | Aggregated | 2067 | 6.3988e-08 | 1430.0123 | 9.1504e-05 | 2067 | Mitigation | 0.95 | 45 | 0 | esc | 0 | 0 | 0.00097009 | 6.2074e-11 | 0 | 0 | 0.012004 | 3.4395e-11
[120 empty] | 7.3.3.17.5 (Remote Grid) Updates to grid topology to minimize risk of ignition in HFTDs Remote GridWLDFRWire-to-wire contactAggregated | WLDFR | HFTD - Distribution - Tier 3 - 5QU CoRE ¦ 1QU LoRE | Non-Red Flag Warning - Destructive Fires | Wire-to-wire contact | Aggregated | 2022 | 1.2462e-08 | 1430.0123 | 1.7821e-05 | 2022 | Mitigation | 0.95 | 45 | 0 | esc | 0.00097009 | 1.2089e-11 | 0 | 0 | 0 | 0 | 0.012004 | 3.4395e-11
[120 empty] | 7.3.3.17.5 (Remote Grid) Updates to grid topology to minimize risk of ignition in HFTDs Remote GridWLDFRWire-to-wire contactAggregated | WLDFR | HFTD - Distribution - Tier 3 - 5QU CoRE ¦ 1QU LoRE | Non-Red Flag Warning - Destructive Fires | Wire-to-wire contact | Aggregated | 2023 | 1.2462e-08 | 1430.0123 | 1.7821e-05 | 2023 | Mitigation | 0.95 | 45 | 0 | esc | 0.00097009 | 1.2089e-11 | 0.00097009 | 1.2089e-11 | 0 | 0 | 0.012004 | 3.4395e-11
[120 empty] | 7.3.3.17.5 (Remote Grid) Updates to grid topology to minimize risk of ignition in HFTDs Remote GridWLDFRWire-to-wire contactAggregated | WLDFR | HFTD - Distribution - Tier 3 - 5QU CoRE ¦ 1QU LoRE | Non-Red Flag Warning - Destructive Fires | Wire-to-wire contact | Aggregated | 2024 | 1.2462e-08 | 1430.0123 | 1.7821e-05 | 2024 | Mitigation | 0.95 | 45 | 0 | esc | 0.00097009 | 1.2089e-11 | 0.00097009 | 1.2089e-11 | 0 | 0 | 0.012004 | 3.4395e-11
[120 empty] | 7.3.3.17.5 (Remote Grid) Updates to grid topology to minimize risk of ignition in HFTDs Remote GridWLDFRWire-to-wire contactAggregated | WLDFR | HFTD - Distribution - Tier 3 - 5QU CoRE ¦ 1QU LoRE | Non-Red Flag Warning - Destructive Fires | Wire-to-wire contact | Aggregated | 2025 | 1.2462e-08 | 1430.0123 | 1.7821e-05 | 2025 | Mitigation | 0.95 | 45 | 0 | esc | 0.00097009 | 1.2089e-11 | 0.00097009 | 1.2089e-11 | 0 | 0 | 0.012004 | 3.4395e-11
[120 empty] | 7.3.3.17.5 (Remote Grid) Updates to grid topology to minimize risk of ignition in HFTDs Remote GridWLDFRWire-to-wire contactAggregated | WLDFR | HFTD - Distribution - Tier 3 - 5QU CoRE ¦ 1QU LoRE | Non-Red Flag Warning - Destructive Fires | Wire-to-wire contact | Aggregated | 2026 | 1.2462e-08 | 1430.0123 | 1.7821e-05 | 2026 | Mitigation | 0.95 | 45 | 0 | esc | 0.00097009 | 1.2089e-11 | 0.00097009 | 1.2089e-11 | 0 | 0 | 0.012004 | 3.4395e-11
[120 empty] | 7.3.3.17.5 (Remote Grid) Updates to grid topology to minimize risk of ignition in HFTDs Remote GridWLDFRWire-to-wire contactAggregated | WLDFR | HFTD - Distribution - Tier 3 - 5QU CoRE ¦ 1QU LoRE | Non-Red Flag Warning - Destructive Fires | Wire-to-wire contact | Aggregated | 2027 | 1.2462e-08 | 1430.0123 | 1.7821e-05 | 2027 | Mitigation | 0.95 | 45 | 0 | esc | 0.00097009 | 1.2089e-11 | 0.00097009 | 1.2089e-11 | 0 | 0 | 0.012004 | 3.4395e-11
[120 empty] | 7.3.3.17.5 (Remote Grid) Updates to grid topology to minimize risk of ignition in HFTDs Remote GridWLDFRWire-to-wire contactAggregated | WLDFR | HFTD - Distribution - Tier 3 - 5QU CoRE ¦ 1QU LoRE | Non-Red Flag Warning - Destructive Fires | Wire-to-wire contact | Aggregated | 2028 | 1.2462e-08 | 1430.0123 | 1.7821e-05 | 2028 | Mitigation | 0.95 | 45 | 0 | esc | 0.00097009 | 1.2089e-11 | 0.00097009 | 1.2089e-11 | 0 | 0 | 0.012004 | 3.4395e-11
[120 empty] | 7.3.3.17.5 (Remote Grid) Updates to grid topology to minimize risk of ignition in HFTDs Remote GridWLDFRWire-to-wire contactAggregated | WLDFR | HFTD - Distribution - Tier 3 - 5QU CoRE ¦ 1QU LoRE | Non-Red Flag Warning - Destructive Fires | Wire-to-wire contact | Aggregated | 2029 | 1.2462e-08 | 1430.0123 | 1.7821e-05 | 2029 | Mitigation | 0.95 | 45 | 0 | esc | 0.00097009 | 1.2089e-11 | 0.00097009 | 1.2089e-11 | 0 | 0 | 0.012004 | 3.4395e-11
[120 empty] | 7.3.3.17.5 (Remote Grid) Updates to grid topology to minimize risk of ignition in HFTDs Remote GridWLDFRWire-to-wire contactAggregated | WLDFR | HFTD - Distribution - Tier 3 - 5QU CoRE ¦ 1QU LoRE | Non-Red Flag Warning - Destructive Fires | Wire-to-wire contact | Aggregated | 2030 | 1.2462e-08 | 1430.0123 | 1.7821e-05 | 2030 | Mitigation | 0.95 | 45 | 0 | esc | 0.00097009 | 1.2089e-11 | 0.00097009 | 1.2089e-11 | 0 | 0 | 0.012004 | 3.4395e-11
[120 empty] | 7.3.3.17.5 (Remote Grid) Updates to grid topology to minimize risk of ignition in HFTDs Remote GridWLDFRWire-to-wire contactAggregated | WLDFR | HFTD - Distribution - Tier 3 - 5QU CoRE ¦ 1QU LoRE | Non-Red Flag Warning - Destructive Fires | Wire-to-wire contact | Aggregated | 2031 | 1.2462e-08 | 1430.0123 | 1.7821e-05 | 2031 | Mitigation | 0.95 | 45 | 0 | esc | 0.00097009 | 1.2089e-11 | 0.00097009 | 1.2089e-11 | 0 | 0 | 0.012004 | 3.4395e-11
[120 empty] | 7.3.3.17.5 (Remote Grid) Updates to grid topology to minimize risk of ignition in HFTDs Remote GridWLDFRWire-to-wire contactAggregated | WLDFR | HFTD - Distribution - Tier 3 - 5QU CoRE ¦ 1QU LoRE | Non-Red Flag Warning - Destructive Fires | Wire-to-wire contact | Aggregated | 2032 | 1.2462e-08 | 1430.0123 | 1.7821e-05 | 2032 | Mitigation | 0.95 | 45 | 0 | esc | 0.00097009 | 1.2089e-11 | 0.00097009 | 1.2089e-11 | 0 | 0 | 0.012004 | 3.4395e-11
[120 empty] | 7.3.3.17.5 (Remote Grid) Updates to grid topology to minimize risk of ignition in HFTDs Remote GridWLDFRWire-to-wire contactAggregated | WLDFR | HFTD - Distribution - Tier 3 - 5QU CoRE ¦ 1QU LoRE | Non-Red Flag Warning - Destructive Fires | Wire-to-wire contact | Aggregated | 2033 | 1.2462e-08 | 1430.0123 | 1.7821e-05 | 2033 | Mitigation | 0.95 | 45 | 0 | esc | 0.00097009 | 1.2089e-11 | 0.00097009 | 1.2089e-11 | 0 | 0 | 0.012004 | 3.4395e-11
[120 empty] | 7.3.3.17.5 (Remote Grid) Updates to grid topology to minimize risk of ignition in HFTDs Remote GridWLDFRWire-to-wire contactAggregated | WLDFR | HFTD - Distribution - Tier 3 - 5QU CoRE ¦ 1QU LoRE | Non-Red Flag Warning - Destructive Fires | Wire-to-wire contact | Aggregated | 2034 | 1.2462e-08 | 1430.0123 | 1.7821e-05 | 2034 | Mitigation | 0.95 | 45 | 0 | esc | 0.00097009 | 1.2089e-11 | 0.00097009 | 1.2089e-11 | 0 | 0 | 0.012004 | 3.4395e-11
[120 empty] | 7.3.3.17.5 (Remote Grid) Updates to grid topology to minimize risk of ignition in HFTDs Remote GridWLDFRWire-to-wire contactAggregated | WLDFR | HFTD - Distribution - Tier 3 - 5QU CoRE ¦ 1QU LoRE | Non-Red Flag Warning - Destructive Fires | Wire-to-wire contact | Aggregated | 2035 | 1.2462e-08 | 1430.0123 | 1.7821e-05 | 2035 | Mitigation | 0.95 | 45 | 0 | esc | 0.00097009 | 1.2089e-11 | 0.00097009 | 1.2089e-11 | 0 | 0 | 0.012004 | 3.4395e-11
[120 empty] | 7.3.3.17.5 (Remote Grid) Updates to grid topology to minimize risk of ignition in HFTDs Remote GridWLDFRWire-to-wire contactAggregated | WLDFR | HFTD - Distribution - Tier 3 - 5QU CoRE ¦ 1QU LoRE | Non-Red Flag Warning - Destructive Fires | Wire-to-wire contact | Aggregated | 2036 | 1.2462e-08 | 1430.0123 | 1.7821e-05 | 2036 | Mitigation | 0.95 | 45 | 0 | esc | 0.00097009 | 1.2089e-11 | 0.00097009 | 1.2089e-11 | 0 | 0 | 0.012004 | 3.4395e-11
[120 empty] | 7.3.3.17.5 (Remote Grid) Updates to grid topology to minimize risk of ignition in HFTDs Remote GridWLDFRWire-to-wire contactAggregated | WLDFR | HFTD - Distribution - Tier 3 - 5QU CoRE ¦ 1QU LoRE | Non-Red Flag Warning - Destructive Fires | Wire-to-wire contact | Aggregated | 2037 | 1.2462e-08 | 1430.0123 | 1.7821e-05 | 2037 | Mitigation | 0.95 | 45 | 0 | esc | 0.00097009 | 1.2089e-11 | 0.00097009 | 1.2089e-11 | 0 | 0 | 0.012004 | 3.4395e-11
[120 empty] | 7.3.3.17.5 (Remote Grid) Updates to grid topology to minimize risk of ignition in HFTDs Remote GridWLDFRWire-to-wire contactAggregated | WLDFR | HFTD - Distribution - Tier 3 - 5QU CoRE ¦ 1QU LoRE | Non-Red Flag Warning - Destructive Fires | Wire-to-wire contact | Aggregated | 2038 | 1.2462e-08 | 1430.0123 | 1.7821e-05 | 2038 | Mitigation | 0.95 | 45 | 0 | esc | 0.00097009 | 1.2089e-11 | 0.00097009 | 1.2089e-11 | 0 | 0 | 0.012004 | 3.4395e-11
[120 empty] | 7.3.3.17.5 (Remote Grid) Updates to grid topology to minimize risk of ignition in HFTDs Remote GridWLDFRWire-to-wire contactAggregated | WLDFR | HFTD - Distribution - Tier 3 - 5QU CoRE ¦ 1QU LoRE | Non-Red Flag Warning - Destructive Fires | Wire-to-wire contact | Aggregated | 2039 | 1.2462e-08 | 1430.0123 | 1.7821e-05 | 2039 | Mitigation | 0.95 | 45 | 0 | esc | 0.00097009 | 1.2089e-11 | 0.00097009 | 1.2089e-11 | 0 | 0 | 0.012004 | 3.4395e-11
[120 empty] | 7.3.3.17.5 (Remote Grid) Updates to grid topology to minimize risk of ignition in HFTDs Remote GridWLDFRWire-to-wire contactAggregated | WLDFR | HFTD - Distribution - Tier 3 - 5QU CoRE ¦ 1QU LoRE | Non-Red Flag Warning - Destructive Fires | Wire-to-wire contact | Aggregated | 2040 | 1.2462e-08 | 1430.0123 | 1.7821e-05 | 2040 | Mitigation | 0.95 | 45 | 0 | esc | 0.00097009 | 1.2089e-11 | 0.00097009 | 1.2089e-11 | 0 | 0 | 0.012004 | 3.4395e-11
[120 empty] | 7.3.3.17.5 (Remote Grid) Updates to grid topology to minimize risk of ignition in HFTDs Remote GridWLDFRWire-to-wire contactAggregated | WLDFR | HFTD - Distribution - Tier 3 - 5QU CoRE ¦ 1QU LoRE | Non-Red Flag Warning - Destructive Fires | Wire-to-wire contact | Aggregated | 2041 | 1.2462e-08 | 1430.0123 | 1.7821e-05 | 2041 | Mitigation | 0.95 | 45 | 0 | esc | 0.00097009 | 1.2089e-11 | 0.00097009 | 1.2089e-11 | 0 | 0 | 0.012004 | 3.4395e-11
[120 empty] | 7.3.3.17.5 (Remote Grid) Updates to grid topology to minimize risk of ignition in HFTDs Remote GridWLDFRWire-to-wire contactAggregated | WLDFR | HFTD - Distribution - Tier 3 - 5QU CoRE ¦ 1QU LoRE | Non-Red Flag Warning - Destructive Fires | Wire-to-wire contact | Aggregated | 2042 | 1.2462e-08 | 1430.0123 | 1.7821e-05 | 2042 | Mitigation | 0.95 | 45 | 0 | esc | 0.00097009 | 1.2089e-11 | 0.00097009 | 1.2089e-11 | 0 | 0 | 0.012004 | 3.4395e-11
[120 empty] | 7.3.3.17.5 (Remote Grid) Updates to grid topology to minimize risk of ignition in HFTDs Remote GridWLDFRWire-to-wire contactAggregated | WLDFR | HFTD - Distribution - Tier 3 - 5QU CoRE ¦ 1QU LoRE | Non-Red Flag Warning - Destructive Fires | Wire-to-wire contact | Aggregated | 2043 | 1.2462e-08 | 1430.0123 | 1.7821e-05 | 2043 | Mitigation | 0.95 | 45 | 0 | esc | 0.00097009 | 1.2089e-11 | 0.00097009 | 1.2089e-11 | 0 | 0 | 0.012004 | 3.4395e-11
[120 empty] | 7.3.3.17.5 (Remote Grid) Updates to grid topology to minimize risk of ignition in HFTDs Remote GridWLDFRWire-to-wire contactAggregated | WLDFR | HFTD - Distribution - Tier 3 - 5QU CoRE ¦ 1QU LoRE | Non-Red Flag Warning - Destructive Fires | Wire-to-wire contact | Aggregated | 2044 | 1.2462e-08 | 1430.0123 | 1.7821e-05 | 2044 | Mitigation | 0.95 | 45 | 0 | esc | 0.00097009 | 1.2089e-11 | 0.00097009 | 1.2089e-11 | 0 | 0 | 0.012004 | 3.4395e-11
[120 empty] | 7.3.3.17.5 (Remote Grid) Updates to grid topology to minimize risk of ignition in HFTDs Remote GridWLDFRWire-to-wire contactAggregated | WLDFR | HFTD - Distribution - Tier 3 - 5QU CoRE ¦ 1QU LoRE | Non-Red Flag Warning - Destructive Fires | Wire-to-wire contact | Aggregated | 2045 | 1.2462e-08 | 1430.0123 | 1.7821e-05 | 2045 | Mitigation | 0.95 | 45 | 0 | esc | 0.00097009 | 1.2089e-11 | 0.00097009 | 1.2089e-11 | 0 | 0 | 0.012004 | 3.4395e-11
[120 empty] | 7.3.3.17.5 (Remote Grid) Updates to grid topology to minimize risk of ignition in HFTDs Remote GridWLDFRWire-to-wire contactAggregated | WLDFR | HFTD - Distribution - Tier 3 - 5QU CoRE ¦ 1QU LoRE | Non-Red Flag Warning - Destructive Fires | Wire-to-wire contact | Aggregated | 2046 | 1.2462e-08 | 1430.0123 | 1.7821e-05 | 2046 | Mitigation | 0.95 | 45 | 0 | esc | 0.00097009 | 1.2089e-11 | 0.00097009 | 1.2089e-11 | 0 | 0 | 0 | 0
[120 empty] | 7.3.3.17.5 (Remote Grid) Updates to grid topology to minimize risk of ignition in HFTDs Remote GridWLDFRWire-to-wire contactAggregated | WLDFR | HFTD - Distribution - Tier 3 - 5QU CoRE ¦ 1QU LoRE | Non-Red Flag Warning - Destructive Fires | Wire-to-wire contact | Aggregated | 2047 | 1.2462e-08 | 1430.0123 | 1.7821e-05 | 2047 | Mitigation | 0.95 | 45 | 0 | esc | 0.00097009 | 1.2089e-11 | 0.00097009 | 1.2089e-11 | 0 | 0 | 0 | 0
[120 empty] | 7.3.3.17.5 (Remote Grid) Updates to grid topology to minimize risk of ignition in HFTDs Remote GridWLDFRWire-to-wire contactAggregated | WLDFR | HFTD - Distribution - Tier 3 - 5QU CoRE ¦ 1QU LoRE | Non-Red Flag Warning - Destructive Fires | Wire-to-wire contact | Aggregated | 2048 | 1.2462e-08 | 1430.0123 | 1.7821e-05 | 2048 | Mitigation | 0.95 | 45 | 0 | esc | 0.00097009 | 1.2089e-11 | 0.00097009 | 1.2089e-11 | 0 | 0 | 0.010025 | 6.4609e-11
[120 empty] | 7.3.3.17.5 (Remote Grid) Updates to grid topology to minimize risk of ignition in HFTDs Remote GridWLDFRWire-to-wire contactAggregated | WLDFR | HFTD - Distribution - Tier 3 - 5QU CoRE ¦ 1QU LoRE | Non-Red Flag Warning - Destructive Fires | Wire-to-wire contact | Aggregated | 2049 | 1.2462e-08 | 1430.0123 | 1.7821e-05 | 2049 | Mitigation | 0.95 | 45 | 0 | esc | 0.00097009 | 1.2089e-11 | 0.00097009 | 1.2089e-11 | 0 | 0 | 0.010025 | 6.4609e-11
[120 empty] | 7.3.3.17.5 (Remote Grid) Updates to grid topology to minimize risk of ignition in HFTDs Remote GridWLDFRWire-to-wire contactAggregated | WLDFR | HFTD - Distribution - Tier 3 - 5QU CoRE ¦ 1QU LoRE | Non-Red Flag Warning - Destructive Fires | Wire-to-wire contact | Aggregated | 2050 | 1.2462e-08 | 1430.0123 | 1.7821e-05 | 2050 | Mitigation | 0.95 | 45 | 0 | esc | 0.00097009 | 1.2089e-11 | 0.00097009 | 1.2089e-11 | 0 | 0 | 0.010025 | 6.4609e-11
[120 empty] | 7.3.3.17.5 (Remote Grid) Updates to grid topology to minimize risk of ignition in HFTDs Remote GridWLDFRWire-to-wire contactAggregated | WLDFR | HFTD - Distribution - Tier 3 - 5QU CoRE ¦ 1QU LoRE | Non-Red Flag Warning - Destructive Fires | Wire-to-wire contact | Aggregated | 2051 | 1.2462e-08 | 1430.0123 | 1.7821e-05 | 2051 | Mitigation | 0.95 | 45 | 0 | esc | 0.00097009 | 1.2089e-11 | 0.00097009 | 1.2089e-11 | 0 | 0 | 0.010025 | 6.4609e-11
[120 empty] | 7.3.3.17.5 (Remote Grid) Updates to grid topology to minimize risk of ignition in HFTDs Remote GridWLDFRWire-to-wire contactAggregated | WLDFR | HFTD - Distribution - Tier 3 - 5QU CoRE ¦ 1QU LoRE | Non-Red Flag Warning - Destructive Fires | Wire-to-wire contact | Aggregated | 2052 | 1.2462e-08 | 1430.0123 | 1.7821e-05 | 2052 | Mitigation | 0.95 | 45 | 0 | esc | 0.00097009 | 1.2089e-11 | 0.00097009 | 1.2089e-11 | 0 | 0 | 0.010025 | 6.4609e-11
[120 empty] | 7.3.3.17.5 (Remote Grid) Updates to grid topology to minimize risk of ignition in HFTDs Remote GridWLDFRWire-to-wire contactAggregated | WLDFR | HFTD - Distribution - Tier 3 - 5QU CoRE ¦ 1QU LoRE | Non-Red Flag Warning - Destructive Fires | Wire-to-wire contact | Aggregated | 2053 | 1.2462e-08 | 1430.0123 | 1.7821e-05 | 2053 | Mitigation | 0.95 | 45 | 0 | esc | 0.00097009 | 1.2089e-11 | 0.00097009 | 1.2089e-11 | 0 | 0 | 0.010025 | 6.4609e-11
[120 empty] | 7.3.3.17.5 (Remote Grid) Updates to grid topology to minimize risk of ignition in HFTDs Remote GridWLDFRWire-to-wire contactAggregated | WLDFR | HFTD - Distribution - Tier 3 - 5QU CoRE ¦ 1QU LoRE | Non-Red Flag Warning - Destructive Fires | Wire-to-wire contact | Aggregated | 2054 | 1.2462e-08 | 1430.0123 | 1.7821e-05 | 2054 | Mitigation | 0.95 | 45 | 0 | esc | 0.00097009 | 1.2089e-11 | 0.00097009 | 1.2089e-11 | 0 | 0 | 0.010025 | 6.4609e-11
[120 empty] | 7.3.3.17.5 (Remote Grid) Updates to grid topology to minimize risk of ignition in HFTDs Remote GridWLDFRWire-to-wire contactAggregated | WLDFR | HFTD - Distribution - Tier 3 - 5QU CoRE ¦ 1QU LoRE | Non-Red Flag Warning - Destructive Fires | Wire-to-wire contact | Aggregated | 2055 | 1.2462e-08 | 1430.0123 | 1.7821e-05 | 2055 | Mitigation | 0.95 | 45 | 0 | esc | 0.00097009 | 1.2089e-11 | 0.00097009 | 1.2089e-11 | 0 | 0 | 0.010025 | 6.4609e-11
[120 empty] | 7.3.3.17.5 (Remote Grid) Updates to grid topology to minimize risk of ignition in HFTDs Remote GridWLDFRWire-to-wire contactAggregated | WLDFR | HFTD - Distribution - Tier 3 - 5QU CoRE ¦ 1QU LoRE | Non-Red Flag Warning - Destructive Fires | Wire-to-wire contact | Aggregated | 2056 | 1.2462e-08 | 1430.0123 | 1.7821e-05 | 2056 | Mitigation | 0.95 | 45 | 0 | esc | 0.00097009 | 1.2089e-11 | 0.00097009 | 1.2089e-11 | 0 | 0 | 0.010025 | 6.4609e-11
[120 empty] | 7.3.3.17.5 (Remote Grid) Updates to grid topology to minimize risk of ignition in HFTDs Remote GridWLDFRWire-to-wire contactAggregated | WLDFR | HFTD - Distribution - Tier 3 - 5QU CoRE ¦ 1QU LoRE | Non-Red Flag Warning - Destructive Fires | Wire-to-wire contact | Aggregated | 2057 | 1.2462e-08 | 1430.0123 | 1.7821e-05 | 2057 | Mitigation | 0.95 | 45 | 0 | esc | 0.00097009 | 1.2089e-11 | 0.00097009 | 1.2089e-11 | 0 | 0 | 0.010025 | 6.4609e-11
[120 empty] | 7.3.3.17.5 (Remote Grid) Updates to grid topology to minimize risk of ignition in HFTDs Remote GridWLDFRWire-to-wire contactAggregated | WLDFR | HFTD - Distribution - Tier 3 - 5QU CoRE ¦ 1QU LoRE | Non-Red Flag Warning - Destructive Fires | Wire-to-wire contact | Aggregated | 2058 | 1.2462e-08 | 1430.0123 | 1.7821e-05 | 2058 | Mitigation | 0.95 | 45 | 0 | esc | 0.00097009 | 1.2089e-11 | 0.00097009 | 1.2089e-11 | 0 | 0 | 0.010025 | 6.4609e-11
[120 empty] | 7.3.3.17.5 (Remote Grid) Updates to grid topology to minimize risk of ignition in HFTDs Remote GridWLDFRWire-to-wire contactAggregated | WLDFR | HFTD - Distribution - Tier 3 - 5QU CoRE ¦ 1QU LoRE | Non-Red Flag Warning - Destructive Fires | Wire-to-wire contact | Aggregated | 2059 | 1.2462e-08 | 1430.0123 | 1.7821e-05 | 2059 | Mitigation | 0.95 | 45 | 0 | esc | 0.00097009 | 1.2089e-11 | 0.00097009 | 1.2089e-11 | 0 | 0 | 0.010025 | 6.4609e-11
[120 empty] | 7.3.3.17.5 (Remote Grid) Updates to grid topology to minimize risk of ignition in HFTDs Remote GridWLDFRWire-to-wire contactAggregated | WLDFR | HFTD - Distribution - Tier 3 - 5QU CoRE ¦ 1QU LoRE | Non-Red Flag Warning - Destructive Fires | Wire-to-wire contact | Aggregated | 2060 | 1.2462e-08 | 1430.0123 | 1.7821e-05 | 2060 | Mitigation | 0.95 | 45 | 0 | esc | 0.00097009 | 1.2089e-11 | 0.00097009 | 1.2089e-11 | 0 | 0 | 0.010025 | 6.4609e-11
[120 empty] | 7.3.3.17.5 (Remote Grid) Updates to grid topology to minimize risk of ignition in HFTDs Remote GridWLDFRWire-to-wire contactAggregated | WLDFR | HFTD - Distribution - Tier 3 - 5QU CoRE ¦ 1QU LoRE | Non-Red Flag Warning - Destructive Fires | Wire-to-wire contact | Aggregated | 2061 | 1.2462e-08 | 1430.0123 | 1.7821e-05 | 2061 | Mitigation | 0.95 | 45 | 0 | esc | 0.00097009 | 1.2089e-11 | 0.00097009 | 1.2089e-11 | 0 | 0 | 0.010025 | 6.4609e-11
[120 empty] | 7.3.3.17.5 (Remote Grid) Updates to grid topology to minimize risk of ignition in HFTDs Remote GridWLDFRWire-to-wire contactAggregated | WLDFR | HFTD - Distribution - Tier 3 - 5QU CoRE ¦ 1QU LoRE | Non-Red Flag Warning - Destructive Fires | Wire-to-wire contact | Aggregated | 2062 | 1.2462e-08 | 1430.0123 | 1.7821e-05 | 2062 | Mitigation | 0.95 | 45 | 0 | esc | 0.00097009 | 1.2089e-11 | 0.00097009 | 1.2089e-11 | 0 | 0 | 0.010025 | 6.4609e-11
[120 empty] | 7.3.3.17.5 (Remote Grid) Updates to grid topology to minimize risk of ignition in HFTDs Remote GridWLDFRWire-to-wire contactAggregated | WLDFR | HFTD - Distribution - Tier 3 - 5QU CoRE ¦ 1QU LoRE | Non-Red Flag Warning - Destructive Fires | Wire-to-wire contact | Aggregated | 2063 | 1.2462e-08 | 1430.0123 | 1.7821e-05 | 2063 | Mitigation | 0.95 | 45 | 0 | esc | 0.00097009 | 1.2089e-11 | 0.00097009 | 1.2089e-11 | 0 | 0 | 0.010025 | 6.4609e-11
[120 empty] | 7.3.3.17.5 (Remote Grid) Updates to grid topology to minimize risk of ignition in HFTDs Remote GridWLDFRWire-to-wire contactAggregated | WLDFR | HFTD - Distribution - Tier 3 - 5QU CoRE ¦ 1QU LoRE | Non-Red Flag Warning - Destructive Fires | Wire-to-wire contact | Aggregated | 2064 | 1.2462e-08 | 1430.0123 | 1.7821e-05 | 2064 | Mitigation | 0.95 | 45 | 0 | esc | 0.00097009 | 1.2089e-11 | 0.00097009 | 1.2089e-11 | 0 | 0 | 0.010025 | 6.4609e-11
[120 empty] | 7.3.3.17.5 (Remote Grid) Updates to grid topology to minimize risk of ignition in HFTDs Remote GridWLDFRWire-to-wire contactAggregated | WLDFR | HFTD - Distribution - Tier 3 - 5QU CoRE ¦ 1QU LoRE | Non-Red Flag Warning - Destructive Fires | Wire-to-wire contact | Aggregated | 2065 | 1.2462e-08 | 1430.0123 | 1.7821e-05 | 2065 | Mitigation | 0.95 | 45 | 0 | esc | 0.00097009 | 1.2089e-11 | 0.00097009 | 1.2089e-11 | 0 | 0 | 0.010025 | 6.4609e-11
[120 empty] | 7.3.3.17.5 (Remote Grid) Updates to grid topology to minimize risk of ignition in HFTDs Remote GridWLDFRWire-to-wire contactAggregated | WLDFR | HFTD - Distribution - Tier 3 - 5QU CoRE ¦ 1QU LoRE | Non-Red Flag Warning - Destructive Fires | Wire-to-wire contact | Aggregated | 2066 | 1.2462e-08 | 1430.0123 | 1.7821e-05 | 2066 | Mitigation | 0.95 | 45 | 0 | esc | 0.00097009 | 1.2089e-11 | 0.00097009 | 1.2089e-11 | 0 | 0 | 0.010025 | 6.4609e-11
[120 empty] | 7.3.3.17.5 (Remote Grid) Updates to grid topology to minimize risk of ignition in HFTDs Remote GridWLDFRWire-to-wire contactAggregated | WLDFR | HFTD - Distribution - Tier 3 - 5QU CoRE ¦ 1QU LoRE | Non-Red Flag Warning - Destructive Fires | Wire-to-wire contact | Aggregated | 2067 | 1.2462e-08 | 1430.0123 | 1.7821e-05 | 2067 | Mitigation | 0.95 | 45 | 0 | esc | 0 | 0 | 0.00097009 | 1.2089e-11 | 0 | 0 | 0.010025 | 6.4609e-11
[120 empty] | 7.3.3.17.5 (Remote Grid) Updates to grid topology to minimize risk of ignition in HFTDs Remote GridWLDFRContact from objectAggregated | WLDFR | HFTD - Distribution - Tier 3 - 5QU CoRE ¦ 1QU LoRE | Non-Red Flag Warning - Large Fires | Contact from object | Aggregated | 2022 | 5.8691e-06 | 1430.0123 | 0.0083929 | 2022 | Mitigation | 0.95 | 45 | 0 | esc | 0.00097009 | 5.6935e-09 | 0 | 0 | 0 | 0 | 0.010025 | 6.4609e-11
[120 empty] | 7.3.3.17.5 (Remote Grid) Updates to grid topology to minimize risk of ignition in HFTDs Remote GridWLDFRContact from objectAggregated | WLDFR | HFTD - Distribution - Tier 3 - 5QU CoRE ¦ 1QU LoRE | Non-Red Flag Warning - Large Fires | Contact from object | Aggregated | 2023 | 5.8691e-06 | 1430.0123 | 0.0083929 | 2023 | Mitigation | 0.95 | 45 | 0 | esc | 0.00097009 | 5.6935e-09 | 0.00097009 | 5.6935e-09 | 0 | 0 | 0.010025 | 6.4609e-11
[120 empty] | 7.3.3.17.5 (Remote Grid) Updates to grid topology to minimize risk of ignition in HFTDs Remote GridWLDFRContact from objectAggregated | WLDFR | HFTD - Distribution - Tier 3 - 5QU CoRE ¦ 1QU LoRE | Non-Red Flag Warning - Large Fires | Contact from object | Aggregated | 2024 | 5.8691e-06 | 1430.0123 | 0.0083929 | 2024 | Mitigation | 0.95 | 45 | 0 | esc | 0.00097009 | 5.6935e-09 | 0.00097009 | 5.6935e-09 | 0 | 0 | 0.010025 | 6.4609e-11
[120 empty] | 7.3.3.17.5 (Remote Grid) Updates to grid topology to minimize risk of ignition in HFTDs Remote GridWLDFRContact from objectAggregated | WLDFR | HFTD - Distribution - Tier 3 - 5QU CoRE ¦ 1QU LoRE | Non-Red Flag Warning - Large Fires | Contact from object | Aggregated | 2025 | 5.8691e-06 | 1430.0123 | 0.0083929 | 2025 | Mitigation | 0.95 | 45 | 0 | esc | 0.00097009 | 5.6935e-09 | 0.00097009 | 5.6935e-09 | 0 | 0 | 0.010025 | 6.4609e-11
[120 empty] | 7.3.3.17.5 (Remote Grid) Updates to grid topology to minimize risk of ignition in HFTDs Remote GridWLDFRContact from objectAggregated | WLDFR | HFTD - Distribution - Tier 3 - 5QU CoRE ¦ 1QU LoRE | Non-Red Flag Warning - Large Fires | Contact from object | Aggregated | 2026 | 5.8691e-06 | 1430.0123 | 0.0083929 | 2026 | Mitigation | 0.95 | 45 | 0 | esc | 0.00097009 | 5.6935e-09 | 0.00097009 | 5.6935e-09 | 0 | 0 | 0.010025 | 6.4609e-11
[120 empty] | 7.3.3.17.5 (Remote Grid) Updates to grid topology to minimize risk of ignition in HFTDs Remote GridWLDFRContact from objectAggregated | WLDFR | HFTD - Distribution - Tier 3 - 5QU CoRE ¦ 1QU LoRE | Non-Red Flag Warning - Large Fires | Contact from object | Aggregated | 2027 | 5.8691e-06 | 1430.0123 | 0.0083929 | 2027 | Mitigation | 0.95 | 45 | 0 | esc | 0.00097009 | 5.6935e-09 | 0.00097009 | 5.6935e-09 | 0 | 0 | 0.010025 | 6.4609e-11
[120 empty] | 7.3.3.17.5 (Remote Grid) Updates to grid topology to minimize risk of ignition in HFTDs Remote GridWLDFRContact from objectAggregated | WLDFR | HFTD - Distribution - Tier 3 - 5QU CoRE ¦ 1QU LoRE | Non-Red Flag Warning - Large Fires | Contact from object | Aggregated | 2028 | 5.8691e-06 | 1430.0123 | 0.0083929 | 2028 | Mitigation | 0.95 | 45 | 0 | esc | 0.00097009 | 5.6935e-09 | 0.00097009 | 5.6935e-09 | 0 | 0 | 0.010025 | 6.4609e-11
[120 empty] | 7.3.3.17.5 (Remote Grid) Updates to grid topology to minimize risk of ignition in HFTDs Remote GridWLDFRContact from objectAggregated | WLDFR | HFTD - Distribution - Tier 3 - 5QU CoRE ¦ 1QU LoRE | Non-Red Flag Warning - Large Fires | Contact from object | Aggregated | 2029 | 5.8691e-06 | 1430.0123 | 0.0083929 | 2029 | Mitigation | 0.95 | 45 | 0 | esc | 0.00097009 | 5.6935e-09 | 0.00097009 | 5.6935e-09 | 0 | 0 | 0.010025 | 6.4609e-11
[120 empty] | 7.3.3.17.5 (Remote Grid) Updates to grid topology to minimize risk of ignition in HFTDs Remote GridWLDFRContact from objectAggregated | WLDFR | HFTD - Distribution - Tier 3 - 5QU CoRE ¦ 1QU LoRE | Non-Red Flag Warning - Large Fires | Contact from object | Aggregated | 2030 | 5.8691e-06 | 1430.0123 | 0.0083929 | 2030 | Mitigation | 0.95 | 45 | 0 | esc | 0.00097009 | 5.6935e-09 | 0.00097009 | 5.6935e-09 | 0 | 0 | 0.010025 | 6.4609e-11
[120 empty] | 7.3.3.17.5 (Remote Grid) Updates to grid topology to minimize risk of ignition in HFTDs Remote GridWLDFRContact from objectAggregated | WLDFR | HFTD - Distribution - Tier 3 - 5QU CoRE ¦ 1QU LoRE | Non-Red Flag Warning - Large Fires | Contact from object | Aggregated | 2031 | 5.8691e-06 | 1430.0123 | 0.0083929 | 2031 | Mitigation | 0.95 | 45 | 0 | esc | 0.00097009 | 5.6935e-09 | 0.00097009 | 5.6935e-09 | 0 | 0 | 0.010025 | 6.4609e-11
[120 empty] | 7.3.3.17.5 (Remote Grid) Updates to grid topology to minimize risk of ignition in HFTDs Remote GridWLDFRContact from objectAggregated | WLDFR | HFTD - Distribution - Tier 3 - 5QU CoRE ¦ 1QU LoRE | Non-Red Flag Warning - Large Fires | Contact from object | Aggregated | 2032 | 5.8691e-06 | 1430.0123 | 0.0083929 | 2032 | Mitigation | 0.95 | 45 | 0 | esc | 0.00097009 | 5.6935e-09 | 0.00097009 | 5.6935e-09 | 0 | 0 | 0 | 0
[120 empty] | 7.3.3.17.5 (Remote Grid) Updates to grid topology to minimize risk of ignition in HFTDs Remote GridWLDFRContact from objectAggregated | WLDFR | HFTD - Distribution - Tier 3 - 5QU CoRE ¦ 1QU LoRE | Non-Red Flag Warning - Large Fires | Contact from object | Aggregated | 2033 | 5.8691e-06 | 1430.0123 | 0.0083929 | 2033 | Mitigation | 0.95 | 45 | 0 | esc | 0.00097009 | 5.6935e-09 | 0.00097009 | 5.6935e-09 | 0 | 0 | 0 | 0
[120 empty] | 7.3.3.17.5 (Remote Grid) Updates to grid topology to minimize risk of ignition in HFTDs Remote GridWLDFRContact from objectAggregated | WLDFR | HFTD - Distribution - Tier 3 - 5QU CoRE ¦ 1QU LoRE | Non-Red Flag Warning - Large Fires | Contact from object | Aggregated | 2034 | 5.8691e-06 | 1430.0123 | 0.0083929 | 2034 | Mitigation | 0.95 | 45 | 0 | esc | 0.00097009 | 5.6935e-09 | 0.00097009 | 5.6935e-09 | 0 | 0 | 0.0094681 | 2.083e-10
[120 empty] | 7.3.3.17.5 (Remote Grid) Updates to grid topology to minimize risk of ignition in HFTDs Remote GridWLDFRContact from objectAggregated | WLDFR | HFTD - Distribution - Tier 3 - 5QU CoRE ¦ 1QU LoRE | Non-Red Flag Warning - Large Fires | Contact from object | Aggregated | 2035 | 5.8691e-06 | 1430.0123 | 0.0083929 | 2035 | Mitigation | 0.95 | 45 | 0 | esc | 0.00097009 | 5.6935e-09 | 0.00097009 | 5.6935e-09 | 0 | 0 | 0.0094681 | 2.083e-10
[120 empty] | 7.3.3.17.5 (Remote Grid) Updates to grid topology to minimize risk of ignition in HFTDs Remote GridWLDFRContact from objectAggregated | WLDFR | HFTD - Distribution - Tier 3 - 5QU CoRE ¦ 1QU LoRE | Non-Red Flag Warning - Large Fires | Contact from object | Aggregated | 2036 | 5.8691e-06 | 1430.0123 | 0.0083929 | 2036 | Mitigation | 0.95 | 45 | 0 | esc | 0.00097009 | 5.6935e-09 | 0.00097009 | 5.6935e-09 | 0 | 0 | 0.0094681 | 2.083e-10
[120 empty] | 7.3.3.17.5 (Remote Grid) Updates to grid topology to minimize risk of ignition in HFTDs Remote GridWLDFRContact from objectAggregated | WLDFR | HFTD - Distribution - Tier 3 - 5QU CoRE ¦ 1QU LoRE | Non-Red Flag Warning - Large Fires | Contact from object | Aggregated | 2037 | 5.8691e-06 | 1430.0123 | 0.0083929 | 2037 | Mitigation | 0.95 | 45 | 0 | esc | 0.00097009 | 5.6935e-09 | 0.00097009 | 5.6935e-09 | 0 | 0 | 0.0094681 | 2.083e-10
[120 empty] | 7.3.3.17.5 (Remote Grid) Updates to grid topology to minimize risk of ignition in HFTDs Remote GridWLDFRContact from objectAggregated | WLDFR | HFTD - Distribution - Tier 3 - 5QU CoRE ¦ 1QU LoRE | Non-Red Flag Warning - Large Fires | Contact from object | Aggregated | 2038 | 5.8691e-06 | 1430.0123 | 0.0083929 | 2038 | Mitigation | 0.95 | 45 | 0 | esc | 0.00097009 | 5.6935e-09 | 0.00097009 | 5.6935e-09 | 0 | 0 | 0.0094681 | 2.083e-10
[120 empty] | 7.3.3.17.5 (Remote Grid) Updates to grid topology to minimize risk of ignition in HFTDs Remote GridWLDFRContact from objectAggregated | WLDFR | HFTD - Distribution - Tier 3 - 5QU CoRE ¦ 1QU LoRE | Non-Red Flag Warning - Large Fires | Contact from object | Aggregated | 2039 | 5.8691e-06 | 1430.0123 | 0.0083929 | 2039 | Mitigation | 0.95 | 45 | 0 | esc | 0.00097009 | 5.6935e-09 | 0.00097009 | 5.6935e-09 | 0 | 0 | 0.0094681 | 2.083e-10
[120 empty] | 7.3.3.17.5 (Remote Grid) Updates to grid topology to minimize risk of ignition in HFTDs Remote GridWLDFRContact from objectAggregated | WLDFR | HFTD - Distribution - Tier 3 - 5QU CoRE ¦ 1QU LoRE | Non-Red Flag Warning - Large Fires | Contact from object | Aggregated | 2040 | 5.8691e-06 | 1430.0123 | 0.0083929 | 2040 | Mitigation | 0.95 | 45 | 0 | esc | 0.00097009 | 5.6935e-09 | 0.00097009 | 5.6935e-09 | 0 | 0 | 0.0094681 | 2.083e-10
[120 empty] | 7.3.3.17.5 (Remote Grid) Updates to grid topology to minimize risk of ignition in HFTDs Remote GridWLDFRContact from objectAggregated | WLDFR | HFTD - Distribution - Tier 3 - 5QU CoRE ¦ 1QU LoRE | Non-Red Flag Warning - Large Fires | Contact from object | Aggregated | 2041 | 5.8691e-06 | 1430.0123 | 0.0083929 | 2041 | Mitigation | 0.95 | 45 | 0 | esc | 0.00097009 | 5.6935e-09 | 0.00097009 | 5.6935e-09 | 0 | 0 | 0.0094681 | 2.083e-10
[120 empty] | 7.3.3.17.5 (Remote Grid) Updates to grid topology to minimize risk of ignition in HFTDs Remote GridWLDFRContact from objectAggregated | WLDFR | HFTD - Distribution - Tier 3 - 5QU CoRE ¦ 1QU LoRE | Non-Red Flag Warning - Large Fires | Contact from object | Aggregated | 2042 | 5.8691e-06 | 1430.0123 | 0.0083929 | 2042 | Mitigation | 0.95 | 45 | 0 | esc | 0.00097009 | 5.6935e-09 | 0.00097009 | 5.6935e-09 | 0 | 0 | 0.0094681 | 2.083e-10
[120 empty] | 7.3.3.17.5 (Remote Grid) Updates to grid topology to minimize risk of ignition in HFTDs Remote GridWLDFRContact from objectAggregated | WLDFR | HFTD - Distribution - Tier 3 - 5QU CoRE ¦ 1QU LoRE | Non-Red Flag Warning - Large Fires | Contact from object | Aggregated | 2043 | 5.8691e-06 | 1430.0123 | 0.0083929 | 2043 | Mitigation | 0.95 | 45 | 0 | esc | 0.00097009 | 5.6935e-09 | 0.00097009 | 5.6935e-09 | 0 | 0 | 0.0094681 | 2.083e-10
[120 empty] | 7.3.3.17.5 (Remote Grid) Updates to grid topology to minimize risk of ignition in HFTDs Remote GridWLDFRContact from objectAggregated | WLDFR | HFTD - Distribution - Tier 3 - 5QU CoRE ¦ 1QU LoRE | Non-Red Flag Warning - Large Fires | Contact from object | Aggregated | 2044 | 5.8691e-06 | 1430.0123 | 0.0083929 | 2044 | Mitigation | 0.95 | 45 | 0 | esc | 0.00097009 | 5.6935e-09 | 0.00097009 | 5.6935e-09 | 0 | 0 | 0.0094681 | 2.083e-10
[120 empty] | 7.3.3.17.5 (Remote Grid) Updates to grid topology to minimize risk of ignition in HFTDs Remote GridWLDFRContact from objectAggregated | WLDFR | HFTD - Distribution - Tier 3 - 5QU CoRE ¦ 1QU LoRE | Non-Red Flag Warning - Large Fires | Contact from object | Aggregated | 2045 | 5.8691e-06 | 1430.0123 | 0.0083929 | 2045 | Mitigation | 0.95 | 45 | 0 | esc | 0.00097009 | 5.6935e-09 | 0.00097009 | 5.6935e-09 | 0 | 0 | 0.0094681 | 2.083e-10
[120 empty] | 7.3.3.17.5 (Remote Grid) Updates to grid topology to minimize risk of ignition in HFTDs Remote GridWLDFRContact from objectAggregated | WLDFR | HFTD - Distribution - Tier 3 - 5QU CoRE ¦ 1QU LoRE | Non-Red Flag Warning - Large Fires | Contact from object | Aggregated | 2046 | 5.8691e-06 | 1430.0123 | 0.0083929 | 2046 | Mitigation | 0.95 | 45 | 0 | esc | 0.00097009 | 5.6935e-09 | 0.00097009 | 5.6935e-09 | 0 | 0 | 0.0094681 | 2.083e-10
[120 empty] | 7.3.3.17.5 (Remote Grid) Updates to grid topology to minimize risk of ignition in HFTDs Remote GridWLDFRContact from objectAggregated | WLDFR | HFTD - Distribution - Tier 3 - 5QU CoRE ¦ 1QU LoRE | Non-Red Flag Warning - Large Fires | Contact from object | Aggregated | 2047 | 5.8691e-06 | 1430.0123 | 0.0083929 | 2047 | Mitigation | 0.95 | 45 | 0 | esc | 0.00097009 | 5.6935e-09 | 0.00097009 | 5.6935e-09 | 0 | 0 | 0.0094681 | 2.083e-10
[120 empty] | 7.3.3.17.5 (Remote Grid) Updates to grid topology to minimize risk of ignition in HFTDs Remote GridWLDFRContact from objectAggregated | WLDFR | HFTD - Distribution - Tier 3 - 5QU CoRE ¦ 1QU LoRE | Non-Red Flag Warning - Large Fires | Contact from object | Aggregated | 2048 | 5.8691e-06 | 1430.0123 | 0.0083929 | 2048 | Mitigation | 0.95 | 45 | 0 | esc | 0.00097009 | 5.6935e-09 | 0.00097009 | 5.6935e-09 | 0 | 0 | 0.0094681 | 2.083e-10
[120 empty] | 7.3.3.17.5 (Remote Grid) Updates to grid topology to minimize risk of ignition in HFTDs Remote GridWLDFRContact from objectAggregated | WLDFR | HFTD - Distribution - Tier 3 - 5QU CoRE ¦ 1QU LoRE | Non-Red Flag Warning - Large Fires | Contact from object | Aggregated | 2049 | 5.8691e-06 | 1430.0123 | 0.0083929 | 2049 | Mitigation | 0.95 | 45 | 0 | esc | 0.00097009 | 5.6935e-09 | 0.00097009 | 5.6935e-09 | 0 | 0 | 0.0094681 | 2.083e-10
[120 empty] | 7.3.3.17.5 (Remote Grid) Updates to grid topology to minimize risk of ignition in HFTDs Remote GridWLDFRContact from objectAggregated | WLDFR | HFTD - Distribution - Tier 3 - 5QU CoRE ¦ 1QU LoRE | Non-Red Flag Warning - Large Fires | Contact from object | Aggregated | 2050 | 5.8691e-06 | 1430.0123 | 0.0083929 | 2050 | Mitigation | 0.95 | 45 | 0 | esc | 0.00097009 | 5.6935e-09 | 0.00097009 | 5.6935e-09 | 0 | 0 | 0.0094681 | 2.083e-10
[120 empty] | 7.3.3.17.5 (Remote Grid) Updates to grid topology to minimize risk of ignition in HFTDs Remote GridWLDFRContact from objectAggregated | WLDFR | HFTD - Distribution - Tier 3 - 5QU CoRE ¦ 1QU LoRE | Non-Red Flag Warning - Large Fires | Contact from object | Aggregated | 2051 | 5.8691e-06 | 1430.0123 | 0.0083929 | 2051 | Mitigation | 0.95 | 45 | 0 | esc | 0.00097009 | 5.6935e-09 | 0.00097009 | 5.6935e-09 | 0 | 0 | 0.0094681 | 2.083e-10
[120 empty] | 7.3.3.17.5 (Remote Grid) Updates to grid topology to minimize risk of ignition in HFTDs Remote GridWLDFRContact from objectAggregated | WLDFR | HFTD - Distribution - Tier 3 - 5QU CoRE ¦ 1QU LoRE | Non-Red Flag Warning - Large Fires | Contact from object | Aggregated | 2052 | 5.8691e-06 | 1430.0123 | 0.0083929 | 2052 | Mitigation | 0.95 | 45 | 0 | esc | 0.00097009 | 5.6935e-09 | 0.00097009 | 5.6935e-09 | 0 | 0 | 0.0094681 | 2.083e-10
[120 empty] | 7.3.3.17.5 (Remote Grid) Updates to grid topology to minimize risk of ignition in HFTDs Remote GridWLDFRContact from objectAggregated | WLDFR | HFTD - Distribution - Tier 3 - 5QU CoRE ¦ 1QU LoRE | Non-Red Flag Warning - Large Fires | Contact from object | Aggregated | 2053 | 5.8691e-06 | 1430.0123 | 0.0083929 | 2053 | Mitigation | 0.95 | 45 | 0 | esc | 0.00097009 | 5.6935e-09 | 0.00097009 | 5.6935e-09 | 0 | 0 | 0.0094681 | 2.083e-10
[120 empty] | 7.3.3.17.5 (Remote Grid) Updates to grid topology to minimize risk of ignition in HFTDs Remote GridWLDFRContact from objectAggregated | WLDFR | HFTD - Distribution - Tier 3 - 5QU CoRE ¦ 1QU LoRE | Non-Red Flag Warning - Large Fires | Contact from object | Aggregated | 2054 | 5.8691e-06 | 1430.0123 | 0.0083929 | 2054 | Mitigation | 0.95 | 45 | 0 | esc | 0.00097009 | 5.6935e-09 | 0.00097009 | 5.6935e-09 | 0 | 0 | 0.0094681 | 2.083e-10
[120 empty] | 7.3.3.17.5 (Remote Grid) Updates to grid topology to minimize risk of ignition in HFTDs Remote GridWLDFRContact from objectAggregated | WLDFR | HFTD - Distribution - Tier 3 - 5QU CoRE ¦ 1QU LoRE | Non-Red Flag Warning - Large Fires | Contact from object | Aggregated | 2055 | 5.8691e-06 | 1430.0123 | 0.0083929 | 2055 | Mitigation | 0.95 | 45 | 0 | esc | 0.00097009 | 5.6935e-09 | 0.00097009 | 5.6935e-09 | 0 | 0 | 0.0094681 | 2.083e-10
[120 empty] | 7.3.3.17.5 (Remote Grid) Updates to grid topology to minimize risk of ignition in HFTDs Remote GridWLDFRContact from objectAggregated | WLDFR | HFTD - Distribution - Tier 3 - 5QU CoRE ¦ 1QU LoRE | Non-Red Flag Warning - Large Fires | Contact from object | Aggregated | 2056 | 5.8691e-06 | 1430.0123 | 0.0083929 | 2056 | Mitigation | 0.95 | 45 | 0 | esc | 0.00097009 | 5.6935e-09 | 0.00097009 | 5.6935e-09 | 0 | 0 | 0.0094681 | 2.083e-10
[120 empty] | 7.3.3.17.5 (Remote Grid) Updates to grid topology to minimize risk of ignition in HFTDs Remote GridWLDFRContact from objectAggregated | WLDFR | HFTD - Distribution - Tier 3 - 5QU CoRE ¦ 1QU LoRE | Non-Red Flag Warning - Large Fires | Contact from object | Aggregated | 2057 | 5.8691e-06 | 1430.0123 | 0.0083929 | 2057 | Mitigation | 0.95 | 45 | 0 | esc | 0.00097009 | 5.6935e-09 | 0.00097009 | 5.6935e-09 | 0 | 0 | 0.0094681 | 2.083e-10
[120 empty] | 7.3.3.17.5 (Remote Grid) Updates to grid topology to minimize risk of ignition in HFTDs Remote GridWLDFRContact from objectAggregated | WLDFR | HFTD - Distribution - Tier 3 - 5QU CoRE ¦ 1QU LoRE | Non-Red Flag Warning - Large Fires | Contact from object | Aggregated | 2058 | 5.8691e-06 | 1430.0123 | 0.0083929 | 2058 | Mitigation | 0.95 | 45 | 0 | esc | 0.00097009 | 5.6935e-09 | 0.00097009 | 5.6935e-09 | 0 | 0 | 0.0094681 | 2.083e-10
[120 empty] | 7.3.3.17.5 (Remote Grid) Updates to grid topology to minimize risk of ignition in HFTDs Remote GridWLDFRContact from objectAggregated | WLDFR | HFTD - Distribution - Tier 3 - 5QU CoRE ¦ 1QU LoRE | Non-Red Flag Warning - Large Fires | Contact from object | Aggregated | 2059 | 5.8691e-06 | 1430.0123 | 0.0083929 | 2059 | Mitigation | 0.95 | 45 | 0 | esc | 0.00097009 | 5.6935e-09 | 0.00097009 | 5.6935e-09 | 0 | 0 | 0.0094681 | 2.083e-10
[120 empty] | 7.3.3.17.5 (Remote Grid) Updates to grid topology to minimize risk of ignition in HFTDs Remote GridWLDFRContact from objectAggregated | WLDFR | HFTD - Distribution - Tier 3 - 5QU CoRE ¦ 1QU LoRE | Non-Red Flag Warning - Large Fires | Contact from object | Aggregated | 2060 | 5.8691e-06 | 1430.0123 | 0.0083929 | 2060 | Mitigation | 0.95 | 45 | 0 | esc | 0.00097009 | 5.6935e-09 | 0.00097009 | 5.6935e-09 | 0 | 0 | 0.0094681 | 2.083e-10
[120 empty] | 7.3.3.17.5 (Remote Grid) Updates to grid topology to minimize risk of ignition in HFTDs Remote GridWLDFRContact from objectAggregated | WLDFR | HFTD - Distribution - Tier 3 - 5QU CoRE ¦ 1QU LoRE | Non-Red Flag Warning - Large Fires | Contact from object | Aggregated | 2061 | 5.8691e-06 | 1430.0123 | 0.0083929 | 2061 | Mitigation | 0.95 | 45 | 0 | esc | 0.00097009 | 5.6935e-09 | 0.00097009 | 5.6935e-09 | 0 | 0 | 0.0094681 | 2.083e-10
[120 empty] | 7.3.3.17.5 (Remote Grid) Updates to grid topology to minimize risk of ignition in HFTDs Remote GridWLDFRContact from objectAggregated | WLDFR | HFTD - Distribution - Tier 3 - 5QU CoRE ¦ 1QU LoRE | Non-Red Flag Warning - Large Fires | Contact from object | Aggregated | 2062 | 5.8691e-06 | 1430.0123 | 0.0083929 | 2062 | Mitigation | 0.95 | 45 | 0 | esc | 0.00097009 | 5.6935e-09 | 0.00097009 | 5.6935e-09 | 0 | 0 | 0.0094681 | 2.083e-10
[120 empty] | 7.3.3.17.5 (Remote Grid) Updates to grid topology to minimize risk of ignition in HFTDs Remote GridWLDFRContact from objectAggregated | WLDFR | HFTD - Distribution - Tier 3 - 5QU CoRE ¦ 1QU LoRE | Non-Red Flag Warning - Large Fires | Contact from object | Aggregated | 2063 | 5.8691e-06 | 1430.0123 | 0.0083929 | 2063 | Mitigation | 0.95 | 45 | 0 | esc | 0.00097009 | 5.6935e-09 | 0.00097009 | 5.6935e-09 | 0 | 0 | 0.0094681 | 2.083e-10
[120 empty] | 7.3.3.17.5 (Remote Grid) Updates to grid topology to minimize risk of ignition in HFTDs Remote GridWLDFRContact from objectAggregated | WLDFR | HFTD - Distribution - Tier 3 - 5QU CoRE ¦ 1QU LoRE | Non-Red Flag Warning - Large Fires | Contact from object | Aggregated | 2064 | 5.8691e-06 | 1430.0123 | 0.0083929 | 2064 | Mitigation | 0.95 | 45 | 0 | esc | 0.00097009 | 5.6935e-09 | 0.00097009 | 5.6935e-09 | 0 | 0 | 0 | 0
[120 empty] | 7.3.3.17.5 (Remote Grid) Updates to grid topology to minimize risk of ignition in HFTDs Remote GridWLDFRContact from objectAggregated | WLDFR | HFTD - Distribution - Tier 3 - 5QU CoRE ¦ 1QU LoRE | Non-Red Flag Warning - Large Fires | Contact from object | Aggregated | 2065 | 5.8691e-06 | 1430.0123 | 0.0083929 | 2065 | Mitigation | 0.95 | 45 | 0 | esc | 0.00097009 | 5.6935e-09 | 0.00097009 | 5.6935e-09 | 0 | 0 | 0 | 0
[120 empty] | 7.3.3.17.5 (Remote Grid) Updates to grid topology to minimize risk of ignition in HFTDs Remote GridWLDFRContact from objectAggregated | WLDFR | HFTD - Distribution - Tier 3 - 5QU CoRE ¦ 1QU LoRE | Non-Red Flag Warning - Large Fires | Contact from object | Aggregated | 2066 | 5.8691e-06 | 1430.0123 | 0.0083929 | 2066 | Mitigation | 0.95 | 45 | 0 | esc | 0.00097009 | 5.6935e-09 | 0.00097009 | 5.6935e-09 | 0 | 0 | 0.010598 | 1.3636e-11
[120 empty] | 7.3.3.17.5 (Remote Grid) Updates to grid topology to minimize risk of ignition in HFTDs Remote GridWLDFRContact from objectAggregated | WLDFR | HFTD - Distribution - Tier 3 - 5QU CoRE ¦ 1QU LoRE | Non-Red Flag Warning - Large Fires | Contact from object | Aggregated | 2067 | 5.8691e-06 | 1430.0123 | 0.0083929 | 2067 | Mitigation | 0.95 | 45 | 0 | esc | 0 | 0 | 0.00097009 | 5.6935e-09 | 0 | 0 | 0.010598 | 1.3636e-11
[120 empty] | 7.3.3.17.5 (Remote Grid) Updates to grid topology to minimize risk of ignition in HFTDs Remote GridWLDFRContaminationAggregated | WLDFR | HFTD - Distribution - Tier 3 - 5QU CoRE ¦ 1QU LoRE | Non-Red Flag Warning - Large Fires | Contamination | Aggregated | 2022 | 1.1688e-07 | 1430.0123 | 0.00016714 | 2022 | Mitigation | 0.95 | 45 | 0 | esc | 0.00097009 | 1.1338e-10 | 0 | 0 | 0 | 0 | 0.010598 | 1.3636e-11
[120 empty] | 7.3.3.17.5 (Remote Grid) Updates to grid topology to minimize risk of ignition in HFTDs Remote GridWLDFRContaminationAggregated | WLDFR | HFTD - Distribution - Tier 3 - 5QU CoRE ¦ 1QU LoRE | Non-Red Flag Warning - Large Fires | Contamination | Aggregated | 2023 | 1.1688e-07 | 1430.0123 | 0.00016714 | 2023 | Mitigation | 0.95 | 45 | 0 | esc | 0.00097009 | 1.1338e-10 | 0.00097009 | 1.1338e-10 | 0 | 0 | 0.010598 | 1.3636e-11
[120 empty] | 7.3.3.17.5 (Remote Grid) Updates to grid topology to minimize risk of ignition in HFTDs Remote GridWLDFRContaminationAggregated | WLDFR | HFTD - Distribution - Tier 3 - 5QU CoRE ¦ 1QU LoRE | Non-Red Flag Warning - Large Fires | Contamination | Aggregated | 2024 | 1.1688e-07 | 1430.0123 | 0.00016714 | 2024 | Mitigation | 0.95 | 45 | 0 | esc | 0.00097009 | 1.1338e-10 | 0.00097009 | 1.1338e-10 | 0 | 0 | 0.010598 | 1.3636e-11
[120 empty] | 7.3.3.17.5 (Remote Grid) Updates to grid topology to minimize risk of ignition in HFTDs Remote GridWLDFRContaminationAggregated | WLDFR | HFTD - Distribution - Tier 3 - 5QU CoRE ¦ 1QU LoRE | Non-Red Flag Warning - Large Fires | Contamination | Aggregated | 2025 | 1.1688e-07 | 1430.0123 | 0.00016714 | 2025 | Mitigation | 0.95 | 45 | 0 | esc | 0.00097009 | 1.1338e-10 | 0.00097009 | 1.1338e-10 | 0 | 0 | 0.010598 | 1.3636e-11
[120 empty] | 7.3.3.17.5 (Remote Grid) Updates to grid topology to minimize risk of ignition in HFTDs Remote GridWLDFRContaminationAggregated | WLDFR | HFTD - Distribution - Tier 3 - 5QU CoRE ¦ 1QU LoRE | Non-Red Flag Warning - Large Fires | Contamination | Aggregated | 2026 | 1.1688e-07 | 1430.0123 | 0.00016714 | 2026 | Mitigation | 0.95 | 45 | 0 | esc | 0.00097009 | 1.1338e-10 | 0.00097009 | 1.1338e-10 | 0 | 0 | 0.010598 | 1.3636e-11
[120 empty] | 7.3.3.17.5 (Remote Grid) Updates to grid topology to minimize risk of ignition in HFTDs Remote GridWLDFRContaminationAggregated | WLDFR | HFTD - Distribution - Tier 3 - 5QU CoRE ¦ 1QU LoRE | Non-Red Flag Warning - Large Fires | Contamination | Aggregated | 2027 | 1.1688e-07 | 1430.0123 | 0.00016714 | 2027 | Mitigation | 0.95 | 45 | 0 | esc | 0.00097009 | 1.1338e-10 | 0.00097009 | 1.1338e-10 | 0 | 0 | 0.010598 | 1.3636e-11
[120 empty] | 7.3.3.17.5 (Remote Grid) Updates to grid topology to minimize risk of ignition in HFTDs Remote GridWLDFRContaminationAggregated | WLDFR | HFTD - Distribution - Tier 3 - 5QU CoRE ¦ 1QU LoRE | Non-Red Flag Warning - Large Fires | Contamination | Aggregated | 2028 | 1.1688e-07 | 1430.0123 | 0.00016714 | 2028 | Mitigation | 0.95 | 45 | 0 | esc | 0.00097009 | 1.1338e-10 | 0.00097009 | 1.1338e-10 | 0 | 0 | 0.010598 | 1.3636e-11
[120 empty] | 7.3.3.17.5 (Remote Grid) Updates to grid topology to minimize risk of ignition in HFTDs Remote GridWLDFRContaminationAggregated | WLDFR | HFTD - Distribution - Tier 3 - 5QU CoRE ¦ 1QU LoRE | Non-Red Flag Warning - Large Fires | Contamination | Aggregated | 2029 | 1.1688e-07 | 1430.0123 | 0.00016714 | 2029 | Mitigation | 0.95 | 45 | 0 | esc | 0.00097009 | 1.1338e-10 | 0.00097009 | 1.1338e-10 | 0 | 0 | 0.010598 | 1.3636e-11
[120 empty] | 7.3.3.17.5 (Remote Grid) Updates to grid topology to minimize risk of ignition in HFTDs Remote GridWLDFRContaminationAggregated | WLDFR | HFTD - Distribution - Tier 3 - 5QU CoRE ¦ 1QU LoRE | Non-Red Flag Warning - Large Fires | Contamination | Aggregated | 2030 | 1.1688e-07 | 1430.0123 | 0.00016714 | 2030 | Mitigation | 0.95 | 45 | 0 | esc | 0.00097009 | 1.1338e-10 | 0.00097009 | 1.1338e-10 | 0 | 0 | 0.010598 | 1.3636e-11
[120 empty] | 7.3.3.17.5 (Remote Grid) Updates to grid topology to minimize risk of ignition in HFTDs Remote GridWLDFRContaminationAggregated | WLDFR | HFTD - Distribution - Tier 3 - 5QU CoRE ¦ 1QU LoRE | Non-Red Flag Warning - Large Fires | Contamination | Aggregated | 2031 | 1.1688e-07 | 1430.0123 | 0.00016714 | 2031 | Mitigation | 0.95 | 45 | 0 | esc | 0.00097009 | 1.1338e-10 | 0.00097009 | 1.1338e-10 | 0 | 0 | 0.010598 | 1.3636e-11
[120 empty] | 7.3.3.17.5 (Remote Grid) Updates to grid topology to minimize risk of ignition in HFTDs Remote GridWLDFRContaminationAggregated | WLDFR | HFTD - Distribution - Tier 3 - 5QU CoRE ¦ 1QU LoRE | Non-Red Flag Warning - Large Fires | Contamination | Aggregated | 2032 | 1.1688e-07 | 1430.0123 | 0.00016714 | 2032 | Mitigation | 0.95 | 45 | 0 | esc | 0.00097009 | 1.1338e-10 | 0.00097009 | 1.1338e-10 | 0 | 0 | 0.010598 | 1.3636e-11
[120 empty] | 7.3.3.17.5 (Remote Grid) Updates to grid topology to minimize risk of ignition in HFTDs Remote GridWLDFRContaminationAggregated | WLDFR | HFTD - Distribution - Tier 3 - 5QU CoRE ¦ 1QU LoRE | Non-Red Flag Warning - Large Fires | Contamination | Aggregated | 2033 | 1.1688e-07 | 1430.0123 | 0.00016714 | 2033 | Mitigation | 0.95 | 45 | 0 | esc | 0.00097009 | 1.1338e-10 | 0.00097009 | 1.1338e-10 | 0 | 0 | 0.010598 | 1.3636e-11
[120 empty] | 7.3.3.17.5 (Remote Grid) Updates to grid topology to minimize risk of ignition in HFTDs Remote GridWLDFRContaminationAggregated | WLDFR | HFTD - Distribution - Tier 3 - 5QU CoRE ¦ 1QU LoRE | Non-Red Flag Warning - Large Fires | Contamination | Aggregated | 2034 | 1.1688e-07 | 1430.0123 | 0.00016714 | 2034 | Mitigation | 0.95 | 45 | 0 | esc | 0.00097009 | 1.1338e-10 | 0.00097009 | 1.1338e-10 | 0 | 0 | 0.010598 | 1.3636e-11
[120 empty] | 7.3.3.17.5 (Remote Grid) Updates to grid topology to minimize risk of ignition in HFTDs Remote GridWLDFRContaminationAggregated | WLDFR | HFTD - Distribution - Tier 3 - 5QU CoRE ¦ 1QU LoRE | Non-Red Flag Warning - Large Fires | Contamination | Aggregated | 2035 | 1.1688e-07 | 1430.0123 | 0.00016714 | 2035 | Mitigation | 0.95 | 45 | 0 | esc | 0.00097009 | 1.1338e-10 | 0.00097009 | 1.1338e-10 | 0 | 0 | 0.010598 | 1.3636e-11
[120 empty] | 7.3.3.17.5 (Remote Grid) Updates to grid topology to minimize risk of ignition in HFTDs Remote GridWLDFRContaminationAggregated | WLDFR | HFTD - Distribution - Tier 3 - 5QU CoRE ¦ 1QU LoRE | Non-Red Flag Warning - Large Fires | Contamination | Aggregated | 2036 | 1.1688e-07 | 1430.0123 | 0.00016714 | 2036 | Mitigation | 0.95 | 45 | 0 | esc | 0.00097009 | 1.1338e-10 | 0.00097009 | 1.1338e-10 | 0 | 0 | 0.010598 | 1.3636e-11
[120 empty] | 7.3.3.17.5 (Remote Grid) Updates to grid topology to minimize risk of ignition in HFTDs Remote GridWLDFRContaminationAggregated | WLDFR | HFTD - Distribution - Tier 3 - 5QU CoRE ¦ 1QU LoRE | Non-Red Flag Warning - Large Fires | Contamination | Aggregated | 2037 | 1.1688e-07 | 1430.0123 | 0.00016714 | 2037 | Mitigation | 0.95 | 45 | 0 | esc | 0.00097009 | 1.1338e-10 | 0.00097009 | 1.1338e-10 | 0 | 0 | 0.010598 | 1.3636e-11
[120 empty] | 7.3.3.17.5 (Remote Grid) Updates to grid topology to minimize risk of ignition in HFTDs Remote GridWLDFRContaminationAggregated | WLDFR | HFTD - Distribution - Tier 3 - 5QU CoRE ¦ 1QU LoRE | Non-Red Flag Warning - Large Fires | Contamination | Aggregated | 2038 | 1.1688e-07 | 1430.0123 | 0.00016714 | 2038 | Mitigation | 0.95 | 45 | 0 | esc | 0.00097009 | 1.1338e-10 | 0.00097009 | 1.1338e-10 | 0 | 0 | 0.010598 | 1.3636e-11
[120 empty] | 7.3.3.17.5 (Remote Grid) Updates to grid topology to minimize risk of ignition in HFTDs Remote GridWLDFRContaminationAggregated | WLDFR | HFTD - Distribution - Tier 3 - 5QU CoRE ¦ 1QU LoRE | Non-Red Flag Warning - Large Fires | Contamination | Aggregated | 2039 | 1.1688e-07 | 1430.0123 | 0.00016714 | 2039 | Mitigation | 0.95 | 45 | 0 | esc | 0.00097009 | 1.1338e-10 | 0.00097009 | 1.1338e-10 | 0 | 0 | 0.010598 | 1.3636e-11
[120 empty] | 7.3.3.17.5 (Remote Grid) Updates to grid topology to minimize risk of ignition in HFTDs Remote GridWLDFRContaminationAggregated | WLDFR | HFTD - Distribution - Tier 3 - 5QU CoRE ¦ 1QU LoRE | Non-Red Flag Warning - Large Fires | Contamination | Aggregated | 2040 | 1.1688e-07 | 1430.0123 | 0.00016714 | 2040 | Mitigation | 0.95 | 45 | 0 | esc | 0.00097009 | 1.1338e-10 | 0.00097009 | 1.1338e-10 | 0 | 0 | 0.010598 | 1.3636e-11
[120 empty] | 7.3.3.17.5 (Remote Grid) Updates to grid topology to minimize risk of ignition in HFTDs Remote GridWLDFRContaminationAggregated | WLDFR | HFTD - Distribution - Tier 3 - 5QU CoRE ¦ 1QU LoRE | Non-Red Flag Warning - Large Fires | Contamination | Aggregated | 2041 | 1.1688e-07 | 1430.0123 | 0.00016714 | 2041 | Mitigation | 0.95 | 45 | 0 | esc | 0.00097009 | 1.1338e-10 | 0.00097009 | 1.1338e-10 | 0 | 0 | 0.010598 | 1.3636e-11
[120 empty] | 7.3.3.17.5 (Remote Grid) Updates to grid topology to minimize risk of ignition in HFTDs Remote GridWLDFRContaminationAggregated | WLDFR | HFTD - Distribution - Tier 3 - 5QU CoRE ¦ 1QU LoRE | Non-Red Flag Warning - Large Fires | Contamination | Aggregated | 2042 | 1.1688e-07 | 1430.0123 | 0.00016714 | 2042 | Mitigation | 0.95 | 45 | 0 | esc | 0.00097009 | 1.1338e-10 | 0.00097009 | 1.1338e-10 | 0 | 0 | 0.010598 | 1.3636e-11
[120 empty] | 7.3.3.17.5 (Remote Grid) Updates to grid topology to minimize risk of ignition in HFTDs Remote GridWLDFRContaminationAggregated | WLDFR | HFTD - Distribution - Tier 3 - 5QU CoRE ¦ 1QU LoRE | Non-Red Flag Warning - Large Fires | Contamination | Aggregated | 2043 | 1.1688e-07 | 1430.0123 | 0.00016714 | 2043 | Mitigation | 0.95 | 45 | 0 | esc | 0.00097009 | 1.1338e-10 | 0.00097009 | 1.1338e-10 | 0 | 0 | 0.010598 | 1.3636e-11
[120 empty] | 7.3.3.17.5 (Remote Grid) Updates to grid topology to minimize risk of ignition in HFTDs Remote GridWLDFRContaminationAggregated | WLDFR | HFTD - Distribution - Tier 3 - 5QU CoRE ¦ 1QU LoRE | Non-Red Flag Warning - Large Fires | Contamination | Aggregated | 2044 | 1.1688e-07 | 1430.0123 | 0.00016714 | 2044 | Mitigation | 0.95 | 45 | 0 | esc | 0.00097009 | 1.1338e-10 | 0.00097009 | 1.1338e-10 | 0 | 0 | 0.010598 | 1.3636e-11
[120 empty] | 7.3.3.17.5 (Remote Grid) Updates to grid topology to minimize risk of ignition in HFTDs Remote GridWLDFRContaminationAggregated | WLDFR | HFTD - Distribution - Tier 3 - 5QU CoRE ¦ 1QU LoRE | Non-Red Flag Warning - Large Fires | Contamination | Aggregated | 2045 | 1.1688e-07 | 1430.0123 | 0.00016714 | 2045 | Mitigation | 0.95 | 45 | 0 | esc | 0.00097009 | 1.1338e-10 | 0.00097009 | 1.1338e-10 | 0 | 0 | 0.010598 | 1.3636e-11
[120 empty] | 7.3.3.17.5 (Remote Grid) Updates to grid topology to minimize risk of ignition in HFTDs Remote GridWLDFRContaminationAggregated | WLDFR | HFTD - Distribution - Tier 3 - 5QU CoRE ¦ 1QU LoRE | Non-Red Flag Warning - Large Fires | Contamination | Aggregated | 2046 | 1.1688e-07 | 1430.0123 | 0.00016714 | 2046 | Mitigation | 0.95 | 45 | 0 | esc | 0.00097009 | 1.1338e-10 | 0.00097009 | 1.1338e-10 | 0 | 0 | 0.010598 | 1.3636e-11
[120 empty] | 7.3.3.17.5 (Remote Grid) Updates to grid topology to minimize risk of ignition in HFTDs Remote GridWLDFRContaminationAggregated | WLDFR | HFTD - Distribution - Tier 3 - 5QU CoRE ¦ 1QU LoRE | Non-Red Flag Warning - Large Fires | Contamination | Aggregated | 2047 | 1.1688e-07 | 1430.0123 | 0.00016714 | 2047 | Mitigation | 0.95 | 45 | 0 | esc | 0.00097009 | 1.1338e-10 | 0.00097009 | 1.1338e-10 | 0 | 0 | 0.010598 | 1.3636e-11
[120 empty] | 7.3.3.17.5 (Remote Grid) Updates to grid topology to minimize risk of ignition in HFTDs Remote GridWLDFRContaminationAggregated | WLDFR | HFTD - Distribution - Tier 3 - 5QU CoRE ¦ 1QU LoRE | Non-Red Flag Warning - Large Fires | Contamination | Aggregated | 2048 | 1.1688e-07 | 1430.0123 | 0.00016714 | 2048 | Mitigation | 0.95 | 45 | 0 | esc | 0.00097009 | 1.1338e-10 | 0.00097009 | 1.1338e-10 | 0 | 0 | 0.010598 | 1.3636e-11
[120 empty] | 7.3.3.17.5 (Remote Grid) Updates to grid topology to minimize risk of ignition in HFTDs Remote GridWLDFRContaminationAggregated | WLDFR | HFTD - Distribution - Tier 3 - 5QU CoRE ¦ 1QU LoRE | Non-Red Flag Warning - Large Fires | Contamination | Aggregated | 2049 | 1.1688e-07 | 1430.0123 | 0.00016714 | 2049 | Mitigation | 0.95 | 45 | 0 | esc | 0.00097009 | 1.1338e-10 | 0.00097009 | 1.1338e-10 | 0 | 0 | 0.010598 | 1.3636e-11
[120 empty] | 7.3.3.17.5 (Remote Grid) Updates to grid topology to minimize risk of ignition in HFTDs Remote GridWLDFRContaminationAggregated | WLDFR | HFTD - Distribution - Tier 3 - 5QU CoRE ¦ 1QU LoRE | Non-Red Flag Warning - Large Fires | Contamination | Aggregated | 2050 | 1.1688e-07 | 1430.0123 | 0.00016714 | 2050 | Mitigation | 0.95 | 45 | 0 | esc | 0.00097009 | 1.1338e-10 | 0.00097009 | 1.1338e-10 | 0 | 0 | 0 | 0
[120 empty] | 7.3.3.17.5 (Remote Grid) Updates to grid topology to minimize risk of ignition in HFTDs Remote GridWLDFRContaminationAggregated | WLDFR | HFTD - Distribution - Tier 3 - 5QU CoRE ¦ 1QU LoRE | Non-Red Flag Warning - Large Fires | Contamination | Aggregated | 2051 | 1.1688e-07 | 1430.0123 | 0.00016714 | 2051 | Mitigation | 0.95 | 45 | 0 | esc | 0.00097009 | 1.1338e-10 | 0.00097009 | 1.1338e-10 | 0 | 0 | 0 | 0
[120 empty] | 7.3.3.17.5 (Remote Grid) Updates to grid topology to minimize risk of ignition in HFTDs Remote GridWLDFRContaminationAggregated | WLDFR | HFTD - Distribution - Tier 3 - 5QU CoRE ¦ 1QU LoRE | Non-Red Flag Warning - Large Fires | Contamination | Aggregated | 2052 | 1.1688e-07 | 1430.0123 | 0.00016714 | 2052 | Mitigation | 0.95 | 45 | 0 | esc | 0.00097009 | 1.1338e-10 | 0.00097009 | 1.1338e-10 | 0 | 0 | 0.0087991 | 5.0379e-10
[120 empty] | 7.3.3.17.5 (Remote Grid) Updates to grid topology to minimize risk of ignition in HFTDs Remote GridWLDFRContaminationAggregated | WLDFR | HFTD - Distribution - Tier 3 - 5QU CoRE ¦ 1QU LoRE | Non-Red Flag Warning - Large Fires | Contamination | Aggregated | 2053 | 1.1688e-07 | 1430.0123 | 0.00016714 | 2053 | Mitigation | 0.95 | 45 | 0 | esc | 0.00097009 | 1.1338e-10 | 0.00097009 | 1.1338e-10 | 0 | 0 | 0.0087991 | 5.0379e-10
[120 empty] | 7.3.3.17.5 (Remote Grid) Updates to grid topology to minimize risk of ignition in HFTDs Remote GridWLDFRContaminationAggregated | WLDFR | HFTD - Distribution - Tier 3 - 5QU CoRE ¦ 1QU LoRE | Non-Red Flag Warning - Large Fires | Contamination | Aggregated | 2054 | 1.1688e-07 | 1430.0123 | 0.00016714 | 2054 | Mitigation | 0.95 | 45 | 0 | esc | 0.00097009 | 1.1338e-10 | 0.00097009 | 1.1338e-10 | 0 | 0 | 0.0087991 | 5.0379e-10
[120 empty] | 7.3.3.17.5 (Remote Grid) Updates to grid topology to minimize risk of ignition in HFTDs Remote GridWLDFRContaminationAggregated | WLDFR | HFTD - Distribution - Tier 3 - 5QU CoRE ¦ 1QU LoRE | Non-Red Flag Warning - Large Fires | Contamination | Aggregated | 2055 | 1.1688e-07 | 1430.0123 | 0.00016714 | 2055 | Mitigation | 0.95 | 45 | 0 | esc | 0.00097009 | 1.1338e-10 | 0.00097009 | 1.1338e-10 | 0 | 0 | 0.0087991 | 5.0379e-10
[120 empty] | 7.3.3.17.5 (Remote Grid) Updates to grid topology to minimize risk of ignition in HFTDs Remote GridWLDFRContaminationAggregated | WLDFR | HFTD - Distribution - Tier 3 - 5QU CoRE ¦ 1QU LoRE | Non-Red Flag Warning - Large Fires | Contamination | Aggregated | 2056 | 1.1688e-07 | 1430.0123 | 0.00016714 | 2056 | Mitigation | 0.95 | 45 | 0 | esc | 0.00097009 | 1.1338e-10 | 0.00097009 | 1.1338e-10 | 0 | 0 | 0.0087991 | 5.0379e-10
[120 empty] | 7.3.3.17.5 (Remote Grid) Updates to grid topology to minimize risk of ignition in HFTDs Remote GridWLDFRContaminationAggregated | WLDFR | HFTD - Distribution - Tier 3 - 5QU CoRE ¦ 1QU LoRE | Non-Red Flag Warning - Large Fires | Contamination | Aggregated | 2057 | 1.1688e-07 | 1430.0123 | 0.00016714 | 2057 | Mitigation | 0.95 | 45 | 0 | esc | 0.00097009 | 1.1338e-10 | 0.00097009 | 1.1338e-10 | 0 | 0 | 0.0087991 | 5.0379e-10
[120 empty] | 7.3.3.17.5 (Remote Grid) Updates to grid topology to minimize risk of ignition in HFTDs Remote GridWLDFRContaminationAggregated | WLDFR | HFTD - Distribution - Tier 3 - 5QU CoRE ¦ 1QU LoRE | Non-Red Flag Warning - Large Fires | Contamination | Aggregated | 2058 | 1.1688e-07 | 1430.0123 | 0.00016714 | 2058 | Mitigation | 0.95 | 45 | 0 | esc | 0.00097009 | 1.1338e-10 | 0.00097009 | 1.1338e-10 | 0 | 0 | 0.0087991 | 5.0379e-10
[120 empty] | 7.3.3.17.5 (Remote Grid) Updates to grid topology to minimize risk of ignition in HFTDs Remote GridWLDFRContaminationAggregated | WLDFR | HFTD - Distribution - Tier 3 - 5QU CoRE ¦ 1QU LoRE | Non-Red Flag Warning - Large Fires | Contamination | Aggregated | 2059 | 1.1688e-07 | 1430.0123 | 0.00016714 | 2059 | Mitigation | 0.95 | 45 | 0 | esc | 0.00097009 | 1.1338e-10 | 0.00097009 | 1.1338e-10 | 0 | 0 | 0.0087991 | 5.0379e-10
[120 empty] | 7.3.3.17.5 (Remote Grid) Updates to grid topology to minimize risk of ignition in HFTDs Remote GridWLDFRContaminationAggregated | WLDFR | HFTD - Distribution - Tier 3 - 5QU CoRE ¦ 1QU LoRE | Non-Red Flag Warning - Large Fires | Contamination | Aggregated | 2060 | 1.1688e-07 | 1430.0123 | 0.00016714 | 2060 | Mitigation | 0.95 | 45 | 0 | esc | 0.00097009 | 1.1338e-10 | 0.00097009 | 1.1338e-10 | 0 | 0 | 0.0087991 | 5.0379e-10
[120 empty] | 7.3.3.17.5 (Remote Grid) Updates to grid topology to minimize risk of ignition in HFTDs Remote GridWLDFRContaminationAggregated | WLDFR | HFTD - Distribution - Tier 3 - 5QU CoRE ¦ 1QU LoRE | Non-Red Flag Warning - Large Fires | Contamination | Aggregated | 2061 | 1.1688e-07 | 1430.0123 | 0.00016714 | 2061 | Mitigation | 0.95 | 45 | 0 | esc | 0.00097009 | 1.1338e-10 | 0.00097009 | 1.1338e-10 | 0 | 0 | 0.0087991 | 5.0379e-10
[120 empty] | 7.3.3.17.5 (Remote Grid) Updates to grid topology to minimize risk of ignition in HFTDs Remote GridWLDFRContaminationAggregated | WLDFR | HFTD - Distribution - Tier 3 - 5QU CoRE ¦ 1QU LoRE | Non-Red Flag Warning - Large Fires | Contamination | Aggregated | 2062 | 1.1688e-07 | 1430.0123 | 0.00016714 | 2062 | Mitigation | 0.95 | 45 | 0 | esc | 0.00097009 | 1.1338e-10 | 0.00097009 | 1.1338e-10 | 0 | 0 | 0.0087991 | 5.0379e-10
[120 empty] | 7.3.3.17.5 (Remote Grid) Updates to grid topology to minimize risk of ignition in HFTDs Remote GridWLDFRContaminationAggregated | WLDFR | HFTD - Distribution - Tier 3 - 5QU CoRE ¦ 1QU LoRE | Non-Red Flag Warning - Large Fires | Contamination | Aggregated | 2063 | 1.1688e-07 | 1430.0123 | 0.00016714 | 2063 | Mitigation | 0.95 | 45 | 0 | esc | 0.00097009 | 1.1338e-10 | 0.00097009 | 1.1338e-10 | 0 | 0 | 0.0087991 | 5.0379e-10
[120 empty] | 7.3.3.17.5 (Remote Grid) Updates to grid topology to minimize risk of ignition in HFTDs Remote GridWLDFRContaminationAggregated | WLDFR | HFTD - Distribution - Tier 3 - 5QU CoRE ¦ 1QU LoRE | Non-Red Flag Warning - Large Fires | Contamination | Aggregated | 2064 | 1.1688e-07 | 1430.0123 | 0.00016714 | 2064 | Mitigation | 0.95 | 45 | 0 | esc | 0.00097009 | 1.1338e-10 | 0.00097009 | 1.1338e-10 | 0 | 0 | 0.0087991 | 5.0379e-10
[120 empty] | 7.3.3.17.5 (Remote Grid) Updates to grid topology to minimize risk of ignition in HFTDs Remote GridWLDFRContaminationAggregated | WLDFR | HFTD - Distribution - Tier 3 - 5QU CoRE ¦ 1QU LoRE | Non-Red Flag Warning - Large Fires | Contamination | Aggregated | 2065 | 1.1688e-07 | 1430.0123 | 0.00016714 | 2065 | Mitigation | 0.95 | 45 | 0 | esc | 0.00097009 | 1.1338e-10 | 0.00097009 | 1.1338e-10 | 0 | 0 | 0.0087991 | 5.0379e-10
[120 empty] | 7.3.3.17.5 (Remote Grid) Updates to grid topology to minimize risk of ignition in HFTDs Remote GridWLDFRContaminationAggregated | WLDFR | HFTD - Distribution - Tier 3 - 5QU CoRE ¦ 1QU LoRE | Non-Red Flag Warning - Large Fires | Contamination | Aggregated | 2066 | 1.1688e-07 | 1430.0123 | 0.00016714 | 2066 | Mitigation | 0.95 | 45 | 0 | esc | 0.00097009 | 1.1338e-10 | 0.00097009 | 1.1338e-10 | 0 | 0 | 0.0087991 | 5.0379e-10
[120 empty] | 7.3.3.17.5 (Remote Grid) Updates to grid topology to minimize risk of ignition in HFTDs Remote GridWLDFRContaminationAggregated | WLDFR | HFTD - Distribution - Tier 3 - 5QU CoRE ¦ 1QU LoRE | Non-Red Flag Warning - Large Fires | Contamination | Aggregated | 2067 | 1.1688e-07 | 1430.0123 | 0.00016714 | 2067 | Mitigation | 0.95 | 45 | 0 | esc | 0 | 0 | 0.00097009 | 1.1338e-10 | 0 | 0 | 0.0087991 | 5.0379e-10
[120 empty] | 7.3.3.17.5 (Remote Grid) Updates to grid topology to minimize risk of ignition in HFTDs Remote GridWLDFREquipment / facility failureAggregated | WLDFR | HFTD - Distribution - Tier 3 - 5QU CoRE ¦ 1QU LoRE | Non-Red Flag Warning - Large Fires | Equipment / facility failure | Aggregated | 2022 | 1.9944e-06 | 1430.0123 | 0.002852 | 2022 | Mitigation | 0.95 | 45 | 0 | esc | 0.00097009 | 1.9347e-09 | 0 | 0 | 0 | 0 | 0.0087991 | 5.0379e-10
[120 empty] | 7.3.3.17.5 (Remote Grid) Updates to grid topology to minimize risk of ignition in HFTDs Remote GridWLDFREquipment / facility failureAggregated | WLDFR | HFTD - Distribution - Tier 3 - 5QU CoRE ¦ 1QU LoRE | Non-Red Flag Warning - Large Fires | Equipment / facility failure | Aggregated | 2023 | 1.9944e-06 | 1430.0123 | 0.002852 | 2023 | Mitigation | 0.95 | 45 | 0 | esc | 0.00097009 | 1.9347e-09 | 0.00097009 | 1.9347e-09 | 0 | 0 | 0.0087991 | 5.0379e-10
[120 empty] | 7.3.3.17.5 (Remote Grid) Updates to grid topology to minimize risk of ignition in HFTDs Remote GridWLDFREquipment / facility failureAggregated | WLDFR | HFTD - Distribution - Tier 3 - 5QU CoRE ¦ 1QU LoRE | Non-Red Flag Warning - Large Fires | Equipment / facility failure | Aggregated | 2024 | 1.9944e-06 | 1430.0123 | 0.002852 | 2024 | Mitigation | 0.95 | 45 | 0 | esc | 0.00097009 | 1.9347e-09 | 0.00097009 | 1.9347e-09 | 0 | 0 | 0.0087991 | 5.0379e-10
[120 empty] | 7.3.3.17.5 (Remote Grid) Updates to grid topology to minimize risk of ignition in HFTDs Remote GridWLDFREquipment / facility failureAggregated | WLDFR | HFTD - Distribution - Tier 3 - 5QU CoRE ¦ 1QU LoRE | Non-Red Flag Warning - Large Fires | Equipment / facility failure | Aggregated | 2025 | 1.9944e-06 | 1430.0123 | 0.002852 | 2025 | Mitigation | 0.95 | 45 | 0 | esc | 0.00097009 | 1.9347e-09 | 0.00097009 | 1.9347e-09 | 0 | 0 | 0.0087991 | 5.0379e-10
[120 empty] | 7.3.3.17.5 (Remote Grid) Updates to grid topology to minimize risk of ignition in HFTDs Remote GridWLDFREquipment / facility failureAggregated | WLDFR | HFTD - Distribution - Tier 3 - 5QU CoRE ¦ 1QU LoRE | Non-Red Flag Warning - Large Fires | Equipment / facility failure | Aggregated | 2026 | 1.9944e-06 | 1430.0123 | 0.002852 | 2026 | Mitigation | 0.95 | 45 | 0 | esc | 0.00097009 | 1.9347e-09 | 0.00097009 | 1.9347e-09 | 0 | 0 | 0.0087991 | 5.0379e-10
[120 empty] | 7.3.3.17.5 (Remote Grid) Updates to grid topology to minimize risk of ignition in HFTDs Remote GridWLDFREquipment / facility failureAggregated | WLDFR | HFTD - Distribution - Tier 3 - 5QU CoRE ¦ 1QU LoRE | Non-Red Flag Warning - Large Fires | Equipment / facility failure | Aggregated | 2027 | 1.9944e-06 | 1430.0123 | 0.002852 | 2027 | Mitigation | 0.95 | 45 | 0 | esc | 0.00097009 | 1.9347e-09 | 0.00097009 | 1.9347e-09 | 0 | 0 | 0.0087991 | 5.0379e-10
[120 empty] | 7.3.3.17.5 (Remote Grid) Updates to grid topology to minimize risk of ignition in HFTDs Remote GridWLDFREquipment / facility failureAggregated | WLDFR | HFTD - Distribution - Tier 3 - 5QU CoRE ¦ 1QU LoRE | Non-Red Flag Warning - Large Fires | Equipment / facility failure | Aggregated | 2028 | 1.9944e-06 | 1430.0123 | 0.002852 | 2028 | Mitigation | 0.95 | 45 | 0 | esc | 0.00097009 | 1.9347e-09 | 0.00097009 | 1.9347e-09 | 0 | 0 | 0.0087991 | 5.0379e-10
[120 empty] | 7.3.3.17.5 (Remote Grid) Updates to grid topology to minimize risk of ignition in HFTDs Remote GridWLDFREquipment / facility failureAggregated | WLDFR | HFTD - Distribution - Tier 3 - 5QU CoRE ¦ 1QU LoRE | Non-Red Flag Warning - Large Fires | Equipment / facility failure | Aggregated | 2029 | 1.9944e-06 | 1430.0123 | 0.002852 | 2029 | Mitigation | 0.95 | 45 | 0 | esc | 0.00097009 | 1.9347e-09 | 0.00097009 | 1.9347e-09 | 0 | 0 | 0.0087991 | 5.0379e-10
[120 empty] | 7.3.3.17.5 (Remote Grid) Updates to grid topology to minimize risk of ignition in HFTDs Remote GridWLDFREquipment / facility failureAggregated | WLDFR | HFTD - Distribution - Tier 3 - 5QU CoRE ¦ 1QU LoRE | Non-Red Flag Warning - Large Fires | Equipment / facility failure | Aggregated | 2030 | 1.9944e-06 | 1430.0123 | 0.002852 | 2030 | Mitigation | 0.95 | 45 | 0 | esc | 0.00097009 | 1.9347e-09 | 0.00097009 | 1.9347e-09 | 0 | 0 | 0.0087991 | 5.0379e-10
[120 empty] | 7.3.3.17.5 (Remote Grid) Updates to grid topology to minimize risk of ignition in HFTDs Remote GridWLDFREquipment / facility failureAggregated | WLDFR | HFTD - Distribution - Tier 3 - 5QU CoRE ¦ 1QU LoRE | Non-Red Flag Warning - Large Fires | Equipment / facility failure | Aggregated | 2031 | 1.9944e-06 | 1430.0123 | 0.002852 | 2031 | Mitigation | 0.95 | 45 | 0 | esc | 0.00097009 | 1.9347e-09 | 0.00097009 | 1.9347e-09 | 0 | 0 | 0.0087991 | 5.0379e-10
[120 empty] | 7.3.3.17.5 (Remote Grid) Updates to grid topology to minimize risk of ignition in HFTDs Remote GridWLDFREquipment / facility failureAggregated | WLDFR | HFTD - Distribution - Tier 3 - 5QU CoRE ¦ 1QU LoRE | Non-Red Flag Warning - Large Fires | Equipment / facility failure | Aggregated | 2032 | 1.9944e-06 | 1430.0123 | 0.002852 | 2032 | Mitigation | 0.95 | 45 | 0 | esc | 0.00097009 | 1.9347e-09 | 0.00097009 | 1.9347e-09 | 0 | 0 | 0.0087991 | 5.0379e-10
[120 empty] | 7.3.3.17.5 (Remote Grid) Updates to grid topology to minimize risk of ignition in HFTDs Remote GridWLDFREquipment / facility failureAggregated | WLDFR | HFTD - Distribution - Tier 3 - 5QU CoRE ¦ 1QU LoRE | Non-Red Flag Warning - Large Fires | Equipment / facility failure | Aggregated | 2033 | 1.9944e-06 | 1430.0123 | 0.002852 | 2033 | Mitigation | 0.95 | 45 | 0 | esc | 0.00097009 | 1.9347e-09 | 0.00097009 | 1.9347e-09 | 0 | 0 | 0.0087991 | 5.0379e-10
[120 empty] | 7.3.3.17.5 (Remote Grid) Updates to grid topology to minimize risk of ignition in HFTDs Remote GridWLDFREquipment / facility failureAggregated | WLDFR | HFTD - Distribution - Tier 3 - 5QU CoRE ¦ 1QU LoRE | Non-Red Flag Warning - Large Fires | Equipment / facility failure | Aggregated | 2034 | 1.9944e-06 | 1430.0123 | 0.002852 | 2034 | Mitigation | 0.95 | 45 | 0 | esc | 0.00097009 | 1.9347e-09 | 0.00097009 | 1.9347e-09 | 0 | 0 | 0.0087991 | 5.0379e-10
[120 empty] | 7.3.3.17.5 (Remote Grid) Updates to grid topology to minimize risk of ignition in HFTDs Remote GridWLDFREquipment / facility failureAggregated | WLDFR | HFTD - Distribution - Tier 3 - 5QU CoRE ¦ 1QU LoRE | Non-Red Flag Warning - Large Fires | Equipment / facility failure | Aggregated | 2035 | 1.9944e-06 | 1430.0123 | 0.002852 | 2035 | Mitigation | 0.95 | 45 | 0 | esc | 0.00097009 | 1.9347e-09 | 0.00097009 | 1.9347e-09 | 0 | 0 | 0.0087991 | 5.0379e-10
[120 empty] | 7.3.3.17.5 (Remote Grid) Updates to grid topology to minimize risk of ignition in HFTDs Remote GridWLDFREquipment / facility failureAggregated | WLDFR | HFTD - Distribution - Tier 3 - 5QU CoRE ¦ 1QU LoRE | Non-Red Flag Warning - Large Fires | Equipment / facility failure | Aggregated | 2036 | 1.9944e-06 | 1430.0123 | 0.002852 | 2036 | Mitigation | 0.95 | 45 | 0 | esc | 0.00097009 | 1.9347e-09 | 0.00097009 | 1.9347e-09 | 0 | 0 | 0 | 0
[120 empty] | 7.3.3.17.5 (Remote Grid) Updates to grid topology to minimize risk of ignition in HFTDs Remote GridWLDFREquipment / facility failureAggregated | WLDFR | HFTD - Distribution - Tier 3 - 5QU CoRE ¦ 1QU LoRE | Non-Red Flag Warning - Large Fires | Equipment / facility failure | Aggregated | 2037 | 1.9944e-06 | 1430.0123 | 0.002852 | 2037 | Mitigation | 0.95 | 45 | 0 | esc | 0.00097009 | 1.9347e-09 | 0.00097009 | 1.9347e-09 | 0 | 0 | 0 | 0
[120 empty] | 7.3.3.17.5 (Remote Grid) Updates to grid topology to minimize risk of ignition in HFTDs Remote GridWLDFREquipment / facility failureAggregated | WLDFR | HFTD - Distribution - Tier 3 - 5QU CoRE ¦ 1QU LoRE | Non-Red Flag Warning - Large Fires | Equipment / facility failure | Aggregated | 2038 | 1.9944e-06 | 1430.0123 | 0.002852 | 2038 | Mitigation | 0.95 | 45 | 0 | esc | 0.00097009 | 1.9347e-09 | 0.00097009 | 1.9347e-09 | 0 | 0 | 0.00988 | 2.3125e-10
[120 empty] | 7.3.3.17.5 (Remote Grid) Updates to grid topology to minimize risk of ignition in HFTDs Remote GridWLDFREquipment / facility failureAggregated | WLDFR | HFTD - Distribution - Tier 3 - 5QU CoRE ¦ 1QU LoRE | Non-Red Flag Warning - Large Fires | Equipment / facility failure | Aggregated | 2039 | 1.9944e-06 | 1430.0123 | 0.002852 | 2039 | Mitigation | 0.95 | 45 | 0 | esc | 0.00097009 | 1.9347e-09 | 0.00097009 | 1.9347e-09 | 0 | 0 | 0.00988 | 2.3125e-10
[120 empty] | 7.3.3.17.5 (Remote Grid) Updates to grid topology to minimize risk of ignition in HFTDs Remote GridWLDFREquipment / facility failureAggregated | WLDFR | HFTD - Distribution - Tier 3 - 5QU CoRE ¦ 1QU LoRE | Non-Red Flag Warning - Large Fires | Equipment / facility failure | Aggregated | 2040 | 1.9944e-06 | 1430.0123 | 0.002852 | 2040 | Mitigation | 0.95 | 45 | 0 | esc | 0.00097009 | 1.9347e-09 | 0.00097009 | 1.9347e-09 | 0 | 0 | 0.00988 | 2.3125e-10
[120 empty] | 7.3.3.17.5 (Remote Grid) Updates to grid topology to minimize risk of ignition in HFTDs Remote GridWLDFREquipment / facility failureAggregated | WLDFR | HFTD - Distribution - Tier 3 - 5QU CoRE ¦ 1QU LoRE | Non-Red Flag Warning - Large Fires | Equipment / facility failure | Aggregated | 2041 | 1.9944e-06 | 1430.0123 | 0.002852 | 2041 | Mitigation | 0.95 | 45 | 0 | esc | 0.00097009 | 1.9347e-09 | 0.00097009 | 1.9347e-09 | 0 | 0 | 0.00988 | 2.3125e-10
[120 empty] | 7.3.3.17.5 (Remote Grid) Updates to grid topology to minimize risk of ignition in HFTDs Remote GridWLDFREquipment / facility failureAggregated | WLDFR | HFTD - Distribution - Tier 3 - 5QU CoRE ¦ 1QU LoRE | Non-Red Flag Warning - Large Fires | Equipment / facility failure | Aggregated | 2042 | 1.9944e-06 | 1430.0123 | 0.002852 | 2042 | Mitigation | 0.95 | 45 | 0 | esc | 0.00097009 | 1.9347e-09 | 0.00097009 | 1.9347e-09 | 0 | 0 | 0.00988 | 2.3125e-10
[120 empty] | 7.3.3.17.5 (Remote Grid) Updates to grid topology to minimize risk of ignition in HFTDs Remote GridWLDFREquipment / facility failureAggregated | WLDFR | HFTD - Distribution - Tier 3 - 5QU CoRE ¦ 1QU LoRE | Non-Red Flag Warning - Large Fires | Equipment / facility failure | Aggregated | 2043 | 1.9944e-06 | 1430.0123 | 0.002852 | 2043 | Mitigation | 0.95 | 45 | 0 | esc | 0.00097009 | 1.9347e-09 | 0.00097009 | 1.9347e-09 | 0 | 0 | 0.00988 | 2.3125e-10
[120 empty] | 7.3.3.17.5 (Remote Grid) Updates to grid topology to minimize risk of ignition in HFTDs Remote GridWLDFREquipment / facility failureAggregated | WLDFR | HFTD - Distribution - Tier 3 - 5QU CoRE ¦ 1QU LoRE | Non-Red Flag Warning - Large Fires | Equipment / facility failure | Aggregated | 2044 | 1.9944e-06 | 1430.0123 | 0.002852 | 2044 | Mitigation | 0.95 | 45 | 0 | esc | 0.00097009 | 1.9347e-09 | 0.00097009 | 1.9347e-09 | 0 | 0 | 0.00988 | 2.3125e-10
[120 empty] | 7.3.3.17.5 (Remote Grid) Updates to grid topology to minimize risk of ignition in HFTDs Remote GridWLDFREquipment / facility failureAggregated | WLDFR | HFTD - Distribution - Tier 3 - 5QU CoRE ¦ 1QU LoRE | Non-Red Flag Warning - Large Fires | Equipment / facility failure | Aggregated | 2045 | 1.9944e-06 | 1430.0123 | 0.002852 | 2045 | Mitigation | 0.95 | 45 | 0 | esc | 0.00097009 | 1.9347e-09 | 0.00097009 | 1.9347e-09 | 0 | 0 | 0.00988 | 2.3125e-10
[120 empty] | 7.3.3.17.5 (Remote Grid) Updates to grid topology to minimize risk of ignition in HFTDs Remote GridWLDFREquipment / facility failureAggregated | WLDFR | HFTD - Distribution - Tier 3 - 5QU CoRE ¦ 1QU LoRE | Non-Red Flag Warning - Large Fires | Equipment / facility failure | Aggregated | 2046 | 1.9944e-06 | 1430.0123 | 0.002852 | 2046 | Mitigation | 0.95 | 45 | 0 | esc | 0.00097009 | 1.9347e-09 | 0.00097009 | 1.9347e-09 | 0 | 0 | 0.00988 | 2.3125e-10
[120 empty] | 7.3.3.17.5 (Remote Grid) Updates to grid topology to minimize risk of ignition in HFTDs Remote GridWLDFREquipment / facility failureAggregated | WLDFR | HFTD - Distribution - Tier 3 - 5QU CoRE ¦ 1QU LoRE | Non-Red Flag Warning - Large Fires | Equipment / facility failure | Aggregated | 2047 | 1.9944e-06 | 1430.0123 | 0.002852 | 2047 | Mitigation | 0.95 | 45 | 0 | esc | 0.00097009 | 1.9347e-09 | 0.00097009 | 1.9347e-09 | 0 | 0 | 0.00988 | 2.3125e-10
[120 empty] | 7.3.3.17.5 (Remote Grid) Updates to grid topology to minimize risk of ignition in HFTDs Remote GridWLDFREquipment / facility failureAggregated | WLDFR | HFTD - Distribution - Tier 3 - 5QU CoRE ¦ 1QU LoRE | Non-Red Flag Warning - Large Fires | Equipment / facility failure | Aggregated | 2048 | 1.9944e-06 | 1430.0123 | 0.002852 | 2048 | Mitigation | 0.95 | 45 | 0 | esc | 0.00097009 | 1.9347e-09 | 0.00097009 | 1.9347e-09 | 0 | 0 | 0.00988 | 2.3125e-10
[120 empty] | 7.3.3.17.5 (Remote Grid) Updates to grid topology to minimize risk of ignition in HFTDs Remote GridWLDFREquipment / facility failureAggregated | WLDFR | HFTD - Distribution - Tier 3 - 5QU CoRE ¦ 1QU LoRE | Non-Red Flag Warning - Large Fires | Equipment / facility failure | Aggregated | 2049 | 1.9944e-06 | 1430.0123 | 0.002852 | 2049 | Mitigation | 0.95 | 45 | 0 | esc | 0.00097009 | 1.9347e-09 | 0.00097009 | 1.9347e-09 | 0 | 0 | 0.00988 | 2.3125e-10
[120 empty] | 7.3.3.17.5 (Remote Grid) Updates to grid topology to minimize risk of ignition in HFTDs Remote GridWLDFREquipment / facility failureAggregated | WLDFR | HFTD - Distribution - Tier 3 - 5QU CoRE ¦ 1QU LoRE | Non-Red Flag Warning - Large Fires | Equipment / facility failure | Aggregated | 2050 | 1.9944e-06 | 1430.0123 | 0.002852 | 2050 | Mitigation | 0.95 | 45 | 0 | esc | 0.00097009 | 1.9347e-09 | 0.00097009 | 1.9347e-09 | 0 | 0 | 0.00988 | 2.3125e-10
[120 empty] | 7.3.3.17.5 (Remote Grid) Updates to grid topology to minimize risk of ignition in HFTDs Remote GridWLDFREquipment / facility failureAggregated | WLDFR | HFTD - Distribution - Tier 3 - 5QU CoRE ¦ 1QU LoRE | Non-Red Flag Warning - Large Fires | Equipment / facility failure | Aggregated | 2051 | 1.9944e-06 | 1430.0123 | 0.002852 | 2051 | Mitigation | 0.95 | 45 | 0 | esc | 0.00097009 | 1.9347e-09 | 0.00097009 | 1.9347e-09 | 0 | 0 | 0.00988 | 2.3125e-10
[120 empty] | 7.3.3.17.5 (Remote Grid) Updates to grid topology to minimize risk of ignition in HFTDs Remote GridWLDFREquipment / facility failureAggregated | WLDFR | HFTD - Distribution - Tier 3 - 5QU CoRE ¦ 1QU LoRE | Non-Red Flag Warning - Large Fires | Equipment / facility failure | Aggregated | 2052 | 1.9944e-06 | 1430.0123 | 0.002852 | 2052 | Mitigation | 0.95 | 45 | 0 | esc | 0.00097009 | 1.9347e-09 | 0.00097009 | 1.9347e-09 | 0 | 0 | 0.00988 | 2.3125e-10
[120 empty] | 7.3.3.17.5 (Remote Grid) Updates to grid topology to minimize risk of ignition in HFTDs Remote GridWLDFREquipment / facility failureAggregated | WLDFR | HFTD - Distribution - Tier 3 - 5QU CoRE ¦ 1QU LoRE | Non-Red Flag Warning - Large Fires | Equipment / facility failure | Aggregated | 2053 | 1.9944e-06 | 1430.0123 | 0.002852 | 2053 | Mitigation | 0.95 | 45 | 0 | esc | 0.00097009 | 1.9347e-09 | 0.00097009 | 1.9347e-09 | 0 | 0 | 0.00988 | 2.3125e-10
[120 empty] | 7.3.3.17.5 (Remote Grid) Updates to grid topology to minimize risk of ignition in HFTDs Remote GridWLDFREquipment / facility failureAggregated | WLDFR | HFTD - Distribution - Tier 3 - 5QU CoRE ¦ 1QU LoRE | Non-Red Flag Warning - Large Fires | Equipment / facility failure | Aggregated | 2054 | 1.9944e-06 | 1430.0123 | 0.002852 | 2054 | Mitigation | 0.95 | 45 | 0 | esc | 0.00097009 | 1.9347e-09 | 0.00097009 | 1.9347e-09 | 0 | 0 | 0.00988 | 2.3125e-10
[120 empty] | 7.3.3.17.5 (Remote Grid) Updates to grid topology to minimize risk of ignition in HFTDs Remote GridWLDFREquipment / facility failureAggregated | WLDFR | HFTD - Distribution - Tier 3 - 5QU CoRE ¦ 1QU LoRE | Non-Red Flag Warning - Large Fires | Equipment / facility failure | Aggregated | 2055 | 1.9944e-06 | 1430.0123 | 0.002852 | 2055 | Mitigation | 0.95 | 45 | 0 | esc | 0.00097009 | 1.9347e-09 | 0.00097009 | 1.9347e-09 | 0 | 0 | 0.00988 | 2.3125e-10
[120 empty] | 7.3.3.17.5 (Remote Grid) Updates to grid topology to minimize risk of ignition in HFTDs Remote GridWLDFREquipment / facility failureAggregated | WLDFR | HFTD - Distribution - Tier 3 - 5QU CoRE ¦ 1QU LoRE | Non-Red Flag Warning - Large Fires | Equipment / facility failure | Aggregated | 2056 | 1.9944e-06 | 1430.0123 | 0.002852 | 2056 | Mitigation | 0.95 | 45 | 0 | esc | 0.00097009 | 1.9347e-09 | 0.00097009 | 1.9347e-09 | 0 | 0 | 0.00988 | 2.3125e-10
[120 empty] | 7.3.3.17.5 (Remote Grid) Updates to grid topology to minimize risk of ignition in HFTDs Remote GridWLDFREquipment / facility failureAggregated | WLDFR | HFTD - Distribution - Tier 3 - 5QU CoRE ¦ 1QU LoRE | Non-Red Flag Warning - Large Fires | Equipment / facility failure | Aggregated | 2057 | 1.9944e-06 | 1430.0123 | 0.002852 | 2057 | Mitigation | 0.95 | 45 | 0 | esc | 0.00097009 | 1.9347e-09 | 0.00097009 | 1.9347e-09 | 0 | 0 | 0.00988 | 2.3125e-10
[120 empty] | 7.3.3.17.5 (Remote Grid) Updates to grid topology to minimize risk of ignition in HFTDs Remote GridWLDFREquipment / facility failureAggregated | WLDFR | HFTD - Distribution - Tier 3 - 5QU CoRE ¦ 1QU LoRE | Non-Red Flag Warning - Large Fires | Equipment / facility failure | Aggregated | 2058 | 1.9944e-06 | 1430.0123 | 0.002852 | 2058 | Mitigation | 0.95 | 45 | 0 | esc | 0.00097009 | 1.9347e-09 | 0.00097009 | 1.9347e-09 | 0 | 0 | 0.00988 | 2.3125e-10
[120 empty] | 7.3.3.17.5 (Remote Grid) Updates to grid topology to minimize risk of ignition in HFTDs Remote GridWLDFREquipment / facility failureAggregated | WLDFR | HFTD - Distribution - Tier 3 - 5QU CoRE ¦ 1QU LoRE | Non-Red Flag Warning - Large Fires | Equipment / facility failure | Aggregated | 2059 | 1.9944e-06 | 1430.0123 | 0.002852 | 2059 | Mitigation | 0.95 | 45 | 0 | esc | 0.00097009 | 1.9347e-09 | 0.00097009 | 1.9347e-09 | 0 | 0 | 0.00988 | 2.3125e-10
[120 empty] | 7.3.3.17.5 (Remote Grid) Updates to grid topology to minimize risk of ignition in HFTDs Remote GridWLDFREquipment / facility failureAggregated | WLDFR | HFTD - Distribution - Tier 3 - 5QU CoRE ¦ 1QU LoRE | Non-Red Flag Warning - Large Fires | Equipment / facility failure | Aggregated | 2060 | 1.9944e-06 | 1430.0123 | 0.002852 | 2060 | Mitigation | 0.95 | 45 | 0 | esc | 0.00097009 | 1.9347e-09 | 0.00097009 | 1.9347e-09 | 0 | 0 | 0.00988 | 2.3125e-10
[120 empty] | 7.3.3.17.5 (Remote Grid) Updates to grid topology to minimize risk of ignition in HFTDs Remote GridWLDFREquipment / facility failureAggregated | WLDFR | HFTD - Distribution - Tier 3 - 5QU CoRE ¦ 1QU LoRE | Non-Red Flag Warning - Large Fires | Equipment / facility failure | Aggregated | 2061 | 1.9944e-06 | 1430.0123 | 0.002852 | 2061 | Mitigation | 0.95 | 45 | 0 | esc | 0.00097009 | 1.9347e-09 | 0.00097009 | 1.9347e-09 | 0 | 0 | 0.00988 | 2.3125e-10
[120 empty] | 7.3.3.17.5 (Remote Grid) Updates to grid topology to minimize risk of ignition in HFTDs Remote GridWLDFREquipment / facility failureAggregated | WLDFR | HFTD - Distribution - Tier 3 - 5QU CoRE ¦ 1QU LoRE | Non-Red Flag Warning - Large Fires | Equipment / facility failure | Aggregated | 2062 | 1.9944e-06 | 1430.0123 | 0.002852 | 2062 | Mitigation | 0.95 | 45 | 0 | esc | 0.00097009 | 1.9347e-09 | 0.00097009 | 1.9347e-09 | 0 | 0 | 0.00988 | 2.3125e-10
[120 empty] | 7.3.3.17.5 (Remote Grid) Updates to grid topology to minimize risk of ignition in HFTDs Remote GridWLDFREquipment / facility failureAggregated | WLDFR | HFTD - Distribution - Tier 3 - 5QU CoRE ¦ 1QU LoRE | Non-Red Flag Warning - Large Fires | Equipment / facility failure | Aggregated | 2063 | 1.9944e-06 | 1430.0123 | 0.002852 | 2063 | Mitigation | 0.95 | 45 | 0 | esc | 0.00097009 | 1.9347e-09 | 0.00097009 | 1.9347e-09 | 0 | 0 | 0.00988 | 2.3125e-10
[120 empty] | 7.3.3.17.5 (Remote Grid) Updates to grid topology to minimize risk of ignition in HFTDs Remote GridWLDFREquipment / facility failureAggregated | WLDFR | HFTD - Distribution - Tier 3 - 5QU CoRE ¦ 1QU LoRE | Non-Red Flag Warning - Large Fires | Equipment / facility failure | Aggregated | 2064 | 1.9944e-06 | 1430.0123 | 0.002852 | 2064 | Mitigation | 0.95 | 45 | 0 | esc | 0.00097009 | 1.9347e-09 | 0.00097009 | 1.9347e-09 | 0 | 0 | 0.00988 | 2.3125e-10
[120 empty] | 7.3.3.17.5 (Remote Grid) Updates to grid topology to minimize risk of ignition in HFTDs Remote GridWLDFREquipment / facility failureAggregated | WLDFR | HFTD - Distribution - Tier 3 - 5QU CoRE ¦ 1QU LoRE | Non-Red Flag Warning - Large Fires | Equipment / facility failure | Aggregated | 2065 | 1.9944e-06 | 1430.0123 | 0.002852 | 2065 | Mitigation | 0.95 | 45 | 0 | esc | 0.00097009 | 1.9347e-09 | 0.00097009 | 1.9347e-09 | 0 | 0 | 0.00988 | 2.3125e-10
[120 empty] | 7.3.3.17.5 (Remote Grid) Updates to grid topology to minimize risk of ignition in HFTDs Remote GridWLDFREquipment / facility failureAggregated | WLDFR | HFTD - Distribution - Tier 3 - 5QU CoRE ¦ 1QU LoRE | Non-Red Flag Warning - Large Fires | Equipment / facility failure | Aggregated | 2066 | 1.9944e-06 | 1430.0123 | 0.002852 | 2066 | Mitigation | 0.95 | 45 | 0 | esc | 0.00097009 | 1.9347e-09 | 0.00097009 | 1.9347e-09 | 0 | 0 | 0.00988 | 2.3125e-10
[120 empty] | 7.3.3.17.5 (Remote Grid) Updates to grid topology to minimize risk of ignition in HFTDs Remote GridWLDFREquipment / facility failureAggregated | WLDFR | HFTD - Distribution - Tier 3 - 5QU CoRE ¦ 1QU LoRE | Non-Red Flag Warning - Large Fires | Equipment / facility failure | Aggregated | 2067 | 1.9944e-06 | 1430.0123 | 0.002852 | 2067 | Mitigation | 0.95 | 45 | 0 | esc | 0 | 0 | 0.00097009 | 1.9347e-09 | 0 | 0 | 0.00988 | 2.3125e-10
[120 empty] | 7.3.3.17.5 (Remote Grid) Updates to grid topology to minimize risk of ignition in HFTDs Remote GridWLDFRVegetation ContactAggregated | WLDFR | HFTD - Distribution - Tier 3 - 5QU CoRE ¦ 1QU LoRE | Non-Red Flag Warning - Large Fires | Vegetation Contact | Aggregated | 2022 | 1.0616e-05 | 1430.0123 | 0.015181 | 2022 | Mitigation | 0.95 | 45 | 0 | esc | 0.00097009 | 1.0299e-08 | 0 | 0 | 0 | 0 | 0 | 0
[120 empty] | 7.3.3.17.5 (Remote Grid) Updates to grid topology to minimize risk of ignition in HFTDs Remote GridWLDFRVegetation ContactAggregated | WLDFR | HFTD - Distribution - Tier 3 - 5QU CoRE ¦ 1QU LoRE | Non-Red Flag Warning - Large Fires | Vegetation Contact | Aggregated | 2023 | 1.0616e-05 | 1430.0123 | 0.015181 | 2023 | Mitigation | 0.95 | 45 | 0 | esc | 0.00097009 | 1.0299e-08 | 0.00097009 | 1.0299e-08 | 0 | 0 | 0 | 0
[120 empty] | 7.3.3.17.5 (Remote Grid) Updates to grid topology to minimize risk of ignition in HFTDs Remote GridWLDFRVegetation ContactAggregated | WLDFR | HFTD - Distribution - Tier 3 - 5QU CoRE ¦ 1QU LoRE | Non-Red Flag Warning - Large Fires | Vegetation Contact | Aggregated | 2024 | 1.0616e-05 | 1430.0123 | 0.015181 | 2024 | Mitigation | 0.95 | 45 | 0 | esc | 0.00097009 | 1.0299e-08 | 0.00097009 | 1.0299e-08 | 0 | 0 | 0.0085129 | 2.279e-10
[120 empty] | 7.3.3.17.5 (Remote Grid) Updates to grid topology to minimize risk of ignition in HFTDs Remote GridWLDFRVegetation ContactAggregated | WLDFR | HFTD - Distribution - Tier 3 - 5QU CoRE ¦ 1QU LoRE | Non-Red Flag Warning - Large Fires | Vegetation Contact | Aggregated | 2025 | 1.0616e-05 | 1430.0123 | 0.015181 | 2025 | Mitigation | 0.95 | 45 | 0 | esc | 0.00097009 | 1.0299e-08 | 0.00097009 | 1.0299e-08 | 0 | 0 | 0.0085129 | 2.279e-10
[120 empty] | 7.3.3.17.5 (Remote Grid) Updates to grid topology to minimize risk of ignition in HFTDs Remote GridWLDFRVegetation ContactAggregated | WLDFR | HFTD - Distribution - Tier 3 - 5QU CoRE ¦ 1QU LoRE | Non-Red Flag Warning - Large Fires | Vegetation Contact | Aggregated | 2026 | 1.0616e-05 | 1430.0123 | 0.015181 | 2026 | Mitigation | 0.95 | 45 | 0 | esc | 0.00097009 | 1.0299e-08 | 0.00097009 | 1.0299e-08 | 0 | 0 | 0.0085129 | 2.279e-10
[120 empty] | 7.3.3.17.5 (Remote Grid) Updates to grid topology to minimize risk of ignition in HFTDs Remote GridWLDFRVegetation ContactAggregated | WLDFR | HFTD - Distribution - Tier 3 - 5QU CoRE ¦ 1QU LoRE | Non-Red Flag Warning - Large Fires | Vegetation Contact | Aggregated | 2027 | 1.0616e-05 | 1430.0123 | 0.015181 | 2027 | Mitigation | 0.95 | 45 | 0 | esc | 0.00097009 | 1.0299e-08 | 0.00097009 | 1.0299e-08 | 0 | 0 | 0.0085129 | 2.279e-10
[120 empty] | 7.3.3.17.5 (Remote Grid) Updates to grid topology to minimize risk of ignition in HFTDs Remote GridWLDFRVegetation ContactAggregated | WLDFR | HFTD - Distribution - Tier 3 - 5QU CoRE ¦ 1QU LoRE | Non-Red Flag Warning - Large Fires | Vegetation Contact | Aggregated | 2028 | 1.0616e-05 | 1430.0123 | 0.015181 | 2028 | Mitigation | 0.95 | 45 | 0 | esc | 0.00097009 | 1.0299e-08 | 0.00097009 | 1.0299e-08 | 0 | 0 | 0.0085129 | 2.279e-10
[120 empty] | 7.3.3.17.5 (Remote Grid) Updates to grid topology to minimize risk of ignition in HFTDs Remote GridWLDFRVegetation ContactAggregated | WLDFR | HFTD - Distribution - Tier 3 - 5QU CoRE ¦ 1QU LoRE | Non-Red Flag Warning - Large Fires | Vegetation Contact | Aggregated | 2029 | 1.0616e-05 | 1430.0123 | 0.015181 | 2029 | Mitigation | 0.95 | 45 | 0 | esc | 0.00097009 | 1.0299e-08 | 0.00097009 | 1.0299e-08 | 0 | 0 | 0.0085129 | 2.279e-10
[120 empty] | 7.3.3.17.5 (Remote Grid) Updates to grid topology to minimize risk of ignition in HFTDs Remote GridWLDFRVegetation ContactAggregated | WLDFR | HFTD - Distribution - Tier 3 - 5QU CoRE ¦ 1QU LoRE | Non-Red Flag Warning - Large Fires | Vegetation Contact | Aggregated | 2030 | 1.0616e-05 | 1430.0123 | 0.015181 | 2030 | Mitigation | 0.95 | 45 | 0 | esc | 0.00097009 | 1.0299e-08 | 0.00097009 | 1.0299e-08 | 0 | 0 | 0.0085129 | 2.279e-10
[120 empty] | 7.3.3.17.5 (Remote Grid) Updates to grid topology to minimize risk of ignition in HFTDs Remote GridWLDFRVegetation ContactAggregated | WLDFR | HFTD - Distribution - Tier 3 - 5QU CoRE ¦ 1QU LoRE | Non-Red Flag Warning - Large Fires | Vegetation Contact | Aggregated | 2031 | 1.0616e-05 | 1430.0123 | 0.015181 | 2031 | Mitigation | 0.95 | 45 | 0 | esc | 0.00097009 | 1.0299e-08 | 0.00097009 | 1.0299e-08 | 0 | 0 | 0.0085129 | 2.279e-10
[120 empty] | 7.3.3.17.5 (Remote Grid) Updates to grid topology to minimize risk of ignition in HFTDs Remote GridWLDFRVegetation ContactAggregated | WLDFR | HFTD - Distribution - Tier 3 - 5QU CoRE ¦ 1QU LoRE | Non-Red Flag Warning - Large Fires | Vegetation Contact | Aggregated | 2032 | 1.0616e-05 | 1430.0123 | 0.015181 | 2032 | Mitigation | 0.95 | 45 | 0 | esc | 0.00097009 | 1.0299e-08 | 0.00097009 | 1.0299e-08 | 0 | 0 | 0.0085129 | 2.279e-10
[120 empty] | 7.3.3.17.5 (Remote Grid) Updates to grid topology to minimize risk of ignition in HFTDs Remote GridWLDFRVegetation ContactAggregated | WLDFR | HFTD - Distribution - Tier 3 - 5QU CoRE ¦ 1QU LoRE | Non-Red Flag Warning - Large Fires | Vegetation Contact | Aggregated | 2033 | 1.0616e-05 | 1430.0123 | 0.015181 | 2033 | Mitigation | 0.95 | 45 | 0 | esc | 0.00097009 | 1.0299e-08 | 0.00097009 | 1.0299e-08 | 0 | 0 | 0.0085129 | 2.279e-10
[120 empty] | 7.3.3.17.5 (Remote Grid) Updates to grid topology to minimize risk of ignition in HFTDs Remote GridWLDFRVegetation ContactAggregated | WLDFR | HFTD - Distribution - Tier 3 - 5QU CoRE ¦ 1QU LoRE | Non-Red Flag Warning - Large Fires | Vegetation Contact | Aggregated | 2034 | 1.0616e-05 | 1430.0123 | 0.015181 | 2034 | Mitigation | 0.95 | 45 | 0 | esc | 0.00097009 | 1.0299e-08 | 0.00097009 | 1.0299e-08 | 0 | 0 | 0.0085129 | 2.279e-10
[120 empty] | 7.3.3.17.5 (Remote Grid) Updates to grid topology to minimize risk of ignition in HFTDs Remote GridWLDFRVegetation ContactAggregated | WLDFR | HFTD - Distribution - Tier 3 - 5QU CoRE ¦ 1QU LoRE | Non-Red Flag Warning - Large Fires | Vegetation Contact | Aggregated | 2035 | 1.0616e-05 | 1430.0123 | 0.015181 | 2035 | Mitigation | 0.95 | 45 | 0 | esc | 0.00097009 | 1.0299e-08 | 0.00097009 | 1.0299e-08 | 0 | 0 | 0.0085129 | 2.279e-10
[120 empty] | 7.3.3.17.5 (Remote Grid) Updates to grid topology to minimize risk of ignition in HFTDs Remote GridWLDFRVegetation ContactAggregated | WLDFR | HFTD - Distribution - Tier 3 - 5QU CoRE ¦ 1QU LoRE | Non-Red Flag Warning - Large Fires | Vegetation Contact | Aggregated | 2036 | 1.0616e-05 | 1430.0123 | 0.015181 | 2036 | Mitigation | 0.95 | 45 | 0 | esc | 0.00097009 | 1.0299e-08 | 0.00097009 | 1.0299e-08 | 0 | 0 | 0.0085129 | 2.279e-10
[120 empty] | 7.3.3.17.5 (Remote Grid) Updates to grid topology to minimize risk of ignition in HFTDs Remote GridWLDFRVegetation ContactAggregated | WLDFR | HFTD - Distribution - Tier 3 - 5QU CoRE ¦ 1QU LoRE | Non-Red Flag Warning - Large Fires | Vegetation Contact | Aggregated | 2037 | 1.0616e-05 | 1430.0123 | 0.015181 | 2037 | Mitigation | 0.95 | 45 | 0 | esc | 0.00097009 | 1.0299e-08 | 0.00097009 | 1.0299e-08 | 0 | 0 | 0.0085129 | 2.279e-10
[120 empty] | 7.3.3.17.5 (Remote Grid) Updates to grid topology to minimize risk of ignition in HFTDs Remote GridWLDFRVegetation ContactAggregated | WLDFR | HFTD - Distribution - Tier 3 - 5QU CoRE ¦ 1QU LoRE | Non-Red Flag Warning - Large Fires | Vegetation Contact | Aggregated | 2038 | 1.0616e-05 | 1430.0123 | 0.015181 | 2038 | Mitigation | 0.95 | 45 | 0 | esc | 0.00097009 | 1.0299e-08 | 0.00097009 | 1.0299e-08 | 0 | 0 | 0.0085129 | 2.279e-10
[120 empty] | 7.3.3.17.5 (Remote Grid) Updates to grid topology to minimize risk of ignition in HFTDs Remote GridWLDFRVegetation ContactAggregated | WLDFR | HFTD - Distribution - Tier 3 - 5QU CoRE ¦ 1QU LoRE | Non-Red Flag Warning - Large Fires | Vegetation Contact | Aggregated | 2039 | 1.0616e-05 | 1430.0123 | 0.015181 | 2039 | Mitigation | 0.95 | 45 | 0 | esc | 0.00097009 | 1.0299e-08 | 0.00097009 | 1.0299e-08 | 0 | 0 | 0.0085129 | 2.279e-10
[120 empty] | 7.3.3.17.5 (Remote Grid) Updates to grid topology to minimize risk of ignition in HFTDs Remote GridWLDFRVegetation ContactAggregated | WLDFR | HFTD - Distribution - Tier 3 - 5QU CoRE ¦ 1QU LoRE | Non-Red Flag Warning - Large Fires | Vegetation Contact | Aggregated | 2040 | 1.0616e-05 | 1430.0123 | 0.015181 | 2040 | Mitigation | 0.95 | 45 | 0 | esc | 0.00097009 | 1.0299e-08 | 0.00097009 | 1.0299e-08 | 0 | 0 | 0.0085129 | 2.279e-10
[120 empty] | 7.3.3.17.5 (Remote Grid) Updates to grid topology to minimize risk of ignition in HFTDs Remote GridWLDFRVegetation ContactAggregated | WLDFR | HFTD - Distribution - Tier 3 - 5QU CoRE ¦ 1QU LoRE | Non-Red Flag Warning - Large Fires | Vegetation Contact | Aggregated | 2041 | 1.0616e-05 | 1430.0123 | 0.015181 | 2041 | Mitigation | 0.95 | 45 | 0 | esc | 0.00097009 | 1.0299e-08 | 0.00097009 | 1.0299e-08 | 0 | 0 | 0.0085129 | 2.279e-10
[120 empty] | 7.3.3.17.5 (Remote Grid) Updates to grid topology to minimize risk of ignition in HFTDs Remote GridWLDFRVegetation ContactAggregated | WLDFR | HFTD - Distribution - Tier 3 - 5QU CoRE ¦ 1QU LoRE | Non-Red Flag Warning - Large Fires | Vegetation Contact | Aggregated | 2042 | 1.0616e-05 | 1430.0123 | 0.015181 | 2042 | Mitigation | 0.95 | 45 | 0 | esc | 0.00097009 | 1.0299e-08 | 0.00097009 | 1.0299e-08 | 0 | 0 | 0.0085129 | 2.279e-10
[120 empty] | 7.3.3.17.5 (Remote Grid) Updates to grid topology to minimize risk of ignition in HFTDs Remote GridWLDFRVegetation ContactAggregated | WLDFR | HFTD - Distribution - Tier 3 - 5QU CoRE ¦ 1QU LoRE | Non-Red Flag Warning - Large Fires | Vegetation Contact | Aggregated | 2043 | 1.0616e-05 | 1430.0123 | 0.015181 | 2043 | Mitigation | 0.95 | 45 | 0 | esc | 0.00097009 | 1.0299e-08 | 0.00097009 | 1.0299e-08 | 0 | 0 | 0.0085129 | 2.279e-10
[120 empty] | 7.3.3.17.5 (Remote Grid) Updates to grid topology to minimize risk of ignition in HFTDs Remote GridWLDFRVegetation ContactAggregated | WLDFR | HFTD - Distribution - Tier 3 - 5QU CoRE ¦ 1QU LoRE | Non-Red Flag Warning - Large Fires | Vegetation Contact | Aggregated | 2044 | 1.0616e-05 | 1430.0123 | 0.015181 | 2044 | Mitigation | 0.95 | 45 | 0 | esc | 0.00097009 | 1.0299e-08 | 0.00097009 | 1.0299e-08 | 0 | 0 | 0.0085129 | 2.279e-10
[120 empty] | 7.3.3.17.5 (Remote Grid) Updates to grid topology to minimize risk of ignition in HFTDs Remote GridWLDFRVegetation ContactAggregated | WLDFR | HFTD - Distribution - Tier 3 - 5QU CoRE ¦ 1QU LoRE | Non-Red Flag Warning - Large Fires | Vegetation Contact | Aggregated | 2045 | 1.0616e-05 | 1430.0123 | 0.015181 | 2045 | Mitigation | 0.95 | 45 | 0 | esc | 0.00097009 | 1.0299e-08 | 0.00097009 | 1.0299e-08 | 0 | 0 | 0.0085129 | 2.279e-10
[120 empty] | 7.3.3.17.5 (Remote Grid) Updates to grid topology to minimize risk of ignition in HFTDs Remote GridWLDFRVegetation ContactAggregated | WLDFR | HFTD - Distribution - Tier 3 - 5QU CoRE ¦ 1QU LoRE | Non-Red Flag Warning - Large Fires | Vegetation Contact | Aggregated | 2046 | 1.0616e-05 | 1430.0123 | 0.015181 | 2046 | Mitigation | 0.95 | 45 | 0 | esc | 0.00097009 | 1.0299e-08 | 0.00097009 | 1.0299e-08 | 0 | 0 | 0.0085129 | 2.279e-10
[120 empty] | 7.3.3.17.5 (Remote Grid) Updates to grid topology to minimize risk of ignition in HFTDs Remote GridWLDFRVegetation ContactAggregated | WLDFR | HFTD - Distribution - Tier 3 - 5QU CoRE ¦ 1QU LoRE | Non-Red Flag Warning - Large Fires | Vegetation Contact | Aggregated | 2047 | 1.0616e-05 | 1430.0123 | 0.015181 | 2047 | Mitigation | 0.95 | 45 | 0 | esc | 0.00097009 | 1.0299e-08 | 0.00097009 | 1.0299e-08 | 0 | 0 | 0.0085129 | 2.279e-10
[120 empty] | 7.3.3.17.5 (Remote Grid) Updates to grid topology to minimize risk of ignition in HFTDs Remote GridWLDFRVegetation ContactAggregated | WLDFR | HFTD - Distribution - Tier 3 - 5QU CoRE ¦ 1QU LoRE | Non-Red Flag Warning - Large Fires | Vegetation Contact | Aggregated | 2048 | 1.0616e-05 | 1430.0123 | 0.015181 | 2048 | Mitigation | 0.95 | 45 | 0 | esc | 0.00097009 | 1.0299e-08 | 0.00097009 | 1.0299e-08 | 0 | 0 | 0.0085129 | 2.279e-10
[120 empty] | 7.3.3.17.5 (Remote Grid) Updates to grid topology to minimize risk of ignition in HFTDs Remote GridWLDFRVegetation ContactAggregated | WLDFR | HFTD - Distribution - Tier 3 - 5QU CoRE ¦ 1QU LoRE | Non-Red Flag Warning - Large Fires | Vegetation Contact | Aggregated | 2049 | 1.0616e-05 | 1430.0123 | 0.015181 | 2049 | Mitigation | 0.95 | 45 | 0 | esc | 0.00097009 | 1.0299e-08 | 0.00097009 | 1.0299e-08 | 0 | 0 | 0.0085129 | 2.279e-10
[120 empty] | 7.3.3.17.5 (Remote Grid) Updates to grid topology to minimize risk of ignition in HFTDs Remote GridWLDFRVegetation ContactAggregated | WLDFR | HFTD - Distribution - Tier 3 - 5QU CoRE ¦ 1QU LoRE | Non-Red Flag Warning - Large Fires | Vegetation Contact | Aggregated | 2050 | 1.0616e-05 | 1430.0123 | 0.015181 | 2050 | Mitigation | 0.95 | 45 | 0 | esc | 0.00097009 | 1.0299e-08 | 0.00097009 | 1.0299e-08 | 0 | 0 | 0.0085129 | 2.279e-10
[120 empty] | 7.3.3.17.5 (Remote Grid) Updates to grid topology to minimize risk of ignition in HFTDs Remote GridWLDFRVegetation ContactAggregated | WLDFR | HFTD - Distribution - Tier 3 - 5QU CoRE ¦ 1QU LoRE | Non-Red Flag Warning - Large Fires | Vegetation Contact | Aggregated | 2051 | 1.0616e-05 | 1430.0123 | 0.015181 | 2051 | Mitigation | 0.95 | 45 | 0 | esc | 0.00097009 | 1.0299e-08 | 0.00097009 | 1.0299e-08 | 0 | 0 | 0.0085129 | 2.279e-10
[120 empty] | 7.3.3.17.5 (Remote Grid) Updates to grid topology to minimize risk of ignition in HFTDs Remote GridWLDFRVegetation ContactAggregated | WLDFR | HFTD - Distribution - Tier 3 - 5QU CoRE ¦ 1QU LoRE | Non-Red Flag Warning - Large Fires | Vegetation Contact | Aggregated | 2052 | 1.0616e-05 | 1430.0123 | 0.015181 | 2052 | Mitigation | 0.95 | 45 | 0 | esc | 0.00097009 | 1.0299e-08 | 0.00097009 | 1.0299e-08 | 0 | 0 | 0.0085129 | 2.279e-10
[120 empty] | 7.3.3.17.5 (Remote Grid) Updates to grid topology to minimize risk of ignition in HFTDs Remote GridWLDFRVegetation ContactAggregated | WLDFR | HFTD - Distribution - Tier 3 - 5QU CoRE ¦ 1QU LoRE | Non-Red Flag Warning - Large Fires | Vegetation Contact | Aggregated | 2053 | 1.0616e-05 | 1430.0123 | 0.015181 | 2053 | Mitigation | 0.95 | 45 | 0 | esc | 0.00097009 | 1.0299e-08 | 0.00097009 | 1.0299e-08 | 0 | 0 | 0.0085129 | 2.279e-10
[120 empty] | 7.3.3.17.5 (Remote Grid) Updates to grid topology to minimize risk of ignition in HFTDs Remote GridWLDFRVegetation ContactAggregated | WLDFR | HFTD - Distribution - Tier 3 - 5QU CoRE ¦ 1QU LoRE | Non-Red Flag Warning - Large Fires | Vegetation Contact | Aggregated | 2054 | 1.0616e-05 | 1430.0123 | 0.015181 | 2054 | Mitigation | 0.95 | 45 | 0 | esc | 0.00097009 | 1.0299e-08 | 0.00097009 | 1.0299e-08 | 0 | 0 | 0 | 0
[120 empty] | 7.3.3.17.5 (Remote Grid) Updates to grid topology to minimize risk of ignition in HFTDs Remote GridWLDFRVegetation ContactAggregated | WLDFR | HFTD - Distribution - Tier 3 - 5QU CoRE ¦ 1QU LoRE | Non-Red Flag Warning - Large Fires | Vegetation Contact | Aggregated | 2055 | 1.0616e-05 | 1430.0123 | 0.015181 | 2055 | Mitigation | 0.95 | 45 | 0 | esc | 0.00097009 | 1.0299e-08 | 0.00097009 | 1.0299e-08 | 0 | 0 | 0 | 0
[120 empty] | 7.3.3.17.5 (Remote Grid) Updates to grid topology to minimize risk of ignition in HFTDs Remote GridWLDFRVegetation ContactAggregated | WLDFR | HFTD - Distribution - Tier 3 - 5QU CoRE ¦ 1QU LoRE | Non-Red Flag Warning - Large Fires | Vegetation Contact | Aggregated | 2056 | 1.0616e-05 | 1430.0123 | 0.015181 | 2056 | Mitigation | 0.95 | 45 | 0 | esc | 0.00097009 | 1.0299e-08 | 0.00097009 | 1.0299e-08 | 0 | 0 | 0.0093087 | 1.4679e-09
[120 empty] | 7.3.3.17.5 (Remote Grid) Updates to grid topology to minimize risk of ignition in HFTDs Remote GridWLDFRVegetation ContactAggregated | WLDFR | HFTD - Distribution - Tier 3 - 5QU CoRE ¦ 1QU LoRE | Non-Red Flag Warning - Large Fires | Vegetation Contact | Aggregated | 2057 | 1.0616e-05 | 1430.0123 | 0.015181 | 2057 | Mitigation | 0.95 | 45 | 0 | esc | 0.00097009 | 1.0299e-08 | 0.00097009 | 1.0299e-08 | 0 | 0 | 0.0093087 | 1.4679e-09
[120 empty] | 7.3.3.17.5 (Remote Grid) Updates to grid topology to minimize risk of ignition in HFTDs Remote GridWLDFRVegetation ContactAggregated | WLDFR | HFTD - Distribution - Tier 3 - 5QU CoRE ¦ 1QU LoRE | Non-Red Flag Warning - Large Fires | Vegetation Contact | Aggregated | 2058 | 1.0616e-05 | 1430.0123 | 0.015181 | 2058 | Mitigation | 0.95 | 45 | 0 | esc | 0.00097009 | 1.0299e-08 | 0.00097009 | 1.0299e-08 | 0 | 0 | 0.0093087 | 1.4679e-09
[120 empty] | 7.3.3.17.5 (Remote Grid) Updates to grid topology to minimize risk of ignition in HFTDs Remote GridWLDFRVegetation ContactAggregated | WLDFR | HFTD - Distribution - Tier 3 - 5QU CoRE ¦ 1QU LoRE | Non-Red Flag Warning - Large Fires | Vegetation Contact | Aggregated | 2059 | 1.0616e-05 | 1430.0123 | 0.015181 | 2059 | Mitigation | 0.95 | 45 | 0 | esc | 0.00097009 | 1.0299e-08 | 0.00097009 | 1.0299e-08 | 0 | 0 | 0.0093087 | 1.4679e-09
[120 empty] | 7.3.3.17.5 (Remote Grid) Updates to grid topology to minimize risk of ignition in HFTDs Remote GridWLDFRVegetation ContactAggregated | WLDFR | HFTD - Distribution - Tier 3 - 5QU CoRE ¦ 1QU LoRE | Non-Red Flag Warning - Large Fires | Vegetation Contact | Aggregated | 2060 | 1.0616e-05 | 1430.0123 | 0.015181 | 2060 | Mitigation | 0.95 | 45 | 0 | esc | 0.00097009 | 1.0299e-08 | 0.00097009 | 1.0299e-08 | 0 | 0 | 0.0093087 | 1.4679e-09
[120 empty] | 7.3.3.17.5 (Remote Grid) Updates to grid topology to minimize risk of ignition in HFTDs Remote GridWLDFRVegetation ContactAggregated | WLDFR | HFTD - Distribution - Tier 3 - 5QU CoRE ¦ 1QU LoRE | Non-Red Flag Warning - Large Fires | Vegetation Contact | Aggregated | 2061 | 1.0616e-05 | 1430.0123 | 0.015181 | 2061 | Mitigation | 0.95 | 45 | 0 | esc | 0.00097009 | 1.0299e-08 | 0.00097009 | 1.0299e-08 | 0 | 0 | 0.0093087 | 1.4679e-09
[120 empty] | 7.3.3.17.5 (Remote Grid) Updates to grid topology to minimize risk of ignition in HFTDs Remote GridWLDFRVegetation ContactAggregated | WLDFR | HFTD - Distribution - Tier 3 - 5QU CoRE ¦ 1QU LoRE | Non-Red Flag Warning - Large Fires | Vegetation Contact | Aggregated | 2062 | 1.0616e-05 | 1430.0123 | 0.015181 | 2062 | Mitigation | 0.95 | 45 | 0 | esc | 0.00097009 | 1.0299e-08 | 0.00097009 | 1.0299e-08 | 0 | 0 | 0.0093087 | 1.4679e-09
[120 empty] | 7.3.3.17.5 (Remote Grid) Updates to grid topology to minimize risk of ignition in HFTDs Remote GridWLDFRVegetation ContactAggregated | WLDFR | HFTD - Distribution - Tier 3 - 5QU CoRE ¦ 1QU LoRE | Non-Red Flag Warning - Large Fires | Vegetation Contact | Aggregated | 2063 | 1.0616e-05 | 1430.0123 | 0.015181 | 2063 | Mitigation | 0.95 | 45 | 0 | esc | 0.00097009 | 1.0299e-08 | 0.00097009 | 1.0299e-08 | 0 | 0 | 0.0093087 | 1.4679e-09
[120 empty] | 7.3.3.17.5 (Remote Grid) Updates to grid topology to minimize risk of ignition in HFTDs Remote GridWLDFRVegetation ContactAggregated | WLDFR | HFTD - Distribution - Tier 3 - 5QU CoRE ¦ 1QU LoRE | Non-Red Flag Warning - Large Fires | Vegetation Contact | Aggregated | 2064 | 1.0616e-05 | 1430.0123 | 0.015181 | 2064 | Mitigation | 0.95 | 45 | 0 | esc | 0.00097009 | 1.0299e-08 | 0.00097009 | 1.0299e-08 | 0 | 0 | 0.0093087 | 1.4679e-09
[120 empty] | 7.3.3.17.5 (Remote Grid) Updates to grid topology to minimize risk of ignition in HFTDs Remote GridWLDFRVegetation ContactAggregated | WLDFR | HFTD - Distribution - Tier 3 - 5QU CoRE ¦ 1QU LoRE | Non-Red Flag Warning - Large Fires | Vegetation Contact | Aggregated | 2065 | 1.0616e-05 | 1430.0123 | 0.015181 | 2065 | Mitigation | 0.95 | 45 | 0 | esc | 0.00097009 | 1.0299e-08 | 0.00097009 | 1.0299e-08 | 0 | 0 | 0.0093087 | 1.4679e-09
[120 empty] | 7.3.3.17.5 (Remote Grid) Updates to grid topology to minimize risk of ignition in HFTDs Remote GridWLDFRVegetation ContactAggregated | WLDFR | HFTD - Distribution - Tier 3 - 5QU CoRE ¦ 1QU LoRE | Non-Red Flag Warning - Large Fires | Vegetation Contact | Aggregated | 2066 | 1.0616e-05 | 1430.0123 | 0.015181 | 2066 | Mitigation | 0.95 | 45 | 0 | esc | 0.00097009 | 1.0299e-08 | 0.00097009 | 1.0299e-08 | 0 | 0 | 0.0093087 | 1.4679e-09
[120 empty] | 7.3.3.17.5 (Remote Grid) Updates to grid topology to minimize risk of ignition in HFTDs Remote GridWLDFRVegetation ContactAggregated | WLDFR | HFTD - Distribution - Tier 3 - 5QU CoRE ¦ 1QU LoRE | Non-Red Flag Warning - Large Fires | Vegetation Contact | Aggregated | 2067 | 1.0616e-05 | 1430.0123 | 0.015181 | 2067 | Mitigation | 0.95 | 45 | 0 | esc | 0 | 0 | 0.00097009 | 1.0299e-08 | 0 | 0 | 0.0093087 | 1.4679e-09
[120 empty] | 7.3.3.17.5 (Remote Grid) Updates to grid topology to minimize risk of ignition in HFTDs Remote GridWLDFRWire-to-wire contactAggregated | WLDFR | HFTD - Distribution - Tier 3 - 5QU CoRE ¦ 1QU LoRE | Non-Red Flag Warning - Large Fires | Wire-to-wire contact | Aggregated | 2022 | 1.9249e-06 | 1430.0123 | 0.0027527 | 2022 | Mitigation | 0.95 | 45 | 0 | esc | 0.00097009 | 1.8673e-09 | 0 | 0 | 0 | 0 | 0.0093087 | 1.4679e-09
[120 empty] | 7.3.3.17.5 (Remote Grid) Updates to grid topology to minimize risk of ignition in HFTDs Remote GridWLDFRWire-to-wire contactAggregated | WLDFR | HFTD - Distribution - Tier 3 - 5QU CoRE ¦ 1QU LoRE | Non-Red Flag Warning - Large Fires | Wire-to-wire contact | Aggregated | 2023 | 1.9249e-06 | 1430.0123 | 0.0027527 | 2023 | Mitigation | 0.95 | 45 | 0 | esc | 0.00097009 | 1.8673e-09 | 0.00097009 | 1.8673e-09 | 0 | 0 | 0.0093087 | 1.4679e-09
[120 empty] | 7.3.3.17.5 (Remote Grid) Updates to grid topology to minimize risk of ignition in HFTDs Remote GridWLDFRWire-to-wire contactAggregated | WLDFR | HFTD - Distribution - Tier 3 - 5QU CoRE ¦ 1QU LoRE | Non-Red Flag Warning - Large Fires | Wire-to-wire contact | Aggregated | 2024 | 1.9249e-06 | 1430.0123 | 0.0027527 | 2024 | Mitigation | 0.95 | 45 | 0 | esc | 0.00097009 | 1.8673e-09 | 0.00097009 | 1.8673e-09 | 0 | 0 | 0.0093087 | 1.4679e-09
[120 empty] | 7.3.3.17.5 (Remote Grid) Updates to grid topology to minimize risk of ignition in HFTDs Remote GridWLDFRWire-to-wire contactAggregated | WLDFR | HFTD - Distribution - Tier 3 - 5QU CoRE ¦ 1QU LoRE | Non-Red Flag Warning - Large Fires | Wire-to-wire contact | Aggregated | 2025 | 1.9249e-06 | 1430.0123 | 0.0027527 | 2025 | Mitigation | 0.95 | 45 | 0 | esc | 0.00097009 | 1.8673e-09 | 0.00097009 | 1.8673e-09 | 0 | 0 | 0.0093087 | 1.4679e-09
[120 empty] | 7.3.3.17.5 (Remote Grid) Updates to grid topology to minimize risk of ignition in HFTDs Remote GridWLDFRWire-to-wire contactAggregated | WLDFR | HFTD - Distribution - Tier 3 - 5QU CoRE ¦ 1QU LoRE | Non-Red Flag Warning - Large Fires | Wire-to-wire contact | Aggregated | 2026 | 1.9249e-06 | 1430.0123 | 0.0027527 | 2026 | Mitigation | 0.95 | 45 | 0 | esc | 0.00097009 | 1.8673e-09 | 0.00097009 | 1.8673e-09 | 0 | 0 | 0.0093087 | 1.4679e-09
[120 empty] | 7.3.3.17.5 (Remote Grid) Updates to grid topology to minimize risk of ignition in HFTDs Remote GridWLDFRWire-to-wire contactAggregated | WLDFR | HFTD - Distribution - Tier 3 - 5QU CoRE ¦ 1QU LoRE | Non-Red Flag Warning - Large Fires | Wire-to-wire contact | Aggregated | 2027 | 1.9249e-06 | 1430.0123 | 0.0027527 | 2027 | Mitigation | 0.95 | 45 | 0 | esc | 0.00097009 | 1.8673e-09 | 0.00097009 | 1.8673e-09 | 0 | 0 | 0.0093087 | 1.4679e-09
[120 empty] | 7.3.3.17.5 (Remote Grid) Updates to grid topology to minimize risk of ignition in HFTDs Remote GridWLDFRWire-to-wire contactAggregated | WLDFR | HFTD - Distribution - Tier 3 - 5QU CoRE ¦ 1QU LoRE | Non-Red Flag Warning - Large Fires | Wire-to-wire contact | Aggregated | 2028 | 1.9249e-06 | 1430.0123 | 0.0027527 | 2028 | Mitigation | 0.95 | 45 | 0 | esc | 0.00097009 | 1.8673e-09 | 0.00097009 | 1.8673e-09 | 0 | 0 | 0.0093087 | 1.4679e-09
[120 empty] | 7.3.3.17.5 (Remote Grid) Updates to grid topology to minimize risk of ignition in HFTDs Remote GridWLDFRWire-to-wire contactAggregated | WLDFR | HFTD - Distribution - Tier 3 - 5QU CoRE ¦ 1QU LoRE | Non-Red Flag Warning - Large Fires | Wire-to-wire contact | Aggregated | 2029 | 1.9249e-06 | 1430.0123 | 0.0027527 | 2029 | Mitigation | 0.95 | 45 | 0 | esc | 0.00097009 | 1.8673e-09 | 0.00097009 | 1.8673e-09 | 0 | 0 | 0.0093087 | 1.4679e-09
[120 empty] | 7.3.3.17.5 (Remote Grid) Updates to grid topology to minimize risk of ignition in HFTDs Remote GridWLDFRWire-to-wire contactAggregated | WLDFR | HFTD - Distribution - Tier 3 - 5QU CoRE ¦ 1QU LoRE | Non-Red Flag Warning - Large Fires | Wire-to-wire contact | Aggregated | 2030 | 1.9249e-06 | 1430.0123 | 0.0027527 | 2030 | Mitigation | 0.95 | 45 | 0 | esc | 0.00097009 | 1.8673e-09 | 0.00097009 | 1.8673e-09 | 0 | 0 | 0.0093087 | 1.4679e-09
[120 empty] | 7.3.3.17.5 (Remote Grid) Updates to grid topology to minimize risk of ignition in HFTDs Remote GridWLDFRWire-to-wire contactAggregated | WLDFR | HFTD - Distribution - Tier 3 - 5QU CoRE ¦ 1QU LoRE | Non-Red Flag Warning - Large Fires | Wire-to-wire contact | Aggregated | 2031 | 1.9249e-06 | 1430.0123 | 0.0027527 | 2031 | Mitigation | 0.95 | 45 | 0 | esc | 0.00097009 | 1.8673e-09 | 0.00097009 | 1.8673e-09 | 0 | 0 | 0.0093087 | 1.4679e-09
[120 empty] | 7.3.3.17.5 (Remote Grid) Updates to grid topology to minimize risk of ignition in HFTDs Remote GridWLDFRWire-to-wire contactAggregated | WLDFR | HFTD - Distribution - Tier 3 - 5QU CoRE ¦ 1QU LoRE | Non-Red Flag Warning - Large Fires | Wire-to-wire contact | Aggregated | 2032 | 1.9249e-06 | 1430.0123 | 0.0027527 | 2032 | Mitigation | 0.95 | 45 | 0 | esc | 0.00097009 | 1.8673e-09 | 0.00097009 | 1.8673e-09 | 0 | 0 | 0.0093087 | 1.4679e-09
[120 empty] | 7.3.3.17.5 (Remote Grid) Updates to grid topology to minimize risk of ignition in HFTDs Remote GridWLDFRWire-to-wire contactAggregated | WLDFR | HFTD - Distribution - Tier 3 - 5QU CoRE ¦ 1QU LoRE | Non-Red Flag Warning - Large Fires | Wire-to-wire contact | Aggregated | 2033 | 1.9249e-06 | 1430.0123 | 0.0027527 | 2033 | Mitigation | 0.95 | 45 | 0 | esc | 0.00097009 | 1.8673e-09 | 0.00097009 | 1.8673e-09 | 0 | 0 | 0.0093087 | 1.4679e-09
[120 empty] | 7.3.3.17.5 (Remote Grid) Updates to grid topology to minimize risk of ignition in HFTDs Remote GridWLDFRWire-to-wire contactAggregated | WLDFR | HFTD - Distribution - Tier 3 - 5QU CoRE ¦ 1QU LoRE | Non-Red Flag Warning - Large Fires | Wire-to-wire contact | Aggregated | 2034 | 1.9249e-06 | 1430.0123 | 0.0027527 | 2034 | Mitigation | 0.95 | 45 | 0 | esc | 0.00097009 | 1.8673e-09 | 0.00097009 | 1.8673e-09 | 0 | 0 | 0.0093087 | 1.4679e-09
[120 empty] | 7.3.3.17.5 (Remote Grid) Updates to grid topology to minimize risk of ignition in HFTDs Remote GridWLDFRWire-to-wire contactAggregated | WLDFR | HFTD - Distribution - Tier 3 - 5QU CoRE ¦ 1QU LoRE | Non-Red Flag Warning - Large Fires | Wire-to-wire contact | Aggregated | 2035 | 1.9249e-06 | 1430.0123 | 0.0027527 | 2035 | Mitigation | 0.95 | 45 | 0 | esc | 0.00097009 | 1.8673e-09 | 0.00097009 | 1.8673e-09 | 0 | 0 | 0.0093087 | 1.4679e-09
[120 empty] | 7.3.3.17.5 (Remote Grid) Updates to grid topology to minimize risk of ignition in HFTDs Remote GridWLDFRWire-to-wire contactAggregated | WLDFR | HFTD - Distribution - Tier 3 - 5QU CoRE ¦ 1QU LoRE | Non-Red Flag Warning - Large Fires | Wire-to-wire contact | Aggregated | 2036 | 1.9249e-06 | 1430.0123 | 0.0027527 | 2036 | Mitigation | 0.95 | 45 | 0 | esc | 0.00097009 | 1.8673e-09 | 0.00097009 | 1.8673e-09 | 0 | 0 | 0.0093087 | 1.4679e-09
[120 empty] | 7.3.3.17.5 (Remote Grid) Updates to grid topology to minimize risk of ignition in HFTDs Remote GridWLDFRWire-to-wire contactAggregated | WLDFR | HFTD - Distribution - Tier 3 - 5QU CoRE ¦ 1QU LoRE | Non-Red Flag Warning - Large Fires | Wire-to-wire contact | Aggregated | 2037 | 1.9249e-06 | 1430.0123 | 0.0027527 | 2037 | Mitigation | 0.95 | 45 | 0 | esc | 0.00097009 | 1.8673e-09 | 0.00097009 | 1.8673e-09 | 0 | 0 | 0.0093087 | 1.4679e-09
[120 empty] | 7.3.3.17.5 (Remote Grid) Updates to grid topology to minimize risk of ignition in HFTDs Remote GridWLDFRWire-to-wire contactAggregated | WLDFR | HFTD - Distribution - Tier 3 - 5QU CoRE ¦ 1QU LoRE | Non-Red Flag Warning - Large Fires | Wire-to-wire contact | Aggregated | 2038 | 1.9249e-06 | 1430.0123 | 0.0027527 | 2038 | Mitigation | 0.95 | 45 | 0 | esc | 0.00097009 | 1.8673e-09 | 0.00097009 | 1.8673e-09 | 0 | 0 | 0.0093087 | 1.4679e-09
[120 empty] | 7.3.3.17.5 (Remote Grid) Updates to grid topology to minimize risk of ignition in HFTDs Remote GridWLDFRWire-to-wire contactAggregated | WLDFR | HFTD - Distribution - Tier 3 - 5QU CoRE ¦ 1QU LoRE | Non-Red Flag Warning - Large Fires | Wire-to-wire contact | Aggregated | 2039 | 1.9249e-06 | 1430.0123 | 0.0027527 | 2039 | Mitigation | 0.95 | 45 | 0 | esc | 0.00097009 | 1.8673e-09 | 0.00097009 | 1.8673e-09 | 0 | 0 | 0.0093087 | 1.4679e-09
[120 empty] | 7.3.3.17.5 (Remote Grid) Updates to grid topology to minimize risk of ignition in HFTDs Remote GridWLDFRWire-to-wire contactAggregated | WLDFR | HFTD - Distribution - Tier 3 - 5QU CoRE ¦ 1QU LoRE | Non-Red Flag Warning - Large Fires | Wire-to-wire contact | Aggregated | 2040 | 1.9249e-06 | 1430.0123 | 0.0027527 | 2040 | Mitigation | 0.95 | 45 | 0 | esc | 0.00097009 | 1.8673e-09 | 0.00097009 | 1.8673e-09 | 0 | 0 | 0 | 0
[120 empty] | 7.3.3.17.5 (Remote Grid) Updates to grid topology to minimize risk of ignition in HFTDs Remote GridWLDFRWire-to-wire contactAggregated | WLDFR | HFTD - Distribution - Tier 3 - 5QU CoRE ¦ 1QU LoRE | Non-Red Flag Warning - Large Fires | Wire-to-wire contact | Aggregated | 2041 | 1.9249e-06 | 1430.0123 | 0.0027527 | 2041 | Mitigation | 0.95 | 45 | 0 | esc | 0.00097009 | 1.8673e-09 | 0.00097009 | 1.8673e-09 | 0 | 0 | 0 | 0
[120 empty] | 7.3.3.17.5 (Remote Grid) Updates to grid topology to minimize risk of ignition in HFTDs Remote GridWLDFRWire-to-wire contactAggregated | WLDFR | HFTD - Distribution - Tier 3 - 5QU CoRE ¦ 1QU LoRE | Non-Red Flag Warning - Large Fires | Wire-to-wire contact | Aggregated | 2042 | 1.9249e-06 | 1430.0123 | 0.0027527 | 2042 | Mitigation | 0.95 | 45 | 0 | esc | 0.00097009 | 1.8673e-09 | 0.00097009 | 1.8673e-09 | 0 | 0 | 0.0083522 | 2.7642e-10
[120 empty] | 7.3.3.17.5 (Remote Grid) Updates to grid topology to minimize risk of ignition in HFTDs Remote GridWLDFRWire-to-wire contactAggregated | WLDFR | HFTD - Distribution - Tier 3 - 5QU CoRE ¦ 1QU LoRE | Non-Red Flag Warning - Large Fires | Wire-to-wire contact | Aggregated | 2043 | 1.9249e-06 | 1430.0123 | 0.0027527 | 2043 | Mitigation | 0.95 | 45 | 0 | esc | 0.00097009 | 1.8673e-09 | 0.00097009 | 1.8673e-09 | 0 | 0 | 0.0083522 | 2.7642e-10
[120 empty] | 7.3.3.17.5 (Remote Grid) Updates to grid topology to minimize risk of ignition in HFTDs Remote GridWLDFRWire-to-wire contactAggregated | WLDFR | HFTD - Distribution - Tier 3 - 5QU CoRE ¦ 1QU LoRE | Non-Red Flag Warning - Large Fires | Wire-to-wire contact | Aggregated | 2044 | 1.9249e-06 | 1430.0123 | 0.0027527 | 2044 | Mitigation | 0.95 | 45 | 0 | esc | 0.00097009 | 1.8673e-09 | 0.00097009 | 1.8673e-09 | 0 | 0 | 0.0083522 | 2.7642e-10
[120 empty] | 7.3.3.17.5 (Remote Grid) Updates to grid topology to minimize risk of ignition in HFTDs Remote GridWLDFRWire-to-wire contactAggregated | WLDFR | HFTD - Distribution - Tier 3 - 5QU CoRE ¦ 1QU LoRE | Non-Red Flag Warning - Large Fires | Wire-to-wire contact | Aggregated | 2045 | 1.9249e-06 | 1430.0123 | 0.0027527 | 2045 | Mitigation | 0.95 | 45 | 0 | esc | 0.00097009 | 1.8673e-09 | 0.00097009 | 1.8673e-09 | 0 | 0 | 0.0083522 | 2.7642e-10
[120 empty] | 7.3.3.17.5 (Remote Grid) Updates to grid topology to minimize risk of ignition in HFTDs Remote GridWLDFRWire-to-wire contactAggregated | WLDFR | HFTD - Distribution - Tier 3 - 5QU CoRE ¦ 1QU LoRE | Non-Red Flag Warning - Large Fires | Wire-to-wire contact | Aggregated | 2046 | 1.9249e-06 | 1430.0123 | 0.0027527 | 2046 | Mitigation | 0.95 | 45 | 0 | esc | 0.00097009 | 1.8673e-09 | 0.00097009 | 1.8673e-09 | 0 | 0 | 0.0083522 | 2.7642e-10
[120 empty] | 7.3.3.17.5 (Remote Grid) Updates to grid topology to minimize risk of ignition in HFTDs Remote GridWLDFRWire-to-wire contactAggregated | WLDFR | HFTD - Distribution - Tier 3 - 5QU CoRE ¦ 1QU LoRE | Non-Red Flag Warning - Large Fires | Wire-to-wire contact | Aggregated | 2047 | 1.9249e-06 | 1430.0123 | 0.0027527 | 2047 | Mitigation | 0.95 | 45 | 0 | esc | 0.00097009 | 1.8673e-09 | 0.00097009 | 1.8673e-09 | 0 | 0 | 0.0083522 | 2.7642e-10
[120 empty] | 7.3.3.17.5 (Remote Grid) Updates to grid topology to minimize risk of ignition in HFTDs Remote GridWLDFRWire-to-wire contactAggregated | WLDFR | HFTD - Distribution - Tier 3 - 5QU CoRE ¦ 1QU LoRE | Non-Red Flag Warning - Large Fires | Wire-to-wire contact | Aggregated | 2048 | 1.9249e-06 | 1430.0123 | 0.0027527 | 2048 | Mitigation | 0.95 | 45 | 0 | esc | 0.00097009 | 1.8673e-09 | 0.00097009 | 1.8673e-09 | 0 | 0 | 0.0083522 | 2.7642e-10
[120 empty] | 7.3.3.17.5 (Remote Grid) Updates to grid topology to minimize risk of ignition in HFTDs Remote GridWLDFRWire-to-wire contactAggregated | WLDFR | HFTD - Distribution - Tier 3 - 5QU CoRE ¦ 1QU LoRE | Non-Red Flag Warning - Large Fires | Wire-to-wire contact | Aggregated | 2049 | 1.9249e-06 | 1430.0123 | 0.0027527 | 2049 | Mitigation | 0.95 | 45 | 0 | esc | 0.00097009 | 1.8673e-09 | 0.00097009 | 1.8673e-09 | 0 | 0 | 0.0083522 | 2.7642e-10
[120 empty] | 7.3.3.17.5 (Remote Grid) Updates to grid topology to minimize risk of ignition in HFTDs Remote GridWLDFRWire-to-wire contactAggregated | WLDFR | HFTD - Distribution - Tier 3 - 5QU CoRE ¦ 1QU LoRE | Non-Red Flag Warning - Large Fires | Wire-to-wire contact | Aggregated | 2050 | 1.9249e-06 | 1430.0123 | 0.0027527 | 2050 | Mitigation | 0.95 | 45 | 0 | esc | 0.00097009 | 1.8673e-09 | 0.00097009 | 1.8673e-09 | 0 | 0 | 0.0083522 | 2.7642e-10
[120 empty] | 7.3.3.17.5 (Remote Grid) Updates to grid topology to minimize risk of ignition in HFTDs Remote GridWLDFRWire-to-wire contactAggregated | WLDFR | HFTD - Distribution - Tier 3 - 5QU CoRE ¦ 1QU LoRE | Non-Red Flag Warning - Large Fires | Wire-to-wire contact | Aggregated | 2051 | 1.9249e-06 | 1430.0123 | 0.0027527 | 2051 | Mitigation | 0.95 | 45 | 0 | esc | 0.00097009 | 1.8673e-09 | 0.00097009 | 1.8673e-09 | 0 | 0 | 0.0083522 | 2.7642e-10
[120 empty] | 7.3.3.17.5 (Remote Grid) Updates to grid topology to minimize risk of ignition in HFTDs Remote GridWLDFRWire-to-wire contactAggregated | WLDFR | HFTD - Distribution - Tier 3 - 5QU CoRE ¦ 1QU LoRE | Non-Red Flag Warning - Large Fires | Wire-to-wire contact | Aggregated | 2052 | 1.9249e-06 | 1430.0123 | 0.0027527 | 2052 | Mitigation | 0.95 | 45 | 0 | esc | 0.00097009 | 1.8673e-09 | 0.00097009 | 1.8673e-09 | 0 | 0 | 0.0083522 | 2.7642e-10
[120 empty] | 7.3.3.17.5 (Remote Grid) Updates to grid topology to minimize risk of ignition in HFTDs Remote GridWLDFRWire-to-wire contactAggregated | WLDFR | HFTD - Distribution - Tier 3 - 5QU CoRE ¦ 1QU LoRE | Non-Red Flag Warning - Large Fires | Wire-to-wire contact | Aggregated | 2053 | 1.9249e-06 | 1430.0123 | 0.0027527 | 2053 | Mitigation | 0.95 | 45 | 0 | esc | 0.00097009 | 1.8673e-09 | 0.00097009 | 1.8673e-09 | 0 | 0 | 0.0083522 | 2.7642e-10
[120 empty] | 7.3.3.17.5 (Remote Grid) Updates to grid topology to minimize risk of ignition in HFTDs Remote GridWLDFRWire-to-wire contactAggregated | WLDFR | HFTD - Distribution - Tier 3 - 5QU CoRE ¦ 1QU LoRE | Non-Red Flag Warning - Large Fires | Wire-to-wire contact | Aggregated | 2054 | 1.9249e-06 | 1430.0123 | 0.0027527 | 2054 | Mitigation | 0.95 | 45 | 0 | esc | 0.00097009 | 1.8673e-09 | 0.00097009 | 1.8673e-09 | 0 | 0 | 0.0083522 | 2.7642e-10
[120 empty] | 7.3.3.17.5 (Remote Grid) Updates to grid topology to minimize risk of ignition in HFTDs Remote GridWLDFRWire-to-wire contactAggregated | WLDFR | HFTD - Distribution - Tier 3 - 5QU CoRE ¦ 1QU LoRE | Non-Red Flag Warning - Large Fires | Wire-to-wire contact | Aggregated | 2055 | 1.9249e-06 | 1430.0123 | 0.0027527 | 2055 | Mitigation | 0.95 | 45 | 0 | esc | 0.00097009 | 1.8673e-09 | 0.00097009 | 1.8673e-09 | 0 | 0 | 0.0083522 | 2.7642e-10
[120 empty] | 7.3.3.17.5 (Remote Grid) Updates to grid topology to minimize risk of ignition in HFTDs Remote GridWLDFRWire-to-wire contactAggregated | WLDFR | HFTD - Distribution - Tier 3 - 5QU CoRE ¦ 1QU LoRE | Non-Red Flag Warning - Large Fires | Wire-to-wire contact | Aggregated | 2056 | 1.9249e-06 | 1430.0123 | 0.0027527 | 2056 | Mitigation | 0.95 | 45 | 0 | esc | 0.00097009 | 1.8673e-09 | 0.00097009 | 1.8673e-09 | 0 | 0 | 0.0083522 | 2.7642e-10
[120 empty] | 7.3.3.17.5 (Remote Grid) Updates to grid topology to minimize risk of ignition in HFTDs Remote GridWLDFRWire-to-wire contactAggregated | WLDFR | HFTD - Distribution - Tier 3 - 5QU CoRE ¦ 1QU LoRE | Non-Red Flag Warning - Large Fires | Wire-to-wire contact | Aggregated | 2057 | 1.9249e-06 | 1430.0123 | 0.0027527 | 2057 | Mitigation | 0.95 | 45 | 0 | esc | 0.00097009 | 1.8673e-09 | 0.00097009 | 1.8673e-09 | 0 | 0 | 0.0083522 | 2.7642e-10
[120 empty] | 7.3.3.17.5 (Remote Grid) Updates to grid topology to minimize risk of ignition in HFTDs Remote GridWLDFRWire-to-wire contactAggregated | WLDFR | HFTD - Distribution - Tier 3 - 5QU CoRE ¦ 1QU LoRE | Non-Red Flag Warning - Large Fires | Wire-to-wire contact | Aggregated | 2058 | 1.9249e-06 | 1430.0123 | 0.0027527 | 2058 | Mitigation | 0.95 | 45 | 0 | esc | 0.00097009 | 1.8673e-09 | 0.00097009 | 1.8673e-09 | 0 | 0 | 0.0083522 | 2.7642e-10
[120 empty] | 7.3.3.17.5 (Remote Grid) Updates to grid topology to minimize risk of ignition in HFTDs Remote GridWLDFRWire-to-wire contactAggregated | WLDFR | HFTD - Distribution - Tier 3 - 5QU CoRE ¦ 1QU LoRE | Non-Red Flag Warning - Large Fires | Wire-to-wire contact | Aggregated | 2059 | 1.9249e-06 | 1430.0123 | 0.0027527 | 2059 | Mitigation | 0.95 | 45 | 0 | esc | 0.00097009 | 1.8673e-09 | 0.00097009 | 1.8673e-09 | 0 | 0 | 0.0083522 | 2.7642e-10
[120 empty] | 7.3.3.17.5 (Remote Grid) Updates to grid topology to minimize risk of ignition in HFTDs Remote GridWLDFRWire-to-wire contactAggregated | WLDFR | HFTD - Distribution - Tier 3 - 5QU CoRE ¦ 1QU LoRE | Non-Red Flag Warning - Large Fires | Wire-to-wire contact | Aggregated | 2060 | 1.9249e-06 | 1430.0123 | 0.0027527 | 2060 | Mitigation | 0.95 | 45 | 0 | esc | 0.00097009 | 1.8673e-09 | 0.00097009 | 1.8673e-09 | 0 | 0 | 0.0083522 | 2.7642e-10
[120 empty] | 7.3.3.17.5 (Remote Grid) Updates to grid topology to minimize risk of ignition in HFTDs Remote GridWLDFRWire-to-wire contactAggregated | WLDFR | HFTD - Distribution - Tier 3 - 5QU CoRE ¦ 1QU LoRE | Non-Red Flag Warning - Large Fires | Wire-to-wire contact | Aggregated | 2061 | 1.9249e-06 | 1430.0123 | 0.0027527 | 2061 | Mitigation | 0.95 | 45 | 0 | esc | 0.00097009 | 1.8673e-09 | 0.00097009 | 1.8673e-09 | 0 | 0 | 0.0083522 | 2.7642e-10
[120 empty] | 7.3.3.17.5 (Remote Grid) Updates to grid topology to minimize risk of ignition in HFTDs Remote GridWLDFRWire-to-wire contactAggregated | WLDFR | HFTD - Distribution - Tier 3 - 5QU CoRE ¦ 1QU LoRE | Non-Red Flag Warning - Large Fires | Wire-to-wire contact | Aggregated | 2062 | 1.9249e-06 | 1430.0123 | 0.0027527 | 2062 | Mitigation | 0.95 | 45 | 0 | esc | 0.00097009 | 1.8673e-09 | 0.00097009 | 1.8673e-09 | 0 | 0 | 0.0083522 | 2.7642e-10
[120 empty] | 7.3.3.17.5 (Remote Grid) Updates to grid topology to minimize risk of ignition in HFTDs Remote GridWLDFRWire-to-wire contactAggregated | WLDFR | HFTD - Distribution - Tier 3 - 5QU CoRE ¦ 1QU LoRE | Non-Red Flag Warning - Large Fires | Wire-to-wire contact | Aggregated | 2063 | 1.9249e-06 | 1430.0123 | 0.0027527 | 2063 | Mitigation | 0.95 | 45 | 0 | esc | 0.00097009 | 1.8673e-09 | 0.00097009 | 1.8673e-09 | 0 | 0 | 0.0083522 | 2.7642e-10
[120 empty] | 7.3.3.17.5 (Remote Grid) Updates to grid topology to minimize risk of ignition in HFTDs Remote GridWLDFRWire-to-wire contactAggregated | WLDFR | HFTD - Distribution - Tier 3 - 5QU CoRE ¦ 1QU LoRE | Non-Red Flag Warning - Large Fires | Wire-to-wire contact | Aggregated | 2064 | 1.9249e-06 | 1430.0123 | 0.0027527 | 2064 | Mitigation | 0.95 | 45 | 0 | esc | 0.00097009 | 1.8673e-09 | 0.00097009 | 1.8673e-09 | 0 | 0 | 0.0083522 | 2.7642e-10
[120 empty] | 7.3.3.17.5 (Remote Grid) Updates to grid topology to minimize risk of ignition in HFTDs Remote GridWLDFRWire-to-wire contactAggregated | WLDFR | HFTD - Distribution - Tier 3 - 5QU CoRE ¦ 1QU LoRE | Non-Red Flag Warning - Large Fires | Wire-to-wire contact | Aggregated | 2065 | 1.9249e-06 | 1430.0123 | 0.0027527 | 2065 | Mitigation | 0.95 | 45 | 0 | esc | 0.00097009 | 1.8673e-09 | 0.00097009 | 1.8673e-09 | 0 | 0 | 0.0083522 | 2.7642e-10
[120 empty] | 7.3.3.17.5 (Remote Grid) Updates to grid topology to minimize risk of ignition in HFTDs Remote GridWLDFRWire-to-wire contactAggregated | WLDFR | HFTD - Distribution - Tier 3 - 5QU CoRE ¦ 1QU LoRE | Non-Red Flag Warning - Large Fires | Wire-to-wire contact | Aggregated | 2066 | 1.9249e-06 | 1430.0123 | 0.0027527 | 2066 | Mitigation | 0.95 | 45 | 0 | esc | 0.00097009 | 1.8673e-09 | 0.00097009 | 1.8673e-09 | 0 | 0 | 0.0083522 | 2.7642e-10
[120 empty] | 7.3.3.17.5 (Remote Grid) Updates to grid topology to minimize risk of ignition in HFTDs Remote GridWLDFRWire-to-wire contactAggregated | WLDFR | HFTD - Distribution - Tier 3 - 5QU CoRE ¦ 1QU LoRE | Non-Red Flag Warning - Large Fires | Wire-to-wire contact | Aggregated | 2067 | 1.9249e-06 | 1430.0123 | 0.0027527 | 2067 | Mitigation | 0.95 | 45 | 0 | esc | 0 | 0 | 0.00097009 | 1.8673e-09 | 0 | 0 | 0.0083522 | 2.7642e-10
[120 empty] | 7.3.3.17.5 (Remote Grid) Updates to grid topology to minimize risk of ignition in HFTDs Remote GridWLDFRContact from objectAggregated | WLDFR | HFTD - Distribution - Tier 3 - 5QU CoRE ¦ 1QU LoRE | Non-Red Flag Warning - Small Fires | Contact from object | Aggregated | 2022 | 0.0016575 | 1430.0123 | 2.3703 | 2022 | Mitigation | 0.95 | 45 | 0 | esc | 0.00097009 | 1.608e-06 | 0 | 0 | 0 | 0 | 0.0083522 | 2.7642e-10
[120 empty] | 7.3.3.17.5 (Remote Grid) Updates to grid topology to minimize risk of ignition in HFTDs Remote GridWLDFRContact from objectAggregated | WLDFR | HFTD - Distribution - Tier 3 - 5QU CoRE ¦ 1QU LoRE | Non-Red Flag Warning - Small Fires | Contact from object | Aggregated | 2023 | 0.0016575 | 1430.0123 | 2.3703 | 2023 | Mitigation | 0.95 | 45 | 0 | esc | 0.00097009 | 1.608e-06 | 0.00097009 | 1.608e-06 | 0 | 0 | 0.0083522 | 2.7642e-10
[120 empty] | 7.3.3.17.5 (Remote Grid) Updates to grid topology to minimize risk of ignition in HFTDs Remote GridWLDFRContact from objectAggregated | WLDFR | HFTD - Distribution - Tier 3 - 5QU CoRE ¦ 1QU LoRE | Non-Red Flag Warning - Small Fires | Contact from object | Aggregated | 2024 | 0.0016575 | 1430.0123 | 2.3703 | 2024 | Mitigation | 0.95 | 45 | 0 | esc | 0.00097009 | 1.608e-06 | 0.00097009 | 1.608e-06 | 0 | 0 | 0.0083522 | 2.7642e-10
[120 empty] | 7.3.3.17.5 (Remote Grid) Updates to grid topology to minimize risk of ignition in HFTDs Remote GridWLDFRContact from objectAggregated | WLDFR | HFTD - Distribution - Tier 3 - 5QU CoRE ¦ 1QU LoRE | Non-Red Flag Warning - Small Fires | Contact from object | Aggregated | 2025 | 0.0016575 | 1430.0123 | 2.3703 | 2025 | Mitigation | 0.95 | 45 | 0 | esc | 0.00097009 | 1.608e-06 | 0.00097009 | 1.608e-06 | 0 | 0 | 0.0083522 | 2.7642e-10
[120 empty] | 7.3.3.17.5 (Remote Grid) Updates to grid topology to minimize risk of ignition in HFTDs Remote GridWLDFRContact from objectAggregated | WLDFR | HFTD - Distribution - Tier 3 - 5QU CoRE ¦ 1QU LoRE | Non-Red Flag Warning - Small Fires | Contact from object | Aggregated | 2026 | 0.0016575 | 1430.0123 | 2.3703 | 2026 | Mitigation | 0.95 | 45 | 0 | esc | 0.00097009 | 1.608e-06 | 0.00097009 | 1.608e-06 | 0 | 0 | 0 | 0
[120 empty] | 7.3.3.17.5 (Remote Grid) Updates to grid topology to minimize risk of ignition in HFTDs Remote GridWLDFRContact from objectAggregated | WLDFR | HFTD - Distribution - Tier 3 - 5QU CoRE ¦ 1QU LoRE | Non-Red Flag Warning - Small Fires | Contact from object | Aggregated | 2027 | 0.0016575 | 1430.0123 | 2.3703 | 2027 | Mitigation | 0.95 | 45 | 0 | esc | 0.00097009 | 1.608e-06 | 0.00097009 | 1.608e-06 | 0 | 0 | 0 | 0
[120 empty] | 7.3.3.17.5 (Remote Grid) Updates to grid topology to minimize risk of ignition in HFTDs Remote GridWLDFRContact from objectAggregated | WLDFR | HFTD - Distribution - Tier 3 - 5QU CoRE ¦ 1QU LoRE | Non-Red Flag Warning - Small Fires | Contact from object | Aggregated | 2028 | 0.0016575 | 1430.0123 | 2.3703 | 2028 | Mitigation | 0.95 | 45 | 0 | esc | 0.00097009 | 1.608e-06 | 0.00097009 | 1.608e-06 | 0 | 0 | 0.0092336 | 2.6451e-11
[120 empty] | 7.3.3.17.5 (Remote Grid) Updates to grid topology to minimize risk of ignition in HFTDs Remote GridWLDFRContact from objectAggregated | WLDFR | HFTD - Distribution - Tier 3 - 5QU CoRE ¦ 1QU LoRE | Non-Red Flag Warning - Small Fires | Contact from object | Aggregated | 2029 | 0.0016575 | 1430.0123 | 2.3703 | 2029 | Mitigation | 0.95 | 45 | 0 | esc | 0.00097009 | 1.608e-06 | 0.00097009 | 1.608e-06 | 0 | 0 | 0.0092336 | 2.6451e-11
[120 empty] | 7.3.3.17.5 (Remote Grid) Updates to grid topology to minimize risk of ignition in HFTDs Remote GridWLDFRContact from objectAggregated | WLDFR | HFTD - Distribution - Tier 3 - 5QU CoRE ¦ 1QU LoRE | Non-Red Flag Warning - Small Fires | Contact from object | Aggregated | 2030 | 0.0016575 | 1430.0123 | 2.3703 | 2030 | Mitigation | 0.95 | 45 | 0 | esc | 0.00097009 | 1.608e-06 | 0.00097009 | 1.608e-06 | 0 | 0 | 0.0092336 | 2.6451e-11
[120 empty] | 7.3.3.17.5 (Remote Grid) Updates to grid topology to minimize risk of ignition in HFTDs Remote GridWLDFRContact from objectAggregated | WLDFR | HFTD - Distribution - Tier 3 - 5QU CoRE ¦ 1QU LoRE | Non-Red Flag Warning - Small Fires | Contact from object | Aggregated | 2031 | 0.0016575 | 1430.0123 | 2.3703 | 2031 | Mitigation | 0.95 | 45 | 0 | esc | 0.00097009 | 1.608e-06 | 0.00097009 | 1.608e-06 | 0 | 0 | 0.0092336 | 2.6451e-11
[120 empty] | 7.3.3.17.5 (Remote Grid) Updates to grid topology to minimize risk of ignition in HFTDs Remote GridWLDFRContact from objectAggregated | WLDFR | HFTD - Distribution - Tier 3 - 5QU CoRE ¦ 1QU LoRE | Non-Red Flag Warning - Small Fires | Contact from object | Aggregated | 2032 | 0.0016575 | 1430.0123 | 2.3703 | 2032 | Mitigation | 0.95 | 45 | 0 | esc | 0.00097009 | 1.608e-06 | 0.00097009 | 1.608e-06 | 0 | 0 | 0.0092336 | 2.6451e-11
[120 empty] | 7.3.3.17.5 (Remote Grid) Updates to grid topology to minimize risk of ignition in HFTDs Remote GridWLDFRContact from objectAggregated | WLDFR | HFTD - Distribution - Tier 3 - 5QU CoRE ¦ 1QU LoRE | Non-Red Flag Warning - Small Fires | Contact from object | Aggregated | 2033 | 0.0016575 | 1430.0123 | 2.3703 | 2033 | Mitigation | 0.95 | 45 | 0 | esc | 0.00097009 | 1.608e-06 | 0.00097009 | 1.608e-06 | 0 | 0 | 0.0092336 | 2.6451e-11
[120 empty] | 7.3.3.17.5 (Remote Grid) Updates to grid topology to minimize risk of ignition in HFTDs Remote GridWLDFRContact from objectAggregated | WLDFR | HFTD - Distribution - Tier 3 - 5QU CoRE ¦ 1QU LoRE | Non-Red Flag Warning - Small Fires | Contact from object | Aggregated | 2034 | 0.0016575 | 1430.0123 | 2.3703 | 2034 | Mitigation | 0.95 | 45 | 0 | esc | 0.00097009 | 1.608e-06 | 0.00097009 | 1.608e-06 | 0 | 0 | 0.0092336 | 2.6451e-11
[120 empty] | 7.3.3.17.5 (Remote Grid) Updates to grid topology to minimize risk of ignition in HFTDs Remote GridWLDFRContact from objectAggregated | WLDFR | HFTD - Distribution - Tier 3 - 5QU CoRE ¦ 1QU LoRE | Non-Red Flag Warning - Small Fires | Contact from object | Aggregated | 2035 | 0.0016575 | 1430.0123 | 2.3703 | 2035 | Mitigation | 0.95 | 45 | 0 | esc | 0.00097009 | 1.608e-06 | 0.00097009 | 1.608e-06 | 0 | 0 | 0.0092336 | 2.6451e-11
[120 empty] | 7.3.3.17.5 (Remote Grid) Updates to grid topology to minimize risk of ignition in HFTDs Remote GridWLDFRContact from objectAggregated | WLDFR | HFTD - Distribution - Tier 3 - 5QU CoRE ¦ 1QU LoRE | Non-Red Flag Warning - Small Fires | Contact from object | Aggregated | 2036 | 0.0016575 | 1430.0123 | 2.3703 | 2036 | Mitigation | 0.95 | 45 | 0 | esc | 0.00097009 | 1.608e-06 | 0.00097009 | 1.608e-06 | 0 | 0 | 0.0092336 | 2.6451e-11
[120 empty] | 7.3.3.17.5 (Remote Grid) Updates to grid topology to minimize risk of ignition in HFTDs Remote GridWLDFRContact from objectAggregated | WLDFR | HFTD - Distribution - Tier 3 - 5QU CoRE ¦ 1QU LoRE | Non-Red Flag Warning - Small Fires | Contact from object | Aggregated | 2037 | 0.0016575 | 1430.0123 | 2.3703 | 2037 | Mitigation | 0.95 | 45 | 0 | esc | 0.00097009 | 1.608e-06 | 0.00097009 | 1.608e-06 | 0 | 0 | 0.0092336 | 2.6451e-11
[120 empty] | 7.3.3.17.5 (Remote Grid) Updates to grid topology to minimize risk of ignition in HFTDs Remote GridWLDFRContact from objectAggregated | WLDFR | HFTD - Distribution - Tier 3 - 5QU CoRE ¦ 1QU LoRE | Non-Red Flag Warning - Small Fires | Contact from object | Aggregated | 2038 | 0.0016575 | 1430.0123 | 2.3703 | 2038 | Mitigation | 0.95 | 45 | 0 | esc | 0.00097009 | 1.608e-06 | 0.00097009 | 1.608e-06 | 0 | 0 | 0.0092336 | 2.6451e-11
[120 empty] | 7.3.3.17.5 (Remote Grid) Updates to grid topology to minimize risk of ignition in HFTDs Remote GridWLDFRContact from objectAggregated | WLDFR | HFTD - Distribution - Tier 3 - 5QU CoRE ¦ 1QU LoRE | Non-Red Flag Warning - Small Fires | Contact from object | Aggregated | 2039 | 0.0016575 | 1430.0123 | 2.3703 | 2039 | Mitigation | 0.95 | 45 | 0 | esc | 0.00097009 | 1.608e-06 | 0.00097009 | 1.608e-06 | 0 | 0 | 0.0092336 | 2.6451e-11
[120 empty] | 7.3.3.17.5 (Remote Grid) Updates to grid topology to minimize risk of ignition in HFTDs Remote GridWLDFRContact from objectAggregated | WLDFR | HFTD - Distribution - Tier 3 - 5QU CoRE ¦ 1QU LoRE | Non-Red Flag Warning - Small Fires | Contact from object | Aggregated | 2040 | 0.0016575 | 1430.0123 | 2.3703 | 2040 | Mitigation | 0.95 | 45 | 0 | esc | 0.00097009 | 1.608e-06 | 0.00097009 | 1.608e-06 | 0 | 0 | 0.0092336 | 2.6451e-11
[120 empty] | 7.3.3.17.5 (Remote Grid) Updates to grid topology to minimize risk of ignition in HFTDs Remote GridWLDFRContact from objectAggregated | WLDFR | HFTD - Distribution - Tier 3 - 5QU CoRE ¦ 1QU LoRE | Non-Red Flag Warning - Small Fires | Contact from object | Aggregated | 2041 | 0.0016575 | 1430.0123 | 2.3703 | 2041 | Mitigation | 0.95 | 45 | 0 | esc | 0.00097009 | 1.608e-06 | 0.00097009 | 1.608e-06 | 0 | 0 | 0.0092336 | 2.6451e-11
[120 empty] | 7.3.3.17.5 (Remote Grid) Updates to grid topology to minimize risk of ignition in HFTDs Remote GridWLDFRContact from objectAggregated | WLDFR | HFTD - Distribution - Tier 3 - 5QU CoRE ¦ 1QU LoRE | Non-Red Flag Warning - Small Fires | Contact from object | Aggregated | 2042 | 0.0016575 | 1430.0123 | 2.3703 | 2042 | Mitigation | 0.95 | 45 | 0 | esc | 0.00097009 | 1.608e-06 | 0.00097009 | 1.608e-06 | 0 | 0 | 0.0092336 | 2.6451e-11
[120 empty] | 7.3.3.17.5 (Remote Grid) Updates to grid topology to minimize risk of ignition in HFTDs Remote GridWLDFRContact from objectAggregated | WLDFR | HFTD - Distribution - Tier 3 - 5QU CoRE ¦ 1QU LoRE | Non-Red Flag Warning - Small Fires | Contact from object | Aggregated | 2043 | 0.0016575 | 1430.0123 | 2.3703 | 2043 | Mitigation | 0.95 | 45 | 0 | esc | 0.00097009 | 1.608e-06 | 0.00097009 | 1.608e-06 | 0 | 0 | 0.0092336 | 2.6451e-11
[120 empty] | 7.3.3.17.5 (Remote Grid) Updates to grid topology to minimize risk of ignition in HFTDs Remote GridWLDFRContact from objectAggregated | WLDFR | HFTD - Distribution - Tier 3 - 5QU CoRE ¦ 1QU LoRE | Non-Red Flag Warning - Small Fires | Contact from object | Aggregated | 2044 | 0.0016575 | 1430.0123 | 2.3703 | 2044 | Mitigation | 0.95 | 45 | 0 | esc | 0.00097009 | 1.608e-06 | 0.00097009 | 1.608e-06 | 0 | 0 | 0.0092336 | 2.6451e-11
[120 empty] | 7.3.3.17.5 (Remote Grid) Updates to grid topology to minimize risk of ignition in HFTDs Remote GridWLDFRContact from objectAggregated | WLDFR | HFTD - Distribution - Tier 3 - 5QU CoRE ¦ 1QU LoRE | Non-Red Flag Warning - Small Fires | Contact from object | Aggregated | 2045 | 0.0016575 | 1430.0123 | 2.3703 | 2045 | Mitigation | 0.95 | 45 | 0 | esc | 0.00097009 | 1.608e-06 | 0.00097009 | 1.608e-06 | 0 | 0 | 0.0092336 | 2.6451e-11
[120 empty] | 7.3.3.17.5 (Remote Grid) Updates to grid topology to minimize risk of ignition in HFTDs Remote GridWLDFRContact from objectAggregated | WLDFR | HFTD - Distribution - Tier 3 - 5QU CoRE ¦ 1QU LoRE | Non-Red Flag Warning - Small Fires | Contact from object | Aggregated | 2046 | 0.0016575 | 1430.0123 | 2.3703 | 2046 | Mitigation | 0.95 | 45 | 0 | esc | 0.00097009 | 1.608e-06 | 0.00097009 | 1.608e-06 | 0 | 0 | 0.0092336 | 2.6451e-11
[120 empty] | 7.3.3.17.5 (Remote Grid) Updates to grid topology to minimize risk of ignition in HFTDs Remote GridWLDFRContact from objectAggregated | WLDFR | HFTD - Distribution - Tier 3 - 5QU CoRE ¦ 1QU LoRE | Non-Red Flag Warning - Small Fires | Contact from object | Aggregated | 2047 | 0.0016575 | 1430.0123 | 2.3703 | 2047 | Mitigation | 0.95 | 45 | 0 | esc | 0.00097009 | 1.608e-06 | 0.00097009 | 1.608e-06 | 0 | 0 | 0.0092336 | 2.6451e-11
[120 empty] | 7.3.3.17.5 (Remote Grid) Updates to grid topology to minimize risk of ignition in HFTDs Remote GridWLDFRContact from objectAggregated | WLDFR | HFTD - Distribution - Tier 3 - 5QU CoRE ¦ 1QU LoRE | Non-Red Flag Warning - Small Fires | Contact from object | Aggregated | 2048 | 0.0016575 | 1430.0123 | 2.3703 | 2048 | Mitigation | 0.95 | 45 | 0 | esc | 0.00097009 | 1.608e-06 | 0.00097009 | 1.608e-06 | 0 | 0 | 0.0092336 | 2.6451e-11
[120 empty] | 7.3.3.17.5 (Remote Grid) Updates to grid topology to minimize risk of ignition in HFTDs Remote GridWLDFRContact from objectAggregated | WLDFR | HFTD - Distribution - Tier 3 - 5QU CoRE ¦ 1QU LoRE | Non-Red Flag Warning - Small Fires | Contact from object | Aggregated | 2049 | 0.0016575 | 1430.0123 | 2.3703 | 2049 | Mitigation | 0.95 | 45 | 0 | esc | 0.00097009 | 1.608e-06 | 0.00097009 | 1.608e-06 | 0 | 0 | 0.0092336 | 2.6451e-11
[120 empty] | 7.3.3.17.5 (Remote Grid) Updates to grid topology to minimize risk of ignition in HFTDs Remote GridWLDFRContact from objectAggregated | WLDFR | HFTD - Distribution - Tier 3 - 5QU CoRE ¦ 1QU LoRE | Non-Red Flag Warning - Small Fires | Contact from object | Aggregated | 2050 | 0.0016575 | 1430.0123 | 2.3703 | 2050 | Mitigation | 0.95 | 45 | 0 | esc | 0.00097009 | 1.608e-06 | 0.00097009 | 1.608e-06 | 0 | 0 | 0.0092336 | 2.6451e-11
[120 empty] | 7.3.3.17.5 (Remote Grid) Updates to grid topology to minimize risk of ignition in HFTDs Remote GridWLDFRContact from objectAggregated | WLDFR | HFTD - Distribution - Tier 3 - 5QU CoRE ¦ 1QU LoRE | Non-Red Flag Warning - Small Fires | Contact from object | Aggregated | 2051 | 0.0016575 | 1430.0123 | 2.3703 | 2051 | Mitigation | 0.95 | 45 | 0 | esc | 0.00097009 | 1.608e-06 | 0.00097009 | 1.608e-06 | 0 | 0 | 0.0092336 | 2.6451e-11
[120 empty] | 7.3.3.17.5 (Remote Grid) Updates to grid topology to minimize risk of ignition in HFTDs Remote GridWLDFRContact from objectAggregated | WLDFR | HFTD - Distribution - Tier 3 - 5QU CoRE ¦ 1QU LoRE | Non-Red Flag Warning - Small Fires | Contact from object | Aggregated | 2052 | 0.0016575 | 1430.0123 | 2.3703 | 2052 | Mitigation | 0.95 | 45 | 0 | esc | 0.00097009 | 1.608e-06 | 0.00097009 | 1.608e-06 | 0 | 0 | 0.0092336 | 2.6451e-11
[120 empty] | 7.3.3.17.5 (Remote Grid) Updates to grid topology to minimize risk of ignition in HFTDs Remote GridWLDFRContact from objectAggregated | WLDFR | HFTD - Distribution - Tier 3 - 5QU CoRE ¦ 1QU LoRE | Non-Red Flag Warning - Small Fires | Contact from object | Aggregated | 2053 | 0.0016575 | 1430.0123 | 2.3703 | 2053 | Mitigation | 0.95 | 45 | 0 | esc | 0.00097009 | 1.608e-06 | 0.00097009 | 1.608e-06 | 0 | 0 | 0.0092336 | 2.6451e-11
[120 empty] | 7.3.3.17.5 (Remote Grid) Updates to grid topology to minimize risk of ignition in HFTDs Remote GridWLDFRContact from objectAggregated | WLDFR | HFTD - Distribution - Tier 3 - 5QU CoRE ¦ 1QU LoRE | Non-Red Flag Warning - Small Fires | Contact from object | Aggregated | 2054 | 0.0016575 | 1430.0123 | 2.3703 | 2054 | Mitigation | 0.95 | 45 | 0 | esc | 0.00097009 | 1.608e-06 | 0.00097009 | 1.608e-06 | 0 | 0 | 0.0092336 | 2.6451e-11
[120 empty] | 7.3.3.17.5 (Remote Grid) Updates to grid topology to minimize risk of ignition in HFTDs Remote GridWLDFRContact from objectAggregated | WLDFR | HFTD - Distribution - Tier 3 - 5QU CoRE ¦ 1QU LoRE | Non-Red Flag Warning - Small Fires | Contact from object | Aggregated | 2055 | 0.0016575 | 1430.0123 | 2.3703 | 2055 | Mitigation | 0.95 | 45 | 0 | esc | 0.00097009 | 1.608e-06 | 0.00097009 | 1.608e-06 | 0 | 0 | 0.0092336 | 2.6451e-11
[120 empty] | 7.3.3.17.5 (Remote Grid) Updates to grid topology to minimize risk of ignition in HFTDs Remote GridWLDFRContact from objectAggregated | WLDFR | HFTD - Distribution - Tier 3 - 5QU CoRE ¦ 1QU LoRE | Non-Red Flag Warning - Small Fires | Contact from object | Aggregated | 2056 | 0.0016575 | 1430.0123 | 2.3703 | 2056 | Mitigation | 0.95 | 45 | 0 | esc | 0.00097009 | 1.608e-06 | 0.00097009 | 1.608e-06 | 0 | 0 | 0.0092336 | 2.6451e-11
[120 empty] | 7.3.3.17.5 (Remote Grid) Updates to grid topology to minimize risk of ignition in HFTDs Remote GridWLDFRContact from objectAggregated | WLDFR | HFTD - Distribution - Tier 3 - 5QU CoRE ¦ 1QU LoRE | Non-Red Flag Warning - Small Fires | Contact from object | Aggregated | 2057 | 0.0016575 | 1430.0123 | 2.3703 | 2057 | Mitigation | 0.95 | 45 | 0 | esc | 0.00097009 | 1.608e-06 | 0.00097009 | 1.608e-06 | 0 | 0 | 0.0092336 | 2.6451e-11
[120 empty] | 7.3.3.17.5 (Remote Grid) Updates to grid topology to minimize risk of ignition in HFTDs Remote GridWLDFRContact from objectAggregated | WLDFR | HFTD - Distribution - Tier 3 - 5QU CoRE ¦ 1QU LoRE | Non-Red Flag Warning - Small Fires | Contact from object | Aggregated | 2058 | 0.0016575 | 1430.0123 | 2.3703 | 2058 | Mitigation | 0.95 | 45 | 0 | esc | 0.00097009 | 1.608e-06 | 0.00097009 | 1.608e-06 | 0 | 0 | 0 | 0
[120 empty] | 7.3.3.17.5 (Remote Grid) Updates to grid topology to minimize risk of ignition in HFTDs Remote GridWLDFRContact from objectAggregated | WLDFR | HFTD - Distribution - Tier 3 - 5QU CoRE ¦ 1QU LoRE | Non-Red Flag Warning - Small Fires | Contact from object | Aggregated | 2059 | 0.0016575 | 1430.0123 | 2.3703 | 2059 | Mitigation | 0.95 | 45 | 0 | esc | 0.00097009 | 1.608e-06 | 0.00097009 | 1.608e-06 | 0 | 0 | 0 | 0
[120 empty] | 7.3.3.17.5 (Remote Grid) Updates to grid topology to minimize risk of ignition in HFTDs Remote GridWLDFRContact from objectAggregated | WLDFR | HFTD - Distribution - Tier 3 - 5QU CoRE ¦ 1QU LoRE | Non-Red Flag Warning - Small Fires | Contact from object | Aggregated | 2060 | 0.0016575 | 1430.0123 | 2.3703 | 2060 | Mitigation | 0.95 | 45 | 0 | esc | 0.00097009 | 1.608e-06 | 0.00097009 | 1.608e-06 | 0 | 0 | 0.0033164 | 4.5049e-10
[120 empty] | 7.3.3.17.5 (Remote Grid) Updates to grid topology to minimize risk of ignition in HFTDs Remote GridWLDFRContact from objectAggregated | WLDFR | HFTD - Distribution - Tier 3 - 5QU CoRE ¦ 1QU LoRE | Non-Red Flag Warning - Small Fires | Contact from object | Aggregated | 2061 | 0.0016575 | 1430.0123 | 2.3703 | 2061 | Mitigation | 0.95 | 45 | 0 | esc | 0.00097009 | 1.608e-06 | 0.00097009 | 1.608e-06 | 0 | 0 | 0.0033164 | 4.5049e-10
[120 empty] | 7.3.3.17.5 (Remote Grid) Updates to grid topology to minimize risk of ignition in HFTDs Remote GridWLDFRContact from objectAggregated | WLDFR | HFTD - Distribution - Tier 3 - 5QU CoRE ¦ 1QU LoRE | Non-Red Flag Warning - Small Fires | Contact from object | Aggregated | 2062 | 0.0016575 | 1430.0123 | 2.3703 | 2062 | Mitigation | 0.95 | 45 | 0 | esc | 0.00097009 | 1.608e-06 | 0.00097009 | 1.608e-06 | 0 | 0 | 0.0033164 | 4.5049e-10
[120 empty] | 7.3.3.17.5 (Remote Grid) Updates to grid topology to minimize risk of ignition in HFTDs Remote GridWLDFRContact from objectAggregated | WLDFR | HFTD - Distribution - Tier 3 - 5QU CoRE ¦ 1QU LoRE | Non-Red Flag Warning - Small Fires | Contact from object | Aggregated | 2063 | 0.0016575 | 1430.0123 | 2.3703 | 2063 | Mitigation | 0.95 | 45 | 0 | esc | 0.00097009 | 1.608e-06 | 0.00097009 | 1.608e-06 | 0 | 0 | 0.0033164 | 4.5049e-10
[120 empty] | 7.3.3.17.5 (Remote Grid) Updates to grid topology to minimize risk of ignition in HFTDs Remote GridWLDFRContact from objectAggregated | WLDFR | HFTD - Distribution - Tier 3 - 5QU CoRE ¦ 1QU LoRE | Non-Red Flag Warning - Small Fires | Contact from object | Aggregated | 2064 | 0.0016575 | 1430.0123 | 2.3703 | 2064 | Mitigation | 0.95 | 45 | 0 | esc | 0.00097009 | 1.608e-06 | 0.00097009 | 1.608e-06 | 0 | 0 | 0.0033164 | 4.5049e-10
[120 empty] | 7.3.3.17.5 (Remote Grid) Updates to grid topology to minimize risk of ignition in HFTDs Remote GridWLDFRContact from objectAggregated | WLDFR | HFTD - Distribution - Tier 3 - 5QU CoRE ¦ 1QU LoRE | Non-Red Flag Warning - Small Fires | Contact from object | Aggregated | 2065 | 0.0016575 | 1430.0123 | 2.3703 | 2065 | Mitigation | 0.95 | 45 | 0 | esc | 0.00097009 | 1.608e-06 | 0.00097009 | 1.608e-06 | 0 | 0 | 0.0033164 | 4.5049e-10
[120 empty] | 7.3.3.17.5 (Remote Grid) Updates to grid topology to minimize risk of ignition in HFTDs Remote GridWLDFRContact from objectAggregated | WLDFR | HFTD - Distribution - Tier 3 - 5QU CoRE ¦ 1QU LoRE | Non-Red Flag Warning - Small Fires | Contact from object | Aggregated | 2066 | 0.0016575 | 1430.0123 | 2.3703 | 2066 | Mitigation | 0.95 | 45 | 0 | esc | 0.00097009 | 1.608e-06 | 0.00097009 | 1.608e-06 | 0 | 0 | 0.0033164 | 4.5049e-10
[120 empty] | 7.3.3.17.5 (Remote Grid) Updates to grid topology to minimize risk of ignition in HFTDs Remote GridWLDFRContact from objectAggregated | WLDFR | HFTD - Distribution - Tier 3 - 5QU CoRE ¦ 1QU LoRE | Non-Red Flag Warning - Small Fires | Contact from object | Aggregated | 2067 | 0.0016575 | 1430.0123 | 2.3703 | 2067 | Mitigation | 0.95 | 45 | 0 | esc | 0 | 0 | 0.00097009 | 1.608e-06 | 0 | 0 | 0.0033164 | 4.5049e-10
[120 empty] | 7.3.3.17.5 (Remote Grid) Updates to grid topology to minimize risk of ignition in HFTDs Remote GridWLDFRContaminationAggregated | WLDFR | HFTD - Distribution - Tier 3 - 5QU CoRE ¦ 1QU LoRE | Non-Red Flag Warning - Small Fires | Contamination | Aggregated | 2022 | 3.2558e-05 | 1430.0123 | 0.046558 | 2022 | Mitigation | 0.95 | 45 | 0 | esc | 0.00097009 | 3.1584e-08 | 0 | 0 | 0 | 0 | 0.0033164 | 4.5049e-10
[120 empty] | 7.3.3.17.5 (Remote Grid) Updates to grid topology to minimize risk of ignition in HFTDs Remote GridWLDFRContaminationAggregated | WLDFR | HFTD - Distribution - Tier 3 - 5QU CoRE ¦ 1QU LoRE | Non-Red Flag Warning - Small Fires | Contamination | Aggregated | 2023 | 3.2558e-05 | 1430.0123 | 0.046558 | 2023 | Mitigation | 0.95 | 45 | 0 | esc | 0.00097009 | 3.1584e-08 | 0.00097009 | 3.1584e-08 | 0 | 0 | 0.0033164 | 4.5049e-10
[120 empty] | 7.3.3.17.5 (Remote Grid) Updates to grid topology to minimize risk of ignition in HFTDs Remote GridWLDFRContaminationAggregated | WLDFR | HFTD - Distribution - Tier 3 - 5QU CoRE ¦ 1QU LoRE | Non-Red Flag Warning - Small Fires | Contamination | Aggregated | 2024 | 3.2558e-05 | 1430.0123 | 0.046558 | 2024 | Mitigation | 0.95 | 45 | 0 | esc | 0.00097009 | 3.1584e-08 | 0.00097009 | 3.1584e-08 | 0 | 0 | 0.0033164 | 4.5049e-10
[120 empty] | 7.3.3.17.5 (Remote Grid) Updates to grid topology to minimize risk of ignition in HFTDs Remote GridWLDFRContaminationAggregated | WLDFR | HFTD - Distribution - Tier 3 - 5QU CoRE ¦ 1QU LoRE | Non-Red Flag Warning - Small Fires | Contamination | Aggregated | 2025 | 3.2558e-05 | 1430.0123 | 0.046558 | 2025 | Mitigation | 0.95 | 45 | 0 | esc | 0.00097009 | 3.1584e-08 | 0.00097009 | 3.1584e-08 | 0 | 0 | 0.0033164 | 4.5049e-10
[120 empty] | 7.3.3.17.5 (Remote Grid) Updates to grid topology to minimize risk of ignition in HFTDs Remote GridWLDFRContaminationAggregated | WLDFR | HFTD - Distribution - Tier 3 - 5QU CoRE ¦ 1QU LoRE | Non-Red Flag Warning - Small Fires | Contamination | Aggregated | 2026 | 3.2558e-05 | 1430.0123 | 0.046558 | 2026 | Mitigation | 0.95 | 45 | 0 | esc | 0.00097009 | 3.1584e-08 | 0.00097009 | 3.1584e-08 | 0 | 0 | 0.0033164 | 4.5049e-10
[120 empty] | 7.3.3.17.5 (Remote Grid) Updates to grid topology to minimize risk of ignition in HFTDs Remote GridWLDFRContaminationAggregated | WLDFR | HFTD - Distribution - Tier 3 - 5QU CoRE ¦ 1QU LoRE | Non-Red Flag Warning - Small Fires | Contamination | Aggregated | 2027 | 3.2558e-05 | 1430.0123 | 0.046558 | 2027 | Mitigation | 0.95 | 45 | 0 | esc | 0.00097009 | 3.1584e-08 | 0.00097009 | 3.1584e-08 | 0 | 0 | 0.0033164 | 4.5049e-10
[120 empty] | 7.3.3.17.5 (Remote Grid) Updates to grid topology to minimize risk of ignition in HFTDs Remote GridWLDFRContaminationAggregated | WLDFR | HFTD - Distribution - Tier 3 - 5QU CoRE ¦ 1QU LoRE | Non-Red Flag Warning - Small Fires | Contamination | Aggregated | 2028 | 3.2558e-05 | 1430.0123 | 0.046558 | 2028 | Mitigation | 0.95 | 45 | 0 | esc | 0.00097009 | 3.1584e-08 | 0.00097009 | 3.1584e-08 | 0 | 0 | 0.0033164 | 4.5049e-10
[120 empty] | 7.3.3.17.5 (Remote Grid) Updates to grid topology to minimize risk of ignition in HFTDs Remote GridWLDFRContaminationAggregated | WLDFR | HFTD - Distribution - Tier 3 - 5QU CoRE ¦ 1QU LoRE | Non-Red Flag Warning - Small Fires | Contamination | Aggregated | 2029 | 3.2558e-05 | 1430.0123 | 0.046558 | 2029 | Mitigation | 0.95 | 45 | 0 | esc | 0.00097009 | 3.1584e-08 | 0.00097009 | 3.1584e-08 | 0 | 0 | 0.0033164 | 4.5049e-10
[120 empty] | 7.3.3.17.5 (Remote Grid) Updates to grid topology to minimize risk of ignition in HFTDs Remote GridWLDFRContaminationAggregated | WLDFR | HFTD - Distribution - Tier 3 - 5QU CoRE ¦ 1QU LoRE | Non-Red Flag Warning - Small Fires | Contamination | Aggregated | 2030 | 3.2558e-05 | 1430.0123 | 0.046558 | 2030 | Mitigation | 0.95 | 45 | 0 | esc | 0.00097009 | 3.1584e-08 | 0.00097009 | 3.1584e-08 | 0 | 0 | 0.0033164 | 4.5049e-10
[120 empty] | 7.3.3.17.5 (Remote Grid) Updates to grid topology to minimize risk of ignition in HFTDs Remote GridWLDFRContaminationAggregated | WLDFR | HFTD - Distribution - Tier 3 - 5QU CoRE ¦ 1QU LoRE | Non-Red Flag Warning - Small Fires | Contamination | Aggregated | 2031 | 3.2558e-05 | 1430.0123 | 0.046558 | 2031 | Mitigation | 0.95 | 45 | 0 | esc | 0.00097009 | 3.1584e-08 | 0.00097009 | 3.1584e-08 | 0 | 0 | 0.0033164 | 4.5049e-10
[120 empty] | 7.3.3.17.5 (Remote Grid) Updates to grid topology to minimize risk of ignition in HFTDs Remote GridWLDFRContaminationAggregated | WLDFR | HFTD - Distribution - Tier 3 - 5QU CoRE ¦ 1QU LoRE | Non-Red Flag Warning - Small Fires | Contamination | Aggregated | 2032 | 3.2558e-05 | 1430.0123 | 0.046558 | 2032 | Mitigation | 0.95 | 45 | 0 | esc | 0.00097009 | 3.1584e-08 | 0.00097009 | 3.1584e-08 | 0 | 0 | 0.0033164 | 4.5049e-10
[120 empty] | 7.3.3.17.5 (Remote Grid) Updates to grid topology to minimize risk of ignition in HFTDs Remote GridWLDFRContaminationAggregated | WLDFR | HFTD - Distribution - Tier 3 - 5QU CoRE ¦ 1QU LoRE | Non-Red Flag Warning - Small Fires | Contamination | Aggregated | 2033 | 3.2558e-05 | 1430.0123 | 0.046558 | 2033 | Mitigation | 0.95 | 45 | 0 | esc | 0.00097009 | 3.1584e-08 | 0.00097009 | 3.1584e-08 | 0 | 0 | 0.0033164 | 4.5049e-10
[120 empty] | 7.3.3.17.5 (Remote Grid) Updates to grid topology to minimize risk of ignition in HFTDs Remote GridWLDFRContaminationAggregated | WLDFR | HFTD - Distribution - Tier 3 - 5QU CoRE ¦ 1QU LoRE | Non-Red Flag Warning - Small Fires | Contamination | Aggregated | 2034 | 3.2558e-05 | 1430.0123 | 0.046558 | 2034 | Mitigation | 0.95 | 45 | 0 | esc | 0.00097009 | 3.1584e-08 | 0.00097009 | 3.1584e-08 | 0 | 0 | 0.0033164 | 4.5049e-10
[120 empty] | 7.3.3.17.5 (Remote Grid) Updates to grid topology to minimize risk of ignition in HFTDs Remote GridWLDFRContaminationAggregated | WLDFR | HFTD - Distribution - Tier 3 - 5QU CoRE ¦ 1QU LoRE | Non-Red Flag Warning - Small Fires | Contamination | Aggregated | 2035 | 3.2558e-05 | 1430.0123 | 0.046558 | 2035 | Mitigation | 0.95 | 45 | 0 | esc | 0.00097009 | 3.1584e-08 | 0.00097009 | 3.1584e-08 | 0 | 0 | 0.0033164 | 4.5049e-10
[120 empty] | 7.3.3.17.5 (Remote Grid) Updates to grid topology to minimize risk of ignition in HFTDs Remote GridWLDFRContaminationAggregated | WLDFR | HFTD - Distribution - Tier 3 - 5QU CoRE ¦ 1QU LoRE | Non-Red Flag Warning - Small Fires | Contamination | Aggregated | 2036 | 3.2558e-05 | 1430.0123 | 0.046558 | 2036 | Mitigation | 0.95 | 45 | 0 | esc | 0.00097009 | 3.1584e-08 | 0.00097009 | 3.1584e-08 | 0 | 0 | 0.0033164 | 4.5049e-10
[120 empty] | 7.3.3.17.5 (Remote Grid) Updates to grid topology to minimize risk of ignition in HFTDs Remote GridWLDFRContaminationAggregated | WLDFR | HFTD - Distribution - Tier 3 - 5QU CoRE ¦ 1QU LoRE | Non-Red Flag Warning - Small Fires | Contamination | Aggregated | 2037 | 3.2558e-05 | 1430.0123 | 0.046558 | 2037 | Mitigation | 0.95 | 45 | 0 | esc | 0.00097009 | 3.1584e-08 | 0.00097009 | 3.1584e-08 | 0 | 0 | 0.0033164 | 4.5049e-10
[120 empty] | 7.3.3.17.5 (Remote Grid) Updates to grid topology to minimize risk of ignition in HFTDs Remote GridWLDFRContaminationAggregated | WLDFR | HFTD - Distribution - Tier 3 - 5QU CoRE ¦ 1QU LoRE | Non-Red Flag Warning - Small Fires | Contamination | Aggregated | 2038 | 3.2558e-05 | 1430.0123 | 0.046558 | 2038 | Mitigation | 0.95 | 45 | 0 | esc | 0.00097009 | 3.1584e-08 | 0.00097009 | 3.1584e-08 | 0 | 0 | 0.0033164 | 4.5049e-10
[120 empty] | 7.3.3.17.5 (Remote Grid) Updates to grid topology to minimize risk of ignition in HFTDs Remote GridWLDFRContaminationAggregated | WLDFR | HFTD - Distribution - Tier 3 - 5QU CoRE ¦ 1QU LoRE | Non-Red Flag Warning - Small Fires | Contamination | Aggregated | 2039 | 3.2558e-05 | 1430.0123 | 0.046558 | 2039 | Mitigation | 0.95 | 45 | 0 | esc | 0.00097009 | 3.1584e-08 | 0.00097009 | 3.1584e-08 | 0 | 0 | 0.0033164 | 4.5049e-10
[120 empty] | 7.3.3.17.5 (Remote Grid) Updates to grid topology to minimize risk of ignition in HFTDs Remote GridWLDFRContaminationAggregated | WLDFR | HFTD - Distribution - Tier 3 - 5QU CoRE ¦ 1QU LoRE | Non-Red Flag Warning - Small Fires | Contamination | Aggregated | 2040 | 3.2558e-05 | 1430.0123 | 0.046558 | 2040 | Mitigation | 0.95 | 45 | 0 | esc | 0.00097009 | 3.1584e-08 | 0.00097009 | 3.1584e-08 | 0 | 0 | 0.0033164 | 4.5049e-10
[120 empty] | 7.3.3.17.5 (Remote Grid) Updates to grid topology to minimize risk of ignition in HFTDs Remote GridWLDFRContaminationAggregated | WLDFR | HFTD - Distribution - Tier 3 - 5QU CoRE ¦ 1QU LoRE | Non-Red Flag Warning - Small Fires | Contamination | Aggregated | 2041 | 3.2558e-05 | 1430.0123 | 0.046558 | 2041 | Mitigation | 0.95 | 45 | 0 | esc | 0.00097009 | 3.1584e-08 | 0.00097009 | 3.1584e-08 | 0.03594 | 7.2388e-07 | 0.0033164 | 4.5049e-10
[120 empty] | 7.3.3.17.5 (Remote Grid) Updates to grid topology to minimize risk of ignition in HFTDs Remote GridWLDFRContaminationAggregated | WLDFR | HFTD - Distribution - Tier 3 - 5QU CoRE ¦ 1QU LoRE | Non-Red Flag Warning - Small Fires | Contamination | Aggregated | 2042 | 3.2558e-05 | 1430.0123 | 0.046558 | 2042 | Mitigation | 0.95 | 45 | 0 | esc | 0.00097009 | 3.1584e-08 | 0.00097009 | 3.1584e-08 | 0.03594 | 7.2388e-07 | 0.0033164 | 4.5049e-10
[120 empty] | 7.3.3.17.5 (Remote Grid) Updates to grid topology to minimize risk of ignition in HFTDs Remote GridWLDFRContaminationAggregated | WLDFR | HFTD - Distribution - Tier 3 - 5QU CoRE ¦ 1QU LoRE | Non-Red Flag Warning - Small Fires | Contamination | Aggregated | 2043 | 3.2558e-05 | 1430.0123 | 0.046558 | 2043 | Mitigation | 0.95 | 45 | 0 | esc | 0.00097009 | 3.1584e-08 | 0.00097009 | 3.1584e-08 | 0.03594 | 7.2388e-07 | 0.0033164 | 4.5049e-10
[120 empty] | 7.3.3.17.5 (Remote Grid) Updates to grid topology to minimize risk of ignition in HFTDs Remote GridWLDFRContaminationAggregated | WLDFR | HFTD - Distribution - Tier 3 - 5QU CoRE ¦ 1QU LoRE | Non-Red Flag Warning - Small Fires | Contamination | Aggregated | 2044 | 3.2558e-05 | 1430.0123 | 0.046558 | 2044 | Mitigation | 0.95 | 45 | 0 | esc | 0.00097009 | 3.1584e-08 | 0.00097009 | 3.1584e-08 | 0.03594 | 7.2388e-07 | 0 | 0
[120 empty] | 7.3.3.17.5 (Remote Grid) Updates to grid topology to minimize risk of ignition in HFTDs Remote GridWLDFRContaminationAggregated | WLDFR | HFTD - Distribution - Tier 3 - 5QU CoRE ¦ 1QU LoRE | Non-Red Flag Warning - Small Fires | Contamination | Aggregated | 2045 | 3.2558e-05 | 1430.0123 | 0.046558 | 2045 | Mitigation | 0.95 | 45 | 0 | esc | 0.00097009 | 3.1584e-08 | 0.00097009 | 3.1584e-08 | 0.03594 | 7.2388e-07 | 0 | 0
[120 empty] | 7.3.3.17.5 (Remote Grid) Updates to grid topology to minimize risk of ignition in HFTDs Remote GridWLDFRContaminationAggregated | WLDFR | HFTD - Distribution - Tier 3 - 5QU CoRE ¦ 1QU LoRE | Non-Red Flag Warning - Small Fires | Contamination | Aggregated | 2046 | 3.2558e-05 | 1430.0123 | 0.046558 | 2046 | Mitigation | 0.95 | 45 | 0 | esc | 0.00097009 | 3.1584e-08 | 0.00097009 | 3.1584e-08 | 0.03594 | 7.2388e-07 | 0.012804 | 8.8733e-09
[120 empty] | 7.3.3.17.5 (Remote Grid) Updates to grid topology to minimize risk of ignition in HFTDs Remote GridWLDFRContaminationAggregated | WLDFR | HFTD - Distribution - Tier 3 - 5QU CoRE ¦ 1QU LoRE | Non-Red Flag Warning - Small Fires | Contamination | Aggregated | 2047 | 3.2558e-05 | 1430.0123 | 0.046558 | 2047 | Mitigation | 0.95 | 45 | 0 | esc | 0.00097009 | 3.1584e-08 | 0.00097009 | 3.1584e-08 | 0.03594 | 7.2388e-07 | 0.012804 | 8.8733e-09
[120 empty] | 7.3.3.17.5 (Remote Grid) Updates to grid topology to minimize risk of ignition in HFTDs Remote GridWLDFRContaminationAggregated | WLDFR | HFTD - Distribution - Tier 3 - 5QU CoRE ¦ 1QU LoRE | Non-Red Flag Warning - Small Fires | Contamination | Aggregated | 2048 | 3.2558e-05 | 1430.0123 | 0.046558 | 2048 | Mitigation | 0.95 | 45 | 0 | esc | 0.00097009 | 3.1584e-08 | 0.00097009 | 3.1584e-08 | 0.03594 | 7.2388e-07 | 0.012804 | 8.8733e-09
[120 empty] | 7.3.3.17.5 (Remote Grid) Updates to grid topology to minimize risk of ignition in HFTDs Remote GridWLDFRContaminationAggregated | WLDFR | HFTD - Distribution - Tier 3 - 5QU CoRE ¦ 1QU LoRE | Non-Red Flag Warning - Small Fires | Contamination | Aggregated | 2049 | 3.2558e-05 | 1430.0123 | 0.046558 | 2049 | Mitigation | 0.95 | 45 | 0 | esc | 0.00097009 | 3.1584e-08 | 0.00097009 | 3.1584e-08 | 0.03594 | 7.2388e-07 | 0.012804 | 8.8733e-09
[120 empty] | 7.3.3.17.5 (Remote Grid) Updates to grid topology to minimize risk of ignition in HFTDs Remote GridWLDFRContaminationAggregated | WLDFR | HFTD - Distribution - Tier 3 - 5QU CoRE ¦ 1QU LoRE | Non-Red Flag Warning - Small Fires | Contamination | Aggregated | 2050 | 3.2558e-05 | 1430.0123 | 0.046558 | 2050 | Mitigation | 0.95 | 45 | 0 | esc | 0.00097009 | 3.1584e-08 | 0.00097009 | 3.1584e-08 | 0.03594 | 7.2388e-07 | 0.012804 | 8.8733e-09
[120 empty] | 7.3.3.17.5 (Remote Grid) Updates to grid topology to minimize risk of ignition in HFTDs Remote GridWLDFRContaminationAggregated | WLDFR | HFTD - Distribution - Tier 3 - 5QU CoRE ¦ 1QU LoRE | Non-Red Flag Warning - Small Fires | Contamination | Aggregated | 2051 | 3.2558e-05 | 1430.0123 | 0.046558 | 2051 | Mitigation | 0.95 | 45 | 0 | esc | 0.00097009 | 3.1584e-08 | 0.00097009 | 3.1584e-08 | 0.03594 | 7.2388e-07 | 0.012804 | 8.8733e-09
[120 empty] | 7.3.3.17.5 (Remote Grid) Updates to grid topology to minimize risk of ignition in HFTDs Remote GridWLDFRContaminationAggregated | WLDFR | HFTD - Distribution - Tier 3 - 5QU CoRE ¦ 1QU LoRE | Non-Red Flag Warning - Small Fires | Contamination | Aggregated | 2052 | 3.2558e-05 | 1430.0123 | 0.046558 | 2052 | Mitigation | 0.95 | 45 | 0 | esc | 0.00097009 | 3.1584e-08 | 0.00097009 | 3.1584e-08 | 0.03594 | 7.2388e-07 | 0.012804 | 8.8733e-09
[120 empty] | 7.3.3.17.5 (Remote Grid) Updates to grid topology to minimize risk of ignition in HFTDs Remote GridWLDFRContaminationAggregated | WLDFR | HFTD - Distribution - Tier 3 - 5QU CoRE ¦ 1QU LoRE | Non-Red Flag Warning - Small Fires | Contamination | Aggregated | 2053 | 3.2558e-05 | 1430.0123 | 0.046558 | 2053 | Mitigation | 0.95 | 45 | 0 | esc | 0.00097009 | 3.1584e-08 | 0.00097009 | 3.1584e-08 | 0.03594 | 7.2388e-07 | 0.012804 | 8.8733e-09
[120 empty] | 7.3.3.17.5 (Remote Grid) Updates to grid topology to minimize risk of ignition in HFTDs Remote GridWLDFRContaminationAggregated | WLDFR | HFTD - Distribution - Tier 3 - 5QU CoRE ¦ 1QU LoRE | Non-Red Flag Warning - Small Fires | Contamination | Aggregated | 2054 | 3.2558e-05 | 1430.0123 | 0.046558 | 2054 | Mitigation | 0.95 | 45 | 0 | esc | 0.00097009 | 3.1584e-08 | 0.00097009 | 3.1584e-08 | 0.03594 | 7.2388e-07 | 0.012804 | 8.8733e-09
[120 empty] | 7.3.3.17.5 (Remote Grid) Updates to grid topology to minimize risk of ignition in HFTDs Remote GridWLDFRContaminationAggregated | WLDFR | HFTD - Distribution - Tier 3 - 5QU CoRE ¦ 1QU LoRE | Non-Red Flag Warning - Small Fires | Contamination | Aggregated | 2055 | 3.2558e-05 | 1430.0123 | 0.046558 | 2055 | Mitigation | 0.95 | 45 | 0 | esc | 0.00097009 | 3.1584e-08 | 0.00097009 | 3.1584e-08 | 0.03594 | 7.2388e-07 | 0.012804 | 8.8733e-09
[120 empty] | 7.3.3.17.5 (Remote Grid) Updates to grid topology to minimize risk of ignition in HFTDs Remote GridWLDFRContaminationAggregated | WLDFR | HFTD - Distribution - Tier 3 - 5QU CoRE ¦ 1QU LoRE | Non-Red Flag Warning - Small Fires | Contamination | Aggregated | 2056 | 3.2558e-05 | 1430.0123 | 0.046558 | 2056 | Mitigation | 0.95 | 45 | 0 | esc | 0.00097009 | 3.1584e-08 | 0.00097009 | 3.1584e-08 | 0.03594 | 7.2388e-07 | 0.012804 | 8.8733e-09
[120 empty] | 7.3.3.17.5 (Remote Grid) Updates to grid topology to minimize risk of ignition in HFTDs Remote GridWLDFRContaminationAggregated | WLDFR | HFTD - Distribution - Tier 3 - 5QU CoRE ¦ 1QU LoRE | Non-Red Flag Warning - Small Fires | Contamination | Aggregated | 2057 | 3.2558e-05 | 1430.0123 | 0.046558 | 2057 | Mitigation | 0.95 | 45 | 0 | esc | 0.00097009 | 3.1584e-08 | 0.00097009 | 3.1584e-08 | 0.03594 | 7.2388e-07 | 0.012804 | 8.8733e-09
[120 empty] | 7.3.3.17.5 (Remote Grid) Updates to grid topology to minimize risk of ignition in HFTDs Remote GridWLDFRContaminationAggregated | WLDFR | HFTD - Distribution - Tier 3 - 5QU CoRE ¦ 1QU LoRE | Non-Red Flag Warning - Small Fires | Contamination | Aggregated | 2058 | 3.2558e-05 | 1430.0123 | 0.046558 | 2058 | Mitigation | 0.95 | 45 | 0 | esc | 0.00097009 | 3.1584e-08 | 0.00097009 | 3.1584e-08 | 0.03594 | 7.2388e-07 | 0.012804 | 8.8733e-09
[120 empty] | 7.3.3.17.5 (Remote Grid) Updates to grid topology to minimize risk of ignition in HFTDs Remote GridWLDFRContaminationAggregated | WLDFR | HFTD - Distribution - Tier 3 - 5QU CoRE ¦ 1QU LoRE | Non-Red Flag Warning - Small Fires | Contamination | Aggregated | 2059 | 3.2558e-05 | 1430.0123 | 0.046558 | 2059 | Mitigation | 0.95 | 45 | 0 | esc | 0.00097009 | 3.1584e-08 | 0.00097009 | 3.1584e-08 | 0.03594 | 7.2388e-07 | 0.012804 | 8.8733e-09
[120 empty] | 7.3.3.17.5 (Remote Grid) Updates to grid topology to minimize risk of ignition in HFTDs Remote GridWLDFRContaminationAggregated | WLDFR | HFTD - Distribution - Tier 3 - 5QU CoRE ¦ 1QU LoRE | Non-Red Flag Warning - Small Fires | Contamination | Aggregated | 2060 | 3.2558e-05 | 1430.0123 | 0.046558 | 2060 | Mitigation | 0.95 | 45 | 0 | esc | 0.00097009 | 3.1584e-08 | 0.00097009 | 3.1584e-08 | 0.03594 | 7.2388e-07 | 0.012804 | 8.8733e-09
[120 empty] | 7.3.3.17.5 (Remote Grid) Updates to grid topology to minimize risk of ignition in HFTDs Remote GridWLDFRContaminationAggregated | WLDFR | HFTD - Distribution - Tier 3 - 5QU CoRE ¦ 1QU LoRE | Non-Red Flag Warning - Small Fires | Contamination | Aggregated | 2061 | 3.2558e-05 | 1430.0123 | 0.046558 | 2061 | Mitigation | 0.95 | 45 | 0 | esc | 0.00097009 | 3.1584e-08 | 0.00097009 | 3.1584e-08 | 0.03594 | 7.2388e-07 | 0.012804 | 8.8733e-09
[120 empty] | 7.3.3.17.5 (Remote Grid) Updates to grid topology to minimize risk of ignition in HFTDs Remote GridWLDFRContaminationAggregated | WLDFR | HFTD - Distribution - Tier 3 - 5QU CoRE ¦ 1QU LoRE | Non-Red Flag Warning - Small Fires | Contamination | Aggregated | 2062 | 3.2558e-05 | 1430.0123 | 0.046558 | 2062 | Mitigation | 0.95 | 45 | 0 | esc | 0.00097009 | 3.1584e-08 | 0.00097009 | 3.1584e-08 | 0.03594 | 7.2388e-07 | 0.012804 | 8.8733e-09
[120 empty] | 7.3.3.17.5 (Remote Grid) Updates to grid topology to minimize risk of ignition in HFTDs Remote GridWLDFRContaminationAggregated | WLDFR | HFTD - Distribution - Tier 3 - 5QU CoRE ¦ 1QU LoRE | Non-Red Flag Warning - Small Fires | Contamination | Aggregated | 2063 | 3.2558e-05 | 1430.0123 | 0.046558 | 2063 | Mitigation | 0.95 | 45 | 0 | esc | 0.00097009 | 3.1584e-08 | 0.00097009 | 3.1584e-08 | 0.03594 | 7.2388e-07 | 0.012804 | 8.8733e-09
[120 empty] | 7.3.3.17.5 (Remote Grid) Updates to grid topology to minimize risk of ignition in HFTDs Remote GridWLDFRContaminationAggregated | WLDFR | HFTD - Distribution - Tier 3 - 5QU CoRE ¦ 1QU LoRE | Non-Red Flag Warning - Small Fires | Contamination | Aggregated | 2064 | 3.2558e-05 | 1430.0123 | 0.046558 | 2064 | Mitigation | 0.95 | 45 | 0 | esc | 0.00097009 | 3.1584e-08 | 0.00097009 | 3.1584e-08 | 0.03594 | 7.2388e-07 | 0.012804 | 8.8733e-09
[120 empty] | 7.3.3.17.5 (Remote Grid) Updates to grid topology to minimize risk of ignition in HFTDs Remote GridWLDFRContaminationAggregated | WLDFR | HFTD - Distribution - Tier 3 - 5QU CoRE ¦ 1QU LoRE | Non-Red Flag Warning - Small Fires | Contamination | Aggregated | 2065 | 3.2558e-05 | 1430.0123 | 0.046558 | 2065 | Mitigation | 0.95 | 45 | 0 | esc | 0.00097009 | 3.1584e-08 | 0.00097009 | 3.1584e-08 | 0.03594 | 7.2388e-07 | 0.012804 | 8.8733e-09
[120 empty] | 7.3.3.17.5 (Remote Grid) Updates to grid topology to minimize risk of ignition in HFTDs Remote GridWLDFRContaminationAggregated | WLDFR | HFTD - Distribution - Tier 3 - 5QU CoRE ¦ 1QU LoRE | Non-Red Flag Warning - Small Fires | Contamination | Aggregated | 2066 | 3.2558e-05 | 1430.0123 | 0.046558 | 2066 | Mitigation | 0.95 | 45 | 0 | esc | 0.00097009 | 3.1584e-08 | 0.00097009 | 3.1584e-08 | 0.03594 | 7.2388e-07 | 0.012804 | 8.8733e-09
[120 empty] | 7.3.3.17.5 (Remote Grid) Updates to grid topology to minimize risk of ignition in HFTDs Remote GridWLDFRContaminationAggregated | WLDFR | HFTD - Distribution - Tier 3 - 5QU CoRE ¦ 1QU LoRE | Non-Red Flag Warning - Small Fires | Contamination | Aggregated | 2067 | 3.2558e-05 | 1430.0123 | 0.046558 | 2067 | Mitigation | 0.95 | 45 | 0 | esc | 0 | 0 | 0.00097009 | 3.1584e-08 | 0.03594 | 7.2388e-07 | 0.012804 | 8.8733e-09
[120 empty] | 7.3.3.17.5 (Remote Grid) Updates to grid topology to minimize risk of ignition in HFTDs Remote GridWLDFREquipment / facility failureAggregated | WLDFR | HFTD - Distribution - Tier 3 - 5QU CoRE ¦ 1QU LoRE | Non-Red Flag Warning - Small Fires | Equipment / facility failure | Aggregated | 2022 | 0.0016874 | 1430.0123 | 2.413 | 2022 | Mitigation | 0.95 | 45 | 0 | esc | 0.00097009 | 1.6369e-06 | 0 | 0 | 0.03594 | 7.2388e-07 | 0.012804 | 8.8733e-09
[120 empty] | 7.3.3.17.5 (Remote Grid) Updates to grid topology to minimize risk of ignition in HFTDs Remote GridWLDFREquipment / facility failureAggregated | WLDFR | HFTD - Distribution - Tier 3 - 5QU CoRE ¦ 1QU LoRE | Non-Red Flag Warning - Small Fires | Equipment / facility failure | Aggregated | 2023 | 0.0016874 | 1430.0123 | 2.413 | 2023 | Mitigation | 0.95 | 45 | 0 | esc | 0.00097009 | 1.6369e-06 | 0.00097009 | 1.6369e-06 | 0.03594 | 7.2388e-07 | 0.012804 | 8.8733e-09
[120 empty] | 7.3.3.17.5 (Remote Grid) Updates to grid topology to minimize risk of ignition in HFTDs Remote GridWLDFREquipment / facility failureAggregated | WLDFR | HFTD - Distribution - Tier 3 - 5QU CoRE ¦ 1QU LoRE | Non-Red Flag Warning - Small Fires | Equipment / facility failure | Aggregated | 2024 | 0.0016874 | 1430.0123 | 2.413 | 2024 | Mitigation | 0.95 | 45 | 0 | esc | 0.00097009 | 1.6369e-06 | 0.00097009 | 1.6369e-06 | 0.03594 | 7.2388e-07 | 0.012804 | 8.8733e-09
[120 empty] | 7.3.3.17.5 (Remote Grid) Updates to grid topology to minimize risk of ignition in HFTDs Remote GridWLDFREquipment / facility failureAggregated | WLDFR | HFTD - Distribution - Tier 3 - 5QU CoRE ¦ 1QU LoRE | Non-Red Flag Warning - Small Fires | Equipment / facility failure | Aggregated | 2025 | 0.0016874 | 1430.0123 | 2.413 | 2025 | Mitigation | 0.95 | 45 | 0 | esc | 0.00097009 | 1.6369e-06 | 0.00097009 | 1.6369e-06 | 0.03594 | 7.2388e-07 | 0.012804 | 8.8733e-09
[120 empty] | 7.3.3.17.5 (Remote Grid) Updates to grid topology to minimize risk of ignition in HFTDs Remote GridWLDFREquipment / facility failureAggregated | WLDFR | HFTD - Distribution - Tier 3 - 5QU CoRE ¦ 1QU LoRE | Non-Red Flag Warning - Small Fires | Equipment / facility failure | Aggregated | 2026 | 0.0016874 | 1430.0123 | 2.413 | 2026 | Mitigation | 0.95 | 45 | 0 | esc | 0.00097009 | 1.6369e-06 | 0.00097009 | 1.6369e-06 | 0.03594 | 7.2388e-07 | 0.012804 | 8.8733e-09
[120 empty] | 7.3.3.17.5 (Remote Grid) Updates to grid topology to minimize risk of ignition in HFTDs Remote GridWLDFREquipment / facility failureAggregated | WLDFR | HFTD - Distribution - Tier 3 - 5QU CoRE ¦ 1QU LoRE | Non-Red Flag Warning - Small Fires | Equipment / facility failure | Aggregated | 2027 | 0.0016874 | 1430.0123 | 2.413 | 2027 | Mitigation | 0.95 | 45 | 0 | esc | 0.00097009 | 1.6369e-06 | 0.00097009 | 1.6369e-06 | 0.03594 | 7.2388e-07 | 0.012804 | 8.8733e-09
[120 empty] | 7.3.3.17.5 (Remote Grid) Updates to grid topology to minimize risk of ignition in HFTDs Remote GridWLDFREquipment / facility failureAggregated | WLDFR | HFTD - Distribution - Tier 3 - 5QU CoRE ¦ 1QU LoRE | Non-Red Flag Warning - Small Fires | Equipment / facility failure | Aggregated | 2028 | 0.0016874 | 1430.0123 | 2.413 | 2028 | Mitigation | 0.95 | 45 | 0 | esc | 0.00097009 | 1.6369e-06 | 0.00097009 | 1.6369e-06 | 0.03594 | 7.2388e-07 | 0.012804 | 8.8733e-09
[120 empty] | 7.3.3.17.5 (Remote Grid) Updates to grid topology to minimize risk of ignition in HFTDs Remote GridWLDFREquipment / facility failureAggregated | WLDFR | HFTD - Distribution - Tier 3 - 5QU CoRE ¦ 1QU LoRE | Non-Red Flag Warning - Small Fires | Equipment / facility failure | Aggregated | 2029 | 0.0016874 | 1430.0123 | 2.413 | 2029 | Mitigation | 0.95 | 45 | 0 | esc | 0.00097009 | 1.6369e-06 | 0.00097009 | 1.6369e-06 | 0.03594 | 7.2388e-07 | 0.012804 | 8.8733e-09
[120 empty] | 7.3.3.17.5 (Remote Grid) Updates to grid topology to minimize risk of ignition in HFTDs Remote GridWLDFREquipment / facility failureAggregated | WLDFR | HFTD - Distribution - Tier 3 - 5QU CoRE ¦ 1QU LoRE | Non-Red Flag Warning - Small Fires | Equipment / facility failure | Aggregated | 2030 | 0.0016874 | 1430.0123 | 2.413 | 2030 | Mitigation | 0.95 | 45 | 0 | esc | 0.00097009 | 1.6369e-06 | 0.00097009 | 1.6369e-06 | 0.03594 | 7.2388e-07 | 0 | 0
[120 empty] | 7.3.3.17.5 (Remote Grid) Updates to grid topology to minimize risk of ignition in HFTDs Remote GridWLDFREquipment / facility failureAggregated | WLDFR | HFTD - Distribution - Tier 3 - 5QU CoRE ¦ 1QU LoRE | Non-Red Flag Warning - Small Fires | Equipment / facility failure | Aggregated | 2031 | 0.0016874 | 1430.0123 | 2.413 | 2031 | Mitigation | 0.95 | 45 | 0 | esc | 0.00097009 | 1.6369e-06 | 0.00097009 | 1.6369e-06 | 0.03594 | 7.2388e-07 | 0 | 0
[120 empty] | 7.3.3.17.5 (Remote Grid) Updates to grid topology to minimize risk of ignition in HFTDs Remote GridWLDFREquipment / facility failureAggregated | WLDFR | HFTD - Distribution - Tier 3 - 5QU CoRE ¦ 1QU LoRE | Non-Red Flag Warning - Small Fires | Equipment / facility failure | Aggregated | 2032 | 0.0016874 | 1430.0123 | 2.413 | 2032 | Mitigation | 0.95 | 45 | 0 | esc | 0.00097009 | 1.6369e-06 | 0.00097009 | 1.6369e-06 | 0.03594 | 7.2388e-07 | 0.014899 | 2.1828e-10
[120 empty] | 7.3.3.17.5 (Remote Grid) Updates to grid topology to minimize risk of ignition in HFTDs Remote GridWLDFREquipment / facility failureAggregated | WLDFR | HFTD - Distribution - Tier 3 - 5QU CoRE ¦ 1QU LoRE | Non-Red Flag Warning - Small Fires | Equipment / facility failure | Aggregated | 2033 | 0.0016874 | 1430.0123 | 2.413 | 2033 | Mitigation | 0.95 | 45 | 0 | esc | 0.00097009 | 1.6369e-06 | 0.00097009 | 1.6369e-06 | 0.03594 | 7.2388e-07 | 0.014899 | 2.1828e-10
[120 empty] | 7.3.3.17.5 (Remote Grid) Updates to grid topology to minimize risk of ignition in HFTDs Remote GridWLDFREquipment / facility failureAggregated | WLDFR | HFTD - Distribution - Tier 3 - 5QU CoRE ¦ 1QU LoRE | Non-Red Flag Warning - Small Fires | Equipment / facility failure | Aggregated | 2034 | 0.0016874 | 1430.0123 | 2.413 | 2034 | Mitigation | 0.95 | 45 | 0 | esc | 0.00097009 | 1.6369e-06 | 0.00097009 | 1.6369e-06 | 0.03594 | 7.2388e-07 | 0.014899 | 2.1828e-10
[120 empty] | 7.3.3.17.5 (Remote Grid) Updates to grid topology to minimize risk of ignition in HFTDs Remote GridWLDFREquipment / facility failureAggregated | WLDFR | HFTD - Distribution - Tier 3 - 5QU CoRE ¦ 1QU LoRE | Non-Red Flag Warning - Small Fires | Equipment / facility failure | Aggregated | 2035 | 0.0016874 | 1430.0123 | 2.413 | 2035 | Mitigation | 0.95 | 45 | 0 | esc | 0.00097009 | 1.6369e-06 | 0.00097009 | 1.6369e-06 | 0.03594 | 7.2388e-07 | 0.014899 | 2.1828e-10
[120 empty] | 7.3.3.17.5 (Remote Grid) Updates to grid topology to minimize risk of ignition in HFTDs Remote GridWLDFREquipment / facility failureAggregated | WLDFR | HFTD - Distribution - Tier 3 - 5QU CoRE ¦ 1QU LoRE | Non-Red Flag Warning - Small Fires | Equipment / facility failure | Aggregated | 2036 | 0.0016874 | 1430.0123 | 2.413 | 2036 | Mitigation | 0.95 | 45 | 0 | esc | 0.00097009 | 1.6369e-06 | 0.00097009 | 1.6369e-06 | 0.03594 | 7.2388e-07 | 0.014899 | 2.1828e-10
[120 empty] | 7.3.3.17.5 (Remote Grid) Updates to grid topology to minimize risk of ignition in HFTDs Remote GridWLDFREquipment / facility failureAggregated | WLDFR | HFTD - Distribution - Tier 3 - 5QU CoRE ¦ 1QU LoRE | Non-Red Flag Warning - Small Fires | Equipment / facility failure | Aggregated | 2037 | 0.0016874 | 1430.0123 | 2.413 | 2037 | Mitigation | 0.95 | 45 | 0 | esc | 0.00097009 | 1.6369e-06 | 0.00097009 | 1.6369e-06 | 0.03594 | 7.2388e-07 | 0.014899 | 2.1828e-10
[120 empty] | 7.3.3.17.5 (Remote Grid) Updates to grid topology to minimize risk of ignition in HFTDs Remote GridWLDFREquipment / facility failureAggregated | WLDFR | HFTD - Distribution - Tier 3 - 5QU CoRE ¦ 1QU LoRE | Non-Red Flag Warning - Small Fires | Equipment / facility failure | Aggregated | 2038 | 0.0016874 | 1430.0123 | 2.413 | 2038 | Mitigation | 0.95 | 45 | 0 | esc | 0.00097009 | 1.6369e-06 | 0.00097009 | 1.6369e-06 | 0.03594 | 7.2388e-07 | 0.014899 | 2.1828e-10
[120 empty] | 7.3.3.17.5 (Remote Grid) Updates to grid topology to minimize risk of ignition in HFTDs Remote GridWLDFREquipment / facility failureAggregated | WLDFR | HFTD - Distribution - Tier 3 - 5QU CoRE ¦ 1QU LoRE | Non-Red Flag Warning - Small Fires | Equipment / facility failure | Aggregated | 2039 | 0.0016874 | 1430.0123 | 2.413 | 2039 | Mitigation | 0.95 | 45 | 0 | esc | 0.00097009 | 1.6369e-06 | 0.00097009 | 1.6369e-06 | 0.03594 | 7.2388e-07 | 0.014899 | 2.1828e-10
[120 empty] | 7.3.3.17.5 (Remote Grid) Updates to grid topology to minimize risk of ignition in HFTDs Remote GridWLDFREquipment / facility failureAggregated | WLDFR | HFTD - Distribution - Tier 3 - 5QU CoRE ¦ 1QU LoRE | Non-Red Flag Warning - Small Fires | Equipment / facility failure | Aggregated | 2040 | 0.0016874 | 1430.0123 | 2.413 | 2040 | Mitigation | 0.95 | 45 | 0 | esc | 0.00097009 | 1.6369e-06 | 0.00097009 | 1.6369e-06 | 0.03594 | 7.2388e-07 | 0.014899 | 2.1828e-10
[120 empty] | 7.3.3.17.5 (Remote Grid) Updates to grid topology to minimize risk of ignition in HFTDs Remote GridWLDFREquipment / facility failureAggregated | WLDFR | HFTD - Distribution - Tier 3 - 5QU CoRE ¦ 1QU LoRE | Non-Red Flag Warning - Small Fires | Equipment / facility failure | Aggregated | 2041 | 0.0016874 | 1430.0123 | 2.413 | 2041 | Mitigation | 0.95 | 45 | 0 | esc | 0.00097009 | 1.6369e-06 | 0.00097009 | 1.6369e-06 | 0.03594 | 7.2388e-07 | 0.014899 | 2.1828e-10
[120 empty] | 7.3.3.17.5 (Remote Grid) Updates to grid topology to minimize risk of ignition in HFTDs Remote GridWLDFREquipment / facility failureAggregated | WLDFR | HFTD - Distribution - Tier 3 - 5QU CoRE ¦ 1QU LoRE | Non-Red Flag Warning - Small Fires | Equipment / facility failure | Aggregated | 2042 | 0.0016874 | 1430.0123 | 2.413 | 2042 | Mitigation | 0.95 | 45 | 0 | esc | 0.00097009 | 1.6369e-06 | 0.00097009 | 1.6369e-06 | 0.03594 | 7.2388e-07 | 0.014899 | 2.1828e-10
[120 empty] | 7.3.3.17.5 (Remote Grid) Updates to grid topology to minimize risk of ignition in HFTDs Remote GridWLDFREquipment / facility failureAggregated | WLDFR | HFTD - Distribution - Tier 3 - 5QU CoRE ¦ 1QU LoRE | Non-Red Flag Warning - Small Fires | Equipment / facility failure | Aggregated | 2043 | 0.0016874 | 1430.0123 | 2.413 | 2043 | Mitigation | 0.95 | 45 | 0 | esc | 0.00097009 | 1.6369e-06 | 0.00097009 | 1.6369e-06 | 0.03594 | 7.2388e-07 | 0.014899 | 2.1828e-10
[120 empty] | 7.3.3.17.5 (Remote Grid) Updates to grid topology to minimize risk of ignition in HFTDs Remote GridWLDFREquipment / facility failureAggregated | WLDFR | HFTD - Distribution - Tier 3 - 5QU CoRE ¦ 1QU LoRE | Non-Red Flag Warning - Small Fires | Equipment / facility failure | Aggregated | 2044 | 0.0016874 | 1430.0123 | 2.413 | 2044 | Mitigation | 0.95 | 45 | 0 | esc | 0.00097009 | 1.6369e-06 | 0.00097009 | 1.6369e-06 | 0 | 0 | 0.014899 | 2.1828e-10
[120 empty] | 7.3.3.17.5 (Remote Grid) Updates to grid topology to minimize risk of ignition in HFTDs Remote GridWLDFREquipment / facility failureAggregated | WLDFR | HFTD - Distribution - Tier 3 - 5QU CoRE ¦ 1QU LoRE | Non-Red Flag Warning - Small Fires | Equipment / facility failure | Aggregated | 2045 | 0.0016874 | 1430.0123 | 2.413 | 2045 | Mitigation | 0.95 | 45 | 0 | esc | 0.00097009 | 1.6369e-06 | 0.00097009 | 1.6369e-06 | 0.03594 | 2.6328e-06 | 0.014899 | 2.1828e-10
[120 empty] | 7.3.3.17.5 (Remote Grid) Updates to grid topology to minimize risk of ignition in HFTDs Remote GridWLDFREquipment / facility failureAggregated | WLDFR | HFTD - Distribution - Tier 3 - 5QU CoRE ¦ 1QU LoRE | Non-Red Flag Warning - Small Fires | Equipment / facility failure | Aggregated | 2046 | 0.0016874 | 1430.0123 | 2.413 | 2046 | Mitigation | 0.95 | 45 | 0 | esc | 0.00097009 | 1.6369e-06 | 0.00097009 | 1.6369e-06 | 0.03594 | 2.6328e-06 | 0.014899 | 2.1828e-10
[120 empty] | 7.3.3.17.5 (Remote Grid) Updates to grid topology to minimize risk of ignition in HFTDs Remote GridWLDFREquipment / facility failureAggregated | WLDFR | HFTD - Distribution - Tier 3 - 5QU CoRE ¦ 1QU LoRE | Non-Red Flag Warning - Small Fires | Equipment / facility failure | Aggregated | 2047 | 0.0016874 | 1430.0123 | 2.413 | 2047 | Mitigation | 0.95 | 45 | 0 | esc | 0.00097009 | 1.6369e-06 | 0.00097009 | 1.6369e-06 | 0.03594 | 2.6328e-06 | 0.014899 | 2.1828e-10
[120 empty] | 7.3.3.17.5 (Remote Grid) Updates to grid topology to minimize risk of ignition in HFTDs Remote GridWLDFREquipment / facility failureAggregated | WLDFR | HFTD - Distribution - Tier 3 - 5QU CoRE ¦ 1QU LoRE | Non-Red Flag Warning - Small Fires | Equipment / facility failure | Aggregated | 2048 | 0.0016874 | 1430.0123 | 2.413 | 2048 | Mitigation | 0.95 | 45 | 0 | esc | 0.00097009 | 1.6369e-06 | 0.00097009 | 1.6369e-06 | 0.03594 | 2.6328e-06 | 0.014899 | 2.1828e-10
[120 empty] | 7.3.3.17.5 (Remote Grid) Updates to grid topology to minimize risk of ignition in HFTDs Remote GridWLDFREquipment / facility failureAggregated | WLDFR | HFTD - Distribution - Tier 3 - 5QU CoRE ¦ 1QU LoRE | Non-Red Flag Warning - Small Fires | Equipment / facility failure | Aggregated | 2049 | 0.0016874 | 1430.0123 | 2.413 | 2049 | Mitigation | 0.95 | 45 | 0 | esc | 0.00097009 | 1.6369e-06 | 0.00097009 | 1.6369e-06 | 0.03594 | 2.6328e-06 | 0.014899 | 2.1828e-10
[120 empty] | 7.3.3.17.5 (Remote Grid) Updates to grid topology to minimize risk of ignition in HFTDs Remote GridWLDFREquipment / facility failureAggregated | WLDFR | HFTD - Distribution - Tier 3 - 5QU CoRE ¦ 1QU LoRE | Non-Red Flag Warning - Small Fires | Equipment / facility failure | Aggregated | 2050 | 0.0016874 | 1430.0123 | 2.413 | 2050 | Mitigation | 0.95 | 45 | 0 | esc | 0.00097009 | 1.6369e-06 | 0.00097009 | 1.6369e-06 | 0.03594 | 2.6328e-06 | 0.014899 | 2.1828e-10
[120 empty] | 7.3.3.17.5 (Remote Grid) Updates to grid topology to minimize risk of ignition in HFTDs Remote GridWLDFREquipment / facility failureAggregated | WLDFR | HFTD - Distribution - Tier 3 - 5QU CoRE ¦ 1QU LoRE | Non-Red Flag Warning - Small Fires | Equipment / facility failure | Aggregated | 2051 | 0.0016874 | 1430.0123 | 2.413 | 2051 | Mitigation | 0.95 | 45 | 0 | esc | 0.00097009 | 1.6369e-06 | 0.00097009 | 1.6369e-06 | 0.03594 | 2.6328e-06 | 0.014899 | 2.1828e-10
[120 empty] | 7.3.3.17.5 (Remote Grid) Updates to grid topology to minimize risk of ignition in HFTDs Remote GridWLDFREquipment / facility failureAggregated | WLDFR | HFTD - Distribution - Tier 3 - 5QU CoRE ¦ 1QU LoRE | Non-Red Flag Warning - Small Fires | Equipment / facility failure | Aggregated | 2052 | 0.0016874 | 1430.0123 | 2.413 | 2052 | Mitigation | 0.95 | 45 | 0 | esc | 0.00097009 | 1.6369e-06 | 0.00097009 | 1.6369e-06 | 0.03594 | 2.6328e-06 | 0.014899 | 2.1828e-10
[120 empty] | 7.3.3.17.5 (Remote Grid) Updates to grid topology to minimize risk of ignition in HFTDs Remote GridWLDFREquipment / facility failureAggregated | WLDFR | HFTD - Distribution - Tier 3 - 5QU CoRE ¦ 1QU LoRE | Non-Red Flag Warning - Small Fires | Equipment / facility failure | Aggregated | 2053 | 0.0016874 | 1430.0123 | 2.413 | 2053 | Mitigation | 0.95 | 45 | 0 | esc | 0.00097009 | 1.6369e-06 | 0.00097009 | 1.6369e-06 | 0.03594 | 2.6328e-06 | 0.014899 | 2.1828e-10
[120 empty] | 7.3.3.17.5 (Remote Grid) Updates to grid topology to minimize risk of ignition in HFTDs Remote GridWLDFREquipment / facility failureAggregated | WLDFR | HFTD - Distribution - Tier 3 - 5QU CoRE ¦ 1QU LoRE | Non-Red Flag Warning - Small Fires | Equipment / facility failure | Aggregated | 2054 | 0.0016874 | 1430.0123 | 2.413 | 2054 | Mitigation | 0.95 | 45 | 0 | esc | 0.00097009 | 1.6369e-06 | 0.00097009 | 1.6369e-06 | 0.03594 | 2.6328e-06 | 0.014899 | 2.1828e-10
[120 empty] | 7.3.3.17.5 (Remote Grid) Updates to grid topology to minimize risk of ignition in HFTDs Remote GridWLDFREquipment / facility failureAggregated | WLDFR | HFTD - Distribution - Tier 3 - 5QU CoRE ¦ 1QU LoRE | Non-Red Flag Warning - Small Fires | Equipment / facility failure | Aggregated | 2055 | 0.0016874 | 1430.0123 | 2.413 | 2055 | Mitigation | 0.95 | 45 | 0 | esc | 0.00097009 | 1.6369e-06 | 0.00097009 | 1.6369e-06 | 0.03594 | 2.6328e-06 | 0.014899 | 2.1828e-10
[120 empty] | 7.3.3.17.5 (Remote Grid) Updates to grid topology to minimize risk of ignition in HFTDs Remote GridWLDFREquipment / facility failureAggregated | WLDFR | HFTD - Distribution - Tier 3 - 5QU CoRE ¦ 1QU LoRE | Non-Red Flag Warning - Small Fires | Equipment / facility failure | Aggregated | 2056 | 0.0016874 | 1430.0123 | 2.413 | 2056 | Mitigation | 0.95 | 45 | 0 | esc | 0.00097009 | 1.6369e-06 | 0.00097009 | 1.6369e-06 | 0.03594 | 2.6328e-06 | 0.014899 | 2.1828e-10
[120 empty] | 7.3.3.17.5 (Remote Grid) Updates to grid topology to minimize risk of ignition in HFTDs Remote GridWLDFREquipment / facility failureAggregated | WLDFR | HFTD - Distribution - Tier 3 - 5QU CoRE ¦ 1QU LoRE | Non-Red Flag Warning - Small Fires | Equipment / facility failure | Aggregated | 2057 | 0.0016874 | 1430.0123 | 2.413 | 2057 | Mitigation | 0.95 | 45 | 0 | esc | 0.00097009 | 1.6369e-06 | 0.00097009 | 1.6369e-06 | 0.03594 | 2.6328e-06 | 0.014899 | 2.1828e-10
[120 empty] | 7.3.3.17.5 (Remote Grid) Updates to grid topology to minimize risk of ignition in HFTDs Remote GridWLDFREquipment / facility failureAggregated | WLDFR | HFTD - Distribution - Tier 3 - 5QU CoRE ¦ 1QU LoRE | Non-Red Flag Warning - Small Fires | Equipment / facility failure | Aggregated | 2058 | 0.0016874 | 1430.0123 | 2.413 | 2058 | Mitigation | 0.95 | 45 | 0 | esc | 0.00097009 | 1.6369e-06 | 0.00097009 | 1.6369e-06 | 0.03594 | 2.6328e-06 | 0.014899 | 2.1828e-10
[120 empty] | 7.3.3.17.5 (Remote Grid) Updates to grid topology to minimize risk of ignition in HFTDs Remote GridWLDFREquipment / facility failureAggregated | WLDFR | HFTD - Distribution - Tier 3 - 5QU CoRE ¦ 1QU LoRE | Non-Red Flag Warning - Small Fires | Equipment / facility failure | Aggregated | 2059 | 0.0016874 | 1430.0123 | 2.413 | 2059 | Mitigation | 0.95 | 45 | 0 | esc | 0.00097009 | 1.6369e-06 | 0.00097009 | 1.6369e-06 | 0.03594 | 2.6328e-06 | 0.014899 | 2.1828e-10
[120 empty] | 7.3.3.17.5 (Remote Grid) Updates to grid topology to minimize risk of ignition in HFTDs Remote GridWLDFREquipment / facility failureAggregated | WLDFR | HFTD - Distribution - Tier 3 - 5QU CoRE ¦ 1QU LoRE | Non-Red Flag Warning - Small Fires | Equipment / facility failure | Aggregated | 2060 | 0.0016874 | 1430.0123 | 2.413 | 2060 | Mitigation | 0.95 | 45 | 0 | esc | 0.00097009 | 1.6369e-06 | 0.00097009 | 1.6369e-06 | 0.03594 | 2.6328e-06 | 0.014899 | 2.1828e-10
[120 empty] | 7.3.3.17.5 (Remote Grid) Updates to grid topology to minimize risk of ignition in HFTDs Remote GridWLDFREquipment / facility failureAggregated | WLDFR | HFTD - Distribution - Tier 3 - 5QU CoRE ¦ 1QU LoRE | Non-Red Flag Warning - Small Fires | Equipment / facility failure | Aggregated | 2061 | 0.0016874 | 1430.0123 | 2.413 | 2061 | Mitigation | 0.95 | 45 | 0 | esc | 0.00097009 | 1.6369e-06 | 0.00097009 | 1.6369e-06 | 0.03594 | 2.6328e-06 | 0.014899 | 2.1828e-10
[120 empty] | 7.3.3.17.5 (Remote Grid) Updates to grid topology to minimize risk of ignition in HFTDs Remote GridWLDFREquipment / facility failureAggregated | WLDFR | HFTD - Distribution - Tier 3 - 5QU CoRE ¦ 1QU LoRE | Non-Red Flag Warning - Small Fires | Equipment / facility failure | Aggregated | 2062 | 0.0016874 | 1430.0123 | 2.413 | 2062 | Mitigation | 0.95 | 45 | 0 | esc | 0.00097009 | 1.6369e-06 | 0.00097009 | 1.6369e-06 | 0.03594 | 2.6328e-06 | 0 | 0
[120 empty] | 7.3.3.17.5 (Remote Grid) Updates to grid topology to minimize risk of ignition in HFTDs Remote GridWLDFREquipment / facility failureAggregated | WLDFR | HFTD - Distribution - Tier 3 - 5QU CoRE ¦ 1QU LoRE | Non-Red Flag Warning - Small Fires | Equipment / facility failure | Aggregated | 2063 | 0.0016874 | 1430.0123 | 2.413 | 2063 | Mitigation | 0.95 | 45 | 0 | esc | 0.00097009 | 1.6369e-06 | 0.00097009 | 1.6369e-06 | 0.03594 | 2.6328e-06 | 0 | 0
[120 empty] | 7.3.3.17.5 (Remote Grid) Updates to grid topology to minimize risk of ignition in HFTDs Remote GridWLDFREquipment / facility failureAggregated | WLDFR | HFTD - Distribution - Tier 3 - 5QU CoRE ¦ 1QU LoRE | Non-Red Flag Warning - Small Fires | Equipment / facility failure | Aggregated | 2064 | 0.0016874 | 1430.0123 | 2.413 | 2064 | Mitigation | 0.95 | 45 | 0 | esc | 0.00097009 | 1.6369e-06 | 0.00097009 | 1.6369e-06 | 0.03594 | 2.6328e-06 | 0.008942 | 1.4157e-09
[120 empty] | 7.3.3.17.5 (Remote Grid) Updates to grid topology to minimize risk of ignition in HFTDs Remote GridWLDFREquipment / facility failureAggregated | WLDFR | HFTD - Distribution - Tier 3 - 5QU CoRE ¦ 1QU LoRE | Non-Red Flag Warning - Small Fires | Equipment / facility failure | Aggregated | 2065 | 0.0016874 | 1430.0123 | 2.413 | 2065 | Mitigation | 0.95 | 45 | 0 | esc | 0.00097009 | 1.6369e-06 | 0.00097009 | 1.6369e-06 | 0.03594 | 2.6328e-06 | 0.008942 | 1.4157e-09
[120 empty] | 7.3.3.17.5 (Remote Grid) Updates to grid topology to minimize risk of ignition in HFTDs Remote GridWLDFREquipment / facility failureAggregated | WLDFR | HFTD - Distribution - Tier 3 - 5QU CoRE ¦ 1QU LoRE | Non-Red Flag Warning - Small Fires | Equipment / facility failure | Aggregated | 2066 | 0.0016874 | 1430.0123 | 2.413 | 2066 | Mitigation | 0.95 | 45 | 0 | esc | 0.00097009 | 1.6369e-06 | 0.00097009 | 1.6369e-06 | 0.03594 | 2.6328e-06 | 0.008942 | 1.4157e-09
[120 empty] | 7.3.3.17.5 (Remote Grid) Updates to grid topology to minimize risk of ignition in HFTDs Remote GridWLDFREquipment / facility failureAggregated | WLDFR | HFTD - Distribution - Tier 3 - 5QU CoRE ¦ 1QU LoRE | Non-Red Flag Warning - Small Fires | Equipment / facility failure | Aggregated | 2067 | 0.0016874 | 1430.0123 | 2.413 | 2067 | Mitigation | 0.95 | 45 | 0 | esc | 0 | 0 | 0.00097009 | 1.6369e-06 | 0.03594 | 2.6328e-06 | 0.008942 | 1.4157e-09
[120 empty] | 7.3.3.17.5 (Remote Grid) Updates to grid topology to minimize risk of ignition in HFTDs Remote GridWLDFRVegetation ContactAggregated | WLDFR | HFTD - Distribution - Tier 3 - 5QU CoRE ¦ 1QU LoRE | Non-Red Flag Warning - Small Fires | Vegetation Contact | Aggregated | 2022 | 0.0046562 | 1430.0123 | 6.6584 | 2022 | Mitigation | 0.95 | 45 | 0 | esc | 0.00097009 | 4.5169e-06 | 0 | 0 | 0.03594 | 2.6328e-06 | 0.008942 | 1.4157e-09
[120 empty] | 7.3.3.17.5 (Remote Grid) Updates to grid topology to minimize risk of ignition in HFTDs Remote GridWLDFRVegetation ContactAggregated | WLDFR | HFTD - Distribution - Tier 3 - 5QU CoRE ¦ 1QU LoRE | Non-Red Flag Warning - Small Fires | Vegetation Contact | Aggregated | 2023 | 0.0046562 | 1430.0123 | 6.6584 | 2023 | Mitigation | 0.95 | 45 | 0 | esc | 0.00097009 | 4.5169e-06 | 0.00097009 | 4.5169e-06 | 0.03594 | 2.6328e-06 | 0.008942 | 1.4157e-09
[120 empty] | 7.3.3.17.5 (Remote Grid) Updates to grid topology to minimize risk of ignition in HFTDs Remote GridWLDFRVegetation ContactAggregated | WLDFR | HFTD - Distribution - Tier 3 - 5QU CoRE ¦ 1QU LoRE | Non-Red Flag Warning - Small Fires | Vegetation Contact | Aggregated | 2024 | 0.0046562 | 1430.0123 | 6.6584 | 2024 | Mitigation | 0.95 | 45 | 0 | esc | 0.00097009 | 4.5169e-06 | 0.00097009 | 4.5169e-06 | 0.03594 | 2.6328e-06 | 0.008942 | 1.4157e-09
[120 empty] | 7.3.3.17.5 (Remote Grid) Updates to grid topology to minimize risk of ignition in HFTDs Remote GridWLDFRVegetation ContactAggregated | WLDFR | HFTD - Distribution - Tier 3 - 5QU CoRE ¦ 1QU LoRE | Non-Red Flag Warning - Small Fires | Vegetation Contact | Aggregated | 2025 | 0.0046562 | 1430.0123 | 6.6584 | 2025 | Mitigation | 0.95 | 45 | 0 | esc | 0.00097009 | 4.5169e-06 | 0.00097009 | 4.5169e-06 | 0.03594 | 2.6328e-06 | 0.008942 | 1.4157e-09
[120 empty] | 7.3.3.17.5 (Remote Grid) Updates to grid topology to minimize risk of ignition in HFTDs Remote GridWLDFRVegetation ContactAggregated | WLDFR | HFTD - Distribution - Tier 3 - 5QU CoRE ¦ 1QU LoRE | Non-Red Flag Warning - Small Fires | Vegetation Contact | Aggregated | 2026 | 0.0046562 | 1430.0123 | 6.6584 | 2026 | Mitigation | 0.95 | 45 | 0 | esc | 0.00097009 | 4.5169e-06 | 0.00097009 | 4.5169e-06 | 0.03594 | 2.6328e-06 | 0.008942 | 1.4157e-09
[120 empty] | 7.3.3.17.5 (Remote Grid) Updates to grid topology to minimize risk of ignition in HFTDs Remote GridWLDFRVegetation ContactAggregated | WLDFR | HFTD - Distribution - Tier 3 - 5QU CoRE ¦ 1QU LoRE | Non-Red Flag Warning - Small Fires | Vegetation Contact | Aggregated | 2027 | 0.0046562 | 1430.0123 | 6.6584 | 2027 | Mitigation | 0.95 | 45 | 0 | esc | 0.00097009 | 4.5169e-06 | 0.00097009 | 4.5169e-06 | 0.03594 | 2.6328e-06 | 0.008942 | 1.4157e-09
[120 empty] | 7.3.3.17.5 (Remote Grid) Updates to grid topology to minimize risk of ignition in HFTDs Remote GridWLDFRVegetation ContactAggregated | WLDFR | HFTD - Distribution - Tier 3 - 5QU CoRE ¦ 1QU LoRE | Non-Red Flag Warning - Small Fires | Vegetation Contact | Aggregated | 2028 | 0.0046562 | 1430.0123 | 6.6584 | 2028 | Mitigation | 0.95 | 45 | 0 | esc | 0.00097009 | 4.5169e-06 | 0.00097009 | 4.5169e-06 | 0.03594 | 2.6328e-06 | 0.008942 | 1.4157e-09
[120 empty] | 7.3.3.17.5 (Remote Grid) Updates to grid topology to minimize risk of ignition in HFTDs Remote GridWLDFRVegetation ContactAggregated | WLDFR | HFTD - Distribution - Tier 3 - 5QU CoRE ¦ 1QU LoRE | Non-Red Flag Warning - Small Fires | Vegetation Contact | Aggregated | 2029 | 0.0046562 | 1430.0123 | 6.6584 | 2029 | Mitigation | 0.95 | 45 | 0 | esc | 0.00097009 | 4.5169e-06 | 0.00097009 | 4.5169e-06 | 0.03594 | 2.6328e-06 | 0.008942 | 1.4157e-09
[120 empty] | 7.3.3.17.5 (Remote Grid) Updates to grid topology to minimize risk of ignition in HFTDs Remote GridWLDFRVegetation ContactAggregated | WLDFR | HFTD - Distribution - Tier 3 - 5QU CoRE ¦ 1QU LoRE | Non-Red Flag Warning - Small Fires | Vegetation Contact | Aggregated | 2030 | 0.0046562 | 1430.0123 | 6.6584 | 2030 | Mitigation | 0.95 | 45 | 0 | esc | 0.00097009 | 4.5169e-06 | 0.00097009 | 4.5169e-06 | 0.03594 | 2.6328e-06 | 0.008942 | 1.4157e-09
[120 empty] | 7.3.3.17.5 (Remote Grid) Updates to grid topology to minimize risk of ignition in HFTDs Remote GridWLDFRVegetation ContactAggregated | WLDFR | HFTD - Distribution - Tier 3 - 5QU CoRE ¦ 1QU LoRE | Non-Red Flag Warning - Small Fires | Vegetation Contact | Aggregated | 2031 | 0.0046562 | 1430.0123 | 6.6584 | 2031 | Mitigation | 0.95 | 45 | 0 | esc | 0.00097009 | 4.5169e-06 | 0.00097009 | 4.5169e-06 | 0.03594 | 2.6328e-06 | 0.008942 | 1.4157e-09
[120 empty] | 7.3.3.17.5 (Remote Grid) Updates to grid topology to minimize risk of ignition in HFTDs Remote GridWLDFRVegetation ContactAggregated | WLDFR | HFTD - Distribution - Tier 3 - 5QU CoRE ¦ 1QU LoRE | Non-Red Flag Warning - Small Fires | Vegetation Contact | Aggregated | 2032 | 0.0046562 | 1430.0123 | 6.6584 | 2032 | Mitigation | 0.95 | 45 | 0 | esc | 0.00097009 | 4.5169e-06 | 0.00097009 | 4.5169e-06 | 0.03594 | 2.6328e-06 | 0.008942 | 1.4157e-09
[120 empty] | 7.3.3.17.5 (Remote Grid) Updates to grid topology to minimize risk of ignition in HFTDs Remote GridWLDFRVegetation ContactAggregated | WLDFR | HFTD - Distribution - Tier 3 - 5QU CoRE ¦ 1QU LoRE | Non-Red Flag Warning - Small Fires | Vegetation Contact | Aggregated | 2033 | 0.0046562 | 1430.0123 | 6.6584 | 2033 | Mitigation | 0.95 | 45 | 0 | esc | 0.00097009 | 4.5169e-06 | 0.00097009 | 4.5169e-06 | 0.03594 | 2.6328e-06 | 0.008942 | 1.4157e-09
[120 empty] | 7.3.3.17.5 (Remote Grid) Updates to grid topology to minimize risk of ignition in HFTDs Remote GridWLDFRVegetation ContactAggregated | WLDFR | HFTD - Distribution - Tier 3 - 5QU CoRE ¦ 1QU LoRE | Non-Red Flag Warning - Small Fires | Vegetation Contact | Aggregated | 2034 | 0.0046562 | 1430.0123 | 6.6584 | 2034 | Mitigation | 0.95 | 45 | 0 | esc | 0.00097009 | 4.5169e-06 | 0.00097009 | 4.5169e-06 | 0.03594 | 2.6328e-06 | 0.008942 | 1.4157e-09
[120 empty] | 7.3.3.17.5 (Remote Grid) Updates to grid topology to minimize risk of ignition in HFTDs Remote GridWLDFRVegetation ContactAggregated | WLDFR | HFTD - Distribution - Tier 3 - 5QU CoRE ¦ 1QU LoRE | Non-Red Flag Warning - Small Fires | Vegetation Contact | Aggregated | 2035 | 0.0046562 | 1430.0123 | 6.6584 | 2035 | Mitigation | 0.95 | 45 | 0 | esc | 0.00097009 | 4.5169e-06 | 0.00097009 | 4.5169e-06 | 0.03594 | 2.6328e-06 | 0.008942 | 1.4157e-09
[120 empty] | 7.3.3.17.5 (Remote Grid) Updates to grid topology to minimize risk of ignition in HFTDs Remote GridWLDFRVegetation ContactAggregated | WLDFR | HFTD - Distribution - Tier 3 - 5QU CoRE ¦ 1QU LoRE | Non-Red Flag Warning - Small Fires | Vegetation Contact | Aggregated | 2036 | 0.0046562 | 1430.0123 | 6.6584 | 2036 | Mitigation | 0.95 | 45 | 0 | esc | 0.00097009 | 4.5169e-06 | 0.00097009 | 4.5169e-06 | 0.03594 | 2.6328e-06 | 0.008942 | 1.4157e-09
[120 empty] | 7.3.3.17.5 (Remote Grid) Updates to grid topology to minimize risk of ignition in HFTDs Remote GridWLDFRVegetation ContactAggregated | WLDFR | HFTD - Distribution - Tier 3 - 5QU CoRE ¦ 1QU LoRE | Non-Red Flag Warning - Small Fires | Vegetation Contact | Aggregated | 2037 | 0.0046562 | 1430.0123 | 6.6584 | 2037 | Mitigation | 0.95 | 45 | 0 | esc | 0.00097009 | 4.5169e-06 | 0.00097009 | 4.5169e-06 | 0.03594 | 2.6328e-06 | 0.008942 | 1.4157e-09
[120 empty] | 7.3.3.17.5 (Remote Grid) Updates to grid topology to minimize risk of ignition in HFTDs Remote GridWLDFRVegetation ContactAggregated | WLDFR | HFTD - Distribution - Tier 3 - 5QU CoRE ¦ 1QU LoRE | Non-Red Flag Warning - Small Fires | Vegetation Contact | Aggregated | 2038 | 0.0046562 | 1430.0123 | 6.6584 | 2038 | Mitigation | 0.95 | 45 | 0 | esc | 0.00097009 | 4.5169e-06 | 0.00097009 | 4.5169e-06 | 0.03594 | 2.6328e-06 | 0.008942 | 1.4157e-09
[120 empty] | 7.3.3.17.5 (Remote Grid) Updates to grid topology to minimize risk of ignition in HFTDs Remote GridWLDFRVegetation ContactAggregated | WLDFR | HFTD - Distribution - Tier 3 - 5QU CoRE ¦ 1QU LoRE | Non-Red Flag Warning - Small Fires | Vegetation Contact | Aggregated | 2039 | 0.0046562 | 1430.0123 | 6.6584 | 2039 | Mitigation | 0.95 | 45 | 0 | esc | 0.00097009 | 4.5169e-06 | 0.00097009 | 4.5169e-06 | 0.03594 | 2.6328e-06 | 0.008942 | 1.4157e-09
[120 empty] | 7.3.3.17.5 (Remote Grid) Updates to grid topology to minimize risk of ignition in HFTDs Remote GridWLDFRVegetation ContactAggregated | WLDFR | HFTD - Distribution - Tier 3 - 5QU CoRE ¦ 1QU LoRE | Non-Red Flag Warning - Small Fires | Vegetation Contact | Aggregated | 2040 | 0.0046562 | 1430.0123 | 6.6584 | 2040 | Mitigation | 0.95 | 45 | 0 | esc | 0.00097009 | 4.5169e-06 | 0.00097009 | 4.5169e-06 | 0.03594 | 2.6328e-06 | 0.008942 | 1.4157e-09
[120 empty] | 7.3.3.17.5 (Remote Grid) Updates to grid topology to minimize risk of ignition in HFTDs Remote GridWLDFRVegetation ContactAggregated | WLDFR | HFTD - Distribution - Tier 3 - 5QU CoRE ¦ 1QU LoRE | Non-Red Flag Warning - Small Fires | Vegetation Contact | Aggregated | 2041 | 0.0046562 | 1430.0123 | 6.6584 | 2041 | Mitigation | 0.95 | 45 | 0 | esc | 0.00097009 | 4.5169e-06 | 0.00097009 | 4.5169e-06 | 0.03594 | 2.6328e-06 | 0.008942 | 1.4157e-09
[120 empty] | 7.3.3.17.5 (Remote Grid) Updates to grid topology to minimize risk of ignition in HFTDs Remote GridWLDFRVegetation ContactAggregated | WLDFR | HFTD - Distribution - Tier 3 - 5QU CoRE ¦ 1QU LoRE | Non-Red Flag Warning - Small Fires | Vegetation Contact | Aggregated | 2042 | 0.0046562 | 1430.0123 | 6.6584 | 2042 | Mitigation | 0.95 | 45 | 0 | esc | 0.00097009 | 4.5169e-06 | 0.00097009 | 4.5169e-06 | 0.03594 | 2.6328e-06 | 0.008942 | 1.4157e-09
[120 empty] | 7.3.3.17.5 (Remote Grid) Updates to grid topology to minimize risk of ignition in HFTDs Remote GridWLDFRVegetation ContactAggregated | WLDFR | HFTD - Distribution - Tier 3 - 5QU CoRE ¦ 1QU LoRE | Non-Red Flag Warning - Small Fires | Vegetation Contact | Aggregated | 2043 | 0.0046562 | 1430.0123 | 6.6584 | 2043 | Mitigation | 0.95 | 45 | 0 | esc | 0.00097009 | 4.5169e-06 | 0.00097009 | 4.5169e-06 | 0.03594 | 2.6328e-06 | 0.008942 | 1.4157e-09
[120 empty] | 7.3.3.17.5 (Remote Grid) Updates to grid topology to minimize risk of ignition in HFTDs Remote GridWLDFRVegetation ContactAggregated | WLDFR | HFTD - Distribution - Tier 3 - 5QU CoRE ¦ 1QU LoRE | Non-Red Flag Warning - Small Fires | Vegetation Contact | Aggregated | 2044 | 0.0046562 | 1430.0123 | 6.6584 | 2044 | Mitigation | 0.95 | 45 | 0 | esc | 0.00097009 | 4.5169e-06 | 0.00097009 | 4.5169e-06 | 0.03594 | 2.6328e-06 | 0.008942 | 1.4157e-09
[120 empty] | 7.3.3.17.5 (Remote Grid) Updates to grid topology to minimize risk of ignition in HFTDs Remote GridWLDFRVegetation ContactAggregated | WLDFR | HFTD - Distribution - Tier 3 - 5QU CoRE ¦ 1QU LoRE | Non-Red Flag Warning - Small Fires | Vegetation Contact | Aggregated | 2045 | 0.0046562 | 1430.0123 | 6.6584 | 2045 | Mitigation | 0.95 | 45 | 0 | esc | 0.00097009 | 4.5169e-06 | 0.00097009 | 4.5169e-06 | 0.03594 | 2.6328e-06 | 0.008942 | 1.4157e-09
[120 empty] | 7.3.3.17.5 (Remote Grid) Updates to grid topology to minimize risk of ignition in HFTDs Remote GridWLDFRVegetation ContactAggregated | WLDFR | HFTD - Distribution - Tier 3 - 5QU CoRE ¦ 1QU LoRE | Non-Red Flag Warning - Small Fires | Vegetation Contact | Aggregated | 2046 | 0.0046562 | 1430.0123 | 6.6584 | 2046 | Mitigation | 0.95 | 45 | 0 | esc | 0.00097009 | 4.5169e-06 | 0.00097009 | 4.5169e-06 | 0.03594 | 2.6328e-06 | 0.008942 | 1.4157e-09
[120 empty] | 7.3.3.17.5 (Remote Grid) Updates to grid topology to minimize risk of ignition in HFTDs Remote GridWLDFRVegetation ContactAggregated | WLDFR | HFTD - Distribution - Tier 3 - 5QU CoRE ¦ 1QU LoRE | Non-Red Flag Warning - Small Fires | Vegetation Contact | Aggregated | 2047 | 0.0046562 | 1430.0123 | 6.6584 | 2047 | Mitigation | 0.95 | 45 | 0 | esc | 0.00097009 | 4.5169e-06 | 0.00097009 | 4.5169e-06 | 0.03594 | 2.6328e-06 | 0.008942 | 1.4157e-09
[120 empty] | 7.3.3.17.5 (Remote Grid) Updates to grid topology to minimize risk of ignition in HFTDs Remote GridWLDFRVegetation ContactAggregated | WLDFR | HFTD - Distribution - Tier 3 - 5QU CoRE ¦ 1QU LoRE | Non-Red Flag Warning - Small Fires | Vegetation Contact | Aggregated | 2048 | 0.0046562 | 1430.0123 | 6.6584 | 2048 | Mitigation | 0.95 | 45 | 0 | esc | 0.00097009 | 4.5169e-06 | 0.00097009 | 4.5169e-06 | 0 | 0 | 0 | 0
[120 empty] | 7.3.3.17.5 (Remote Grid) Updates to grid topology to minimize risk of ignition in HFTDs Remote GridWLDFRVegetation ContactAggregated | WLDFR | HFTD - Distribution - Tier 3 - 5QU CoRE ¦ 1QU LoRE | Non-Red Flag Warning - Small Fires | Vegetation Contact | Aggregated | 2049 | 0.0046562 | 1430.0123 | 6.6584 | 2049 | Mitigation | 0.95 | 45 | 0 | esc | 0.00097009 | 4.5169e-06 | 0.00097009 | 4.5169e-06 | 0.03594 | 4.4858e-07 | 0 | 0
[120 empty] | 7.3.3.17.5 (Remote Grid) Updates to grid topology to minimize risk of ignition in HFTDs Remote GridWLDFRVegetation ContactAggregated | WLDFR | HFTD - Distribution - Tier 3 - 5QU CoRE ¦ 1QU LoRE | Non-Red Flag Warning - Small Fires | Vegetation Contact | Aggregated | 2050 | 0.0046562 | 1430.0123 | 6.6584 | 2050 | Mitigation | 0.95 | 45 | 0 | esc | 0.00097009 | 4.5169e-06 | 0.00097009 | 4.5169e-06 | 0.03594 | 4.4858e-07 | 0.0088147 | 3.9297e-09
[120 empty] | 7.3.3.17.5 (Remote Grid) Updates to grid topology to minimize risk of ignition in HFTDs Remote GridWLDFRVegetation ContactAggregated | WLDFR | HFTD - Distribution - Tier 3 - 5QU CoRE ¦ 1QU LoRE | Non-Red Flag Warning - Small Fires | Vegetation Contact | Aggregated | 2051 | 0.0046562 | 1430.0123 | 6.6584 | 2051 | Mitigation | 0.95 | 45 | 0 | esc | 0.00097009 | 4.5169e-06 | 0.00097009 | 4.5169e-06 | 0.03594 | 4.4858e-07 | 0.0088147 | 3.9297e-09
[120 empty] | 7.3.3.17.5 (Remote Grid) Updates to grid topology to minimize risk of ignition in HFTDs Remote GridWLDFRVegetation ContactAggregated | WLDFR | HFTD - Distribution - Tier 3 - 5QU CoRE ¦ 1QU LoRE | Non-Red Flag Warning - Small Fires | Vegetation Contact | Aggregated | 2052 | 0.0046562 | 1430.0123 | 6.6584 | 2052 | Mitigation | 0.95 | 45 | 0 | esc | 0.00097009 | 4.5169e-06 | 0.00097009 | 4.5169e-06 | 0.03594 | 4.4858e-07 | 0.0088147 | 3.9297e-09
[120 empty] | 7.3.3.17.5 (Remote Grid) Updates to grid topology to minimize risk of ignition in HFTDs Remote GridWLDFRVegetation ContactAggregated | WLDFR | HFTD - Distribution - Tier 3 - 5QU CoRE ¦ 1QU LoRE | Non-Red Flag Warning - Small Fires | Vegetation Contact | Aggregated | 2053 | 0.0046562 | 1430.0123 | 6.6584 | 2053 | Mitigation | 0.95 | 45 | 0 | esc | 0.00097009 | 4.5169e-06 | 0.00097009 | 4.5169e-06 | 0.03594 | 4.4858e-07 | 0.0088147 | 3.9297e-09
[120 empty] | 7.3.3.17.5 (Remote Grid) Updates to grid topology to minimize risk of ignition in HFTDs Remote GridWLDFRVegetation ContactAggregated | WLDFR | HFTD - Distribution - Tier 3 - 5QU CoRE ¦ 1QU LoRE | Non-Red Flag Warning - Small Fires | Vegetation Contact | Aggregated | 2054 | 0.0046562 | 1430.0123 | 6.6584 | 2054 | Mitigation | 0.95 | 45 | 0 | esc | 0.00097009 | 4.5169e-06 | 0.00097009 | 4.5169e-06 | 0.03594 | 4.4858e-07 | 0.0088147 | 3.9297e-09
[120 empty] | 7.3.3.17.5 (Remote Grid) Updates to grid topology to minimize risk of ignition in HFTDs Remote GridWLDFRVegetation ContactAggregated | WLDFR | HFTD - Distribution - Tier 3 - 5QU CoRE ¦ 1QU LoRE | Non-Red Flag Warning - Small Fires | Vegetation Contact | Aggregated | 2055 | 0.0046562 | 1430.0123 | 6.6584 | 2055 | Mitigation | 0.95 | 45 | 0 | esc | 0.00097009 | 4.5169e-06 | 0.00097009 | 4.5169e-06 | 0.03594 | 4.4858e-07 | 0.0088147 | 3.9297e-09
[120 empty] | 7.3.3.17.5 (Remote Grid) Updates to grid topology to minimize risk of ignition in HFTDs Remote GridWLDFRVegetation ContactAggregated | WLDFR | HFTD - Distribution - Tier 3 - 5QU CoRE ¦ 1QU LoRE | Non-Red Flag Warning - Small Fires | Vegetation Contact | Aggregated | 2056 | 0.0046562 | 1430.0123 | 6.6584 | 2056 | Mitigation | 0.95 | 45 | 0 | esc | 0.00097009 | 4.5169e-06 | 0.00097009 | 4.5169e-06 | 0.03594 | 4.4858e-07 | 0.0088147 | 3.9297e-09
[120 empty] | 7.3.3.17.5 (Remote Grid) Updates to grid topology to minimize risk of ignition in HFTDs Remote GridWLDFRVegetation ContactAggregated | WLDFR | HFTD - Distribution - Tier 3 - 5QU CoRE ¦ 1QU LoRE | Non-Red Flag Warning - Small Fires | Vegetation Contact | Aggregated | 2057 | 0.0046562 | 1430.0123 | 6.6584 | 2057 | Mitigation | 0.95 | 45 | 0 | esc | 0.00097009 | 4.5169e-06 | 0.00097009 | 4.5169e-06 | 0.03594 | 4.4858e-07 | 0.0088147 | 3.9297e-09
[120 empty] | 7.3.3.17.5 (Remote Grid) Updates to grid topology to minimize risk of ignition in HFTDs Remote GridWLDFRVegetation ContactAggregated | WLDFR | HFTD - Distribution - Tier 3 - 5QU CoRE ¦ 1QU LoRE | Non-Red Flag Warning - Small Fires | Vegetation Contact | Aggregated | 2058 | 0.0046562 | 1430.0123 | 6.6584 | 2058 | Mitigation | 0.95 | 45 | 0 | esc | 0.00097009 | 4.5169e-06 | 0.00097009 | 4.5169e-06 | 0.03594 | 4.4858e-07 | 0.0088147 | 3.9297e-09
[120 empty] | 7.3.3.17.5 (Remote Grid) Updates to grid topology to minimize risk of ignition in HFTDs Remote GridWLDFRVegetation ContactAggregated | WLDFR | HFTD - Distribution - Tier 3 - 5QU CoRE ¦ 1QU LoRE | Non-Red Flag Warning - Small Fires | Vegetation Contact | Aggregated | 2059 | 0.0046562 | 1430.0123 | 6.6584 | 2059 | Mitigation | 0.95 | 45 | 0 | esc | 0.00097009 | 4.5169e-06 | 0.00097009 | 4.5169e-06 | 0.03594 | 4.4858e-07 | 0.0088147 | 3.9297e-09
[120 empty] | 7.3.3.17.5 (Remote Grid) Updates to grid topology to minimize risk of ignition in HFTDs Remote GridWLDFRVegetation ContactAggregated | WLDFR | HFTD - Distribution - Tier 3 - 5QU CoRE ¦ 1QU LoRE | Non-Red Flag Warning - Small Fires | Vegetation Contact | Aggregated | 2060 | 0.0046562 | 1430.0123 | 6.6584 | 2060 | Mitigation | 0.95 | 45 | 0 | esc | 0.00097009 | 4.5169e-06 | 0.00097009 | 4.5169e-06 | 0.03594 | 4.4858e-07 | 0.0088147 | 3.9297e-09
[120 empty] | 7.3.3.17.5 (Remote Grid) Updates to grid topology to minimize risk of ignition in HFTDs Remote GridWLDFRVegetation ContactAggregated | WLDFR | HFTD - Distribution - Tier 3 - 5QU CoRE ¦ 1QU LoRE | Non-Red Flag Warning - Small Fires | Vegetation Contact | Aggregated | 2061 | 0.0046562 | 1430.0123 | 6.6584 | 2061 | Mitigation | 0.95 | 45 | 0 | esc | 0.00097009 | 4.5169e-06 | 0.00097009 | 4.5169e-06 | 0.03594 | 4.4858e-07 | 0.0088147 | 3.9297e-09
[120 empty] | 7.3.3.17.5 (Remote Grid) Updates to grid topology to minimize risk of ignition in HFTDs Remote GridWLDFRVegetation ContactAggregated | WLDFR | HFTD - Distribution - Tier 3 - 5QU CoRE ¦ 1QU LoRE | Non-Red Flag Warning - Small Fires | Vegetation Contact | Aggregated | 2062 | 0.0046562 | 1430.0123 | 6.6584 | 2062 | Mitigation | 0.95 | 45 | 0 | esc | 0.00097009 | 4.5169e-06 | 0.00097009 | 4.5169e-06 | 0.03594 | 4.4858e-07 | 0.0088147 | 3.9297e-09
[120 empty] | 7.3.3.17.5 (Remote Grid) Updates to grid topology to minimize risk of ignition in HFTDs Remote GridWLDFRVegetation ContactAggregated | WLDFR | HFTD - Distribution - Tier 3 - 5QU CoRE ¦ 1QU LoRE | Non-Red Flag Warning - Small Fires | Vegetation Contact | Aggregated | 2063 | 0.0046562 | 1430.0123 | 6.6584 | 2063 | Mitigation | 0.95 | 45 | 0 | esc | 0.00097009 | 4.5169e-06 | 0.00097009 | 4.5169e-06 | 0.03594 | 4.4858e-07 | 0.0088147 | 3.9297e-09
[120 empty] | 7.3.3.17.5 (Remote Grid) Updates to grid topology to minimize risk of ignition in HFTDs Remote GridWLDFRVegetation ContactAggregated | WLDFR | HFTD - Distribution - Tier 3 - 5QU CoRE ¦ 1QU LoRE | Non-Red Flag Warning - Small Fires | Vegetation Contact | Aggregated | 2064 | 0.0046562 | 1430.0123 | 6.6584 | 2064 | Mitigation | 0.95 | 45 | 0 | esc | 0.00097009 | 4.5169e-06 | 0.00097009 | 4.5169e-06 | 0.03594 | 4.4858e-07 | 0.0088147 | 3.9297e-09
[120 empty] | 7.3.3.17.5 (Remote Grid) Updates to grid topology to minimize risk of ignition in HFTDs Remote GridWLDFRVegetation ContactAggregated | WLDFR | HFTD - Distribution - Tier 3 - 5QU CoRE ¦ 1QU LoRE | Non-Red Flag Warning - Small Fires | Vegetation Contact | Aggregated | 2065 | 0.0046562 | 1430.0123 | 6.6584 | 2065 | Mitigation | 0.95 | 45 | 0 | esc | 0.00097009 | 4.5169e-06 | 0.00097009 | 4.5169e-06 | 0.03594 | 4.4858e-07 | 0.0088147 | 3.9297e-09
[120 empty] | 7.3.3.17.5 (Remote Grid) Updates to grid topology to minimize risk of ignition in HFTDs Remote GridWLDFRVegetation ContactAggregated | WLDFR | HFTD - Distribution - Tier 3 - 5QU CoRE ¦ 1QU LoRE | Non-Red Flag Warning - Small Fires | Vegetation Contact | Aggregated | 2066 | 0.0046562 | 1430.0123 | 6.6584 | 2066 | Mitigation | 0.95 | 45 | 0 | esc | 0.00097009 | 4.5169e-06 | 0.00097009 | 4.5169e-06 | 0.03594 | 4.4858e-07 | 0.0088147 | 3.9297e-09
[120 empty] | 7.3.3.17.5 (Remote Grid) Updates to grid topology to minimize risk of ignition in HFTDs Remote GridWLDFRVegetation ContactAggregated | WLDFR | HFTD - Distribution - Tier 3 - 5QU CoRE ¦ 1QU LoRE | Non-Red Flag Warning - Small Fires | Vegetation Contact | Aggregated | 2067 | 0.0046562 | 1430.0123 | 6.6584 | 2067 | Mitigation | 0.95 | 45 | 0 | esc | 0 | 0 | 0.00097009 | 4.5169e-06 | 0.03594 | 4.4858e-07 | 0.0088147 | 3.9297e-09
[120 empty] | 7.3.3.17.5 (Remote Grid) Updates to grid topology to minimize risk of ignition in HFTDs Remote GridWLDFRWire-to-wire contactAggregated | WLDFR | HFTD - Distribution - Tier 3 - 5QU CoRE ¦ 1QU LoRE | Non-Red Flag Warning - Small Fires | Wire-to-wire contact | Aggregated | 2022 | 0.00053313 | 1430.0123 | 0.76238 | 2022 | Mitigation | 0.95 | 45 | 0 | esc | 0.00097009 | 5.1718e-07 | 0 | 0 | 0.03594 | 4.4858e-07 | 0.0088147 | 3.9297e-09
[120 empty] | 7.3.3.17.5 (Remote Grid) Updates to grid topology to minimize risk of ignition in HFTDs Remote GridWLDFRWire-to-wire contactAggregated | WLDFR | HFTD - Distribution - Tier 3 - 5QU CoRE ¦ 1QU LoRE | Non-Red Flag Warning - Small Fires | Wire-to-wire contact | Aggregated | 2023 | 0.00053313 | 1430.0123 | 0.76238 | 2023 | Mitigation | 0.95 | 45 | 0 | esc | 0.00097009 | 5.1718e-07 | 0.00097009 | 5.1718e-07 | 0.03594 | 4.4858e-07 | 0.0088147 | 3.9297e-09
[120 empty] | 7.3.3.17.5 (Remote Grid) Updates to grid topology to minimize risk of ignition in HFTDs Remote GridWLDFRWire-to-wire contactAggregated | WLDFR | HFTD - Distribution - Tier 3 - 5QU CoRE ¦ 1QU LoRE | Non-Red Flag Warning - Small Fires | Wire-to-wire contact | Aggregated | 2024 | 0.00053313 | 1430.0123 | 0.76238 | 2024 | Mitigation | 0.95 | 45 | 0 | esc | 0.00097009 | 5.1718e-07 | 0.00097009 | 5.1718e-07 | 0.03594 | 4.4858e-07 | 0.0088147 | 3.9297e-09
[120 empty] | 7.3.3.17.5 (Remote Grid) Updates to grid topology to minimize risk of ignition in HFTDs Remote GridWLDFRWire-to-wire contactAggregated | WLDFR | HFTD - Distribution - Tier 3 - 5QU CoRE ¦ 1QU LoRE | Non-Red Flag Warning - Small Fires | Wire-to-wire contact | Aggregated | 2025 | 0.00053313 | 1430.0123 | 0.76238 | 2025 | Mitigation | 0.95 | 45 | 0 | esc | 0.00097009 | 5.1718e-07 | 0.00097009 | 5.1718e-07 | 0.03594 | 4.4858e-07 | 0.0088147 | 3.9297e-09
[120 empty] | 7.3.3.17.5 (Remote Grid) Updates to grid topology to minimize risk of ignition in HFTDs Remote GridWLDFRWire-to-wire contactAggregated | WLDFR | HFTD - Distribution - Tier 3 - 5QU CoRE ¦ 1QU LoRE | Non-Red Flag Warning - Small Fires | Wire-to-wire contact | Aggregated | 2026 | 0.00053313 | 1430.0123 | 0.76238 | 2026 | Mitigation | 0.95 | 45 | 0 | esc | 0.00097009 | 5.1718e-07 | 0.00097009 | 5.1718e-07 | 0.03594 | 4.4858e-07 | 0.0088147 | 3.9297e-09
[120 empty] | 7.3.3.17.5 (Remote Grid) Updates to grid topology to minimize risk of ignition in HFTDs Remote GridWLDFRWire-to-wire contactAggregated | WLDFR | HFTD - Distribution - Tier 3 - 5QU CoRE ¦ 1QU LoRE | Non-Red Flag Warning - Small Fires | Wire-to-wire contact | Aggregated | 2027 | 0.00053313 | 1430.0123 | 0.76238 | 2027 | Mitigation | 0.95 | 45 | 0 | esc | 0.00097009 | 5.1718e-07 | 0.00097009 | 5.1718e-07 | 0.03594 | 4.4858e-07 | 0.0088147 | 3.9297e-09
[120 empty] | 7.3.3.17.5 (Remote Grid) Updates to grid topology to minimize risk of ignition in HFTDs Remote GridWLDFRWire-to-wire contactAggregated | WLDFR | HFTD - Distribution - Tier 3 - 5QU CoRE ¦ 1QU LoRE | Non-Red Flag Warning - Small Fires | Wire-to-wire contact | Aggregated | 2028 | 0.00053313 | 1430.0123 | 0.76238 | 2028 | Mitigation | 0.95 | 45 | 0 | esc | 0.00097009 | 5.1718e-07 | 0.00097009 | 5.1718e-07 | 0.03594 | 4.4858e-07 | 0.0088147 | 3.9297e-09
[120 empty] | 7.3.3.17.5 (Remote Grid) Updates to grid topology to minimize risk of ignition in HFTDs Remote GridWLDFRWire-to-wire contactAggregated | WLDFR | HFTD - Distribution - Tier 3 - 5QU CoRE ¦ 1QU LoRE | Non-Red Flag Warning - Small Fires | Wire-to-wire contact | Aggregated | 2029 | 0.00053313 | 1430.0123 | 0.76238 | 2029 | Mitigation | 0.95 | 45 | 0 | esc | 0.00097009 | 5.1718e-07 | 0.00097009 | 5.1718e-07 | 0.03594 | 4.4858e-07 | 0.0088147 | 3.9297e-09
[120 empty] | 7.3.3.17.5 (Remote Grid) Updates to grid topology to minimize risk of ignition in HFTDs Remote GridWLDFRWire-to-wire contactAggregated | WLDFR | HFTD - Distribution - Tier 3 - 5QU CoRE ¦ 1QU LoRE | Non-Red Flag Warning - Small Fires | Wire-to-wire contact | Aggregated | 2030 | 0.00053313 | 1430.0123 | 0.76238 | 2030 | Mitigation | 0.95 | 45 | 0 | esc | 0.00097009 | 5.1718e-07 | 0.00097009 | 5.1718e-07 | 0.03594 | 4.4858e-07 | 0.0088147 | 3.9297e-09
[120 empty] | 7.3.3.17.5 (Remote Grid) Updates to grid topology to minimize risk of ignition in HFTDs Remote GridWLDFRWire-to-wire contactAggregated | WLDFR | HFTD - Distribution - Tier 3 - 5QU CoRE ¦ 1QU LoRE | Non-Red Flag Warning - Small Fires | Wire-to-wire contact | Aggregated | 2031 | 0.00053313 | 1430.0123 | 0.76238 | 2031 | Mitigation | 0.95 | 45 | 0 | esc | 0.00097009 | 5.1718e-07 | 0.00097009 | 5.1718e-07 | 0.03594 | 4.4858e-07 | 0.0088147 | 3.9297e-09
[120 empty] | 7.3.3.17.5 (Remote Grid) Updates to grid topology to minimize risk of ignition in HFTDs Remote GridWLDFRWire-to-wire contactAggregated | WLDFR | HFTD - Distribution - Tier 3 - 5QU CoRE ¦ 1QU LoRE | Non-Red Flag Warning - Small Fires | Wire-to-wire contact | Aggregated | 2032 | 0.00053313 | 1430.0123 | 0.76238 | 2032 | Mitigation | 0.95 | 45 | 0 | esc | 0.00097009 | 5.1718e-07 | 0.00097009 | 5.1718e-07 | 0.03594 | 4.4858e-07 | 0.0088147 | 3.9297e-09
[120 empty] | 7.3.3.17.5 (Remote Grid) Updates to grid topology to minimize risk of ignition in HFTDs Remote GridWLDFRWire-to-wire contactAggregated | WLDFR | HFTD - Distribution - Tier 3 - 5QU CoRE ¦ 1QU LoRE | Non-Red Flag Warning - Small Fires | Wire-to-wire contact | Aggregated | 2033 | 0.00053313 | 1430.0123 | 0.76238 | 2033 | Mitigation | 0.95 | 45 | 0 | esc | 0.00097009 | 5.1718e-07 | 0.00097009 | 5.1718e-07 | 0.03594 | 4.4858e-07 | 0.0088147 | 3.9297e-09
[120 empty] | 7.3.3.17.5 (Remote Grid) Updates to grid topology to minimize risk of ignition in HFTDs Remote GridWLDFRWire-to-wire contactAggregated | WLDFR | HFTD - Distribution - Tier 3 - 5QU CoRE ¦ 1QU LoRE | Non-Red Flag Warning - Small Fires | Wire-to-wire contact | Aggregated | 2034 | 0.00053313 | 1430.0123 | 0.76238 | 2034 | Mitigation | 0.95 | 45 | 0 | esc | 0.00097009 | 5.1718e-07 | 0.00097009 | 5.1718e-07 | 0.03594 | 4.4858e-07 | 0 | 0
[120 empty] | 7.3.3.17.5 (Remote Grid) Updates to grid topology to minimize risk of ignition in HFTDs Remote GridWLDFRWire-to-wire contactAggregated | WLDFR | HFTD - Distribution - Tier 3 - 5QU CoRE ¦ 1QU LoRE | Non-Red Flag Warning - Small Fires | Wire-to-wire contact | Aggregated | 2035 | 0.00053313 | 1430.0123 | 0.76238 | 2035 | Mitigation | 0.95 | 45 | 0 | esc | 0.00097009 | 5.1718e-07 | 0.00097009 | 5.1718e-07 | 0.03594 | 4.4858e-07 | 0 | 0
[120 empty] | 7.3.3.17.5 (Remote Grid) Updates to grid topology to minimize risk of ignition in HFTDs Remote GridWLDFRWire-to-wire contactAggregated | WLDFR | HFTD - Distribution - Tier 3 - 5QU CoRE ¦ 1QU LoRE | Non-Red Flag Warning - Small Fires | Wire-to-wire contact | Aggregated | 2036 | 0.00053313 | 1430.0123 | 0.76238 | 2036 | Mitigation | 0.95 | 45 | 0 | esc | 0.00097009 | 5.1718e-07 | 0.00097009 | 5.1718e-07 | 0.03594 | 4.4858e-07 | 0.013543 | 4.0655e-12
[120 empty] | 7.3.3.17.5 (Remote Grid) Updates to grid topology to minimize risk of ignition in HFTDs Remote GridWLDFRWire-to-wire contactAggregated | WLDFR | HFTD - Distribution - Tier 3 - 5QU CoRE ¦ 1QU LoRE | Non-Red Flag Warning - Small Fires | Wire-to-wire contact | Aggregated | 2037 | 0.00053313 | 1430.0123 | 0.76238 | 2037 | Mitigation | 0.95 | 45 | 0 | esc | 0.00097009 | 5.1718e-07 | 0.00097009 | 5.1718e-07 | 0.03594 | 4.4858e-07 | 0.013543 | 4.0655e-12
[120 empty] | 7.3.3.17.5 (Remote Grid) Updates to grid topology to minimize risk of ignition in HFTDs Remote GridWLDFRWire-to-wire contactAggregated | WLDFR | HFTD - Distribution - Tier 3 - 5QU CoRE ¦ 1QU LoRE | Non-Red Flag Warning - Small Fires | Wire-to-wire contact | Aggregated | 2038 | 0.00053313 | 1430.0123 | 0.76238 | 2038 | Mitigation | 0.95 | 45 | 0 | esc | 0.00097009 | 5.1718e-07 | 0.00097009 | 5.1718e-07 | 0.03594 | 4.4858e-07 | 0.013543 | 4.0655e-12
[120 empty] | 7.3.3.17.5 (Remote Grid) Updates to grid topology to minimize risk of ignition in HFTDs Remote GridWLDFRWire-to-wire contactAggregated | WLDFR | HFTD - Distribution - Tier 3 - 5QU CoRE ¦ 1QU LoRE | Non-Red Flag Warning - Small Fires | Wire-to-wire contact | Aggregated | 2039 | 0.00053313 | 1430.0123 | 0.76238 | 2039 | Mitigation | 0.95 | 45 | 0 | esc | 0.00097009 | 5.1718e-07 | 0.00097009 | 5.1718e-07 | 0.03594 | 4.4858e-07 | 0.013543 | 4.0655e-12
[120 empty] | 7.3.3.17.5 (Remote Grid) Updates to grid topology to minimize risk of ignition in HFTDs Remote GridWLDFRWire-to-wire contactAggregated | WLDFR | HFTD - Distribution - Tier 3 - 5QU CoRE ¦ 1QU LoRE | Non-Red Flag Warning - Small Fires | Wire-to-wire contact | Aggregated | 2040 | 0.00053313 | 1430.0123 | 0.76238 | 2040 | Mitigation | 0.95 | 45 | 0 | esc | 0.00097009 | 5.1718e-07 | 0.00097009 | 5.1718e-07 | 0.03594 | 4.4858e-07 | 0.013543 | 4.0655e-12
[120 empty] | 7.3.3.17.5 (Remote Grid) Updates to grid topology to minimize risk of ignition in HFTDs Remote GridWLDFRWire-to-wire contactAggregated | WLDFR | HFTD - Distribution - Tier 3 - 5QU CoRE ¦ 1QU LoRE | Non-Red Flag Warning - Small Fires | Wire-to-wire contact | Aggregated | 2041 | 0.00053313 | 1430.0123 | 0.76238 | 2041 | Mitigation | 0.95 | 45 | 0 | esc | 0.00097009 | 5.1718e-07 | 0.00097009 | 5.1718e-07 | 0.03594 | 4.4858e-07 | 0.013543 | 4.0655e-12
[120 empty] | 7.3.3.17.5 (Remote Grid) Updates to grid topology to minimize risk of ignition in HFTDs Remote GridWLDFRWire-to-wire contactAggregated | WLDFR | HFTD - Distribution - Tier 3 - 5QU CoRE ¦ 1QU LoRE | Non-Red Flag Warning - Small Fires | Wire-to-wire contact | Aggregated | 2042 | 0.00053313 | 1430.0123 | 0.76238 | 2042 | Mitigation | 0.95 | 45 | 0 | esc | 0.00097009 | 5.1718e-07 | 0.00097009 | 5.1718e-07 | 0.03594 | 4.4858e-07 | 0.013543 | 4.0655e-12
[120 empty] | 7.3.3.17.5 (Remote Grid) Updates to grid topology to minimize risk of ignition in HFTDs Remote GridWLDFRWire-to-wire contactAggregated | WLDFR | HFTD - Distribution - Tier 3 - 5QU CoRE ¦ 1QU LoRE | Non-Red Flag Warning - Small Fires | Wire-to-wire contact | Aggregated | 2043 | 0.00053313 | 1430.0123 | 0.76238 | 2043 | Mitigation | 0.95 | 45 | 0 | esc | 0.00097009 | 5.1718e-07 | 0.00097009 | 5.1718e-07 | 0.03594 | 4.4858e-07 | 0.013543 | 4.0655e-12
[120 empty] | 7.3.3.17.5 (Remote Grid) Updates to grid topology to minimize risk of ignition in HFTDs Remote GridWLDFRWire-to-wire contactAggregated | WLDFR | HFTD - Distribution - Tier 3 - 5QU CoRE ¦ 1QU LoRE | Non-Red Flag Warning - Small Fires | Wire-to-wire contact | Aggregated | 2044 | 0.00053313 | 1430.0123 | 0.76238 | 2044 | Mitigation | 0.95 | 45 | 0 | esc | 0.00097009 | 5.1718e-07 | 0.00097009 | 5.1718e-07 | 0.03594 | 4.4858e-07 | 0.013543 | 4.0655e-12
[120 empty] | 7.3.3.17.5 (Remote Grid) Updates to grid topology to minimize risk of ignition in HFTDs Remote GridWLDFRWire-to-wire contactAggregated | WLDFR | HFTD - Distribution - Tier 3 - 5QU CoRE ¦ 1QU LoRE | Non-Red Flag Warning - Small Fires | Wire-to-wire contact | Aggregated | 2045 | 0.00053313 | 1430.0123 | 0.76238 | 2045 | Mitigation | 0.95 | 45 | 0 | esc | 0.00097009 | 5.1718e-07 | 0.00097009 | 5.1718e-07 | 0.03594 | 4.4858e-07 | 0.013543 | 4.0655e-12
[120 empty] | 7.3.3.17.5 (Remote Grid) Updates to grid topology to minimize risk of ignition in HFTDs Remote GridWLDFRWire-to-wire contactAggregated | WLDFR | HFTD - Distribution - Tier 3 - 5QU CoRE ¦ 1QU LoRE | Non-Red Flag Warning - Small Fires | Wire-to-wire contact | Aggregated | 2046 | 0.00053313 | 1430.0123 | 0.76238 | 2046 | Mitigation | 0.95 | 45 | 0 | esc | 0.00097009 | 5.1718e-07 | 0.00097009 | 5.1718e-07 | 0.03594 | 4.4858e-07 | 0.013543 | 4.0655e-12
[120 empty] | 7.3.3.17.5 (Remote Grid) Updates to grid topology to minimize risk of ignition in HFTDs Remote GridWLDFRWire-to-wire contactAggregated | WLDFR | HFTD - Distribution - Tier 3 - 5QU CoRE ¦ 1QU LoRE | Non-Red Flag Warning - Small Fires | Wire-to-wire contact | Aggregated | 2047 | 0.00053313 | 1430.0123 | 0.76238 | 2047 | Mitigation | 0.95 | 45 | 0 | esc | 0.00097009 | 5.1718e-07 | 0.00097009 | 5.1718e-07 | 0.03594 | 4.4858e-07 | 0.013543 | 4.0655e-12
[120 empty] | 7.3.3.17.5 (Remote Grid) Updates to grid topology to minimize risk of ignition in HFTDs Remote GridWLDFRWire-to-wire contactAggregated | WLDFR | HFTD - Distribution - Tier 3 - 5QU CoRE ¦ 1QU LoRE | Non-Red Flag Warning - Small Fires | Wire-to-wire contact | Aggregated | 2048 | 0.00053313 | 1430.0123 | 0.76238 | 2048 | Mitigation | 0.95 | 45 | 0 | esc | 0.00097009 | 5.1718e-07 | 0.00097009 | 5.1718e-07 | 0.03594 | 4.4858e-07 | 0.013543 | 4.0655e-12
[120 empty] | 7.3.3.17.5 (Remote Grid) Updates to grid topology to minimize risk of ignition in HFTDs Remote GridWLDFRWire-to-wire contactAggregated | WLDFR | HFTD - Distribution - Tier 3 - 5QU CoRE ¦ 1QU LoRE | Non-Red Flag Warning - Small Fires | Wire-to-wire contact | Aggregated | 2049 | 0.00053313 | 1430.0123 | 0.76238 | 2049 | Mitigation | 0.95 | 45 | 0 | esc | 0.00097009 | 5.1718e-07 | 0.00097009 | 5.1718e-07 | 0.03594 | 4.4858e-07 | 0.013543 | 4.0655e-12
[120 empty] | 7.3.3.17.5 (Remote Grid) Updates to grid topology to minimize risk of ignition in HFTDs Remote GridWLDFRWire-to-wire contactAggregated | WLDFR | HFTD - Distribution - Tier 3 - 5QU CoRE ¦ 1QU LoRE | Non-Red Flag Warning - Small Fires | Wire-to-wire contact | Aggregated | 2050 | 0.00053313 | 1430.0123 | 0.76238 | 2050 | Mitigation | 0.95 | 45 | 0 | esc | 0.00097009 | 5.1718e-07 | 0.00097009 | 5.1718e-07 | 0.03594 | 4.4858e-07 | 0.013543 | 4.0655e-12
[120 empty] | 7.3.3.17.5 (Remote Grid) Updates to grid topology to minimize risk of ignition in HFTDs Remote GridWLDFRWire-to-wire contactAggregated | WLDFR | HFTD - Distribution - Tier 3 - 5QU CoRE ¦ 1QU LoRE | Non-Red Flag Warning - Small Fires | Wire-to-wire contact | Aggregated | 2051 | 0.00053313 | 1430.0123 | 0.76238 | 2051 | Mitigation | 0.95 | 45 | 0 | esc | 0.00097009 | 5.1718e-07 | 0.00097009 | 5.1718e-07 | 0.03594 | 4.4858e-07 | 0.013543 | 4.0655e-12
[120 empty] | 7.3.3.17.5 (Remote Grid) Updates to grid topology to minimize risk of ignition in HFTDs Remote GridWLDFRWire-to-wire contactAggregated | WLDFR | HFTD - Distribution - Tier 3 - 5QU CoRE ¦ 1QU LoRE | Non-Red Flag Warning - Small Fires | Wire-to-wire contact | Aggregated | 2052 | 0.00053313 | 1430.0123 | 0.76238 | 2052 | Mitigation | 0.95 | 45 | 0 | esc | 0.00097009 | 5.1718e-07 | 0.00097009 | 5.1718e-07 | 0 | 0 | 0.013543 | 4.0655e-12
[120 empty] | 7.3.3.17.5 (Remote Grid) Updates to grid topology to minimize risk of ignition in HFTDs Remote GridWLDFRWire-to-wire contactAggregated | WLDFR | HFTD - Distribution - Tier 3 - 5QU CoRE ¦ 1QU LoRE | Non-Red Flag Warning - Small Fires | Wire-to-wire contact | Aggregated | 2053 | 0.00053313 | 1430.0123 | 0.76238 | 2053 | Mitigation | 0.95 | 45 | 0 | esc | 0.00097009 | 5.1718e-07 | 0.00097009 | 5.1718e-07 | 0.03594 | 8.7985e-09 | 0.013543 | 4.0655e-12
[120 empty] | 7.3.3.17.5 (Remote Grid) Updates to grid topology to minimize risk of ignition in HFTDs Remote GridWLDFRWire-to-wire contactAggregated | WLDFR | HFTD - Distribution - Tier 3 - 5QU CoRE ¦ 1QU LoRE | Non-Red Flag Warning - Small Fires | Wire-to-wire contact | Aggregated | 2054 | 0.00053313 | 1430.0123 | 0.76238 | 2054 | Mitigation | 0.95 | 45 | 0 | esc | 0.00097009 | 5.1718e-07 | 0.00097009 | 5.1718e-07 | 0.03594 | 8.7985e-09 | 0.013543 | 4.0655e-12
[120 empty] | 7.3.3.17.5 (Remote Grid) Updates to grid topology to minimize risk of ignition in HFTDs Remote GridWLDFRWire-to-wire contactAggregated | WLDFR | HFTD - Distribution - Tier 3 - 5QU CoRE ¦ 1QU LoRE | Non-Red Flag Warning - Small Fires | Wire-to-wire contact | Aggregated | 2055 | 0.00053313 | 1430.0123 | 0.76238 | 2055 | Mitigation | 0.95 | 45 | 0 | esc | 0.00097009 | 5.1718e-07 | 0.00097009 | 5.1718e-07 | 0.03594 | 8.7985e-09 | 0.013543 | 4.0655e-12
[120 empty] | 7.3.3.17.5 (Remote Grid) Updates to grid topology to minimize risk of ignition in HFTDs Remote GridWLDFRWire-to-wire contactAggregated | WLDFR | HFTD - Distribution - Tier 3 - 5QU CoRE ¦ 1QU LoRE | Non-Red Flag Warning - Small Fires | Wire-to-wire contact | Aggregated | 2056 | 0.00053313 | 1430.0123 | 0.76238 | 2056 | Mitigation | 0.95 | 45 | 0 | esc | 0.00097009 | 5.1718e-07 | 0.00097009 | 5.1718e-07 | 0.03594 | 8.7985e-09 | 0.013543 | 4.0655e-12
[120 empty] | 7.3.3.17.5 (Remote Grid) Updates to grid topology to minimize risk of ignition in HFTDs Remote GridWLDFRWire-to-wire contactAggregated | WLDFR | HFTD - Distribution - Tier 3 - 5QU CoRE ¦ 1QU LoRE | Non-Red Flag Warning - Small Fires | Wire-to-wire contact | Aggregated | 2057 | 0.00053313 | 1430.0123 | 0.76238 | 2057 | Mitigation | 0.95 | 45 | 0 | esc | 0.00097009 | 5.1718e-07 | 0.00097009 | 5.1718e-07 | 0.03594 | 8.7985e-09 | 0.013543 | 4.0655e-12
[120 empty] | 7.3.3.17.5 (Remote Grid) Updates to grid topology to minimize risk of ignition in HFTDs Remote GridWLDFRWire-to-wire contactAggregated | WLDFR | HFTD - Distribution - Tier 3 - 5QU CoRE ¦ 1QU LoRE | Non-Red Flag Warning - Small Fires | Wire-to-wire contact | Aggregated | 2058 | 0.00053313 | 1430.0123 | 0.76238 | 2058 | Mitigation | 0.95 | 45 | 0 | esc | 0.00097009 | 5.1718e-07 | 0.00097009 | 5.1718e-07 | 0.03594 | 8.7985e-09 | 0.013543 | 4.0655e-12
[120 empty] | 7.3.3.17.5 (Remote Grid) Updates to grid topology to minimize risk of ignition in HFTDs Remote GridWLDFRWire-to-wire contactAggregated | WLDFR | HFTD - Distribution - Tier 3 - 5QU CoRE ¦ 1QU LoRE | Non-Red Flag Warning - Small Fires | Wire-to-wire contact | Aggregated | 2059 | 0.00053313 | 1430.0123 | 0.76238 | 2059 | Mitigation | 0.95 | 45 | 0 | esc | 0.00097009 | 5.1718e-07 | 0.00097009 | 5.1718e-07 | 0.03594 | 8.7985e-09 | 0.013543 | 4.0655e-12
[120 empty] | 7.3.3.17.5 (Remote Grid) Updates to grid topology to minimize risk of ignition in HFTDs Remote GridWLDFRWire-to-wire contactAggregated | WLDFR | HFTD - Distribution - Tier 3 - 5QU CoRE ¦ 1QU LoRE | Non-Red Flag Warning - Small Fires | Wire-to-wire contact | Aggregated | 2060 | 0.00053313 | 1430.0123 | 0.76238 | 2060 | Mitigation | 0.95 | 45 | 0 | esc | 0.00097009 | 5.1718e-07 | 0.00097009 | 5.1718e-07 | 0.03594 | 8.7985e-09 | 0.013543 | 4.0655e-12
[120 empty] | 7.3.3.17.5 (Remote Grid) Updates to grid topology to minimize risk of ignition in HFTDs Remote GridWLDFRWire-to-wire contactAggregated | WLDFR | HFTD - Distribution - Tier 3 - 5QU CoRE ¦ 1QU LoRE | Non-Red Flag Warning - Small Fires | Wire-to-wire contact | Aggregated | 2061 | 0.00053313 | 1430.0123 | 0.76238 | 2061 | Mitigation | 0.95 | 45 | 0 | esc | 0.00097009 | 5.1718e-07 | 0.00097009 | 5.1718e-07 | 0.03594 | 8.7985e-09 | 0.013543 | 4.0655e-12
[120 empty] | 7.3.3.17.5 (Remote Grid) Updates to grid topology to minimize risk of ignition in HFTDs Remote GridWLDFRWire-to-wire contactAggregated | WLDFR | HFTD - Distribution - Tier 3 - 5QU CoRE ¦ 1QU LoRE | Non-Red Flag Warning - Small Fires | Wire-to-wire contact | Aggregated | 2062 | 0.00053313 | 1430.0123 | 0.76238 | 2062 | Mitigation | 0.95 | 45 | 0 | esc | 0.00097009 | 5.1718e-07 | 0.00097009 | 5.1718e-07 | 0.03594 | 8.7985e-09 | 0.013543 | 4.0655e-12
[120 empty] | 7.3.3.17.5 (Remote Grid) Updates to grid topology to minimize risk of ignition in HFTDs Remote GridWLDFRWire-to-wire contactAggregated | WLDFR | HFTD - Distribution - Tier 3 - 5QU CoRE ¦ 1QU LoRE | Non-Red Flag Warning - Small Fires | Wire-to-wire contact | Aggregated | 2063 | 0.00053313 | 1430.0123 | 0.76238 | 2063 | Mitigation | 0.95 | 45 | 0 | esc | 0.00097009 | 5.1718e-07 | 0.00097009 | 5.1718e-07 | 0.03594 | 8.7985e-09 | 0.013543 | 4.0655e-12
[120 empty] | 7.3.3.17.5 (Remote Grid) Updates to grid topology to minimize risk of ignition in HFTDs Remote GridWLDFRWire-to-wire contactAggregated | WLDFR | HFTD - Distribution - Tier 3 - 5QU CoRE ¦ 1QU LoRE | Non-Red Flag Warning - Small Fires | Wire-to-wire contact | Aggregated | 2064 | 0.00053313 | 1430.0123 | 0.76238 | 2064 | Mitigation | 0.95 | 45 | 0 | esc | 0.00097009 | 5.1718e-07 | 0.00097009 | 5.1718e-07 | 0.03594 | 8.7985e-09 | 0.013543 | 4.0655e-12
[120 empty] | 7.3.3.17.5 (Remote Grid) Updates to grid topology to minimize risk of ignition in HFTDs Remote GridWLDFRWire-to-wire contactAggregated | WLDFR | HFTD - Distribution - Tier 3 - 5QU CoRE ¦ 1QU LoRE | Non-Red Flag Warning - Small Fires | Wire-to-wire contact | Aggregated | 2065 | 0.00053313 | 1430.0123 | 0.76238 | 2065 | Mitigation | 0.95 | 45 | 0 | esc | 0.00097009 | 5.1718e-07 | 0.00097009 | 5.1718e-07 | 0.03594 | 8.7985e-09 | 0.013543 | 4.0655e-12
[120 empty] | 7.3.3.17.5 (Remote Grid) Updates to grid topology to minimize risk of ignition in HFTDs Remote GridWLDFRWire-to-wire contactAggregated | WLDFR | HFTD - Distribution - Tier 3 - 5QU CoRE ¦ 1QU LoRE | Non-Red Flag Warning - Small Fires | Wire-to-wire contact | Aggregated | 2066 | 0.00053313 | 1430.0123 | 0.76238 | 2066 | Mitigation | 0.95 | 45 | 0 | esc | 0.00097009 | 5.1718e-07 | 0.00097009 | 5.1718e-07 | 0.03594 | 8.7985e-09 | 0 | 0
[120 empty] | 7.3.3.17.5 (Remote Grid) Updates to grid topology to minimize risk of ignition in HFTDs Remote GridWLDFRWire-to-wire contactAggregated | WLDFR | HFTD - Distribution - Tier 3 - 5QU CoRE ¦ 1QU LoRE | Non-Red Flag Warning - Small Fires | Wire-to-wire contact | Aggregated | 2067 | 0.00053313 | 1430.0123 | 0.76238 | 2067 | Mitigation | 0.95 | 45 | 0 | esc | 0 | 0 | 0.00097009 | 5.1718e-07 | 0.03594 | 8.7985e-09 | 0 | 0
[120 empty] | 7.3.3.17.5 (Remote Grid) Updates to grid topology to minimize risk of ignition in HFTDs Remote GridWLDFREquipment / facility failureAggregated | WLDFR | HFTD - Distribution - Tier 3 - 5QU CoRE ¦ 1QU LoRE | Red Flag Warning - Catastrophic Fires | Equipment / facility failure | Aggregated | 2022 | 6.761e-07 | 1430.0123 | 0.00096683 | 2022 | Mitigation | 0.95 | 45 | 0 | esc | 0.00097009 | 6.5587e-10 | 0 | 0 | 0.03594 | 8.7985e-09 | 0.0013359 | 1.9592e-11
[120 empty] | 7.3.3.17.5 (Remote Grid) Updates to grid topology to minimize risk of ignition in HFTDs Remote GridWLDFREquipment / facility failureAggregated | WLDFR | HFTD - Distribution - Tier 3 - 5QU CoRE ¦ 1QU LoRE | Red Flag Warning - Catastrophic Fires | Equipment / facility failure | Aggregated | 2023 | 6.761e-07 | 1430.0123 | 0.00096683 | 2023 | Mitigation | 0.95 | 45 | 0 | esc | 0.00097009 | 6.5587e-10 | 0.00097009 | 6.5587e-10 | 0.03594 | 8.7985e-09 | 0.0013359 | 1.9592e-11
[120 empty] | 7.3.3.17.5 (Remote Grid) Updates to grid topology to minimize risk of ignition in HFTDs Remote GridWLDFREquipment / facility failureAggregated | WLDFR | HFTD - Distribution - Tier 3 - 5QU CoRE ¦ 1QU LoRE | Red Flag Warning - Catastrophic Fires | Equipment / facility failure | Aggregated | 2024 | 6.761e-07 | 1430.0123 | 0.00096683 | 2024 | Mitigation | 0.95 | 45 | 0 | esc | 0.00097009 | 6.5587e-10 | 0.00097009 | 6.5587e-10 | 0.03594 | 8.7985e-09 | 0.0013359 | 1.9592e-11
[120 empty] | 7.3.3.17.5 (Remote Grid) Updates to grid topology to minimize risk of ignition in HFTDs Remote GridWLDFREquipment / facility failureAggregated | WLDFR | HFTD - Distribution - Tier 3 - 5QU CoRE ¦ 1QU LoRE | Red Flag Warning - Catastrophic Fires | Equipment / facility failure | Aggregated | 2025 | 6.761e-07 | 1430.0123 | 0.00096683 | 2025 | Mitigation | 0.95 | 45 | 0 | esc | 0.00097009 | 6.5587e-10 | 0.00097009 | 6.5587e-10 | 0.03594 | 8.7985e-09 | 0.0013359 | 1.9592e-11
[120 empty] | 7.3.3.17.5 (Remote Grid) Updates to grid topology to minimize risk of ignition in HFTDs Remote GridWLDFREquipment / facility failureAggregated | WLDFR | HFTD - Distribution - Tier 3 - 5QU CoRE ¦ 1QU LoRE | Red Flag Warning - Catastrophic Fires | Equipment / facility failure | Aggregated | 2026 | 6.761e-07 | 1430.0123 | 0.00096683 | 2026 | Mitigation | 0.95 | 45 | 0 | esc | 0.00097009 | 6.5587e-10 | 0.00097009 | 6.5587e-10 | 0.03594 | 8.7985e-09 | 0.0013359 | 1.9592e-11
[120 empty] | 7.3.3.17.5 (Remote Grid) Updates to grid topology to minimize risk of ignition in HFTDs Remote GridWLDFREquipment / facility failureAggregated | WLDFR | HFTD - Distribution - Tier 3 - 5QU CoRE ¦ 1QU LoRE | Red Flag Warning - Catastrophic Fires | Equipment / facility failure | Aggregated | 2027 | 6.761e-07 | 1430.0123 | 0.00096683 | 2027 | Mitigation | 0.95 | 45 | 0 | esc | 0.00097009 | 6.5587e-10 | 0.00097009 | 6.5587e-10 | 0.03594 | 8.7985e-09 | 0.0013359 | 1.9592e-11
[120 empty] | 7.3.3.17.5 (Remote Grid) Updates to grid topology to minimize risk of ignition in HFTDs Remote GridWLDFREquipment / facility failureAggregated | WLDFR | HFTD - Distribution - Tier 3 - 5QU CoRE ¦ 1QU LoRE | Red Flag Warning - Catastrophic Fires | Equipment / facility failure | Aggregated | 2028 | 6.761e-07 | 1430.0123 | 0.00096683 | 2028 | Mitigation | 0.95 | 45 | 0 | esc | 0.00097009 | 6.5587e-10 | 0.00097009 | 6.5587e-10 | 0.03594 | 8.7985e-09 | 0.0013359 | 1.9592e-11
[120 empty] | 7.3.3.17.5 (Remote Grid) Updates to grid topology to minimize risk of ignition in HFTDs Remote GridWLDFREquipment / facility failureAggregated | WLDFR | HFTD - Distribution - Tier 3 - 5QU CoRE ¦ 1QU LoRE | Red Flag Warning - Catastrophic Fires | Equipment / facility failure | Aggregated | 2029 | 6.761e-07 | 1430.0123 | 0.00096683 | 2029 | Mitigation | 0.95 | 45 | 0 | esc | 0.00097009 | 6.5587e-10 | 0.00097009 | 6.5587e-10 | 0.03594 | 8.7985e-09 | 0.0013359 | 1.9592e-11
[120 empty] | 7.3.3.17.5 (Remote Grid) Updates to grid topology to minimize risk of ignition in HFTDs Remote GridWLDFREquipment / facility failureAggregated | WLDFR | HFTD - Distribution - Tier 3 - 5QU CoRE ¦ 1QU LoRE | Red Flag Warning - Catastrophic Fires | Equipment / facility failure | Aggregated | 2030 | 6.761e-07 | 1430.0123 | 0.00096683 | 2030 | Mitigation | 0.95 | 45 | 0 | esc | 0.00097009 | 6.5587e-10 | 0.00097009 | 6.5587e-10 | 0.03594 | 8.7985e-09 | 0.0013359 | 1.9592e-11
[120 empty] | 7.3.3.17.5 (Remote Grid) Updates to grid topology to minimize risk of ignition in HFTDs Remote GridWLDFREquipment / facility failureAggregated | WLDFR | HFTD - Distribution - Tier 3 - 5QU CoRE ¦ 1QU LoRE | Red Flag Warning - Catastrophic Fires | Equipment / facility failure | Aggregated | 2031 | 6.761e-07 | 1430.0123 | 0.00096683 | 2031 | Mitigation | 0.95 | 45 | 0 | esc | 0.00097009 | 6.5587e-10 | 0.00097009 | 6.5587e-10 | 0.03594 | 8.7985e-09 | 0.0013359 | 1.9592e-11
[120 empty] | 7.3.3.17.5 (Remote Grid) Updates to grid topology to minimize risk of ignition in HFTDs Remote GridWLDFREquipment / facility failureAggregated | WLDFR | HFTD - Distribution - Tier 3 - 5QU CoRE ¦ 1QU LoRE | Red Flag Warning - Catastrophic Fires | Equipment / facility failure | Aggregated | 2032 | 6.761e-07 | 1430.0123 | 0.00096683 | 2032 | Mitigation | 0.95 | 45 | 0 | esc | 0.00097009 | 6.5587e-10 | 0.00097009 | 6.5587e-10 | 0.03594 | 8.7985e-09 | 0.0013359 | 1.9592e-11
[120 empty] | 7.3.3.17.5 (Remote Grid) Updates to grid topology to minimize risk of ignition in HFTDs Remote GridWLDFREquipment / facility failureAggregated | WLDFR | HFTD - Distribution - Tier 3 - 5QU CoRE ¦ 1QU LoRE | Red Flag Warning - Catastrophic Fires | Equipment / facility failure | Aggregated | 2033 | 6.761e-07 | 1430.0123 | 0.00096683 | 2033 | Mitigation | 0.95 | 45 | 0 | esc | 0.00097009 | 6.5587e-10 | 0.00097009 | 6.5587e-10 | 0.03594 | 8.7985e-09 | 0.0013359 | 1.9592e-11
[120 empty] | 7.3.3.17.5 (Remote Grid) Updates to grid topology to minimize risk of ignition in HFTDs Remote GridWLDFREquipment / facility failureAggregated | WLDFR | HFTD - Distribution - Tier 3 - 5QU CoRE ¦ 1QU LoRE | Red Flag Warning - Catastrophic Fires | Equipment / facility failure | Aggregated | 2034 | 6.761e-07 | 1430.0123 | 0.00096683 | 2034 | Mitigation | 0.95 | 45 | 0 | esc | 0.00097009 | 6.5587e-10 | 0.00097009 | 6.5587e-10 | 0.03594 | 8.7985e-09 | 0.0013359 | 1.9592e-11
[120 empty] | 7.3.3.17.5 (Remote Grid) Updates to grid topology to minimize risk of ignition in HFTDs Remote GridWLDFREquipment / facility failureAggregated | WLDFR | HFTD - Distribution - Tier 3 - 5QU CoRE ¦ 1QU LoRE | Red Flag Warning - Catastrophic Fires | Equipment / facility failure | Aggregated | 2035 | 6.761e-07 | 1430.0123 | 0.00096683 | 2035 | Mitigation | 0.95 | 45 | 0 | esc | 0.00097009 | 6.5587e-10 | 0.00097009 | 6.5587e-10 | 0.03594 | 8.7985e-09 | 0.0013359 | 1.9592e-11
[120 empty] | 7.3.3.17.5 (Remote Grid) Updates to grid topology to minimize risk of ignition in HFTDs Remote GridWLDFREquipment / facility failureAggregated | WLDFR | HFTD - Distribution - Tier 3 - 5QU CoRE ¦ 1QU LoRE | Red Flag Warning - Catastrophic Fires | Equipment / facility failure | Aggregated | 2036 | 6.761e-07 | 1430.0123 | 0.00096683 | 2036 | Mitigation | 0.95 | 45 | 0 | esc | 0.00097009 | 6.5587e-10 | 0.00097009 | 6.5587e-10 | 0.03594 | 8.7985e-09 | 0.0013359 | 1.9592e-11
[120 empty] | 7.3.3.17.5 (Remote Grid) Updates to grid topology to minimize risk of ignition in HFTDs Remote GridWLDFREquipment / facility failureAggregated | WLDFR | HFTD - Distribution - Tier 3 - 5QU CoRE ¦ 1QU LoRE | Red Flag Warning - Catastrophic Fires | Equipment / facility failure | Aggregated | 2037 | 6.761e-07 | 1430.0123 | 0.00096683 | 2037 | Mitigation | 0.95 | 45 | 0 | esc | 0.00097009 | 6.5587e-10 | 0.00097009 | 6.5587e-10 | 0.03594 | 8.7985e-09 | 0.0013359 | 1.9592e-11
[120 empty] | 7.3.3.17.5 (Remote Grid) Updates to grid topology to minimize risk of ignition in HFTDs Remote GridWLDFREquipment / facility failureAggregated | WLDFR | HFTD - Distribution - Tier 3 - 5QU CoRE ¦ 1QU LoRE | Red Flag Warning - Catastrophic Fires | Equipment / facility failure | Aggregated | 2038 | 6.761e-07 | 1430.0123 | 0.00096683 | 2038 | Mitigation | 0.95 | 45 | 0 | esc | 0.00097009 | 6.5587e-10 | 0.00097009 | 6.5587e-10 | 0.03594 | 8.7985e-09 | 0.0013359 | 1.9592e-11
[120 empty] | 7.3.3.17.5 (Remote Grid) Updates to grid topology to minimize risk of ignition in HFTDs Remote GridWLDFREquipment / facility failureAggregated | WLDFR | HFTD - Distribution - Tier 3 - 5QU CoRE ¦ 1QU LoRE | Red Flag Warning - Catastrophic Fires | Equipment / facility failure | Aggregated | 2039 | 6.761e-07 | 1430.0123 | 0.00096683 | 2039 | Mitigation | 0.95 | 45 | 0 | esc | 0.00097009 | 6.5587e-10 | 0.00097009 | 6.5587e-10 | 0.03594 | 8.7985e-09 | 0.0013359 | 1.9592e-11
[120 empty] | 7.3.3.17.5 (Remote Grid) Updates to grid topology to minimize risk of ignition in HFTDs Remote GridWLDFREquipment / facility failureAggregated | WLDFR | HFTD - Distribution - Tier 3 - 5QU CoRE ¦ 1QU LoRE | Red Flag Warning - Catastrophic Fires | Equipment / facility failure | Aggregated | 2040 | 6.761e-07 | 1430.0123 | 0.00096683 | 2040 | Mitigation | 0.95 | 45 | 0 | esc | 0.00097009 | 6.5587e-10 | 0.00097009 | 6.5587e-10 | 0.03594 | 8.7985e-09 | 0.0013359 | 1.9592e-11
[120 empty] | 7.3.3.17.5 (Remote Grid) Updates to grid topology to minimize risk of ignition in HFTDs Remote GridWLDFREquipment / facility failureAggregated | WLDFR | HFTD - Distribution - Tier 3 - 5QU CoRE ¦ 1QU LoRE | Red Flag Warning - Catastrophic Fires | Equipment / facility failure | Aggregated | 2041 | 6.761e-07 | 1430.0123 | 0.00096683 | 2041 | Mitigation | 0.95 | 45 | 0 | esc | 0.00097009 | 6.5587e-10 | 0.00097009 | 6.5587e-10 | 0.03594 | 8.7985e-09 | 0.0013359 | 1.9592e-11
[120 empty] | 7.3.3.17.5 (Remote Grid) Updates to grid topology to minimize risk of ignition in HFTDs Remote GridWLDFREquipment / facility failureAggregated | WLDFR | HFTD - Distribution - Tier 3 - 5QU CoRE ¦ 1QU LoRE | Red Flag Warning - Catastrophic Fires | Equipment / facility failure | Aggregated | 2042 | 6.761e-07 | 1430.0123 | 0.00096683 | 2042 | Mitigation | 0.95 | 45 | 0 | esc | 0.00097009 | 6.5587e-10 | 0.00097009 | 6.5587e-10 | 0.03594 | 8.7985e-09 | 0.0013359 | 1.9592e-11
[120 empty] | 7.3.3.17.5 (Remote Grid) Updates to grid topology to minimize risk of ignition in HFTDs Remote GridWLDFREquipment / facility failureAggregated | WLDFR | HFTD - Distribution - Tier 3 - 5QU CoRE ¦ 1QU LoRE | Red Flag Warning - Catastrophic Fires | Equipment / facility failure | Aggregated | 2043 | 6.761e-07 | 1430.0123 | 0.00096683 | 2043 | Mitigation | 0.95 | 45 | 0 | esc | 0.00097009 | 6.5587e-10 | 0.00097009 | 6.5587e-10 | 0.03594 | 8.7985e-09 | 0.0013359 | 1.9592e-11
[120 empty] | 7.3.3.17.5 (Remote Grid) Updates to grid topology to minimize risk of ignition in HFTDs Remote GridWLDFREquipment / facility failureAggregated | WLDFR | HFTD - Distribution - Tier 3 - 5QU CoRE ¦ 1QU LoRE | Red Flag Warning - Catastrophic Fires | Equipment / facility failure | Aggregated | 2044 | 6.761e-07 | 1430.0123 | 0.00096683 | 2044 | Mitigation | 0.95 | 45 | 0 | esc | 0.00097009 | 6.5587e-10 | 0.00097009 | 6.5587e-10 | 0.03594 | 8.7985e-09 | 0.0013359 | 1.9592e-11
[120 empty] | 7.3.3.17.5 (Remote Grid) Updates to grid topology to minimize risk of ignition in HFTDs Remote GridWLDFREquipment / facility failureAggregated | WLDFR | HFTD - Distribution - Tier 3 - 5QU CoRE ¦ 1QU LoRE | Red Flag Warning - Catastrophic Fires | Equipment / facility failure | Aggregated | 2045 | 6.761e-07 | 1430.0123 | 0.00096683 | 2045 | Mitigation | 0.95 | 45 | 0 | esc | 0.00097009 | 6.5587e-10 | 0.00097009 | 6.5587e-10 | 0.03594 | 8.7985e-09 | 0.0013359 | 1.9592e-11
[120 empty] | 7.3.3.17.5 (Remote Grid) Updates to grid topology to minimize risk of ignition in HFTDs Remote GridWLDFREquipment / facility failureAggregated | WLDFR | HFTD - Distribution - Tier 3 - 5QU CoRE ¦ 1QU LoRE | Red Flag Warning - Catastrophic Fires | Equipment / facility failure | Aggregated | 2046 | 6.761e-07 | 1430.0123 | 0.00096683 | 2046 | Mitigation | 0.95 | 45 | 0 | esc | 0.00097009 | 6.5587e-10 | 0.00097009 | 6.5587e-10 | 0.03594 | 8.7985e-09 | 0.0013359 | 1.9592e-11
[120 empty] | 7.3.3.17.5 (Remote Grid) Updates to grid topology to minimize risk of ignition in HFTDs Remote GridWLDFREquipment / facility failureAggregated | WLDFR | HFTD - Distribution - Tier 3 - 5QU CoRE ¦ 1QU LoRE | Red Flag Warning - Catastrophic Fires | Equipment / facility failure | Aggregated | 2047 | 6.761e-07 | 1430.0123 | 0.00096683 | 2047 | Mitigation | 0.95 | 45 | 0 | esc | 0.00097009 | 6.5587e-10 | 0.00097009 | 6.5587e-10 | 0.03594 | 8.7985e-09 | 0.0013359 | 1.9592e-11
[120 empty] | 7.3.3.17.5 (Remote Grid) Updates to grid topology to minimize risk of ignition in HFTDs Remote GridWLDFREquipment / facility failureAggregated | WLDFR | HFTD - Distribution - Tier 3 - 5QU CoRE ¦ 1QU LoRE | Red Flag Warning - Catastrophic Fires | Equipment / facility failure | Aggregated | 2048 | 6.761e-07 | 1430.0123 | 0.00096683 | 2048 | Mitigation | 0.95 | 45 | 0 | esc | 0.00097009 | 6.5587e-10 | 0.00097009 | 6.5587e-10 | 0.03594 | 8.7985e-09 | 0.0013359 | 1.9592e-11
[120 empty] | 7.3.3.17.5 (Remote Grid) Updates to grid topology to minimize risk of ignition in HFTDs Remote GridWLDFREquipment / facility failureAggregated | WLDFR | HFTD - Distribution - Tier 3 - 5QU CoRE ¦ 1QU LoRE | Red Flag Warning - Catastrophic Fires | Equipment / facility failure | Aggregated | 2049 | 6.761e-07 | 1430.0123 | 0.00096683 | 2049 | Mitigation | 0.95 | 45 | 0 | esc | 0.00097009 | 6.5587e-10 | 0.00097009 | 6.5587e-10 | 0.03594 | 8.7985e-09 | 0.0013359 | 1.9592e-11
[120 empty] | 7.3.3.17.5 (Remote Grid) Updates to grid topology to minimize risk of ignition in HFTDs Remote GridWLDFREquipment / facility failureAggregated | WLDFR | HFTD - Distribution - Tier 3 - 5QU CoRE ¦ 1QU LoRE | Red Flag Warning - Catastrophic Fires | Equipment / facility failure | Aggregated | 2050 | 6.761e-07 | 1430.0123 | 0.00096683 | 2050 | Mitigation | 0.95 | 45 | 0 | esc | 0.00097009 | 6.5587e-10 | 0.00097009 | 6.5587e-10 | 0.03594 | 8.7985e-09 | 0.0013359 | 1.9592e-11
[120 empty] | 7.3.3.17.5 (Remote Grid) Updates to grid topology to minimize risk of ignition in HFTDs Remote GridWLDFREquipment / facility failureAggregated | WLDFR | HFTD - Distribution - Tier 3 - 5QU CoRE ¦ 1QU LoRE | Red Flag Warning - Catastrophic Fires | Equipment / facility failure | Aggregated | 2051 | 6.761e-07 | 1430.0123 | 0.00096683 | 2051 | Mitigation | 0.95 | 45 | 0 | esc | 0.00097009 | 6.5587e-10 | 0.00097009 | 6.5587e-10 | 0.03594 | 8.7985e-09 | 0.0013359 | 1.9592e-11
[120 empty] | 7.3.3.17.5 (Remote Grid) Updates to grid topology to minimize risk of ignition in HFTDs Remote GridWLDFREquipment / facility failureAggregated | WLDFR | HFTD - Distribution - Tier 3 - 5QU CoRE ¦ 1QU LoRE | Red Flag Warning - Catastrophic Fires | Equipment / facility failure | Aggregated | 2052 | 6.761e-07 | 1430.0123 | 0.00096683 | 2052 | Mitigation | 0.95 | 45 | 0 | esc | 0.00097009 | 6.5587e-10 | 0.00097009 | 6.5587e-10 | 0.03594 | 8.7985e-09 | 0 | 0
[120 empty] | 7.3.3.17.5 (Remote Grid) Updates to grid topology to minimize risk of ignition in HFTDs Remote GridWLDFREquipment / facility failureAggregated | WLDFR | HFTD - Distribution - Tier 3 - 5QU CoRE ¦ 1QU LoRE | Red Flag Warning - Catastrophic Fires | Equipment / facility failure | Aggregated | 2053 | 6.761e-07 | 1430.0123 | 0.00096683 | 2053 | Mitigation | 0.95 | 45 | 0 | esc | 0.00097009 | 6.5587e-10 | 0.00097009 | 6.5587e-10 | 0.03594 | 8.7985e-09 | 0 | 0
[120 empty] | 7.3.3.17.5 (Remote Grid) Updates to grid topology to minimize risk of ignition in HFTDs Remote GridWLDFREquipment / facility failureAggregated | WLDFR | HFTD - Distribution - Tier 3 - 5QU CoRE ¦ 1QU LoRE | Red Flag Warning - Catastrophic Fires | Equipment / facility failure | Aggregated | 2054 | 6.761e-07 | 1430.0123 | 0.00096683 | 2054 | Mitigation | 0.95 | 45 | 0 | esc | 0.00097009 | 6.5587e-10 | 0.00097009 | 6.5587e-10 | 0.03594 | 8.7985e-09 | 0.0093813 | 7.8607e-10
[120 empty] | 7.3.3.17.5 (Remote Grid) Updates to grid topology to minimize risk of ignition in HFTDs Remote GridWLDFREquipment / facility failureAggregated | WLDFR | HFTD - Distribution - Tier 3 - 5QU CoRE ¦ 1QU LoRE | Red Flag Warning - Catastrophic Fires | Equipment / facility failure | Aggregated | 2055 | 6.761e-07 | 1430.0123 | 0.00096683 | 2055 | Mitigation | 0.95 | 45 | 0 | esc | 0.00097009 | 6.5587e-10 | 0.00097009 | 6.5587e-10 | 0.03594 | 8.7985e-09 | 0.0093813 | 7.8607e-10
[120 empty] | 7.3.3.17.5 (Remote Grid) Updates to grid topology to minimize risk of ignition in HFTDs Remote GridWLDFREquipment / facility failureAggregated | WLDFR | HFTD - Distribution - Tier 3 - 5QU CoRE ¦ 1QU LoRE | Red Flag Warning - Catastrophic Fires | Equipment / facility failure | Aggregated | 2056 | 6.761e-07 | 1430.0123 | 0.00096683 | 2056 | Mitigation | 0.95 | 45 | 0 | esc | 0.00097009 | 6.5587e-10 | 0.00097009 | 6.5587e-10 | 0 | 0 | 0.0093813 | 7.8607e-10
[120 empty] | 7.3.3.17.5 (Remote Grid) Updates to grid topology to minimize risk of ignition in HFTDs Remote GridWLDFREquipment / facility failureAggregated | WLDFR | HFTD - Distribution - Tier 3 - 5QU CoRE ¦ 1QU LoRE | Red Flag Warning - Catastrophic Fires | Equipment / facility failure | Aggregated | 2057 | 6.761e-07 | 1430.0123 | 0.00096683 | 2057 | Mitigation | 0.95 | 45 | 0 | esc | 0.00097009 | 6.5587e-10 | 0.00097009 | 6.5587e-10 | 0.03594 | 2.3141e-06 | 0.0093813 | 7.8607e-10
[120 empty] | 7.3.3.17.5 (Remote Grid) Updates to grid topology to minimize risk of ignition in HFTDs Remote GridWLDFREquipment / facility failureAggregated | WLDFR | HFTD - Distribution - Tier 3 - 5QU CoRE ¦ 1QU LoRE | Red Flag Warning - Catastrophic Fires | Equipment / facility failure | Aggregated | 2058 | 6.761e-07 | 1430.0123 | 0.00096683 | 2058 | Mitigation | 0.95 | 45 | 0 | esc | 0.00097009 | 6.5587e-10 | 0.00097009 | 6.5587e-10 | 0.03594 | 2.3141e-06 | 0.0093813 | 7.8607e-10
[120 empty] | 7.3.3.17.5 (Remote Grid) Updates to grid topology to minimize risk of ignition in HFTDs Remote GridWLDFREquipment / facility failureAggregated | WLDFR | HFTD - Distribution - Tier 3 - 5QU CoRE ¦ 1QU LoRE | Red Flag Warning - Catastrophic Fires | Equipment / facility failure | Aggregated | 2059 | 6.761e-07 | 1430.0123 | 0.00096683 | 2059 | Mitigation | 0.95 | 45 | 0 | esc | 0.00097009 | 6.5587e-10 | 0.00097009 | 6.5587e-10 | 0.03594 | 2.3141e-06 | 0.0093813 | 7.8607e-10
[120 empty] | 7.3.3.17.5 (Remote Grid) Updates to grid topology to minimize risk of ignition in HFTDs Remote GridWLDFREquipment / facility failureAggregated | WLDFR | HFTD - Distribution - Tier 3 - 5QU CoRE ¦ 1QU LoRE | Red Flag Warning - Catastrophic Fires | Equipment / facility failure | Aggregated | 2060 | 6.761e-07 | 1430.0123 | 0.00096683 | 2060 | Mitigation | 0.95 | 45 | 0 | esc | 0.00097009 | 6.5587e-10 | 0.00097009 | 6.5587e-10 | 0.03594 | 2.3141e-06 | 0.0093813 | 7.8607e-10
[120 empty] | 7.3.3.17.5 (Remote Grid) Updates to grid topology to minimize risk of ignition in HFTDs Remote GridWLDFREquipment / facility failureAggregated | WLDFR | HFTD - Distribution - Tier 3 - 5QU CoRE ¦ 1QU LoRE | Red Flag Warning - Catastrophic Fires | Equipment / facility failure | Aggregated | 2061 | 6.761e-07 | 1430.0123 | 0.00096683 | 2061 | Mitigation | 0.95 | 45 | 0 | esc | 0.00097009 | 6.5587e-10 | 0.00097009 | 6.5587e-10 | 0.03594 | 2.3141e-06 | 0.0093813 | 7.8607e-10
[120 empty] | 7.3.3.17.5 (Remote Grid) Updates to grid topology to minimize risk of ignition in HFTDs Remote GridWLDFREquipment / facility failureAggregated | WLDFR | HFTD - Distribution - Tier 3 - 5QU CoRE ¦ 1QU LoRE | Red Flag Warning - Catastrophic Fires | Equipment / facility failure | Aggregated | 2062 | 6.761e-07 | 1430.0123 | 0.00096683 | 2062 | Mitigation | 0.95 | 45 | 0 | esc | 0.00097009 | 6.5587e-10 | 0.00097009 | 6.5587e-10 | 0.03594 | 2.3141e-06 | 0.0093813 | 7.8607e-10
[120 empty] | 7.3.3.17.5 (Remote Grid) Updates to grid topology to minimize risk of ignition in HFTDs Remote GridWLDFREquipment / facility failureAggregated | WLDFR | HFTD - Distribution - Tier 3 - 5QU CoRE ¦ 1QU LoRE | Red Flag Warning - Catastrophic Fires | Equipment / facility failure | Aggregated | 2063 | 6.761e-07 | 1430.0123 | 0.00096683 | 2063 | Mitigation | 0.95 | 45 | 0 | esc | 0.00097009 | 6.5587e-10 | 0.00097009 | 6.5587e-10 | 0.03594 | 2.3141e-06 | 0.0093813 | 7.8607e-10
[120 empty] | 7.3.3.17.5 (Remote Grid) Updates to grid topology to minimize risk of ignition in HFTDs Remote GridWLDFREquipment / facility failureAggregated | WLDFR | HFTD - Distribution - Tier 3 - 5QU CoRE ¦ 1QU LoRE | Red Flag Warning - Catastrophic Fires | Equipment / facility failure | Aggregated | 2064 | 6.761e-07 | 1430.0123 | 0.00096683 | 2064 | Mitigation | 0.95 | 45 | 0 | esc | 0.00097009 | 6.5587e-10 | 0.00097009 | 6.5587e-10 | 0.03594 | 2.3141e-06 | 0.0093813 | 7.8607e-10
[120 empty] | 7.3.3.17.5 (Remote Grid) Updates to grid topology to minimize risk of ignition in HFTDs Remote GridWLDFREquipment / facility failureAggregated | WLDFR | HFTD - Distribution - Tier 3 - 5QU CoRE ¦ 1QU LoRE | Red Flag Warning - Catastrophic Fires | Equipment / facility failure | Aggregated | 2065 | 6.761e-07 | 1430.0123 | 0.00096683 | 2065 | Mitigation | 0.95 | 45 | 0 | esc | 0.00097009 | 6.5587e-10 | 0.00097009 | 6.5587e-10 | 0.03594 | 2.3141e-06 | 0.0093813 | 7.8607e-10
[120 empty] | 7.3.3.17.5 (Remote Grid) Updates to grid topology to minimize risk of ignition in HFTDs Remote GridWLDFREquipment / facility failureAggregated | WLDFR | HFTD - Distribution - Tier 3 - 5QU CoRE ¦ 1QU LoRE | Red Flag Warning - Catastrophic Fires | Equipment / facility failure | Aggregated | 2066 | 6.761e-07 | 1430.0123 | 0.00096683 | 2066 | Mitigation | 0.95 | 45 | 0 | esc | 0.00097009 | 6.5587e-10 | 0.00097009 | 6.5587e-10 | 0.03594 | 2.3141e-06 | 0.0093813 | 7.8607e-10
[120 empty] | 7.3.3.17.5 (Remote Grid) Updates to grid topology to minimize risk of ignition in HFTDs Remote GridWLDFREquipment / facility failureAggregated | WLDFR | HFTD - Distribution - Tier 3 - 5QU CoRE ¦ 1QU LoRE | Red Flag Warning - Catastrophic Fires | Equipment / facility failure | Aggregated | 2067 | 6.761e-07 | 1430.0123 | 0.00096683 | 2067 | Mitigation | 0.95 | 45 | 0 | esc | 0 | 0 | 0.00097009 | 6.5587e-10 | 0.03594 | 2.3141e-06 | 0.0093813 | 7.8607e-10
[120 empty] | 7.3.3.17.5 (Remote Grid) Updates to grid topology to minimize risk of ignition in HFTDs Remote GridWLDFRVegetation ContactAggregated | WLDFR | HFTD - Distribution - Tier 3 - 5QU CoRE ¦ 1QU LoRE | Red Flag Warning - Catastrophic Fires | Vegetation Contact | Aggregated | 2022 | 1.7169e-06 | 1430.0123 | 0.0024552 | 2022 | Mitigation | 0.95 | 45 | 0 | esc | 0.00097009 | 1.6656e-09 | 0 | 0 | 0.03594 | 2.3141e-06 | 0.0093813 | 7.8607e-10
[120 empty] | 7.3.3.17.5 (Remote Grid) Updates to grid topology to minimize risk of ignition in HFTDs Remote GridWLDFRVegetation ContactAggregated | WLDFR | HFTD - Distribution - Tier 3 - 5QU CoRE ¦ 1QU LoRE | Red Flag Warning - Catastrophic Fires | Vegetation Contact | Aggregated | 2023 | 1.7169e-06 | 1430.0123 | 0.0024552 | 2023 | Mitigation | 0.95 | 45 | 0 | esc | 0.00097009 | 1.6656e-09 | 0.00097009 | 1.6656e-09 | 0.03594 | 2.3141e-06 | 0.0093813 | 7.8607e-10
[120 empty] | 7.3.3.17.5 (Remote Grid) Updates to grid topology to minimize risk of ignition in HFTDs Remote GridWLDFRVegetation ContactAggregated | WLDFR | HFTD - Distribution - Tier 3 - 5QU CoRE ¦ 1QU LoRE | Red Flag Warning - Catastrophic Fires | Vegetation Contact | Aggregated | 2024 | 1.7169e-06 | 1430.0123 | 0.0024552 | 2024 | Mitigation | 0.95 | 45 | 0 | esc | 0.00097009 | 1.6656e-09 | 0.00097009 | 1.6656e-09 | 0.03594 | 2.3141e-06 | 0.0093813 | 7.8607e-10
[120 empty] | 7.3.3.17.5 (Remote Grid) Updates to grid topology to minimize risk of ignition in HFTDs Remote GridWLDFRVegetation ContactAggregated | WLDFR | HFTD - Distribution - Tier 3 - 5QU CoRE ¦ 1QU LoRE | Red Flag Warning - Catastrophic Fires | Vegetation Contact | Aggregated | 2025 | 1.7169e-06 | 1430.0123 | 0.0024552 | 2025 | Mitigation | 0.95 | 45 | 0 | esc | 0.00097009 | 1.6656e-09 | 0.00097009 | 1.6656e-09 | 0.03594 | 2.3141e-06 | 0.0093813 | 7.8607e-10
[120 empty] | 7.3.3.17.5 (Remote Grid) Updates to grid topology to minimize risk of ignition in HFTDs Remote GridWLDFRVegetation ContactAggregated | WLDFR | HFTD - Distribution - Tier 3 - 5QU CoRE ¦ 1QU LoRE | Red Flag Warning - Catastrophic Fires | Vegetation Contact | Aggregated | 2026 | 1.7169e-06 | 1430.0123 | 0.0024552 | 2026 | Mitigation | 0.95 | 45 | 0 | esc | 0.00097009 | 1.6656e-09 | 0.00097009 | 1.6656e-09 | 0.03594 | 2.3141e-06 | 0.0093813 | 7.8607e-10
[120 empty] | 7.3.3.17.5 (Remote Grid) Updates to grid topology to minimize risk of ignition in HFTDs Remote GridWLDFRVegetation ContactAggregated | WLDFR | HFTD - Distribution - Tier 3 - 5QU CoRE ¦ 1QU LoRE | Red Flag Warning - Catastrophic Fires | Vegetation Contact | Aggregated | 2027 | 1.7169e-06 | 1430.0123 | 0.0024552 | 2027 | Mitigation | 0.95 | 45 | 0 | esc | 0.00097009 | 1.6656e-09 | 0.00097009 | 1.6656e-09 | 0.03594 | 2.3141e-06 | 0.0093813 | 7.8607e-10
[120 empty] | 7.3.3.17.5 (Remote Grid) Updates to grid topology to minimize risk of ignition in HFTDs Remote GridWLDFRVegetation ContactAggregated | WLDFR | HFTD - Distribution - Tier 3 - 5QU CoRE ¦ 1QU LoRE | Red Flag Warning - Catastrophic Fires | Vegetation Contact | Aggregated | 2028 | 1.7169e-06 | 1430.0123 | 0.0024552 | 2028 | Mitigation | 0.95 | 45 | 0 | esc | 0.00097009 | 1.6656e-09 | 0.00097009 | 1.6656e-09 | 0.03594 | 2.3141e-06 | 0.0093813 | 7.8607e-10
[120 empty] | 7.3.3.17.5 (Remote Grid) Updates to grid topology to minimize risk of ignition in HFTDs Remote GridWLDFRVegetation ContactAggregated | WLDFR | HFTD - Distribution - Tier 3 - 5QU CoRE ¦ 1QU LoRE | Red Flag Warning - Catastrophic Fires | Vegetation Contact | Aggregated | 2029 | 1.7169e-06 | 1430.0123 | 0.0024552 | 2029 | Mitigation | 0.95 | 45 | 0 | esc | 0.00097009 | 1.6656e-09 | 0.00097009 | 1.6656e-09 | 0.03594 | 2.3141e-06 | 0.0093813 | 7.8607e-10
[120 empty] | 7.3.3.17.5 (Remote Grid) Updates to grid topology to minimize risk of ignition in HFTDs Remote GridWLDFRVegetation ContactAggregated | WLDFR | HFTD - Distribution - Tier 3 - 5QU CoRE ¦ 1QU LoRE | Red Flag Warning - Catastrophic Fires | Vegetation Contact | Aggregated | 2030 | 1.7169e-06 | 1430.0123 | 0.0024552 | 2030 | Mitigation | 0.95 | 45 | 0 | esc | 0.00097009 | 1.6656e-09 | 0.00097009 | 1.6656e-09 | 0.03594 | 2.3141e-06 | 0.0093813 | 7.8607e-10
[120 empty] | 7.3.3.17.5 (Remote Grid) Updates to grid topology to minimize risk of ignition in HFTDs Remote GridWLDFRVegetation ContactAggregated | WLDFR | HFTD - Distribution - Tier 3 - 5QU CoRE ¦ 1QU LoRE | Red Flag Warning - Catastrophic Fires | Vegetation Contact | Aggregated | 2031 | 1.7169e-06 | 1430.0123 | 0.0024552 | 2031 | Mitigation | 0.95 | 45 | 0 | esc | 0.00097009 | 1.6656e-09 | 0.00097009 | 1.6656e-09 | 0.03594 | 2.3141e-06 | 0.0093813 | 7.8607e-10
[120 empty] | 7.3.3.17.5 (Remote Grid) Updates to grid topology to minimize risk of ignition in HFTDs Remote GridWLDFRVegetation ContactAggregated | WLDFR | HFTD - Distribution - Tier 3 - 5QU CoRE ¦ 1QU LoRE | Red Flag Warning - Catastrophic Fires | Vegetation Contact | Aggregated | 2032 | 1.7169e-06 | 1430.0123 | 0.0024552 | 2032 | Mitigation | 0.95 | 45 | 0 | esc | 0.00097009 | 1.6656e-09 | 0.00097009 | 1.6656e-09 | 0.03594 | 2.3141e-06 | 0.0093813 | 7.8607e-10
[120 empty] | 7.3.3.17.5 (Remote Grid) Updates to grid topology to minimize risk of ignition in HFTDs Remote GridWLDFRVegetation ContactAggregated | WLDFR | HFTD - Distribution - Tier 3 - 5QU CoRE ¦ 1QU LoRE | Red Flag Warning - Catastrophic Fires | Vegetation Contact | Aggregated | 2033 | 1.7169e-06 | 1430.0123 | 0.0024552 | 2033 | Mitigation | 0.95 | 45 | 0 | esc | 0.00097009 | 1.6656e-09 | 0.00097009 | 1.6656e-09 | 0.03594 | 2.3141e-06 | 0.0093813 | 7.8607e-10
[120 empty] | 7.3.3.17.5 (Remote Grid) Updates to grid topology to minimize risk of ignition in HFTDs Remote GridWLDFRVegetation ContactAggregated | WLDFR | HFTD - Distribution - Tier 3 - 5QU CoRE ¦ 1QU LoRE | Red Flag Warning - Catastrophic Fires | Vegetation Contact | Aggregated | 2034 | 1.7169e-06 | 1430.0123 | 0.0024552 | 2034 | Mitigation | 0.95 | 45 | 0 | esc | 0.00097009 | 1.6656e-09 | 0.00097009 | 1.6656e-09 | 0.03594 | 2.3141e-06 | 0.0093813 | 7.8607e-10
[120 empty] | 7.3.3.17.5 (Remote Grid) Updates to grid topology to minimize risk of ignition in HFTDs Remote GridWLDFRVegetation ContactAggregated | WLDFR | HFTD - Distribution - Tier 3 - 5QU CoRE ¦ 1QU LoRE | Red Flag Warning - Catastrophic Fires | Vegetation Contact | Aggregated | 2035 | 1.7169e-06 | 1430.0123 | 0.0024552 | 2035 | Mitigation | 0.95 | 45 | 0 | esc | 0.00097009 | 1.6656e-09 | 0.00097009 | 1.6656e-09 | 0.03594 | 2.3141e-06 | 0.0093813 | 7.8607e-10
[120 empty] | 7.3.3.17.5 (Remote Grid) Updates to grid topology to minimize risk of ignition in HFTDs Remote GridWLDFRVegetation ContactAggregated | WLDFR | HFTD - Distribution - Tier 3 - 5QU CoRE ¦ 1QU LoRE | Red Flag Warning - Catastrophic Fires | Vegetation Contact | Aggregated | 2036 | 1.7169e-06 | 1430.0123 | 0.0024552 | 2036 | Mitigation | 0.95 | 45 | 0 | esc | 0.00097009 | 1.6656e-09 | 0.00097009 | 1.6656e-09 | 0.03594 | 2.3141e-06 | 0.0093813 | 7.8607e-10
[120 empty] | 7.3.3.17.5 (Remote Grid) Updates to grid topology to minimize risk of ignition in HFTDs Remote GridWLDFRVegetation ContactAggregated | WLDFR | HFTD - Distribution - Tier 3 - 5QU CoRE ¦ 1QU LoRE | Red Flag Warning - Catastrophic Fires | Vegetation Contact | Aggregated | 2037 | 1.7169e-06 | 1430.0123 | 0.0024552 | 2037 | Mitigation | 0.95 | 45 | 0 | esc | 0.00097009 | 1.6656e-09 | 0.00097009 | 1.6656e-09 | 0.03594 | 2.3141e-06 | 0.0093813 | 7.8607e-10
[120 empty] | 7.3.3.17.5 (Remote Grid) Updates to grid topology to minimize risk of ignition in HFTDs Remote GridWLDFRVegetation ContactAggregated | WLDFR | HFTD - Distribution - Tier 3 - 5QU CoRE ¦ 1QU LoRE | Red Flag Warning - Catastrophic Fires | Vegetation Contact | Aggregated | 2038 | 1.7169e-06 | 1430.0123 | 0.0024552 | 2038 | Mitigation | 0.95 | 45 | 0 | esc | 0.00097009 | 1.6656e-09 | 0.00097009 | 1.6656e-09 | 0.03594 | 2.3141e-06 | 0 | 0
[120 empty] | 7.3.3.17.5 (Remote Grid) Updates to grid topology to minimize risk of ignition in HFTDs Remote GridWLDFRVegetation ContactAggregated | WLDFR | HFTD - Distribution - Tier 3 - 5QU CoRE ¦ 1QU LoRE | Red Flag Warning - Catastrophic Fires | Vegetation Contact | Aggregated | 2039 | 1.7169e-06 | 1430.0123 | 0.0024552 | 2039 | Mitigation | 0.95 | 45 | 0 | esc | 0.00097009 | 1.6656e-09 | 0.00097009 | 1.6656e-09 | 0.03594 | 2.3141e-06 | 0 | 0
[120 empty] | 7.3.3.17.5 (Remote Grid) Updates to grid topology to minimize risk of ignition in HFTDs Remote GridWLDFRVegetation ContactAggregated | WLDFR | HFTD - Distribution - Tier 3 - 5QU CoRE ¦ 1QU LoRE | Red Flag Warning - Catastrophic Fires | Vegetation Contact | Aggregated | 2040 | 1.7169e-06 | 1430.0123 | 0.0024552 | 2040 | Mitigation | 0.95 | 45 | 0 | esc | 0.00097009 | 1.6656e-09 | 0.00097009 | 1.6656e-09 | 0.03594 | 2.3141e-06 | 0.014004 | 1.5823e-10
[120 empty] | 7.3.3.17.5 (Remote Grid) Updates to grid topology to minimize risk of ignition in HFTDs Remote GridWLDFRVegetation ContactAggregated | WLDFR | HFTD - Distribution - Tier 3 - 5QU CoRE ¦ 1QU LoRE | Red Flag Warning - Catastrophic Fires | Vegetation Contact | Aggregated | 2041 | 1.7169e-06 | 1430.0123 | 0.0024552 | 2041 | Mitigation | 0.95 | 45 | 0 | esc | 0.00097009 | 1.6656e-09 | 0.00097009 | 1.6656e-09 | 0.03594 | 2.3141e-06 | 0.014004 | 1.5823e-10
[120 empty] | 7.3.3.17.5 (Remote Grid) Updates to grid topology to minimize risk of ignition in HFTDs Remote GridWLDFRVegetation ContactAggregated | WLDFR | HFTD - Distribution - Tier 3 - 5QU CoRE ¦ 1QU LoRE | Red Flag Warning - Catastrophic Fires | Vegetation Contact | Aggregated | 2042 | 1.7169e-06 | 1430.0123 | 0.0024552 | 2042 | Mitigation | 0.95 | 45 | 0 | esc | 0.00097009 | 1.6656e-09 | 0.00097009 | 1.6656e-09 | 0.03594 | 2.3141e-06 | 0.014004 | 1.5823e-10
[120 empty] | 7.3.3.17.5 (Remote Grid) Updates to grid topology to minimize risk of ignition in HFTDs Remote GridWLDFRVegetation ContactAggregated | WLDFR | HFTD - Distribution - Tier 3 - 5QU CoRE ¦ 1QU LoRE | Red Flag Warning - Catastrophic Fires | Vegetation Contact | Aggregated | 2043 | 1.7169e-06 | 1430.0123 | 0.0024552 | 2043 | Mitigation | 0.95 | 45 | 0 | esc | 0.00097009 | 1.6656e-09 | 0.00097009 | 1.6656e-09 | 0.03594 | 2.3141e-06 | 0.014004 | 1.5823e-10
[120 empty] | 7.3.3.17.5 (Remote Grid) Updates to grid topology to minimize risk of ignition in HFTDs Remote GridWLDFRVegetation ContactAggregated | WLDFR | HFTD - Distribution - Tier 3 - 5QU CoRE ¦ 1QU LoRE | Red Flag Warning - Catastrophic Fires | Vegetation Contact | Aggregated | 2044 | 1.7169e-06 | 1430.0123 | 0.0024552 | 2044 | Mitigation | 0.95 | 45 | 0 | esc | 0.00097009 | 1.6656e-09 | 0.00097009 | 1.6656e-09 | 0.03594 | 2.3141e-06 | 0.014004 | 1.5823e-10
[120 empty] | 7.3.3.17.5 (Remote Grid) Updates to grid topology to minimize risk of ignition in HFTDs Remote GridWLDFRVegetation ContactAggregated | WLDFR | HFTD - Distribution - Tier 3 - 5QU CoRE ¦ 1QU LoRE | Red Flag Warning - Catastrophic Fires | Vegetation Contact | Aggregated | 2045 | 1.7169e-06 | 1430.0123 | 0.0024552 | 2045 | Mitigation | 0.95 | 45 | 0 | esc | 0.00097009 | 1.6656e-09 | 0.00097009 | 1.6656e-09 | 0.03594 | 2.3141e-06 | 0.014004 | 1.5823e-10
[120 empty] | 7.3.3.17.5 (Remote Grid) Updates to grid topology to minimize risk of ignition in HFTDs Remote GridWLDFRVegetation ContactAggregated | WLDFR | HFTD - Distribution - Tier 3 - 5QU CoRE ¦ 1QU LoRE | Red Flag Warning - Catastrophic Fires | Vegetation Contact | Aggregated | 2046 | 1.7169e-06 | 1430.0123 | 0.0024552 | 2046 | Mitigation | 0.95 | 45 | 0 | esc | 0.00097009 | 1.6656e-09 | 0.00097009 | 1.6656e-09 | 0.03594 | 2.3141e-06 | 0.014004 | 1.5823e-10
[120 empty] | 7.3.3.17.5 (Remote Grid) Updates to grid topology to minimize risk of ignition in HFTDs Remote GridWLDFRVegetation ContactAggregated | WLDFR | HFTD - Distribution - Tier 3 - 5QU CoRE ¦ 1QU LoRE | Red Flag Warning - Catastrophic Fires | Vegetation Contact | Aggregated | 2047 | 1.7169e-06 | 1430.0123 | 0.0024552 | 2047 | Mitigation | 0.95 | 45 | 0 | esc | 0.00097009 | 1.6656e-09 | 0.00097009 | 1.6656e-09 | 0.03594 | 2.3141e-06 | 0.014004 | 1.5823e-10
[120 empty] | 7.3.3.17.5 (Remote Grid) Updates to grid topology to minimize risk of ignition in HFTDs Remote GridWLDFRVegetation ContactAggregated | WLDFR | HFTD - Distribution - Tier 3 - 5QU CoRE ¦ 1QU LoRE | Red Flag Warning - Catastrophic Fires | Vegetation Contact | Aggregated | 2048 | 1.7169e-06 | 1430.0123 | 0.0024552 | 2048 | Mitigation | 0.95 | 45 | 0 | esc | 0.00097009 | 1.6656e-09 | 0.00097009 | 1.6656e-09 | 0.03594 | 2.3141e-06 | 0.014004 | 1.5823e-10
[120 empty] | 7.3.3.17.5 (Remote Grid) Updates to grid topology to minimize risk of ignition in HFTDs Remote GridWLDFRVegetation ContactAggregated | WLDFR | HFTD - Distribution - Tier 3 - 5QU CoRE ¦ 1QU LoRE | Red Flag Warning - Catastrophic Fires | Vegetation Contact | Aggregated | 2049 | 1.7169e-06 | 1430.0123 | 0.0024552 | 2049 | Mitigation | 0.95 | 45 | 0 | esc | 0.00097009 | 1.6656e-09 | 0.00097009 | 1.6656e-09 | 0.03594 | 2.3141e-06 | 0.014004 | 1.5823e-10
[120 empty] | 7.3.3.17.5 (Remote Grid) Updates to grid topology to minimize risk of ignition in HFTDs Remote GridWLDFRVegetation ContactAggregated | WLDFR | HFTD - Distribution - Tier 3 - 5QU CoRE ¦ 1QU LoRE | Red Flag Warning - Catastrophic Fires | Vegetation Contact | Aggregated | 2050 | 1.7169e-06 | 1430.0123 | 0.0024552 | 2050 | Mitigation | 0.95 | 45 | 0 | esc | 0.00097009 | 1.6656e-09 | 0.00097009 | 1.6656e-09 | 0.03594 | 2.3141e-06 | 0.014004 | 1.5823e-10
[120 empty] | 7.3.3.17.5 (Remote Grid) Updates to grid topology to minimize risk of ignition in HFTDs Remote GridWLDFRVegetation ContactAggregated | WLDFR | HFTD - Distribution - Tier 3 - 5QU CoRE ¦ 1QU LoRE | Red Flag Warning - Catastrophic Fires | Vegetation Contact | Aggregated | 2051 | 1.7169e-06 | 1430.0123 | 0.0024552 | 2051 | Mitigation | 0.95 | 45 | 0 | esc | 0.00097009 | 1.6656e-09 | 0.00097009 | 1.6656e-09 | 0.03594 | 2.3141e-06 | 0.014004 | 1.5823e-10
[120 empty] | 7.3.3.17.5 (Remote Grid) Updates to grid topology to minimize risk of ignition in HFTDs Remote GridWLDFRVegetation ContactAggregated | WLDFR | HFTD - Distribution - Tier 3 - 5QU CoRE ¦ 1QU LoRE | Red Flag Warning - Catastrophic Fires | Vegetation Contact | Aggregated | 2052 | 1.7169e-06 | 1430.0123 | 0.0024552 | 2052 | Mitigation | 0.95 | 45 | 0 | esc | 0.00097009 | 1.6656e-09 | 0.00097009 | 1.6656e-09 | 0.03594 | 2.3141e-06 | 0.014004 | 1.5823e-10
[120 empty] | 7.3.3.17.5 (Remote Grid) Updates to grid topology to minimize risk of ignition in HFTDs Remote GridWLDFRVegetation ContactAggregated | WLDFR | HFTD - Distribution - Tier 3 - 5QU CoRE ¦ 1QU LoRE | Red Flag Warning - Catastrophic Fires | Vegetation Contact | Aggregated | 2053 | 1.7169e-06 | 1430.0123 | 0.0024552 | 2053 | Mitigation | 0.95 | 45 | 0 | esc | 0.00097009 | 1.6656e-09 | 0.00097009 | 1.6656e-09 | 0.03594 | 2.3141e-06 | 0.014004 | 1.5823e-10
[120 empty] | 7.3.3.17.5 (Remote Grid) Updates to grid topology to minimize risk of ignition in HFTDs Remote GridWLDFRVegetation ContactAggregated | WLDFR | HFTD - Distribution - Tier 3 - 5QU CoRE ¦ 1QU LoRE | Red Flag Warning - Catastrophic Fires | Vegetation Contact | Aggregated | 2054 | 1.7169e-06 | 1430.0123 | 0.0024552 | 2054 | Mitigation | 0.95 | 45 | 0 | esc | 0.00097009 | 1.6656e-09 | 0.00097009 | 1.6656e-09 | 0.03594 | 2.3141e-06 | 0.014004 | 1.5823e-10
[120 empty] | 7.3.3.17.5 (Remote Grid) Updates to grid topology to minimize risk of ignition in HFTDs Remote GridWLDFRVegetation ContactAggregated | WLDFR | HFTD - Distribution - Tier 3 - 5QU CoRE ¦ 1QU LoRE | Red Flag Warning - Catastrophic Fires | Vegetation Contact | Aggregated | 2055 | 1.7169e-06 | 1430.0123 | 0.0024552 | 2055 | Mitigation | 0.95 | 45 | 0 | esc | 0.00097009 | 1.6656e-09 | 0.00097009 | 1.6656e-09 | 0.03594 | 2.3141e-06 | 0.014004 | 1.5823e-10
[120 empty] | 7.3.3.17.5 (Remote Grid) Updates to grid topology to minimize risk of ignition in HFTDs Remote GridWLDFRVegetation ContactAggregated | WLDFR | HFTD - Distribution - Tier 3 - 5QU CoRE ¦ 1QU LoRE | Red Flag Warning - Catastrophic Fires | Vegetation Contact | Aggregated | 2056 | 1.7169e-06 | 1430.0123 | 0.0024552 | 2056 | Mitigation | 0.95 | 45 | 0 | esc | 0.00097009 | 1.6656e-09 | 0.00097009 | 1.6656e-09 | 0.03594 | 2.3141e-06 | 0.014004 | 1.5823e-10
[120 empty] | 7.3.3.17.5 (Remote Grid) Updates to grid topology to minimize risk of ignition in HFTDs Remote GridWLDFRVegetation ContactAggregated | WLDFR | HFTD - Distribution - Tier 3 - 5QU CoRE ¦ 1QU LoRE | Red Flag Warning - Catastrophic Fires | Vegetation Contact | Aggregated | 2057 | 1.7169e-06 | 1430.0123 | 0.0024552 | 2057 | Mitigation | 0.95 | 45 | 0 | esc | 0.00097009 | 1.6656e-09 | 0.00097009 | 1.6656e-09 | 0.03594 | 2.3141e-06 | 0.014004 | 1.5823e-10
[120 empty] | 7.3.3.17.5 (Remote Grid) Updates to grid topology to minimize risk of ignition in HFTDs Remote GridWLDFRVegetation ContactAggregated | WLDFR | HFTD - Distribution - Tier 3 - 5QU CoRE ¦ 1QU LoRE | Red Flag Warning - Catastrophic Fires | Vegetation Contact | Aggregated | 2058 | 1.7169e-06 | 1430.0123 | 0.0024552 | 2058 | Mitigation | 0.95 | 45 | 0 | esc | 0.00097009 | 1.6656e-09 | 0.00097009 | 1.6656e-09 | 0.03594 | 2.3141e-06 | 0.014004 | 1.5823e-10
[120 empty] | 7.3.3.17.5 (Remote Grid) Updates to grid topology to minimize risk of ignition in HFTDs Remote GridWLDFRVegetation ContactAggregated | WLDFR | HFTD - Distribution - Tier 3 - 5QU CoRE ¦ 1QU LoRE | Red Flag Warning - Catastrophic Fires | Vegetation Contact | Aggregated | 2059 | 1.7169e-06 | 1430.0123 | 0.0024552 | 2059 | Mitigation | 0.95 | 45 | 0 | esc | 0.00097009 | 1.6656e-09 | 0.00097009 | 1.6656e-09 | 0.03594 | 2.3141e-06 | 0.014004 | 1.5823e-10
[120 empty] | 7.3.3.17.5 (Remote Grid) Updates to grid topology to minimize risk of ignition in HFTDs Remote GridWLDFRVegetation ContactAggregated | WLDFR | HFTD - Distribution - Tier 3 - 5QU CoRE ¦ 1QU LoRE | Red Flag Warning - Catastrophic Fires | Vegetation Contact | Aggregated | 2060 | 1.7169e-06 | 1430.0123 | 0.0024552 | 2060 | Mitigation | 0.95 | 45 | 0 | esc | 0.00097009 | 1.6656e-09 | 0.00097009 | 1.6656e-09 | 0 | 0 | 0.014004 | 1.5823e-10
[120 empty] | 7.3.3.17.5 (Remote Grid) Updates to grid topology to minimize risk of ignition in HFTDs Remote GridWLDFRVegetation ContactAggregated | WLDFR | HFTD - Distribution - Tier 3 - 5QU CoRE ¦ 1QU LoRE | Red Flag Warning - Catastrophic Fires | Vegetation Contact | Aggregated | 2061 | 1.7169e-06 | 1430.0123 | 0.0024552 | 2061 | Mitigation | 0.95 | 45 | 0 | esc | 0.00097009 | 1.6656e-09 | 0.00097009 | 1.6656e-09 | 0.03594 | 1.7466e-08 | 0.014004 | 1.5823e-10
[120 empty] | 7.3.3.17.5 (Remote Grid) Updates to grid topology to minimize risk of ignition in HFTDs Remote GridWLDFRVegetation ContactAggregated | WLDFR | HFTD - Distribution - Tier 3 - 5QU CoRE ¦ 1QU LoRE | Red Flag Warning - Catastrophic Fires | Vegetation Contact | Aggregated | 2062 | 1.7169e-06 | 1430.0123 | 0.0024552 | 2062 | Mitigation | 0.95 | 45 | 0 | esc | 0.00097009 | 1.6656e-09 | 0.00097009 | 1.6656e-09 | 0.03594 | 1.7466e-08 | 0.014004 | 1.5823e-10
[120 empty] | 7.3.3.17.5 (Remote Grid) Updates to grid topology to minimize risk of ignition in HFTDs Remote GridWLDFRVegetation ContactAggregated | WLDFR | HFTD - Distribution - Tier 3 - 5QU CoRE ¦ 1QU LoRE | Red Flag Warning - Catastrophic Fires | Vegetation Contact | Aggregated | 2063 | 1.7169e-06 | 1430.0123 | 0.0024552 | 2063 | Mitigation | 0.95 | 45 | 0 | esc | 0.00097009 | 1.6656e-09 | 0.00097009 | 1.6656e-09 | 0.03594 | 1.7466e-08 | 0.014004 | 1.5823e-10
[120 empty] | 7.3.3.17.5 (Remote Grid) Updates to grid topology to minimize risk of ignition in HFTDs Remote GridWLDFRVegetation ContactAggregated | WLDFR | HFTD - Distribution - Tier 3 - 5QU CoRE ¦ 1QU LoRE | Red Flag Warning - Catastrophic Fires | Vegetation Contact | Aggregated | 2064 | 1.7169e-06 | 1430.0123 | 0.0024552 | 2064 | Mitigation | 0.95 | 45 | 0 | esc | 0.00097009 | 1.6656e-09 | 0.00097009 | 1.6656e-09 | 0.03594 | 1.7466e-08 | 0.014004 | 1.5823e-10
[120 empty] | 7.3.3.17.5 (Remote Grid) Updates to grid topology to minimize risk of ignition in HFTDs Remote GridWLDFRVegetation ContactAggregated | WLDFR | HFTD - Distribution - Tier 3 - 5QU CoRE ¦ 1QU LoRE | Red Flag Warning - Catastrophic Fires | Vegetation Contact | Aggregated | 2065 | 1.7169e-06 | 1430.0123 | 0.0024552 | 2065 | Mitigation | 0.95 | 45 | 0 | esc | 0.00097009 | 1.6656e-09 | 0.00097009 | 1.6656e-09 | 0.03594 | 1.7466e-08 | 0.014004 | 1.5823e-10
[120 empty] | 7.3.3.17.5 (Remote Grid) Updates to grid topology to minimize risk of ignition in HFTDs Remote GridWLDFRVegetation ContactAggregated | WLDFR | HFTD - Distribution - Tier 3 - 5QU CoRE ¦ 1QU LoRE | Red Flag Warning - Catastrophic Fires | Vegetation Contact | Aggregated | 2066 | 1.7169e-06 | 1430.0123 | 0.0024552 | 2066 | Mitigation | 0.95 | 45 | 0 | esc | 0.00097009 | 1.6656e-09 | 0.00097009 | 1.6656e-09 | 0.03594 | 1.7466e-08 | 0.014004 | 1.5823e-10
[120 empty] | 7.3.3.17.5 (Remote Grid) Updates to grid topology to minimize risk of ignition in HFTDs Remote GridWLDFRVegetation ContactAggregated | WLDFR | HFTD - Distribution - Tier 3 - 5QU CoRE ¦ 1QU LoRE | Red Flag Warning - Catastrophic Fires | Vegetation Contact | Aggregated | 2067 | 1.7169e-06 | 1430.0123 | 0.0024552 | 2067 | Mitigation | 0.95 | 45 | 0 | esc | 0 | 0 | 0.00097009 | 1.6656e-09 | 0.03594 | 1.7466e-08 | 0.014004 | 1.5823e-10
[120 empty] | 7.3.3.17.5 (Remote Grid) Updates to grid topology to minimize risk of ignition in HFTDs Remote GridWLDFREquipment / facility failureAggregated | WLDFR | HFTD - Distribution - Tier 3 - 5QU CoRE ¦ 1QU LoRE | Red Flag Warning - Destructive Fires | Equipment / facility failure | Aggregated | 2022 | 1.4666e-07 | 1430.0123 | 0.00020972 | 2022 | Mitigation | 0.95 | 45 | 0 | esc | 0.00097009 | 1.4227e-10 | 0 | 0 | 0.03594 | 1.7466e-08 | 0.014004 | 1.5823e-10
[120 empty] | 7.3.3.17.5 (Remote Grid) Updates to grid topology to minimize risk of ignition in HFTDs Remote GridWLDFREquipment / facility failureAggregated | WLDFR | HFTD - Distribution - Tier 3 - 5QU CoRE ¦ 1QU LoRE | Red Flag Warning - Destructive Fires | Equipment / facility failure | Aggregated | 2023 | 1.4666e-07 | 1430.0123 | 0.00020972 | 2023 | Mitigation | 0.95 | 45 | 0 | esc | 0.00097009 | 1.4227e-10 | 0.00097009 | 1.4227e-10 | 0.03594 | 1.7466e-08 | 0.014004 | 1.5823e-10
[120 empty] | 7.3.3.17.5 (Remote Grid) Updates to grid topology to minimize risk of ignition in HFTDs Remote GridWLDFREquipment / facility failureAggregated | WLDFR | HFTD - Distribution - Tier 3 - 5QU CoRE ¦ 1QU LoRE | Red Flag Warning - Destructive Fires | Equipment / facility failure | Aggregated | 2024 | 1.4666e-07 | 1430.0123 | 0.00020972 | 2024 | Mitigation | 0.95 | 45 | 0 | esc | 0.00097009 | 1.4227e-10 | 0.00097009 | 1.4227e-10 | 0.03594 | 1.7466e-08 | 0 | 0
[120 empty] | 7.3.3.17.5 (Remote Grid) Updates to grid topology to minimize risk of ignition in HFTDs Remote GridWLDFREquipment / facility failureAggregated | WLDFR | HFTD - Distribution - Tier 3 - 5QU CoRE ¦ 1QU LoRE | Red Flag Warning - Destructive Fires | Equipment / facility failure | Aggregated | 2025 | 1.4666e-07 | 1430.0123 | 0.00020972 | 2025 | Mitigation | 0.95 | 45 | 0 | esc | 0.00097009 | 1.4227e-10 | 0.00097009 | 1.4227e-10 | 0.03594 | 1.7466e-08 | 0 | 0
[120 empty] | 7.3.3.17.5 (Remote Grid) Updates to grid topology to minimize risk of ignition in HFTDs Remote GridWLDFREquipment / facility failureAggregated | WLDFR | HFTD - Distribution - Tier 3 - 5QU CoRE ¦ 1QU LoRE | Red Flag Warning - Destructive Fires | Equipment / facility failure | Aggregated | 2026 | 1.4666e-07 | 1430.0123 | 0.00020972 | 2026 | Mitigation | 0.95 | 45 | 0 | esc | 0.00097009 | 1.4227e-10 | 0.00097009 | 1.4227e-10 | 0.03594 | 1.7466e-08 | 0.012777 | 5.4562e-11
[120 empty] | 7.3.3.17.5 (Remote Grid) Updates to grid topology to minimize risk of ignition in HFTDs Remote GridWLDFREquipment / facility failureAggregated | WLDFR | HFTD - Distribution - Tier 3 - 5QU CoRE ¦ 1QU LoRE | Red Flag Warning - Destructive Fires | Equipment / facility failure | Aggregated | 2027 | 1.4666e-07 | 1430.0123 | 0.00020972 | 2027 | Mitigation | 0.95 | 45 | 0 | esc | 0.00097009 | 1.4227e-10 | 0.00097009 | 1.4227e-10 | 0.03594 | 1.7466e-08 | 0.012777 | 5.4562e-11
[120 empty] | 7.3.3.17.5 (Remote Grid) Updates to grid topology to minimize risk of ignition in HFTDs Remote GridWLDFREquipment / facility failureAggregated | WLDFR | HFTD - Distribution - Tier 3 - 5QU CoRE ¦ 1QU LoRE | Red Flag Warning - Destructive Fires | Equipment / facility failure | Aggregated | 2028 | 1.4666e-07 | 1430.0123 | 0.00020972 | 2028 | Mitigation | 0.95 | 45 | 0 | esc | 0.00097009 | 1.4227e-10 | 0.00097009 | 1.4227e-10 | 0.03594 | 1.7466e-08 | 0.012777 | 5.4562e-11
[120 empty] | 7.3.3.17.5 (Remote Grid) Updates to grid topology to minimize risk of ignition in HFTDs Remote GridWLDFREquipment / facility failureAggregated | WLDFR | HFTD - Distribution - Tier 3 - 5QU CoRE ¦ 1QU LoRE | Red Flag Warning - Destructive Fires | Equipment / facility failure | Aggregated | 2029 | 1.4666e-07 | 1430.0123 | 0.00020972 | 2029 | Mitigation | 0.95 | 45 | 0 | esc | 0.00097009 | 1.4227e-10 | 0.00097009 | 1.4227e-10 | 0.03594 | 1.7466e-08 | 0.012777 | 5.4562e-11
[120 empty] | 7.3.3.17.5 (Remote Grid) Updates to grid topology to minimize risk of ignition in HFTDs Remote GridWLDFREquipment / facility failureAggregated | WLDFR | HFTD - Distribution - Tier 3 - 5QU CoRE ¦ 1QU LoRE | Red Flag Warning - Destructive Fires | Equipment / facility failure | Aggregated | 2030 | 1.4666e-07 | 1430.0123 | 0.00020972 | 2030 | Mitigation | 0.95 | 45 | 0 | esc | 0.00097009 | 1.4227e-10 | 0.00097009 | 1.4227e-10 | 0.03594 | 1.7466e-08 | 0.012777 | 5.4562e-11
[120 empty] | 7.3.3.17.5 (Remote Grid) Updates to grid topology to minimize risk of ignition in HFTDs Remote GridWLDFREquipment / facility failureAggregated | WLDFR | HFTD - Distribution - Tier 3 - 5QU CoRE ¦ 1QU LoRE | Red Flag Warning - Destructive Fires | Equipment / facility failure | Aggregated | 2031 | 1.4666e-07 | 1430.0123 | 0.00020972 | 2031 | Mitigation | 0.95 | 45 | 0 | esc | 0.00097009 | 1.4227e-10 | 0.00097009 | 1.4227e-10 | 0.03594 | 1.7466e-08 | 0.012777 | 5.4562e-11
[120 empty] | 7.3.3.17.5 (Remote Grid) Updates to grid topology to minimize risk of ignition in HFTDs Remote GridWLDFREquipment / facility failureAggregated | WLDFR | HFTD - Distribution - Tier 3 - 5QU CoRE ¦ 1QU LoRE | Red Flag Warning - Destructive Fires | Equipment / facility failure | Aggregated | 2032 | 1.4666e-07 | 1430.0123 | 0.00020972 | 2032 | Mitigation | 0.95 | 45 | 0 | esc | 0.00097009 | 1.4227e-10 | 0.00097009 | 1.4227e-10 | 0.03594 | 1.7466e-08 | 0.012777 | 5.4562e-11
[120 empty] | 7.3.3.17.5 (Remote Grid) Updates to grid topology to minimize risk of ignition in HFTDs Remote GridWLDFREquipment / facility failureAggregated | WLDFR | HFTD - Distribution - Tier 3 - 5QU CoRE ¦ 1QU LoRE | Red Flag Warning - Destructive Fires | Equipment / facility failure | Aggregated | 2033 | 1.4666e-07 | 1430.0123 | 0.00020972 | 2033 | Mitigation | 0.95 | 45 | 0 | esc | 0.00097009 | 1.4227e-10 | 0.00097009 | 1.4227e-10 | 0.03594 | 1.7466e-08 | 0.012777 | 5.4562e-11
[120 empty] | 7.3.3.17.5 (Remote Grid) Updates to grid topology to minimize risk of ignition in HFTDs Remote GridWLDFREquipment / facility failureAggregated | WLDFR | HFTD - Distribution - Tier 3 - 5QU CoRE ¦ 1QU LoRE | Red Flag Warning - Destructive Fires | Equipment / facility failure | Aggregated | 2034 | 1.4666e-07 | 1430.0123 | 0.00020972 | 2034 | Mitigation | 0.95 | 45 | 0 | esc | 0.00097009 | 1.4227e-10 | 0.00097009 | 1.4227e-10 | 0.03594 | 1.7466e-08 | 0.012777 | 5.4562e-11
[120 empty] | 7.3.3.17.5 (Remote Grid) Updates to grid topology to minimize risk of ignition in HFTDs Remote GridWLDFREquipment / facility failureAggregated | WLDFR | HFTD - Distribution - Tier 3 - 5QU CoRE ¦ 1QU LoRE | Red Flag Warning - Destructive Fires | Equipment / facility failure | Aggregated | 2035 | 1.4666e-07 | 1430.0123 | 0.00020972 | 2035 | Mitigation | 0.95 | 45 | 0 | esc | 0.00097009 | 1.4227e-10 | 0.00097009 | 1.4227e-10 | 0.03594 | 1.7466e-08 | 0.012777 | 5.4562e-11
[120 empty] | 7.3.3.17.5 (Remote Grid) Updates to grid topology to minimize risk of ignition in HFTDs Remote GridWLDFREquipment / facility failureAggregated | WLDFR | HFTD - Distribution - Tier 3 - 5QU CoRE ¦ 1QU LoRE | Red Flag Warning - Destructive Fires | Equipment / facility failure | Aggregated | 2036 | 1.4666e-07 | 1430.0123 | 0.00020972 | 2036 | Mitigation | 0.95 | 45 | 0 | esc | 0.00097009 | 1.4227e-10 | 0.00097009 | 1.4227e-10 | 0.03594 | 1.7466e-08 | 0.012777 | 5.4562e-11
[120 empty] | 7.3.3.17.5 (Remote Grid) Updates to grid topology to minimize risk of ignition in HFTDs Remote GridWLDFREquipment / facility failureAggregated | WLDFR | HFTD - Distribution - Tier 3 - 5QU CoRE ¦ 1QU LoRE | Red Flag Warning - Destructive Fires | Equipment / facility failure | Aggregated | 2037 | 1.4666e-07 | 1430.0123 | 0.00020972 | 2037 | Mitigation | 0.95 | 45 | 0 | esc | 0.00097009 | 1.4227e-10 | 0.00097009 | 1.4227e-10 | 0.03594 | 1.7466e-08 | 0.012777 | 5.4562e-11
[120 empty] | 7.3.3.17.5 (Remote Grid) Updates to grid topology to minimize risk of ignition in HFTDs Remote GridWLDFREquipment / facility failureAggregated | WLDFR | HFTD - Distribution - Tier 3 - 5QU CoRE ¦ 1QU LoRE | Red Flag Warning - Destructive Fires | Equipment / facility failure | Aggregated | 2038 | 1.4666e-07 | 1430.0123 | 0.00020972 | 2038 | Mitigation | 0.95 | 45 | 0 | esc | 0.00097009 | 1.4227e-10 | 0.00097009 | 1.4227e-10 | 0.03594 | 1.7466e-08 | 0.012777 | 5.4562e-11
[120 empty] | 7.3.3.17.5 (Remote Grid) Updates to grid topology to minimize risk of ignition in HFTDs Remote GridWLDFREquipment / facility failureAggregated | WLDFR | HFTD - Distribution - Tier 3 - 5QU CoRE ¦ 1QU LoRE | Red Flag Warning - Destructive Fires | Equipment / facility failure | Aggregated | 2039 | 1.4666e-07 | 1430.0123 | 0.00020972 | 2039 | Mitigation | 0.95 | 45 | 0 | esc | 0.00097009 | 1.4227e-10 | 0.00097009 | 1.4227e-10 | 0.03594 | 1.7466e-08 | 0.012777 | 5.4562e-11
[120 empty] | 7.3.3.17.5 (Remote Grid) Updates to grid topology to minimize risk of ignition in HFTDs Remote GridWLDFREquipment / facility failureAggregated | WLDFR | HFTD - Distribution - Tier 3 - 5QU CoRE ¦ 1QU LoRE | Red Flag Warning - Destructive Fires | Equipment / facility failure | Aggregated | 2040 | 1.4666e-07 | 1430.0123 | 0.00020972 | 2040 | Mitigation | 0.95 | 45 | 0 | esc | 0.00097009 | 1.4227e-10 | 0.00097009 | 1.4227e-10 | 0.03594 | 1.7466e-08 | 0.012777 | 5.4562e-11
[120 empty] | 7.3.3.17.5 (Remote Grid) Updates to grid topology to minimize risk of ignition in HFTDs Remote GridWLDFREquipment / facility failureAggregated | WLDFR | HFTD - Distribution - Tier 3 - 5QU CoRE ¦ 1QU LoRE | Red Flag Warning - Destructive Fires | Equipment / facility failure | Aggregated | 2041 | 1.4666e-07 | 1430.0123 | 0.00020972 | 2041 | Mitigation | 0.95 | 45 | 0 | esc | 0.00097009 | 1.4227e-10 | 0.00097009 | 1.4227e-10 | 0.03594 | 1.7466e-08 | 0.012777 | 5.4562e-11
[120 empty] | 7.3.3.17.5 (Remote Grid) Updates to grid topology to minimize risk of ignition in HFTDs Remote GridWLDFREquipment / facility failureAggregated | WLDFR | HFTD - Distribution - Tier 3 - 5QU CoRE ¦ 1QU LoRE | Red Flag Warning - Destructive Fires | Equipment / facility failure | Aggregated | 2042 | 1.4666e-07 | 1430.0123 | 0.00020972 | 2042 | Mitigation | 0.95 | 45 | 0 | esc | 0.00097009 | 1.4227e-10 | 0.00097009 | 1.4227e-10 | 0.03594 | 1.7466e-08 | 0.012777 | 5.4562e-11
[120 empty] | 7.3.3.17.5 (Remote Grid) Updates to grid topology to minimize risk of ignition in HFTDs Remote GridWLDFREquipment / facility failureAggregated | WLDFR | HFTD - Distribution - Tier 3 - 5QU CoRE ¦ 1QU LoRE | Red Flag Warning - Destructive Fires | Equipment / facility failure | Aggregated | 2043 | 1.4666e-07 | 1430.0123 | 0.00020972 | 2043 | Mitigation | 0.95 | 45 | 0 | esc | 0.00097009 | 1.4227e-10 | 0.00097009 | 1.4227e-10 | 0.03594 | 1.7466e-08 | 0.012777 | 5.4562e-11
[120 empty] | 7.3.3.17.5 (Remote Grid) Updates to grid topology to minimize risk of ignition in HFTDs Remote GridWLDFREquipment / facility failureAggregated | WLDFR | HFTD - Distribution - Tier 3 - 5QU CoRE ¦ 1QU LoRE | Red Flag Warning - Destructive Fires | Equipment / facility failure | Aggregated | 2044 | 1.4666e-07 | 1430.0123 | 0.00020972 | 2044 | Mitigation | 0.95 | 45 | 0 | esc | 0.00097009 | 1.4227e-10 | 0.00097009 | 1.4227e-10 | 0.03594 | 1.7466e-08 | 0.012777 | 5.4562e-11
[120 empty] | 7.3.3.17.5 (Remote Grid) Updates to grid topology to minimize risk of ignition in HFTDs Remote GridWLDFREquipment / facility failureAggregated | WLDFR | HFTD - Distribution - Tier 3 - 5QU CoRE ¦ 1QU LoRE | Red Flag Warning - Destructive Fires | Equipment / facility failure | Aggregated | 2045 | 1.4666e-07 | 1430.0123 | 0.00020972 | 2045 | Mitigation | 0.95 | 45 | 0 | esc | 0.00097009 | 1.4227e-10 | 0.00097009 | 1.4227e-10 | 0.03594 | 1.7466e-08 | 0.012777 | 5.4562e-11
[120 empty] | 7.3.3.17.5 (Remote Grid) Updates to grid topology to minimize risk of ignition in HFTDs Remote GridWLDFREquipment / facility failureAggregated | WLDFR | HFTD - Distribution - Tier 3 - 5QU CoRE ¦ 1QU LoRE | Red Flag Warning - Destructive Fires | Equipment / facility failure | Aggregated | 2046 | 1.4666e-07 | 1430.0123 | 0.00020972 | 2046 | Mitigation | 0.95 | 45 | 0 | esc | 0.00097009 | 1.4227e-10 | 0.00097009 | 1.4227e-10 | 0.03594 | 1.7466e-08 | 0.012777 | 5.4562e-11
[120 empty] | 7.3.3.17.5 (Remote Grid) Updates to grid topology to minimize risk of ignition in HFTDs Remote GridWLDFREquipment / facility failureAggregated | WLDFR | HFTD - Distribution - Tier 3 - 5QU CoRE ¦ 1QU LoRE | Red Flag Warning - Destructive Fires | Equipment / facility failure | Aggregated | 2047 | 1.4666e-07 | 1430.0123 | 0.00020972 | 2047 | Mitigation | 0.95 | 45 | 0 | esc | 0.00097009 | 1.4227e-10 | 0.00097009 | 1.4227e-10 | 0.03594 | 1.7466e-08 | 0.012777 | 5.4562e-11
[120 empty] | 7.3.3.17.5 (Remote Grid) Updates to grid topology to minimize risk of ignition in HFTDs Remote GridWLDFREquipment / facility failureAggregated | WLDFR | HFTD - Distribution - Tier 3 - 5QU CoRE ¦ 1QU LoRE | Red Flag Warning - Destructive Fires | Equipment / facility failure | Aggregated | 2048 | 1.4666e-07 | 1430.0123 | 0.00020972 | 2048 | Mitigation | 0.95 | 45 | 0 | esc | 0.00097009 | 1.4227e-10 | 0.00097009 | 1.4227e-10 | 0.03594 | 1.7466e-08 | 0.012777 | 5.4562e-11
[120 empty] | 7.3.3.17.5 (Remote Grid) Updates to grid topology to minimize risk of ignition in HFTDs Remote GridWLDFREquipment / facility failureAggregated | WLDFR | HFTD - Distribution - Tier 3 - 5QU CoRE ¦ 1QU LoRE | Red Flag Warning - Destructive Fires | Equipment / facility failure | Aggregated | 2049 | 1.4666e-07 | 1430.0123 | 0.00020972 | 2049 | Mitigation | 0.95 | 45 | 0 | esc | 0.00097009 | 1.4227e-10 | 0.00097009 | 1.4227e-10 | 0.03594 | 1.7466e-08 | 0.012777 | 5.4562e-11
[120 empty] | 7.3.3.17.5 (Remote Grid) Updates to grid topology to minimize risk of ignition in HFTDs Remote GridWLDFREquipment / facility failureAggregated | WLDFR | HFTD - Distribution - Tier 3 - 5QU CoRE ¦ 1QU LoRE | Red Flag Warning - Destructive Fires | Equipment / facility failure | Aggregated | 2050 | 1.4666e-07 | 1430.0123 | 0.00020972 | 2050 | Mitigation | 0.95 | 45 | 0 | esc | 0.00097009 | 1.4227e-10 | 0.00097009 | 1.4227e-10 | 0.03594 | 1.7466e-08 | 0.012777 | 5.4562e-11
[120 empty] | 7.3.3.17.5 (Remote Grid) Updates to grid topology to minimize risk of ignition in HFTDs Remote GridWLDFREquipment / facility failureAggregated | WLDFR | HFTD - Distribution - Tier 3 - 5QU CoRE ¦ 1QU LoRE | Red Flag Warning - Destructive Fires | Equipment / facility failure | Aggregated | 2051 | 1.4666e-07 | 1430.0123 | 0.00020972 | 2051 | Mitigation | 0.95 | 45 | 0 | esc | 0.00097009 | 1.4227e-10 | 0.00097009 | 1.4227e-10 | 0.03594 | 1.7466e-08 | 0.012777 | 5.4562e-11
[120 empty] | 7.3.3.17.5 (Remote Grid) Updates to grid topology to minimize risk of ignition in HFTDs Remote GridWLDFREquipment / facility failureAggregated | WLDFR | HFTD - Distribution - Tier 3 - 5QU CoRE ¦ 1QU LoRE | Red Flag Warning - Destructive Fires | Equipment / facility failure | Aggregated | 2052 | 1.4666e-07 | 1430.0123 | 0.00020972 | 2052 | Mitigation | 0.95 | 45 | 0 | esc | 0.00097009 | 1.4227e-10 | 0.00097009 | 1.4227e-10 | 0.03594 | 1.7466e-08 | 0.012777 | 5.4562e-11
[120 empty] | 7.3.3.17.5 (Remote Grid) Updates to grid topology to minimize risk of ignition in HFTDs Remote GridWLDFREquipment / facility failureAggregated | WLDFR | HFTD - Distribution - Tier 3 - 5QU CoRE ¦ 1QU LoRE | Red Flag Warning - Destructive Fires | Equipment / facility failure | Aggregated | 2053 | 1.4666e-07 | 1430.0123 | 0.00020972 | 2053 | Mitigation | 0.95 | 45 | 0 | esc | 0.00097009 | 1.4227e-10 | 0.00097009 | 1.4227e-10 | 0.03594 | 1.7466e-08 | 0.012777 | 5.4562e-11
[120 empty] | 7.3.3.17.5 (Remote Grid) Updates to grid topology to minimize risk of ignition in HFTDs Remote GridWLDFREquipment / facility failureAggregated | WLDFR | HFTD - Distribution - Tier 3 - 5QU CoRE ¦ 1QU LoRE | Red Flag Warning - Destructive Fires | Equipment / facility failure | Aggregated | 2054 | 1.4666e-07 | 1430.0123 | 0.00020972 | 2054 | Mitigation | 0.95 | 45 | 0 | esc | 0.00097009 | 1.4227e-10 | 0.00097009 | 1.4227e-10 | 0.03594 | 1.7466e-08 | 0.012777 | 5.4562e-11
[120 empty] | 7.3.3.17.5 (Remote Grid) Updates to grid topology to minimize risk of ignition in HFTDs Remote GridWLDFREquipment / facility failureAggregated | WLDFR | HFTD - Distribution - Tier 3 - 5QU CoRE ¦ 1QU LoRE | Red Flag Warning - Destructive Fires | Equipment / facility failure | Aggregated | 2055 | 1.4666e-07 | 1430.0123 | 0.00020972 | 2055 | Mitigation | 0.95 | 45 | 0 | esc | 0.00097009 | 1.4227e-10 | 0.00097009 | 1.4227e-10 | 0.03594 | 1.7466e-08 | 0.012777 | 5.4562e-11
[120 empty] | 7.3.3.17.5 (Remote Grid) Updates to grid topology to minimize risk of ignition in HFTDs Remote GridWLDFREquipment / facility failureAggregated | WLDFR | HFTD - Distribution - Tier 3 - 5QU CoRE ¦ 1QU LoRE | Red Flag Warning - Destructive Fires | Equipment / facility failure | Aggregated | 2056 | 1.4666e-07 | 1430.0123 | 0.00020972 | 2056 | Mitigation | 0.95 | 45 | 0 | esc | 0.00097009 | 1.4227e-10 | 0.00097009 | 1.4227e-10 | 0.03594 | 1.7466e-08 | 0 | 0
[120 empty] | 7.3.3.17.5 (Remote Grid) Updates to grid topology to minimize risk of ignition in HFTDs Remote GridWLDFREquipment / facility failureAggregated | WLDFR | HFTD - Distribution - Tier 3 - 5QU CoRE ¦ 1QU LoRE | Red Flag Warning - Destructive Fires | Equipment / facility failure | Aggregated | 2057 | 1.4666e-07 | 1430.0123 | 0.00020972 | 2057 | Mitigation | 0.95 | 45 | 0 | esc | 0.00097009 | 1.4227e-10 | 0.00097009 | 1.4227e-10 | 0.03594 | 1.7466e-08 | 0 | 0
[120 empty] | 7.3.3.17.5 (Remote Grid) Updates to grid topology to minimize risk of ignition in HFTDs Remote GridWLDFREquipment / facility failureAggregated | WLDFR | HFTD - Distribution - Tier 3 - 5QU CoRE ¦ 1QU LoRE | Red Flag Warning - Destructive Fires | Equipment / facility failure | Aggregated | 2058 | 1.4666e-07 | 1430.0123 | 0.00020972 | 2058 | Mitigation | 0.95 | 45 | 0 | esc | 0.00097009 | 1.4227e-10 | 0.00097009 | 1.4227e-10 | 0.03594 | 1.7466e-08 | 0.012705 | 6.6567e-11
[120 empty] | 7.3.3.17.5 (Remote Grid) Updates to grid topology to minimize risk of ignition in HFTDs Remote GridWLDFREquipment / facility failureAggregated | WLDFR | HFTD - Distribution - Tier 3 - 5QU CoRE ¦ 1QU LoRE | Red Flag Warning - Destructive Fires | Equipment / facility failure | Aggregated | 2059 | 1.4666e-07 | 1430.0123 | 0.00020972 | 2059 | Mitigation | 0.95 | 45 | 0 | esc | 0.00097009 | 1.4227e-10 | 0.00097009 | 1.4227e-10 | 0.03594 | 1.7466e-08 | 0.012705 | 6.6567e-11
[120 empty] | 7.3.3.17.5 (Remote Grid) Updates to grid topology to minimize risk of ignition in HFTDs Remote GridWLDFREquipment / facility failureAggregated | WLDFR | HFTD - Distribution - Tier 3 - 5QU CoRE ¦ 1QU LoRE | Red Flag Warning - Destructive Fires | Equipment / facility failure | Aggregated | 2060 | 1.4666e-07 | 1430.0123 | 0.00020972 | 2060 | Mitigation | 0.95 | 45 | 0 | esc | 0.00097009 | 1.4227e-10 | 0.00097009 | 1.4227e-10 | 0.03594 | 1.7466e-08 | 0.012705 | 6.6567e-11
[120 empty] | 7.3.3.17.5 (Remote Grid) Updates to grid topology to minimize risk of ignition in HFTDs Remote GridWLDFREquipment / facility failureAggregated | WLDFR | HFTD - Distribution - Tier 3 - 5QU CoRE ¦ 1QU LoRE | Red Flag Warning - Destructive Fires | Equipment / facility failure | Aggregated | 2061 | 1.4666e-07 | 1430.0123 | 0.00020972 | 2061 | Mitigation | 0.95 | 45 | 0 | esc | 0.00097009 | 1.4227e-10 | 0.00097009 | 1.4227e-10 | 0.03594 | 1.7466e-08 | 0.012705 | 6.6567e-11
[120 empty] | 7.3.3.17.5 (Remote Grid) Updates to grid topology to minimize risk of ignition in HFTDs Remote GridWLDFREquipment / facility failureAggregated | WLDFR | HFTD - Distribution - Tier 3 - 5QU CoRE ¦ 1QU LoRE | Red Flag Warning - Destructive Fires | Equipment / facility failure | Aggregated | 2062 | 1.4666e-07 | 1430.0123 | 0.00020972 | 2062 | Mitigation | 0.95 | 45 | 0 | esc | 0.00097009 | 1.4227e-10 | 0.00097009 | 1.4227e-10 | 0.03594 | 1.7466e-08 | 0.012705 | 6.6567e-11
[120 empty] | 7.3.3.17.5 (Remote Grid) Updates to grid topology to minimize risk of ignition in HFTDs Remote GridWLDFREquipment / facility failureAggregated | WLDFR | HFTD - Distribution - Tier 3 - 5QU CoRE ¦ 1QU LoRE | Red Flag Warning - Destructive Fires | Equipment / facility failure | Aggregated | 2063 | 1.4666e-07 | 1430.0123 | 0.00020972 | 2063 | Mitigation | 0.95 | 45 | 0 | esc | 0.00097009 | 1.4227e-10 | 0.00097009 | 1.4227e-10 | 0.03594 | 1.7466e-08 | 0.012705 | 6.6567e-11
[120 empty] | 7.3.3.17.5 (Remote Grid) Updates to grid topology to minimize risk of ignition in HFTDs Remote GridWLDFREquipment / facility failureAggregated | WLDFR | HFTD - Distribution - Tier 3 - 5QU CoRE ¦ 1QU LoRE | Red Flag Warning - Destructive Fires | Equipment / facility failure | Aggregated | 2064 | 1.4666e-07 | 1430.0123 | 0.00020972 | 2064 | Mitigation | 0.95 | 45 | 0 | esc | 0.00097009 | 1.4227e-10 | 0.00097009 | 1.4227e-10 | 0 | 0 | 0.012705 | 6.6567e-11
[120 empty] | 7.3.3.17.5 (Remote Grid) Updates to grid topology to minimize risk of ignition in HFTDs Remote GridWLDFREquipment / facility failureAggregated | WLDFR | HFTD - Distribution - Tier 3 - 5QU CoRE ¦ 1QU LoRE | Red Flag Warning - Destructive Fires | Equipment / facility failure | Aggregated | 2065 | 1.4666e-07 | 1430.0123 | 0.00020972 | 2065 | Mitigation | 0.95 | 45 | 0 | esc | 0.00097009 | 1.4227e-10 | 0.00097009 | 1.4227e-10 | 0.03594 | 1.0074e-07 | 0.012705 | 6.6567e-11
[120 empty] | 7.3.3.17.5 (Remote Grid) Updates to grid topology to minimize risk of ignition in HFTDs Remote GridWLDFREquipment / facility failureAggregated | WLDFR | HFTD - Distribution - Tier 3 - 5QU CoRE ¦ 1QU LoRE | Red Flag Warning - Destructive Fires | Equipment / facility failure | Aggregated | 2066 | 1.4666e-07 | 1430.0123 | 0.00020972 | 2066 | Mitigation | 0.95 | 45 | 0 | esc | 0.00097009 | 1.4227e-10 | 0.00097009 | 1.4227e-10 | 0.03594 | 1.0074e-07 | 0.012705 | 6.6567e-11
[120 empty] | 7.3.3.17.5 (Remote Grid) Updates to grid topology to minimize risk of ignition in HFTDs Remote GridWLDFREquipment / facility failureAggregated | WLDFR | HFTD - Distribution - Tier 3 - 5QU CoRE ¦ 1QU LoRE | Red Flag Warning - Destructive Fires | Equipment / facility failure | Aggregated | 2067 | 1.4666e-07 | 1430.0123 | 0.00020972 | 2067 | Mitigation | 0.95 | 45 | 0 | esc | 0 | 0 | 0.00097009 | 1.4227e-10 | 0.03594 | 1.0074e-07 | 0.012705 | 6.6567e-11
[120 empty] | 7.3.3.17.5 (Remote Grid) Updates to grid topology to minimize risk of ignition in HFTDs Remote GridWLDFRVegetation ContactAggregated | WLDFR | HFTD - Distribution - Tier 3 - 5QU CoRE ¦ 1QU LoRE | Red Flag Warning - Destructive Fires | Vegetation Contact | Aggregated | 2022 | 2.6367e-07 | 1430.0123 | 0.00037704 | 2022 | Mitigation | 0.95 | 45 | 0 | esc | 0.00097009 | 2.5578e-10 | 0 | 0 | 0.03594 | 1.0074e-07 | 0.012705 | 6.6567e-11
[120 empty] | 7.3.3.17.5 (Remote Grid) Updates to grid topology to minimize risk of ignition in HFTDs Remote GridWLDFRVegetation ContactAggregated | WLDFR | HFTD - Distribution - Tier 3 - 5QU CoRE ¦ 1QU LoRE | Red Flag Warning - Destructive Fires | Vegetation Contact | Aggregated | 2023 | 2.6367e-07 | 1430.0123 | 0.00037704 | 2023 | Mitigation | 0.95 | 45 | 0 | esc | 0.00097009 | 2.5578e-10 | 0.00097009 | 2.5578e-10 | 0.03594 | 1.0074e-07 | 0.012705 | 6.6567e-11
[120 empty] | 7.3.3.17.5 (Remote Grid) Updates to grid topology to minimize risk of ignition in HFTDs Remote GridWLDFRVegetation ContactAggregated | WLDFR | HFTD - Distribution - Tier 3 - 5QU CoRE ¦ 1QU LoRE | Red Flag Warning - Destructive Fires | Vegetation Contact | Aggregated | 2024 | 2.6367e-07 | 1430.0123 | 0.00037704 | 2024 | Mitigation | 0.95 | 45 | 0 | esc | 0.00097009 | 2.5578e-10 | 0.00097009 | 2.5578e-10 | 0.03594 | 1.0074e-07 | 0.012705 | 6.6567e-11
[120 empty] | 7.3.3.17.5 (Remote Grid) Updates to grid topology to minimize risk of ignition in HFTDs Remote GridWLDFRVegetation ContactAggregated | WLDFR | HFTD - Distribution - Tier 3 - 5QU CoRE ¦ 1QU LoRE | Red Flag Warning - Destructive Fires | Vegetation Contact | Aggregated | 2025 | 2.6367e-07 | 1430.0123 | 0.00037704 | 2025 | Mitigation | 0.95 | 45 | 0 | esc | 0.00097009 | 2.5578e-10 | 0.00097009 | 2.5578e-10 | 0.03594 | 1.0074e-07 | 0.012705 | 6.6567e-11
[120 empty] | 7.3.3.17.5 (Remote Grid) Updates to grid topology to minimize risk of ignition in HFTDs Remote GridWLDFRVegetation ContactAggregated | WLDFR | HFTD - Distribution - Tier 3 - 5QU CoRE ¦ 1QU LoRE | Red Flag Warning - Destructive Fires | Vegetation Contact | Aggregated | 2026 | 2.6367e-07 | 1430.0123 | 0.00037704 | 2026 | Mitigation | 0.95 | 45 | 0 | esc | 0.00097009 | 2.5578e-10 | 0.00097009 | 2.5578e-10 | 0.03594 | 1.0074e-07 | 0.012705 | 6.6567e-11
[120 empty] | 7.3.3.17.5 (Remote Grid) Updates to grid topology to minimize risk of ignition in HFTDs Remote GridWLDFRVegetation ContactAggregated | WLDFR | HFTD - Distribution - Tier 3 - 5QU CoRE ¦ 1QU LoRE | Red Flag Warning - Destructive Fires | Vegetation Contact | Aggregated | 2027 | 2.6367e-07 | 1430.0123 | 0.00037704 | 2027 | Mitigation | 0.95 | 45 | 0 | esc | 0.00097009 | 2.5578e-10 | 0.00097009 | 2.5578e-10 | 0.03594 | 1.0074e-07 | 0.012705 | 6.6567e-11
[120 empty] | 7.3.3.17.5 (Remote Grid) Updates to grid topology to minimize risk of ignition in HFTDs Remote GridWLDFRVegetation ContactAggregated | WLDFR | HFTD - Distribution - Tier 3 - 5QU CoRE ¦ 1QU LoRE | Red Flag Warning - Destructive Fires | Vegetation Contact | Aggregated | 2028 | 2.6367e-07 | 1430.0123 | 0.00037704 | 2028 | Mitigation | 0.95 | 45 | 0 | esc | 0.00097009 | 2.5578e-10 | 0.00097009 | 2.5578e-10 | 0.03594 | 1.0074e-07 | 0.012705 | 6.6567e-11
[120 empty] | 7.3.3.17.5 (Remote Grid) Updates to grid topology to minimize risk of ignition in HFTDs Remote GridWLDFRVegetation ContactAggregated | WLDFR | HFTD - Distribution - Tier 3 - 5QU CoRE ¦ 1QU LoRE | Red Flag Warning - Destructive Fires | Vegetation Contact | Aggregated | 2029 | 2.6367e-07 | 1430.0123 | 0.00037704 | 2029 | Mitigation | 0.95 | 45 | 0 | esc | 0.00097009 | 2.5578e-10 | 0.00097009 | 2.5578e-10 | 0.03594 | 1.0074e-07 | 0.012705 | 6.6567e-11
[120 empty] | 7.3.3.17.5 (Remote Grid) Updates to grid topology to minimize risk of ignition in HFTDs Remote GridWLDFRVegetation ContactAggregated | WLDFR | HFTD - Distribution - Tier 3 - 5QU CoRE ¦ 1QU LoRE | Red Flag Warning - Destructive Fires | Vegetation Contact | Aggregated | 2030 | 2.6367e-07 | 1430.0123 | 0.00037704 | 2030 | Mitigation | 0.95 | 45 | 0 | esc | 0.00097009 | 2.5578e-10 | 0.00097009 | 2.5578e-10 | 0.03594 | 1.0074e-07 | 0.012705 | 6.6567e-11
[120 empty] | 7.3.3.17.5 (Remote Grid) Updates to grid topology to minimize risk of ignition in HFTDs Remote GridWLDFRVegetation ContactAggregated | WLDFR | HFTD - Distribution - Tier 3 - 5QU CoRE ¦ 1QU LoRE | Red Flag Warning - Destructive Fires | Vegetation Contact | Aggregated | 2031 | 2.6367e-07 | 1430.0123 | 0.00037704 | 2031 | Mitigation | 0.95 | 45 | 0 | esc | 0.00097009 | 2.5578e-10 | 0.00097009 | 2.5578e-10 | 0.03594 | 1.0074e-07 | 0.012705 | 6.6567e-11
[120 empty] | 7.3.3.17.5 (Remote Grid) Updates to grid topology to minimize risk of ignition in HFTDs Remote GridWLDFRVegetation ContactAggregated | WLDFR | HFTD - Distribution - Tier 3 - 5QU CoRE ¦ 1QU LoRE | Red Flag Warning - Destructive Fires | Vegetation Contact | Aggregated | 2032 | 2.6367e-07 | 1430.0123 | 0.00037704 | 2032 | Mitigation | 0.95 | 45 | 0 | esc | 0.00097009 | 2.5578e-10 | 0.00097009 | 2.5578e-10 | 0.03594 | 1.0074e-07 | 0.012705 | 6.6567e-11
[120 empty] | 7.3.3.17.5 (Remote Grid) Updates to grid topology to minimize risk of ignition in HFTDs Remote GridWLDFRVegetation ContactAggregated | WLDFR | HFTD - Distribution - Tier 3 - 5QU CoRE ¦ 1QU LoRE | Red Flag Warning - Destructive Fires | Vegetation Contact | Aggregated | 2033 | 2.6367e-07 | 1430.0123 | 0.00037704 | 2033 | Mitigation | 0.95 | 45 | 0 | esc | 0.00097009 | 2.5578e-10 | 0.00097009 | 2.5578e-10 | 0.03594 | 1.0074e-07 | 0.012705 | 6.6567e-11
[120 empty] | 7.3.3.17.5 (Remote Grid) Updates to grid topology to minimize risk of ignition in HFTDs Remote GridWLDFRVegetation ContactAggregated | WLDFR | HFTD - Distribution - Tier 3 - 5QU CoRE ¦ 1QU LoRE | Red Flag Warning - Destructive Fires | Vegetation Contact | Aggregated | 2034 | 2.6367e-07 | 1430.0123 | 0.00037704 | 2034 | Mitigation | 0.95 | 45 | 0 | esc | 0.00097009 | 2.5578e-10 | 0.00097009 | 2.5578e-10 | 0.03594 | 1.0074e-07 | 0.012705 | 6.6567e-11
[120 empty] | 7.3.3.17.5 (Remote Grid) Updates to grid topology to minimize risk of ignition in HFTDs Remote GridWLDFRVegetation ContactAggregated | WLDFR | HFTD - Distribution - Tier 3 - 5QU CoRE ¦ 1QU LoRE | Red Flag Warning - Destructive Fires | Vegetation Contact | Aggregated | 2035 | 2.6367e-07 | 1430.0123 | 0.00037704 | 2035 | Mitigation | 0.95 | 45 | 0 | esc | 0.00097009 | 2.5578e-10 | 0.00097009 | 2.5578e-10 | 0.03594 | 1.0074e-07 | 0.012705 | 6.6567e-11
[120 empty] | 7.3.3.17.5 (Remote Grid) Updates to grid topology to minimize risk of ignition in HFTDs Remote GridWLDFRVegetation ContactAggregated | WLDFR | HFTD - Distribution - Tier 3 - 5QU CoRE ¦ 1QU LoRE | Red Flag Warning - Destructive Fires | Vegetation Contact | Aggregated | 2036 | 2.6367e-07 | 1430.0123 | 0.00037704 | 2036 | Mitigation | 0.95 | 45 | 0 | esc | 0.00097009 | 2.5578e-10 | 0.00097009 | 2.5578e-10 | 0.03594 | 1.0074e-07 | 0.012705 | 6.6567e-11
[120 empty] | 7.3.3.17.5 (Remote Grid) Updates to grid topology to minimize risk of ignition in HFTDs Remote GridWLDFRVegetation ContactAggregated | WLDFR | HFTD - Distribution - Tier 3 - 5QU CoRE ¦ 1QU LoRE | Red Flag Warning - Destructive Fires | Vegetation Contact | Aggregated | 2037 | 2.6367e-07 | 1430.0123 | 0.00037704 | 2037 | Mitigation | 0.95 | 45 | 0 | esc | 0.00097009 | 2.5578e-10 | 0.00097009 | 2.5578e-10 | 0.03594 | 1.0074e-07 | 0.012705 | 6.6567e-11
[120 empty] | 7.3.3.17.5 (Remote Grid) Updates to grid topology to minimize risk of ignition in HFTDs Remote GridWLDFRVegetation ContactAggregated | WLDFR | HFTD - Distribution - Tier 3 - 5QU CoRE ¦ 1QU LoRE | Red Flag Warning - Destructive Fires | Vegetation Contact | Aggregated | 2038 | 2.6367e-07 | 1430.0123 | 0.00037704 | 2038 | Mitigation | 0.95 | 45 | 0 | esc | 0.00097009 | 2.5578e-10 | 0.00097009 | 2.5578e-10 | 0.03594 | 1.0074e-07 | 0.012705 | 6.6567e-11
[120 empty] | 7.3.3.17.5 (Remote Grid) Updates to grid topology to minimize risk of ignition in HFTDs Remote GridWLDFRVegetation ContactAggregated | WLDFR | HFTD - Distribution - Tier 3 - 5QU CoRE ¦ 1QU LoRE | Red Flag Warning - Destructive Fires | Vegetation Contact | Aggregated | 2039 | 2.6367e-07 | 1430.0123 | 0.00037704 | 2039 | Mitigation | 0.95 | 45 | 0 | esc | 0.00097009 | 2.5578e-10 | 0.00097009 | 2.5578e-10 | 0.03594 | 1.0074e-07 | 0.012705 | 6.6567e-11
[120 empty] | 7.3.3.17.5 (Remote Grid) Updates to grid topology to minimize risk of ignition in HFTDs Remote GridWLDFRVegetation ContactAggregated | WLDFR | HFTD - Distribution - Tier 3 - 5QU CoRE ¦ 1QU LoRE | Red Flag Warning - Destructive Fires | Vegetation Contact | Aggregated | 2040 | 2.6367e-07 | 1430.0123 | 0.00037704 | 2040 | Mitigation | 0.95 | 45 | 0 | esc | 0.00097009 | 2.5578e-10 | 0.00097009 | 2.5578e-10 | 0.03594 | 1.0074e-07 | 0.012705 | 6.6567e-11
[120 empty] | 7.3.3.17.5 (Remote Grid) Updates to grid topology to minimize risk of ignition in HFTDs Remote GridWLDFRVegetation ContactAggregated | WLDFR | HFTD - Distribution - Tier 3 - 5QU CoRE ¦ 1QU LoRE | Red Flag Warning - Destructive Fires | Vegetation Contact | Aggregated | 2041 | 2.6367e-07 | 1430.0123 | 0.00037704 | 2041 | Mitigation | 0.95 | 45 | 0 | esc | 0.00097009 | 2.5578e-10 | 0.00097009 | 2.5578e-10 | 0.03594 | 1.0074e-07 | 0.012705 | 6.6567e-11
[120 empty] | 7.3.3.17.5 (Remote Grid) Updates to grid topology to minimize risk of ignition in HFTDs Remote GridWLDFRVegetation ContactAggregated | WLDFR | HFTD - Distribution - Tier 3 - 5QU CoRE ¦ 1QU LoRE | Red Flag Warning - Destructive Fires | Vegetation Contact | Aggregated | 2042 | 2.6367e-07 | 1430.0123 | 0.00037704 | 2042 | Mitigation | 0.95 | 45 | 0 | esc | 0.00097009 | 2.5578e-10 | 0.00097009 | 2.5578e-10 | 0.03594 | 1.0074e-07 | 0 | 0
[120 empty] | 7.3.3.17.5 (Remote Grid) Updates to grid topology to minimize risk of ignition in HFTDs Remote GridWLDFRVegetation ContactAggregated | WLDFR | HFTD - Distribution - Tier 3 - 5QU CoRE ¦ 1QU LoRE | Red Flag Warning - Destructive Fires | Vegetation Contact | Aggregated | 2043 | 2.6367e-07 | 1430.0123 | 0.00037704 | 2043 | Mitigation | 0.95 | 45 | 0 | esc | 0.00097009 | 2.5578e-10 | 0.00097009 | 2.5578e-10 | 0.03594 | 1.0074e-07 | 0 | 0
[120 empty] | 7.3.3.17.5 (Remote Grid) Updates to grid topology to minimize risk of ignition in HFTDs Remote GridWLDFRVegetation ContactAggregated | WLDFR | HFTD - Distribution - Tier 3 - 5QU CoRE ¦ 1QU LoRE | Red Flag Warning - Destructive Fires | Vegetation Contact | Aggregated | 2044 | 2.6367e-07 | 1430.0123 | 0.00037704 | 2044 | Mitigation | 0.95 | 45 | 0 | esc | 0.00097009 | 2.5578e-10 | 0.00097009 | 2.5578e-10 | 0.03594 | 1.0074e-07 | 0.01662 | 1.1975e-11
[120 empty] | 7.3.3.17.5 (Remote Grid) Updates to grid topology to minimize risk of ignition in HFTDs Remote GridWLDFRVegetation ContactAggregated | WLDFR | HFTD - Distribution - Tier 3 - 5QU CoRE ¦ 1QU LoRE | Red Flag Warning - Destructive Fires | Vegetation Contact | Aggregated | 2045 | 2.6367e-07 | 1430.0123 | 0.00037704 | 2045 | Mitigation | 0.95 | 45 | 0 | esc | 0.00097009 | 2.5578e-10 | 0.00097009 | 2.5578e-10 | 0.03594 | 1.0074e-07 | 0.01662 | 1.1975e-11
[120 empty] | 7.3.3.17.5 (Remote Grid) Updates to grid topology to minimize risk of ignition in HFTDs Remote GridWLDFRVegetation ContactAggregated | WLDFR | HFTD - Distribution - Tier 3 - 5QU CoRE ¦ 1QU LoRE | Red Flag Warning - Destructive Fires | Vegetation Contact | Aggregated | 2046 | 2.6367e-07 | 1430.0123 | 0.00037704 | 2046 | Mitigation | 0.95 | 45 | 0 | esc | 0.00097009 | 2.5578e-10 | 0.00097009 | 2.5578e-10 | 0.03594 | 1.0074e-07 | 0.01662 | 1.1975e-11
[120 empty] | 7.3.3.17.5 (Remote Grid) Updates to grid topology to minimize risk of ignition in HFTDs Remote GridWLDFRVegetation ContactAggregated | WLDFR | HFTD - Distribution - Tier 3 - 5QU CoRE ¦ 1QU LoRE | Red Flag Warning - Destructive Fires | Vegetation Contact | Aggregated | 2047 | 2.6367e-07 | 1430.0123 | 0.00037704 | 2047 | Mitigation | 0.95 | 45 | 0 | esc | 0.00097009 | 2.5578e-10 | 0.00097009 | 2.5578e-10 | 0.03594 | 1.0074e-07 | 0.01662 | 1.1975e-11
[120 empty] | 7.3.3.17.5 (Remote Grid) Updates to grid topology to minimize risk of ignition in HFTDs Remote GridWLDFRVegetation ContactAggregated | WLDFR | HFTD - Distribution - Tier 3 - 5QU CoRE ¦ 1QU LoRE | Red Flag Warning - Destructive Fires | Vegetation Contact | Aggregated | 2048 | 2.6367e-07 | 1430.0123 | 0.00037704 | 2048 | Mitigation | 0.95 | 45 | 0 | esc | 0.00097009 | 2.5578e-10 | 0.00097009 | 2.5578e-10 | 0.03594 | 1.0074e-07 | 0.01662 | 1.1975e-11
[120 empty] | 7.3.3.17.5 (Remote Grid) Updates to grid topology to minimize risk of ignition in HFTDs Remote GridWLDFRVegetation ContactAggregated | WLDFR | HFTD - Distribution - Tier 3 - 5QU CoRE ¦ 1QU LoRE | Red Flag Warning - Destructive Fires | Vegetation Contact | Aggregated | 2049 | 2.6367e-07 | 1430.0123 | 0.00037704 | 2049 | Mitigation | 0.95 | 45 | 0 | esc | 0.00097009 | 2.5578e-10 | 0.00097009 | 2.5578e-10 | 0.03594 | 1.0074e-07 | 0.01662 | 1.1975e-11
[120 empty] | 7.3.3.17.5 (Remote Grid) Updates to grid topology to minimize risk of ignition in HFTDs Remote GridWLDFRVegetation ContactAggregated | WLDFR | HFTD - Distribution - Tier 3 - 5QU CoRE ¦ 1QU LoRE | Red Flag Warning - Destructive Fires | Vegetation Contact | Aggregated | 2050 | 2.6367e-07 | 1430.0123 | 0.00037704 | 2050 | Mitigation | 0.95 | 45 | 0 | esc | 0.00097009 | 2.5578e-10 | 0.00097009 | 2.5578e-10 | 0.03594 | 1.0074e-07 | 0.01662 | 1.1975e-11
[120 empty] | 7.3.3.17.5 (Remote Grid) Updates to grid topology to minimize risk of ignition in HFTDs Remote GridWLDFRVegetation ContactAggregated | WLDFR | HFTD - Distribution - Tier 3 - 5QU CoRE ¦ 1QU LoRE | Red Flag Warning - Destructive Fires | Vegetation Contact | Aggregated | 2051 | 2.6367e-07 | 1430.0123 | 0.00037704 | 2051 | Mitigation | 0.95 | 45 | 0 | esc | 0.00097009 | 2.5578e-10 | 0.00097009 | 2.5578e-10 | 0.03594 | 1.0074e-07 | 0.01662 | 1.1975e-11
[120 empty] | 7.3.3.17.5 (Remote Grid) Updates to grid topology to minimize risk of ignition in HFTDs Remote GridWLDFRVegetation ContactAggregated | WLDFR | HFTD - Distribution - Tier 3 - 5QU CoRE ¦ 1QU LoRE | Red Flag Warning - Destructive Fires | Vegetation Contact | Aggregated | 2052 | 2.6367e-07 | 1430.0123 | 0.00037704 | 2052 | Mitigation | 0.95 | 45 | 0 | esc | 0.00097009 | 2.5578e-10 | 0.00097009 | 2.5578e-10 | 0.03594 | 1.0074e-07 | 0.01662 | 1.1975e-11
[120 empty] | 7.3.3.17.5 (Remote Grid) Updates to grid topology to minimize risk of ignition in HFTDs Remote GridWLDFRVegetation ContactAggregated | WLDFR | HFTD - Distribution - Tier 3 - 5QU CoRE ¦ 1QU LoRE | Red Flag Warning - Destructive Fires | Vegetation Contact | Aggregated | 2053 | 2.6367e-07 | 1430.0123 | 0.00037704 | 2053 | Mitigation | 0.95 | 45 | 0 | esc | 0.00097009 | 2.5578e-10 | 0.00097009 | 2.5578e-10 | 0.03594 | 1.0074e-07 | 0.01662 | 1.1975e-11
[120 empty] | 7.3.3.17.5 (Remote Grid) Updates to grid topology to minimize risk of ignition in HFTDs Remote GridWLDFRVegetation ContactAggregated | WLDFR | HFTD - Distribution - Tier 3 - 5QU CoRE ¦ 1QU LoRE | Red Flag Warning - Destructive Fires | Vegetation Contact | Aggregated | 2054 | 2.6367e-07 | 1430.0123 | 0.00037704 | 2054 | Mitigation | 0.95 | 45 | 0 | esc | 0.00097009 | 2.5578e-10 | 0.00097009 | 2.5578e-10 | 0.03594 | 1.0074e-07 | 0.01662 | 1.1975e-11
[120 empty] | 7.3.3.17.5 (Remote Grid) Updates to grid topology to minimize risk of ignition in HFTDs Remote GridWLDFRVegetation ContactAggregated | WLDFR | HFTD - Distribution - Tier 3 - 5QU CoRE ¦ 1QU LoRE | Red Flag Warning - Destructive Fires | Vegetation Contact | Aggregated | 2055 | 2.6367e-07 | 1430.0123 | 0.00037704 | 2055 | Mitigation | 0.95 | 45 | 0 | esc | 0.00097009 | 2.5578e-10 | 0.00097009 | 2.5578e-10 | 0.03594 | 1.0074e-07 | 0.01662 | 1.1975e-11
[120 empty] | 7.3.3.17.5 (Remote Grid) Updates to grid topology to minimize risk of ignition in HFTDs Remote GridWLDFRVegetation ContactAggregated | WLDFR | HFTD - Distribution - Tier 3 - 5QU CoRE ¦ 1QU LoRE | Red Flag Warning - Destructive Fires | Vegetation Contact | Aggregated | 2056 | 2.6367e-07 | 1430.0123 | 0.00037704 | 2056 | Mitigation | 0.95 | 45 | 0 | esc | 0.00097009 | 2.5578e-10 | 0.00097009 | 2.5578e-10 | 0.03594 | 1.0074e-07 | 0.01662 | 1.1975e-11
[120 empty] | 7.3.3.17.5 (Remote Grid) Updates to grid topology to minimize risk of ignition in HFTDs Remote GridWLDFRVegetation ContactAggregated | WLDFR | HFTD - Distribution - Tier 3 - 5QU CoRE ¦ 1QU LoRE | Red Flag Warning - Destructive Fires | Vegetation Contact | Aggregated | 2057 | 2.6367e-07 | 1430.0123 | 0.00037704 | 2057 | Mitigation | 0.95 | 45 | 0 | esc | 0.00097009 | 2.5578e-10 | 0.00097009 | 2.5578e-10 | 0.03594 | 1.0074e-07 | 0.01662 | 1.1975e-11
[120 empty] | 7.3.3.17.5 (Remote Grid) Updates to grid topology to minimize risk of ignition in HFTDs Remote GridWLDFRVegetation ContactAggregated | WLDFR | HFTD - Distribution - Tier 3 - 5QU CoRE ¦ 1QU LoRE | Red Flag Warning - Destructive Fires | Vegetation Contact | Aggregated | 2058 | 2.6367e-07 | 1430.0123 | 0.00037704 | 2058 | Mitigation | 0.95 | 45 | 0 | esc | 0.00097009 | 2.5578e-10 | 0.00097009 | 2.5578e-10 | 0.03594 | 1.0074e-07 | 0.01662 | 1.1975e-11
[120 empty] | 7.3.3.17.5 (Remote Grid) Updates to grid topology to minimize risk of ignition in HFTDs Remote GridWLDFRVegetation ContactAggregated | WLDFR | HFTD - Distribution - Tier 3 - 5QU CoRE ¦ 1QU LoRE | Red Flag Warning - Destructive Fires | Vegetation Contact | Aggregated | 2059 | 2.6367e-07 | 1430.0123 | 0.00037704 | 2059 | Mitigation | 0.95 | 45 | 0 | esc | 0.00097009 | 2.5578e-10 | 0.00097009 | 2.5578e-10 | 0.03594 | 1.0074e-07 | 0.01662 | 1.1975e-11
[120 empty] | 7.3.3.17.5 (Remote Grid) Updates to grid topology to minimize risk of ignition in HFTDs Remote GridWLDFRVegetation ContactAggregated | WLDFR | HFTD - Distribution - Tier 3 - 5QU CoRE ¦ 1QU LoRE | Red Flag Warning - Destructive Fires | Vegetation Contact | Aggregated | 2060 | 2.6367e-07 | 1430.0123 | 0.00037704 | 2060 | Mitigation | 0.95 | 45 | 0 | esc | 0.00097009 | 2.5578e-10 | 0.00097009 | 2.5578e-10 | 0.03594 | 1.0074e-07 | 0.01662 | 1.1975e-11
[120 empty] | 7.3.3.17.5 (Remote Grid) Updates to grid topology to minimize risk of ignition in HFTDs Remote GridWLDFRVegetation ContactAggregated | WLDFR | HFTD - Distribution - Tier 3 - 5QU CoRE ¦ 1QU LoRE | Red Flag Warning - Destructive Fires | Vegetation Contact | Aggregated | 2061 | 2.6367e-07 | 1430.0123 | 0.00037704 | 2061 | Mitigation | 0.95 | 45 | 0 | esc | 0.00097009 | 2.5578e-10 | 0.00097009 | 2.5578e-10 | 0.03594 | 1.0074e-07 | 0.01662 | 1.1975e-11
[120 empty] | 7.3.3.17.5 (Remote Grid) Updates to grid topology to minimize risk of ignition in HFTDs Remote GridWLDFRVegetation ContactAggregated | WLDFR | HFTD - Distribution - Tier 3 - 5QU CoRE ¦ 1QU LoRE | Red Flag Warning - Destructive Fires | Vegetation Contact | Aggregated | 2062 | 2.6367e-07 | 1430.0123 | 0.00037704 | 2062 | Mitigation | 0.95 | 45 | 0 | esc | 0.00097009 | 2.5578e-10 | 0.00097009 | 2.5578e-10 | 0.03594 | 1.0074e-07 | 0.01662 | 1.1975e-11
[120 empty] | 7.3.3.17.5 (Remote Grid) Updates to grid topology to minimize risk of ignition in HFTDs Remote GridWLDFRVegetation ContactAggregated | WLDFR | HFTD - Distribution - Tier 3 - 5QU CoRE ¦ 1QU LoRE | Red Flag Warning - Destructive Fires | Vegetation Contact | Aggregated | 2063 | 2.6367e-07 | 1430.0123 | 0.00037704 | 2063 | Mitigation | 0.95 | 45 | 0 | esc | 0.00097009 | 2.5578e-10 | 0.00097009 | 2.5578e-10 | 0.03594 | 1.0074e-07 | 0.01662 | 1.1975e-11
[120 empty] | 7.3.3.17.5 (Remote Grid) Updates to grid topology to minimize risk of ignition in HFTDs Remote GridWLDFRVegetation ContactAggregated | WLDFR | HFTD - Distribution - Tier 3 - 5QU CoRE ¦ 1QU LoRE | Red Flag Warning - Destructive Fires | Vegetation Contact | Aggregated | 2064 | 2.6367e-07 | 1430.0123 | 0.00037704 | 2064 | Mitigation | 0.95 | 45 | 0 | esc | 0.00097009 | 2.5578e-10 | 0.00097009 | 2.5578e-10 | 0.03594 | 1.0074e-07 | 0.01662 | 1.1975e-11
[120 empty] | 7.3.3.17.5 (Remote Grid) Updates to grid topology to minimize risk of ignition in HFTDs Remote GridWLDFRVegetation ContactAggregated | WLDFR | HFTD - Distribution - Tier 3 - 5QU CoRE ¦ 1QU LoRE | Red Flag Warning - Destructive Fires | Vegetation Contact | Aggregated | 2065 | 2.6367e-07 | 1430.0123 | 0.00037704 | 2065 | Mitigation | 0.95 | 45 | 0 | esc | 0.00097009 | 2.5578e-10 | 0.00097009 | 2.5578e-10 | 0.03594 | 1.0074e-07 | 0.01662 | 1.1975e-11
[120 empty] | 7.3.3.17.5 (Remote Grid) Updates to grid topology to minimize risk of ignition in HFTDs Remote GridWLDFRVegetation ContactAggregated | WLDFR | HFTD - Distribution - Tier 3 - 5QU CoRE ¦ 1QU LoRE | Red Flag Warning - Destructive Fires | Vegetation Contact | Aggregated | 2066 | 2.6367e-07 | 1430.0123 | 0.00037704 | 2066 | Mitigation | 0.95 | 45 | 0 | esc | 0.00097009 | 2.5578e-10 | 0.00097009 | 2.5578e-10 | 0.03594 | 1.0074e-07 | 0.01662 | 1.1975e-11
[120 empty] | 7.3.3.17.5 (Remote Grid) Updates to grid topology to minimize risk of ignition in HFTDs Remote GridWLDFRVegetation ContactAggregated | WLDFR | HFTD - Distribution - Tier 3 - 5QU CoRE ¦ 1QU LoRE | Red Flag Warning - Destructive Fires | Vegetation Contact | Aggregated | 2067 | 2.6367e-07 | 1430.0123 | 0.00037704 | 2067 | Mitigation | 0.95 | 45 | 0 | esc | 0 | 0 | 0.00097009 | 2.5578e-10 | 0.03594 | 1.0074e-07 | 0.01662 | 1.1975e-11
[120 empty] | 7.3.3.17.5 (Remote Grid) Updates to grid topology to minimize risk of ignition in HFTDs Remote GridWLDFREquipment / facility failureAggregated | WLDFR | HFTD - Distribution - Tier 3 - 5QU CoRE ¦ 1QU LoRE | Red Flag Warning - Large Fires | Equipment / facility failure | Aggregated | 2022 | 1.7613e-05 | 1430.0123 | 0.025187 | 2022 | Mitigation | 0.95 | 45 | 0 | esc | 0.00097009 | 1.7086e-08 | 0 | 0 | 0 | 0 | 0.01662 | 1.1975e-11
[120 empty] | 7.3.3.17.5 (Remote Grid) Updates to grid topology to minimize risk of ignition in HFTDs Remote GridWLDFREquipment / facility failureAggregated | WLDFR | HFTD - Distribution - Tier 3 - 5QU CoRE ¦ 1QU LoRE | Red Flag Warning - Large Fires | Equipment / facility failure | Aggregated | 2023 | 1.7613e-05 | 1430.0123 | 0.025187 | 2023 | Mitigation | 0.95 | 45 | 0 | esc | 0.00097009 | 1.7086e-08 | 0.00097009 | 1.7086e-08 | 0.03594 | 2.2215e-12 | 0.01662 | 1.1975e-11
[120 empty] | 7.3.3.17.5 (Remote Grid) Updates to grid topology to minimize risk of ignition in HFTDs Remote GridWLDFREquipment / facility failureAggregated | WLDFR | HFTD - Distribution - Tier 3 - 5QU CoRE ¦ 1QU LoRE | Red Flag Warning - Large Fires | Equipment / facility failure | Aggregated | 2024 | 1.7613e-05 | 1430.0123 | 0.025187 | 2024 | Mitigation | 0.95 | 45 | 0 | esc | 0.00097009 | 1.7086e-08 | 0.00097009 | 1.7086e-08 | 0.03594 | 2.2215e-12 | 0.01662 | 1.1975e-11
[120 empty] | 7.3.3.17.5 (Remote Grid) Updates to grid topology to minimize risk of ignition in HFTDs Remote GridWLDFREquipment / facility failureAggregated | WLDFR | HFTD - Distribution - Tier 3 - 5QU CoRE ¦ 1QU LoRE | Red Flag Warning - Large Fires | Equipment / facility failure | Aggregated | 2025 | 1.7613e-05 | 1430.0123 | 0.025187 | 2025 | Mitigation | 0.95 | 45 | 0 | esc | 0.00097009 | 1.7086e-08 | 0.00097009 | 1.7086e-08 | 0.03594 | 2.2215e-12 | 0.01662 | 1.1975e-11
[120 empty] | 7.3.3.17.5 (Remote Grid) Updates to grid topology to minimize risk of ignition in HFTDs Remote GridWLDFREquipment / facility failureAggregated | WLDFR | HFTD - Distribution - Tier 3 - 5QU CoRE ¦ 1QU LoRE | Red Flag Warning - Large Fires | Equipment / facility failure | Aggregated | 2026 | 1.7613e-05 | 1430.0123 | 0.025187 | 2026 | Mitigation | 0.95 | 45 | 0 | esc | 0.00097009 | 1.7086e-08 | 0.00097009 | 1.7086e-08 | 0.03594 | 2.2215e-12 | 0.01662 | 1.1975e-11
[120 empty] | 7.3.3.17.5 (Remote Grid) Updates to grid topology to minimize risk of ignition in HFTDs Remote GridWLDFREquipment / facility failureAggregated | WLDFR | HFTD - Distribution - Tier 3 - 5QU CoRE ¦ 1QU LoRE | Red Flag Warning - Large Fires | Equipment / facility failure | Aggregated | 2027 | 1.7613e-05 | 1430.0123 | 0.025187 | 2027 | Mitigation | 0.95 | 45 | 0 | esc | 0.00097009 | 1.7086e-08 | 0.00097009 | 1.7086e-08 | 0.03594 | 2.2215e-12 | 0.01662 | 1.1975e-11
[120 empty] | 7.3.3.17.5 (Remote Grid) Updates to grid topology to minimize risk of ignition in HFTDs Remote GridWLDFREquipment / facility failureAggregated | WLDFR | HFTD - Distribution - Tier 3 - 5QU CoRE ¦ 1QU LoRE | Red Flag Warning - Large Fires | Equipment / facility failure | Aggregated | 2028 | 1.7613e-05 | 1430.0123 | 0.025187 | 2028 | Mitigation | 0.95 | 45 | 0 | esc | 0.00097009 | 1.7086e-08 | 0.00097009 | 1.7086e-08 | 0.03594 | 2.2215e-12 | 0 | 0
[120 empty] | 7.3.3.17.5 (Remote Grid) Updates to grid topology to minimize risk of ignition in HFTDs Remote GridWLDFREquipment / facility failureAggregated | WLDFR | HFTD - Distribution - Tier 3 - 5QU CoRE ¦ 1QU LoRE | Red Flag Warning - Large Fires | Equipment / facility failure | Aggregated | 2029 | 1.7613e-05 | 1430.0123 | 0.025187 | 2029 | Mitigation | 0.95 | 45 | 0 | esc | 0.00097009 | 1.7086e-08 | 0.00097009 | 1.7086e-08 | 0.03594 | 2.2215e-12 | 0 | 0
[120 empty] | 7.3.3.17.5 (Remote Grid) Updates to grid topology to minimize risk of ignition in HFTDs Remote GridWLDFREquipment / facility failureAggregated | WLDFR | HFTD - Distribution - Tier 3 - 5QU CoRE ¦ 1QU LoRE | Red Flag Warning - Large Fires | Equipment / facility failure | Aggregated | 2030 | 1.7613e-05 | 1430.0123 | 0.025187 | 2030 | Mitigation | 0.95 | 45 | 0 | esc | 0.00097009 | 1.7086e-08 | 0.00097009 | 1.7086e-08 | 0.03594 | 2.2215e-12 | 0.0080352 | 4.2106e-10
[120 empty] | 7.3.3.17.5 (Remote Grid) Updates to grid topology to minimize risk of ignition in HFTDs Remote GridWLDFREquipment / facility failureAggregated | WLDFR | HFTD - Distribution - Tier 3 - 5QU CoRE ¦ 1QU LoRE | Red Flag Warning - Large Fires | Equipment / facility failure | Aggregated | 2031 | 1.7613e-05 | 1430.0123 | 0.025187 | 2031 | Mitigation | 0.95 | 45 | 0 | esc | 0.00097009 | 1.7086e-08 | 0.00097009 | 1.7086e-08 | 0.03594 | 2.2215e-12 | 0.0080352 | 4.2106e-10
[120 empty] | 7.3.3.17.5 (Remote Grid) Updates to grid topology to minimize risk of ignition in HFTDs Remote GridWLDFREquipment / facility failureAggregated | WLDFR | HFTD - Distribution - Tier 3 - 5QU CoRE ¦ 1QU LoRE | Red Flag Warning - Large Fires | Equipment / facility failure | Aggregated | 2032 | 1.7613e-05 | 1430.0123 | 0.025187 | 2032 | Mitigation | 0.95 | 45 | 0 | esc | 0.00097009 | 1.7086e-08 | 0.00097009 | 1.7086e-08 | 0.03594 | 2.2215e-12 | 0.0080352 | 4.2106e-10
[120 empty] | 7.3.3.17.5 (Remote Grid) Updates to grid topology to minimize risk of ignition in HFTDs Remote GridWLDFREquipment / facility failureAggregated | WLDFR | HFTD - Distribution - Tier 3 - 5QU CoRE ¦ 1QU LoRE | Red Flag Warning - Large Fires | Equipment / facility failure | Aggregated | 2033 | 1.7613e-05 | 1430.0123 | 0.025187 | 2033 | Mitigation | 0.95 | 45 | 0 | esc | 0.00097009 | 1.7086e-08 | 0.00097009 | 1.7086e-08 | 0.03594 | 2.2215e-12 | 0.0080352 | 4.2106e-10
[120 empty] | 7.3.3.17.5 (Remote Grid) Updates to grid topology to minimize risk of ignition in HFTDs Remote GridWLDFREquipment / facility failureAggregated | WLDFR | HFTD - Distribution - Tier 3 - 5QU CoRE ¦ 1QU LoRE | Red Flag Warning - Large Fires | Equipment / facility failure | Aggregated | 2034 | 1.7613e-05 | 1430.0123 | 0.025187 | 2034 | Mitigation | 0.95 | 45 | 0 | esc | 0.00097009 | 1.7086e-08 | 0.00097009 | 1.7086e-08 | 0.03594 | 2.2215e-12 | 0.0080352 | 4.2106e-10
[120 empty] | 7.3.3.17.5 (Remote Grid) Updates to grid topology to minimize risk of ignition in HFTDs Remote GridWLDFREquipment / facility failureAggregated | WLDFR | HFTD - Distribution - Tier 3 - 5QU CoRE ¦ 1QU LoRE | Red Flag Warning - Large Fires | Equipment / facility failure | Aggregated | 2035 | 1.7613e-05 | 1430.0123 | 0.025187 | 2035 | Mitigation | 0.95 | 45 | 0 | esc | 0.00097009 | 1.7086e-08 | 0.00097009 | 1.7086e-08 | 0.03594 | 2.2215e-12 | 0.0080352 | 4.2106e-10
[120 empty] | 7.3.3.17.5 (Remote Grid) Updates to grid topology to minimize risk of ignition in HFTDs Remote GridWLDFREquipment / facility failureAggregated | WLDFR | HFTD - Distribution - Tier 3 - 5QU CoRE ¦ 1QU LoRE | Red Flag Warning - Large Fires | Equipment / facility failure | Aggregated | 2036 | 1.7613e-05 | 1430.0123 | 0.025187 | 2036 | Mitigation | 0.95 | 45 | 0 | esc | 0.00097009 | 1.7086e-08 | 0.00097009 | 1.7086e-08 | 0.03594 | 2.2215e-12 | 0.0080352 | 4.2106e-10
[120 empty] | 7.3.3.17.5 (Remote Grid) Updates to grid topology to minimize risk of ignition in HFTDs Remote GridWLDFREquipment / facility failureAggregated | WLDFR | HFTD - Distribution - Tier 3 - 5QU CoRE ¦ 1QU LoRE | Red Flag Warning - Large Fires | Equipment / facility failure | Aggregated | 2037 | 1.7613e-05 | 1430.0123 | 0.025187 | 2037 | Mitigation | 0.95 | 45 | 0 | esc | 0.00097009 | 1.7086e-08 | 0.00097009 | 1.7086e-08 | 0.03594 | 2.2215e-12 | 0.0080352 | 4.2106e-10
[120 empty] | 7.3.3.17.5 (Remote Grid) Updates to grid topology to minimize risk of ignition in HFTDs Remote GridWLDFREquipment / facility failureAggregated | WLDFR | HFTD - Distribution - Tier 3 - 5QU CoRE ¦ 1QU LoRE | Red Flag Warning - Large Fires | Equipment / facility failure | Aggregated | 2038 | 1.7613e-05 | 1430.0123 | 0.025187 | 2038 | Mitigation | 0.95 | 45 | 0 | esc | 0.00097009 | 1.7086e-08 | 0.00097009 | 1.7086e-08 | 0.03594 | 2.2215e-12 | 0.0080352 | 4.2106e-10
[120 empty] | 7.3.3.17.5 (Remote Grid) Updates to grid topology to minimize risk of ignition in HFTDs Remote GridWLDFREquipment / facility failureAggregated | WLDFR | HFTD - Distribution - Tier 3 - 5QU CoRE ¦ 1QU LoRE | Red Flag Warning - Large Fires | Equipment / facility failure | Aggregated | 2039 | 1.7613e-05 | 1430.0123 | 0.025187 | 2039 | Mitigation | 0.95 | 45 | 0 | esc | 0.00097009 | 1.7086e-08 | 0.00097009 | 1.7086e-08 | 0.03594 | 2.2215e-12 | 0.0080352 | 4.2106e-10
[120 empty] | 7.3.3.17.5 (Remote Grid) Updates to grid topology to minimize risk of ignition in HFTDs Remote GridWLDFREquipment / facility failureAggregated | WLDFR | HFTD - Distribution - Tier 3 - 5QU CoRE ¦ 1QU LoRE | Red Flag Warning - Large Fires | Equipment / facility failure | Aggregated | 2040 | 1.7613e-05 | 1430.0123 | 0.025187 | 2040 | Mitigation | 0.95 | 45 | 0 | esc | 0.00097009 | 1.7086e-08 | 0.00097009 | 1.7086e-08 | 0.03594 | 2.2215e-12 | 0.0080352 | 4.2106e-10
[120 empty] | 7.3.3.17.5 (Remote Grid) Updates to grid topology to minimize risk of ignition in HFTDs Remote GridWLDFREquipment / facility failureAggregated | WLDFR | HFTD - Distribution - Tier 3 - 5QU CoRE ¦ 1QU LoRE | Red Flag Warning - Large Fires | Equipment / facility failure | Aggregated | 2041 | 1.7613e-05 | 1430.0123 | 0.025187 | 2041 | Mitigation | 0.95 | 45 | 0 | esc | 0.00097009 | 1.7086e-08 | 0.00097009 | 1.7086e-08 | 0.03594 | 2.2215e-12 | 0.0080352 | 4.2106e-10
[120 empty] | 7.3.3.17.5 (Remote Grid) Updates to grid topology to minimize risk of ignition in HFTDs Remote GridWLDFREquipment / facility failureAggregated | WLDFR | HFTD - Distribution - Tier 3 - 5QU CoRE ¦ 1QU LoRE | Red Flag Warning - Large Fires | Equipment / facility failure | Aggregated | 2042 | 1.7613e-05 | 1430.0123 | 0.025187 | 2042 | Mitigation | 0.95 | 45 | 0 | esc | 0.00097009 | 1.7086e-08 | 0.00097009 | 1.7086e-08 | 0.03594 | 2.2215e-12 | 0.0080352 | 4.2106e-10
[120 empty] | 7.3.3.17.5 (Remote Grid) Updates to grid topology to minimize risk of ignition in HFTDs Remote GridWLDFREquipment / facility failureAggregated | WLDFR | HFTD - Distribution - Tier 3 - 5QU CoRE ¦ 1QU LoRE | Red Flag Warning - Large Fires | Equipment / facility failure | Aggregated | 2043 | 1.7613e-05 | 1430.0123 | 0.025187 | 2043 | Mitigation | 0.95 | 45 | 0 | esc | 0.00097009 | 1.7086e-08 | 0.00097009 | 1.7086e-08 | 0.03594 | 2.2215e-12 | 0.0080352 | 4.2106e-10
[120 empty] | 7.3.3.17.5 (Remote Grid) Updates to grid topology to minimize risk of ignition in HFTDs Remote GridWLDFREquipment / facility failureAggregated | WLDFR | HFTD - Distribution - Tier 3 - 5QU CoRE ¦ 1QU LoRE | Red Flag Warning - Large Fires | Equipment / facility failure | Aggregated | 2044 | 1.7613e-05 | 1430.0123 | 0.025187 | 2044 | Mitigation | 0.95 | 45 | 0 | esc | 0.00097009 | 1.7086e-08 | 0.00097009 | 1.7086e-08 | 0.03594 | 2.2215e-12 | 0.0080352 | 4.2106e-10
[120 empty] | 7.3.3.17.5 (Remote Grid) Updates to grid topology to minimize risk of ignition in HFTDs Remote GridWLDFREquipment / facility failureAggregated | WLDFR | HFTD - Distribution - Tier 3 - 5QU CoRE ¦ 1QU LoRE | Red Flag Warning - Large Fires | Equipment / facility failure | Aggregated | 2045 | 1.7613e-05 | 1430.0123 | 0.025187 | 2045 | Mitigation | 0.95 | 45 | 0 | esc | 0.00097009 | 1.7086e-08 | 0.00097009 | 1.7086e-08 | 0.03594 | 2.2215e-12 | 0.0080352 | 4.2106e-10
[120 empty] | 7.3.3.17.5 (Remote Grid) Updates to grid topology to minimize risk of ignition in HFTDs Remote GridWLDFREquipment / facility failureAggregated | WLDFR | HFTD - Distribution - Tier 3 - 5QU CoRE ¦ 1QU LoRE | Red Flag Warning - Large Fires | Equipment / facility failure | Aggregated | 2046 | 1.7613e-05 | 1430.0123 | 0.025187 | 2046 | Mitigation | 0.95 | 45 | 0 | esc | 0.00097009 | 1.7086e-08 | 0.00097009 | 1.7086e-08 | 0.03594 | 2.2215e-12 | 0.0080352 | 4.2106e-10
[120 empty] | 7.3.3.17.5 (Remote Grid) Updates to grid topology to minimize risk of ignition in HFTDs Remote GridWLDFREquipment / facility failureAggregated | WLDFR | HFTD - Distribution - Tier 3 - 5QU CoRE ¦ 1QU LoRE | Red Flag Warning - Large Fires | Equipment / facility failure | Aggregated | 2047 | 1.7613e-05 | 1430.0123 | 0.025187 | 2047 | Mitigation | 0.95 | 45 | 0 | esc | 0.00097009 | 1.7086e-08 | 0.00097009 | 1.7086e-08 | 0.03594 | 2.2215e-12 | 0.0080352 | 4.2106e-10
[120 empty] | 7.3.3.17.5 (Remote Grid) Updates to grid topology to minimize risk of ignition in HFTDs Remote GridWLDFREquipment / facility failureAggregated | WLDFR | HFTD - Distribution - Tier 3 - 5QU CoRE ¦ 1QU LoRE | Red Flag Warning - Large Fires | Equipment / facility failure | Aggregated | 2048 | 1.7613e-05 | 1430.0123 | 0.025187 | 2048 | Mitigation | 0.95 | 45 | 0 | esc | 0.00097009 | 1.7086e-08 | 0.00097009 | 1.7086e-08 | 0.03594 | 2.2215e-12 | 0.0080352 | 4.2106e-10
[120 empty] | 7.3.3.17.5 (Remote Grid) Updates to grid topology to minimize risk of ignition in HFTDs Remote GridWLDFREquipment / facility failureAggregated | WLDFR | HFTD - Distribution - Tier 3 - 5QU CoRE ¦ 1QU LoRE | Red Flag Warning - Large Fires | Equipment / facility failure | Aggregated | 2049 | 1.7613e-05 | 1430.0123 | 0.025187 | 2049 | Mitigation | 0.95 | 45 | 0 | esc | 0.00097009 | 1.7086e-08 | 0.00097009 | 1.7086e-08 | 0.03594 | 2.2215e-12 | 0.0080352 | 4.2106e-10
[120 empty] | 7.3.3.17.5 (Remote Grid) Updates to grid topology to minimize risk of ignition in HFTDs Remote GridWLDFREquipment / facility failureAggregated | WLDFR | HFTD - Distribution - Tier 3 - 5QU CoRE ¦ 1QU LoRE | Red Flag Warning - Large Fires | Equipment / facility failure | Aggregated | 2050 | 1.7613e-05 | 1430.0123 | 0.025187 | 2050 | Mitigation | 0.95 | 45 | 0 | esc | 0.00097009 | 1.7086e-08 | 0.00097009 | 1.7086e-08 | 0.03594 | 2.2215e-12 | 0.0080352 | 4.2106e-10
[120 empty] | 7.3.3.17.5 (Remote Grid) Updates to grid topology to minimize risk of ignition in HFTDs Remote GridWLDFREquipment / facility failureAggregated | WLDFR | HFTD - Distribution - Tier 3 - 5QU CoRE ¦ 1QU LoRE | Red Flag Warning - Large Fires | Equipment / facility failure | Aggregated | 2051 | 1.7613e-05 | 1430.0123 | 0.025187 | 2051 | Mitigation | 0.95 | 45 | 0 | esc | 0.00097009 | 1.7086e-08 | 0.00097009 | 1.7086e-08 | 0.03594 | 2.2215e-12 | 0.0080352 | 4.2106e-10
[120 empty] | 7.3.3.17.5 (Remote Grid) Updates to grid topology to minimize risk of ignition in HFTDs Remote GridWLDFREquipment / facility failureAggregated | WLDFR | HFTD - Distribution - Tier 3 - 5QU CoRE ¦ 1QU LoRE | Red Flag Warning - Large Fires | Equipment / facility failure | Aggregated | 2052 | 1.7613e-05 | 1430.0123 | 0.025187 | 2052 | Mitigation | 0.95 | 45 | 0 | esc | 0.00097009 | 1.7086e-08 | 0.00097009 | 1.7086e-08 | 0.03594 | 2.2215e-12 | 0.0080352 | 4.2106e-10
[120 empty] | 7.3.3.17.5 (Remote Grid) Updates to grid topology to minimize risk of ignition in HFTDs Remote GridWLDFREquipment / facility failureAggregated | WLDFR | HFTD - Distribution - Tier 3 - 5QU CoRE ¦ 1QU LoRE | Red Flag Warning - Large Fires | Equipment / facility failure | Aggregated | 2053 | 1.7613e-05 | 1430.0123 | 0.025187 | 2053 | Mitigation | 0.95 | 45 | 0 | esc | 0.00097009 | 1.7086e-08 | 0.00097009 | 1.7086e-08 | 0.03594 | 2.2215e-12 | 0.0080352 | 4.2106e-10
[120 empty] | 7.3.3.17.5 (Remote Grid) Updates to grid topology to minimize risk of ignition in HFTDs Remote GridWLDFREquipment / facility failureAggregated | WLDFR | HFTD - Distribution - Tier 3 - 5QU CoRE ¦ 1QU LoRE | Red Flag Warning - Large Fires | Equipment / facility failure | Aggregated | 2054 | 1.7613e-05 | 1430.0123 | 0.025187 | 2054 | Mitigation | 0.95 | 45 | 0 | esc | 0.00097009 | 1.7086e-08 | 0.00097009 | 1.7086e-08 | 0.03594 | 2.2215e-12 | 0.0080352 | 4.2106e-10
[120 empty] | 7.3.3.17.5 (Remote Grid) Updates to grid topology to minimize risk of ignition in HFTDs Remote GridWLDFREquipment / facility failureAggregated | WLDFR | HFTD - Distribution - Tier 3 - 5QU CoRE ¦ 1QU LoRE | Red Flag Warning - Large Fires | Equipment / facility failure | Aggregated | 2055 | 1.7613e-05 | 1430.0123 | 0.025187 | 2055 | Mitigation | 0.95 | 45 | 0 | esc | 0.00097009 | 1.7086e-08 | 0.00097009 | 1.7086e-08 | 0.03594 | 2.2215e-12 | 0.0080352 | 4.2106e-10
[120 empty] | 7.3.3.17.5 (Remote Grid) Updates to grid topology to minimize risk of ignition in HFTDs Remote GridWLDFREquipment / facility failureAggregated | WLDFR | HFTD - Distribution - Tier 3 - 5QU CoRE ¦ 1QU LoRE | Red Flag Warning - Large Fires | Equipment / facility failure | Aggregated | 2056 | 1.7613e-05 | 1430.0123 | 0.025187 | 2056 | Mitigation | 0.95 | 45 | 0 | esc | 0.00097009 | 1.7086e-08 | 0.00097009 | 1.7086e-08 | 0.03594 | 2.2215e-12 | 0.0080352 | 4.2106e-10
[120 empty] | 7.3.3.17.5 (Remote Grid) Updates to grid topology to minimize risk of ignition in HFTDs Remote GridWLDFREquipment / facility failureAggregated | WLDFR | HFTD - Distribution - Tier 3 - 5QU CoRE ¦ 1QU LoRE | Red Flag Warning - Large Fires | Equipment / facility failure | Aggregated | 2057 | 1.7613e-05 | 1430.0123 | 0.025187 | 2057 | Mitigation | 0.95 | 45 | 0 | esc | 0.00097009 | 1.7086e-08 | 0.00097009 | 1.7086e-08 | 0.03594 | 2.2215e-12 | 0.0080352 | 4.2106e-10
[120 empty] | 7.3.3.17.5 (Remote Grid) Updates to grid topology to minimize risk of ignition in HFTDs Remote GridWLDFREquipment / facility failureAggregated | WLDFR | HFTD - Distribution - Tier 3 - 5QU CoRE ¦ 1QU LoRE | Red Flag Warning - Large Fires | Equipment / facility failure | Aggregated | 2058 | 1.7613e-05 | 1430.0123 | 0.025187 | 2058 | Mitigation | 0.95 | 45 | 0 | esc | 0.00097009 | 1.7086e-08 | 0.00097009 | 1.7086e-08 | 0.03594 | 2.2215e-12 | 0.0080352 | 4.2106e-10
[120 empty] | 7.3.3.17.5 (Remote Grid) Updates to grid topology to minimize risk of ignition in HFTDs Remote GridWLDFREquipment / facility failureAggregated | WLDFR | HFTD - Distribution - Tier 3 - 5QU CoRE ¦ 1QU LoRE | Red Flag Warning - Large Fires | Equipment / facility failure | Aggregated | 2059 | 1.7613e-05 | 1430.0123 | 0.025187 | 2059 | Mitigation | 0.95 | 45 | 0 | esc | 0.00097009 | 1.7086e-08 | 0.00097009 | 1.7086e-08 | 0.03594 | 2.2215e-12 | 0.0080352 | 4.2106e-10
[120 empty] | 7.3.3.17.5 (Remote Grid) Updates to grid topology to minimize risk of ignition in HFTDs Remote GridWLDFREquipment / facility failureAggregated | WLDFR | HFTD - Distribution - Tier 3 - 5QU CoRE ¦ 1QU LoRE | Red Flag Warning - Large Fires | Equipment / facility failure | Aggregated | 2060 | 1.7613e-05 | 1430.0123 | 0.025187 | 2060 | Mitigation | 0.95 | 45 | 0 | esc | 0.00097009 | 1.7086e-08 | 0.00097009 | 1.7086e-08 | 0.03594 | 2.2215e-12 | 0 | 0
[120 empty] | 7.3.3.17.5 (Remote Grid) Updates to grid topology to minimize risk of ignition in HFTDs Remote GridWLDFREquipment / facility failureAggregated | WLDFR | HFTD - Distribution - Tier 3 - 5QU CoRE ¦ 1QU LoRE | Red Flag Warning - Large Fires | Equipment / facility failure | Aggregated | 2061 | 1.7613e-05 | 1430.0123 | 0.025187 | 2061 | Mitigation | 0.95 | 45 | 0 | esc | 0.00097009 | 1.7086e-08 | 0.00097009 | 1.7086e-08 | 0.03594 | 2.2215e-12 | 0 | 0
[120 empty] | 7.3.3.17.5 (Remote Grid) Updates to grid topology to minimize risk of ignition in HFTDs Remote GridWLDFREquipment / facility failureAggregated | WLDFR | HFTD - Distribution - Tier 3 - 5QU CoRE ¦ 1QU LoRE | Red Flag Warning - Large Fires | Equipment / facility failure | Aggregated | 2062 | 1.7613e-05 | 1430.0123 | 0.025187 | 2062 | Mitigation | 0.95 | 45 | 0 | esc | 0.00097009 | 1.7086e-08 | 0.00097009 | 1.7086e-08 | 0.03594 | 2.2215e-12 | 0.010315 | 1.6055e-10
[120 empty] | 7.3.3.17.5 (Remote Grid) Updates to grid topology to minimize risk of ignition in HFTDs Remote GridWLDFREquipment / facility failureAggregated | WLDFR | HFTD - Distribution - Tier 3 - 5QU CoRE ¦ 1QU LoRE | Red Flag Warning - Large Fires | Equipment / facility failure | Aggregated | 2063 | 1.7613e-05 | 1430.0123 | 0.025187 | 2063 | Mitigation | 0.95 | 45 | 0 | esc | 0.00097009 | 1.7086e-08 | 0.00097009 | 1.7086e-08 | 0.03594 | 2.2215e-12 | 0.010315 | 1.6055e-10
[120 empty] | 7.3.3.17.5 (Remote Grid) Updates to grid topology to minimize risk of ignition in HFTDs Remote GridWLDFREquipment / facility failureAggregated | WLDFR | HFTD - Distribution - Tier 3 - 5QU CoRE ¦ 1QU LoRE | Red Flag Warning - Large Fires | Equipment / facility failure | Aggregated | 2064 | 1.7613e-05 | 1430.0123 | 0.025187 | 2064 | Mitigation | 0.95 | 45 | 0 | esc | 0.00097009 | 1.7086e-08 | 0.00097009 | 1.7086e-08 | 0.03594 | 2.2215e-12 | 0.010315 | 1.6055e-10
[120 empty] | 7.3.3.17.5 (Remote Grid) Updates to grid topology to minimize risk of ignition in HFTDs Remote GridWLDFREquipment / facility failureAggregated | WLDFR | HFTD - Distribution - Tier 3 - 5QU CoRE ¦ 1QU LoRE | Red Flag Warning - Large Fires | Equipment / facility failure | Aggregated | 2065 | 1.7613e-05 | 1430.0123 | 0.025187 | 2065 | Mitigation | 0.95 | 45 | 0 | esc | 0.00097009 | 1.7086e-08 | 0.00097009 | 1.7086e-08 | 0.03594 | 2.2215e-12 | 0.010315 | 1.6055e-10
[120 empty] | 7.3.3.17.5 (Remote Grid) Updates to grid topology to minimize risk of ignition in HFTDs Remote GridWLDFREquipment / facility failureAggregated | WLDFR | HFTD - Distribution - Tier 3 - 5QU CoRE ¦ 1QU LoRE | Red Flag Warning - Large Fires | Equipment / facility failure | Aggregated | 2066 | 1.7613e-05 | 1430.0123 | 0.025187 | 2066 | Mitigation | 0.95 | 45 | 0 | esc | 0.00097009 | 1.7086e-08 | 0.00097009 | 1.7086e-08 | 0.03594 | 2.2215e-12 | 0.010315 | 1.6055e-10
[120 empty] | 7.3.3.17.5 (Remote Grid) Updates to grid topology to minimize risk of ignition in HFTDs Remote GridWLDFREquipment / facility failureAggregated | WLDFR | HFTD - Distribution - Tier 3 - 5QU CoRE ¦ 1QU LoRE | Red Flag Warning - Large Fires | Equipment / facility failure | Aggregated | 2067 | 1.7613e-05 | 1430.0123 | 0.025187 | 2067 | Mitigation | 0.95 | 45 | 0 | esc | 0 | 0 | 0.00097009 | 1.7086e-08 | 0.03594 | 2.2215e-12 | 0.010315 | 1.6055e-10
[120 empty] | 7.3.3.17.5 (Remote Grid) Updates to grid topology to minimize risk of ignition in HFTDs Remote GridWLDFRVegetation ContactAggregated | WLDFR | HFTD - Distribution - Tier 3 - 5QU CoRE ¦ 1QU LoRE | Red Flag Warning - Large Fires | Vegetation Contact | Aggregated | 2022 | 2.395e-05 | 1430.0123 | 0.034248 | 2022 | Mitigation | 0.95 | 45 | 0 | esc | 0.00097009 | 2.3233e-08 | 0 | 0 | 0.03594 | 2.2215e-12 | 0.010315 | 1.6055e-10
[120 empty] | 7.3.3.17.5 (Remote Grid) Updates to grid topology to minimize risk of ignition in HFTDs Remote GridWLDFRVegetation ContactAggregated | WLDFR | HFTD - Distribution - Tier 3 - 5QU CoRE ¦ 1QU LoRE | Red Flag Warning - Large Fires | Vegetation Contact | Aggregated | 2023 | 2.395e-05 | 1430.0123 | 0.034248 | 2023 | Mitigation | 0.95 | 45 | 0 | esc | 0.00097009 | 2.3233e-08 | 0.00097009 | 2.3233e-08 | 0.03594 | 2.2215e-12 | 0.010315 | 1.6055e-10
[120 empty] | 7.3.3.17.5 (Remote Grid) Updates to grid topology to minimize risk of ignition in HFTDs Remote GridWLDFRVegetation ContactAggregated | WLDFR | HFTD - Distribution - Tier 3 - 5QU CoRE ¦ 1QU LoRE | Red Flag Warning - Large Fires | Vegetation Contact | Aggregated | 2024 | 2.395e-05 | 1430.0123 | 0.034248 | 2024 | Mitigation | 0.95 | 45 | 0 | esc | 0.00097009 | 2.3233e-08 | 0.00097009 | 2.3233e-08 | 0.03594 | 2.2215e-12 | 0.010315 | 1.6055e-10
[120 empty] | 7.3.3.17.5 (Remote Grid) Updates to grid topology to minimize risk of ignition in HFTDs Remote GridWLDFRVegetation ContactAggregated | WLDFR | HFTD - Distribution - Tier 3 - 5QU CoRE ¦ 1QU LoRE | Red Flag Warning - Large Fires | Vegetation Contact | Aggregated | 2025 | 2.395e-05 | 1430.0123 | 0.034248 | 2025 | Mitigation | 0.95 | 45 | 0 | esc | 0.00097009 | 2.3233e-08 | 0.00097009 | 2.3233e-08 | 0.03594 | 2.2215e-12 | 0.010315 | 1.6055e-10
[120 empty] | 7.3.3.17.5 (Remote Grid) Updates to grid topology to minimize risk of ignition in HFTDs Remote GridWLDFRVegetation ContactAggregated | WLDFR | HFTD - Distribution - Tier 3 - 5QU CoRE ¦ 1QU LoRE | Red Flag Warning - Large Fires | Vegetation Contact | Aggregated | 2026 | 2.395e-05 | 1430.0123 | 0.034248 | 2026 | Mitigation | 0.95 | 45 | 0 | esc | 0.00097009 | 2.3233e-08 | 0.00097009 | 2.3233e-08 | 0 | 0 | 0.010315 | 1.6055e-10
[120 empty] | 7.3.3.17.5 (Remote Grid) Updates to grid topology to minimize risk of ignition in HFTDs Remote GridWLDFRVegetation ContactAggregated | WLDFR | HFTD - Distribution - Tier 3 - 5QU CoRE ¦ 1QU LoRE | Red Flag Warning - Large Fires | Vegetation Contact | Aggregated | 2027 | 2.395e-05 | 1430.0123 | 0.034248 | 2027 | Mitigation | 0.95 | 45 | 0 | esc | 0.00097009 | 2.3233e-08 | 0.00097009 | 2.3233e-08 | 0.03594 | 2.0095e-05 | 0.010315 | 1.6055e-10
[120 empty] | 7.3.3.17.5 (Remote Grid) Updates to grid topology to minimize risk of ignition in HFTDs Remote GridWLDFRVegetation ContactAggregated | WLDFR | HFTD - Distribution - Tier 3 - 5QU CoRE ¦ 1QU LoRE | Red Flag Warning - Large Fires | Vegetation Contact | Aggregated | 2028 | 2.395e-05 | 1430.0123 | 0.034248 | 2028 | Mitigation | 0.95 | 45 | 0 | esc | 0.00097009 | 2.3233e-08 | 0.00097009 | 2.3233e-08 | 0.03594 | 2.0095e-05 | 0.010315 | 1.6055e-10
[120 empty] | 7.3.3.17.5 (Remote Grid) Updates to grid topology to minimize risk of ignition in HFTDs Remote GridWLDFRVegetation ContactAggregated | WLDFR | HFTD - Distribution - Tier 3 - 5QU CoRE ¦ 1QU LoRE | Red Flag Warning - Large Fires | Vegetation Contact | Aggregated | 2029 | 2.395e-05 | 1430.0123 | 0.034248 | 2029 | Mitigation | 0.95 | 45 | 0 | esc | 0.00097009 | 2.3233e-08 | 0.00097009 | 2.3233e-08 | 0.03594 | 2.0095e-05 | 0.010315 | 1.6055e-10
[120 empty] | 7.3.3.17.5 (Remote Grid) Updates to grid topology to minimize risk of ignition in HFTDs Remote GridWLDFRVegetation ContactAggregated | WLDFR | HFTD - Distribution - Tier 3 - 5QU CoRE ¦ 1QU LoRE | Red Flag Warning - Large Fires | Vegetation Contact | Aggregated | 2030 | 2.395e-05 | 1430.0123 | 0.034248 | 2030 | Mitigation | 0.95 | 45 | 0 | esc | 0.00097009 | 2.3233e-08 | 0.00097009 | 2.3233e-08 | 0.03594 | 2.0095e-05 | 0.010315 | 1.6055e-10
[120 empty] | 7.3.3.17.5 (Remote Grid) Updates to grid topology to minimize risk of ignition in HFTDs Remote GridWLDFRVegetation ContactAggregated | WLDFR | HFTD - Distribution - Tier 3 - 5QU CoRE ¦ 1QU LoRE | Red Flag Warning - Large Fires | Vegetation Contact | Aggregated | 2031 | 2.395e-05 | 1430.0123 | 0.034248 | 2031 | Mitigation | 0.95 | 45 | 0 | esc | 0.00097009 | 2.3233e-08 | 0.00097009 | 2.3233e-08 | 0.03594 | 2.0095e-05 | 0.010315 | 1.6055e-10
[120 empty] | 7.3.3.17.5 (Remote Grid) Updates to grid topology to minimize risk of ignition in HFTDs Remote GridWLDFRVegetation ContactAggregated | WLDFR | HFTD - Distribution - Tier 3 - 5QU CoRE ¦ 1QU LoRE | Red Flag Warning - Large Fires | Vegetation Contact | Aggregated | 2032 | 2.395e-05 | 1430.0123 | 0.034248 | 2032 | Mitigation | 0.95 | 45 | 0 | esc | 0.00097009 | 2.3233e-08 | 0.00097009 | 2.3233e-08 | 0.03594 | 2.0095e-05 | 0.010315 | 1.6055e-10
[120 empty] | 7.3.3.17.5 (Remote Grid) Updates to grid topology to minimize risk of ignition in HFTDs Remote GridWLDFRVegetation ContactAggregated | WLDFR | HFTD - Distribution - Tier 3 - 5QU CoRE ¦ 1QU LoRE | Red Flag Warning - Large Fires | Vegetation Contact | Aggregated | 2033 | 2.395e-05 | 1430.0123 | 0.034248 | 2033 | Mitigation | 0.95 | 45 | 0 | esc | 0.00097009 | 2.3233e-08 | 0.00097009 | 2.3233e-08 | 0.03594 | 2.0095e-05 | 0.010315 | 1.6055e-10
[120 empty] | 7.3.3.17.5 (Remote Grid) Updates to grid topology to minimize risk of ignition in HFTDs Remote GridWLDFRVegetation ContactAggregated | WLDFR | HFTD - Distribution - Tier 3 - 5QU CoRE ¦ 1QU LoRE | Red Flag Warning - Large Fires | Vegetation Contact | Aggregated | 2034 | 2.395e-05 | 1430.0123 | 0.034248 | 2034 | Mitigation | 0.95 | 45 | 0 | esc | 0.00097009 | 2.3233e-08 | 0.00097009 | 2.3233e-08 | 0.03594 | 2.0095e-05 | 0.010315 | 1.6055e-10
[120 empty] | 7.3.3.17.5 (Remote Grid) Updates to grid topology to minimize risk of ignition in HFTDs Remote GridWLDFRVegetation ContactAggregated | WLDFR | HFTD - Distribution - Tier 3 - 5QU CoRE ¦ 1QU LoRE | Red Flag Warning - Large Fires | Vegetation Contact | Aggregated | 2035 | 2.395e-05 | 1430.0123 | 0.034248 | 2035 | Mitigation | 0.95 | 45 | 0 | esc | 0.00097009 | 2.3233e-08 | 0.00097009 | 2.3233e-08 | 0.03594 | 2.0095e-05 | 0.010315 | 1.6055e-10
[120 empty] | 7.3.3.17.5 (Remote Grid) Updates to grid topology to minimize risk of ignition in HFTDs Remote GridWLDFRVegetation ContactAggregated | WLDFR | HFTD - Distribution - Tier 3 - 5QU CoRE ¦ 1QU LoRE | Red Flag Warning - Large Fires | Vegetation Contact | Aggregated | 2036 | 2.395e-05 | 1430.0123 | 0.034248 | 2036 | Mitigation | 0.95 | 45 | 0 | esc | 0.00097009 | 2.3233e-08 | 0.00097009 | 2.3233e-08 | 0.03594 | 2.0095e-05 | 0.010315 | 1.6055e-10
[120 empty] | 7.3.3.17.5 (Remote Grid) Updates to grid topology to minimize risk of ignition in HFTDs Remote GridWLDFRVegetation ContactAggregated | WLDFR | HFTD - Distribution - Tier 3 - 5QU CoRE ¦ 1QU LoRE | Red Flag Warning - Large Fires | Vegetation Contact | Aggregated | 2037 | 2.395e-05 | 1430.0123 | 0.034248 | 2037 | Mitigation | 0.95 | 45 | 0 | esc | 0.00097009 | 2.3233e-08 | 0.00097009 | 2.3233e-08 | 0.03594 | 2.0095e-05 | 0.010315 | 1.6055e-10
[120 empty] | 7.3.3.17.5 (Remote Grid) Updates to grid topology to minimize risk of ignition in HFTDs Remote GridWLDFRVegetation ContactAggregated | WLDFR | HFTD - Distribution - Tier 3 - 5QU CoRE ¦ 1QU LoRE | Red Flag Warning - Large Fires | Vegetation Contact | Aggregated | 2038 | 2.395e-05 | 1430.0123 | 0.034248 | 2038 | Mitigation | 0.95 | 45 | 0 | esc | 0.00097009 | 2.3233e-08 | 0.00097009 | 2.3233e-08 | 0.03594 | 2.0095e-05 | 0.010315 | 1.6055e-10
[120 empty] | 7.3.3.17.5 (Remote Grid) Updates to grid topology to minimize risk of ignition in HFTDs Remote GridWLDFRVegetation ContactAggregated | WLDFR | HFTD - Distribution - Tier 3 - 5QU CoRE ¦ 1QU LoRE | Red Flag Warning - Large Fires | Vegetation Contact | Aggregated | 2039 | 2.395e-05 | 1430.0123 | 0.034248 | 2039 | Mitigation | 0.95 | 45 | 0 | esc | 0.00097009 | 2.3233e-08 | 0.00097009 | 2.3233e-08 | 0.03594 | 2.0095e-05 | 0.010315 | 1.6055e-10
[120 empty] | 7.3.3.17.5 (Remote Grid) Updates to grid topology to minimize risk of ignition in HFTDs Remote GridWLDFRVegetation ContactAggregated | WLDFR | HFTD - Distribution - Tier 3 - 5QU CoRE ¦ 1QU LoRE | Red Flag Warning - Large Fires | Vegetation Contact | Aggregated | 2040 | 2.395e-05 | 1430.0123 | 0.034248 | 2040 | Mitigation | 0.95 | 45 | 0 | esc | 0.00097009 | 2.3233e-08 | 0.00097009 | 2.3233e-08 | 0.03594 | 2.0095e-05 | 0.010315 | 1.6055e-10
[120 empty] | 7.3.3.17.5 (Remote Grid) Updates to grid topology to minimize risk of ignition in HFTDs Remote GridWLDFRVegetation ContactAggregated | WLDFR | HFTD - Distribution - Tier 3 - 5QU CoRE ¦ 1QU LoRE | Red Flag Warning - Large Fires | Vegetation Contact | Aggregated | 2041 | 2.395e-05 | 1430.0123 | 0.034248 | 2041 | Mitigation | 0.95 | 45 | 0 | esc | 0.00097009 | 2.3233e-08 | 0.00097009 | 2.3233e-08 | 0.03594 | 2.0095e-05 | 0.010315 | 1.6055e-10
[120 empty] | 7.3.3.17.5 (Remote Grid) Updates to grid topology to minimize risk of ignition in HFTDs Remote GridWLDFRVegetation ContactAggregated | WLDFR | HFTD - Distribution - Tier 3 - 5QU CoRE ¦ 1QU LoRE | Red Flag Warning - Large Fires | Vegetation Contact | Aggregated | 2042 | 2.395e-05 | 1430.0123 | 0.034248 | 2042 | Mitigation | 0.95 | 45 | 0 | esc | 0.00097009 | 2.3233e-08 | 0.00097009 | 2.3233e-08 | 0.03594 | 2.0095e-05 | 0.010315 | 1.6055e-10
[120 empty] | 7.3.3.17.5 (Remote Grid) Updates to grid topology to minimize risk of ignition in HFTDs Remote GridWLDFRVegetation ContactAggregated | WLDFR | HFTD - Distribution - Tier 3 - 5QU CoRE ¦ 1QU LoRE | Red Flag Warning - Large Fires | Vegetation Contact | Aggregated | 2043 | 2.395e-05 | 1430.0123 | 0.034248 | 2043 | Mitigation | 0.95 | 45 | 0 | esc | 0.00097009 | 2.3233e-08 | 0.00097009 | 2.3233e-08 | 0.03594 | 2.0095e-05 | 0.010315 | 1.6055e-10
[120 empty] | 7.3.3.17.5 (Remote Grid) Updates to grid topology to minimize risk of ignition in HFTDs Remote GridWLDFRVegetation ContactAggregated | WLDFR | HFTD - Distribution - Tier 3 - 5QU CoRE ¦ 1QU LoRE | Red Flag Warning - Large Fires | Vegetation Contact | Aggregated | 2044 | 2.395e-05 | 1430.0123 | 0.034248 | 2044 | Mitigation | 0.95 | 45 | 0 | esc | 0.00097009 | 2.3233e-08 | 0.00097009 | 2.3233e-08 | 0.03594 | 2.0095e-05 | 0.010315 | 1.6055e-10
[120 empty] | 7.3.3.17.5 (Remote Grid) Updates to grid topology to minimize risk of ignition in HFTDs Remote GridWLDFRVegetation ContactAggregated | WLDFR | HFTD - Distribution - Tier 3 - 5QU CoRE ¦ 1QU LoRE | Red Flag Warning - Large Fires | Vegetation Contact | Aggregated | 2045 | 2.395e-05 | 1430.0123 | 0.034248 | 2045 | Mitigation | 0.95 | 45 | 0 | esc | 0.00097009 | 2.3233e-08 | 0.00097009 | 2.3233e-08 | 0.03594 | 2.0095e-05 | 0.010315 | 1.6055e-10
[120 empty] | 7.3.3.17.5 (Remote Grid) Updates to grid topology to minimize risk of ignition in HFTDs Remote GridWLDFRVegetation ContactAggregated | WLDFR | HFTD - Distribution - Tier 3 - 5QU CoRE ¦ 1QU LoRE | Red Flag Warning - Large Fires | Vegetation Contact | Aggregated | 2046 | 2.395e-05 | 1430.0123 | 0.034248 | 2046 | Mitigation | 0.95 | 45 | 0 | esc | 0.00097009 | 2.3233e-08 | 0.00097009 | 2.3233e-08 | 0.03594 | 2.0095e-05 | 0 | 0
[120 empty] | 7.3.3.17.5 (Remote Grid) Updates to grid topology to minimize risk of ignition in HFTDs Remote GridWLDFRVegetation ContactAggregated | WLDFR | HFTD - Distribution - Tier 3 - 5QU CoRE ¦ 1QU LoRE | Red Flag Warning - Large Fires | Vegetation Contact | Aggregated | 2047 | 2.395e-05 | 1430.0123 | 0.034248 | 2047 | Mitigation | 0.95 | 45 | 0 | esc | 0.00097009 | 2.3233e-08 | 0.00097009 | 2.3233e-08 | 0.03594 | 2.0095e-05 | 0 | 0
[120 empty] | 7.3.3.17.5 (Remote Grid) Updates to grid topology to minimize risk of ignition in HFTDs Remote GridWLDFRVegetation ContactAggregated | WLDFR | HFTD - Distribution - Tier 3 - 5QU CoRE ¦ 1QU LoRE | Red Flag Warning - Large Fires | Vegetation Contact | Aggregated | 2048 | 2.395e-05 | 1430.0123 | 0.034248 | 2048 | Mitigation | 0.95 | 45 | 0 | esc | 0.00097009 | 2.3233e-08 | 0.00097009 | 2.3233e-08 | 0.03594 | 2.0095e-05 | 0.013666 | 3.4285e-10
[120 empty] | 7.3.3.17.5 (Remote Grid) Updates to grid topology to minimize risk of ignition in HFTDs Remote GridWLDFRVegetation ContactAggregated | WLDFR | HFTD - Distribution - Tier 3 - 5QU CoRE ¦ 1QU LoRE | Red Flag Warning - Large Fires | Vegetation Contact | Aggregated | 2049 | 2.395e-05 | 1430.0123 | 0.034248 | 2049 | Mitigation | 0.95 | 45 | 0 | esc | 0.00097009 | 2.3233e-08 | 0.00097009 | 2.3233e-08 | 0.03594 | 2.0095e-05 | 0.013666 | 3.4285e-10
[120 empty] | 7.3.3.17.5 (Remote Grid) Updates to grid topology to minimize risk of ignition in HFTDs Remote GridWLDFRVegetation ContactAggregated | WLDFR | HFTD - Distribution - Tier 3 - 5QU CoRE ¦ 1QU LoRE | Red Flag Warning - Large Fires | Vegetation Contact | Aggregated | 2050 | 2.395e-05 | 1430.0123 | 0.034248 | 2050 | Mitigation | 0.95 | 45 | 0 | esc | 0.00097009 | 2.3233e-08 | 0.00097009 | 2.3233e-08 | 0.03594 | 2.0095e-05 | 0.013666 | 3.4285e-10
[120 empty] | 7.3.3.17.5 (Remote Grid) Updates to grid topology to minimize risk of ignition in HFTDs Remote GridWLDFRVegetation ContactAggregated | WLDFR | HFTD - Distribution - Tier 3 - 5QU CoRE ¦ 1QU LoRE | Red Flag Warning - Large Fires | Vegetation Contact | Aggregated | 2051 | 2.395e-05 | 1430.0123 | 0.034248 | 2051 | Mitigation | 0.95 | 45 | 0 | esc | 0.00097009 | 2.3233e-08 | 0.00097009 | 2.3233e-08 | 0.03594 | 2.0095e-05 | 0.013666 | 3.4285e-10
[120 empty] | 7.3.3.17.5 (Remote Grid) Updates to grid topology to minimize risk of ignition in HFTDs Remote GridWLDFRVegetation ContactAggregated | WLDFR | HFTD - Distribution - Tier 3 - 5QU CoRE ¦ 1QU LoRE | Red Flag Warning - Large Fires | Vegetation Contact | Aggregated | 2052 | 2.395e-05 | 1430.0123 | 0.034248 | 2052 | Mitigation | 0.95 | 45 | 0 | esc | 0.00097009 | 2.3233e-08 | 0.00097009 | 2.3233e-08 | 0.03594 | 2.0095e-05 | 0.013666 | 3.4285e-10
[120 empty] | 7.3.3.17.5 (Remote Grid) Updates to grid topology to minimize risk of ignition in HFTDs Remote GridWLDFRVegetation ContactAggregated | WLDFR | HFTD - Distribution - Tier 3 - 5QU CoRE ¦ 1QU LoRE | Red Flag Warning - Large Fires | Vegetation Contact | Aggregated | 2053 | 2.395e-05 | 1430.0123 | 0.034248 | 2053 | Mitigation | 0.95 | 45 | 0 | esc | 0.00097009 | 2.3233e-08 | 0.00097009 | 2.3233e-08 | 0.03594 | 2.0095e-05 | 0.013666 | 3.4285e-10
[120 empty] | 7.3.3.17.5 (Remote Grid) Updates to grid topology to minimize risk of ignition in HFTDs Remote GridWLDFRVegetation ContactAggregated | WLDFR | HFTD - Distribution - Tier 3 - 5QU CoRE ¦ 1QU LoRE | Red Flag Warning - Large Fires | Vegetation Contact | Aggregated | 2054 | 2.395e-05 | 1430.0123 | 0.034248 | 2054 | Mitigation | 0.95 | 45 | 0 | esc | 0.00097009 | 2.3233e-08 | 0.00097009 | 2.3233e-08 | 0.03594 | 2.0095e-05 | 0.013666 | 3.4285e-10
[120 empty] | 7.3.3.17.5 (Remote Grid) Updates to grid topology to minimize risk of ignition in HFTDs Remote GridWLDFRVegetation ContactAggregated | WLDFR | HFTD - Distribution - Tier 3 - 5QU CoRE ¦ 1QU LoRE | Red Flag Warning - Large Fires | Vegetation Contact | Aggregated | 2055 | 2.395e-05 | 1430.0123 | 0.034248 | 2055 | Mitigation | 0.95 | 45 | 0 | esc | 0.00097009 | 2.3233e-08 | 0.00097009 | 2.3233e-08 | 0.03594 | 2.0095e-05 | 0.013666 | 3.4285e-10
[120 empty] | 7.3.3.17.5 (Remote Grid) Updates to grid topology to minimize risk of ignition in HFTDs Remote GridWLDFRVegetation ContactAggregated | WLDFR | HFTD - Distribution - Tier 3 - 5QU CoRE ¦ 1QU LoRE | Red Flag Warning - Large Fires | Vegetation Contact | Aggregated | 2056 | 2.395e-05 | 1430.0123 | 0.034248 | 2056 | Mitigation | 0.95 | 45 | 0 | esc | 0.00097009 | 2.3233e-08 | 0.00097009 | 2.3233e-08 | 0.03594 | 2.0095e-05 | 0.013666 | 3.4285e-10
[120 empty] | 7.3.3.17.5 (Remote Grid) Updates to grid topology to minimize risk of ignition in HFTDs Remote GridWLDFRVegetation ContactAggregated | WLDFR | HFTD - Distribution - Tier 3 - 5QU CoRE ¦ 1QU LoRE | Red Flag Warning - Large Fires | Vegetation Contact | Aggregated | 2057 | 2.395e-05 | 1430.0123 | 0.034248 | 2057 | Mitigation | 0.95 | 45 | 0 | esc | 0.00097009 | 2.3233e-08 | 0.00097009 | 2.3233e-08 | 0.03594 | 2.0095e-05 | 0.013666 | 3.4285e-10
[120 empty] | 7.3.3.17.5 (Remote Grid) Updates to grid topology to minimize risk of ignition in HFTDs Remote GridWLDFRVegetation ContactAggregated | WLDFR | HFTD - Distribution - Tier 3 - 5QU CoRE ¦ 1QU LoRE | Red Flag Warning - Large Fires | Vegetation Contact | Aggregated | 2058 | 2.395e-05 | 1430.0123 | 0.034248 | 2058 | Mitigation | 0.95 | 45 | 0 | esc | 0.00097009 | 2.3233e-08 | 0.00097009 | 2.3233e-08 | 0.03594 | 2.0095e-05 | 0.013666 | 3.4285e-10
[120 empty] | 7.3.3.17.5 (Remote Grid) Updates to grid topology to minimize risk of ignition in HFTDs Remote GridWLDFRVegetation ContactAggregated | WLDFR | HFTD - Distribution - Tier 3 - 5QU CoRE ¦ 1QU LoRE | Red Flag Warning - Large Fires | Vegetation Contact | Aggregated | 2059 | 2.395e-05 | 1430.0123 | 0.034248 | 2059 | Mitigation | 0.95 | 45 | 0 | esc | 0.00097009 | 2.3233e-08 | 0.00097009 | 2.3233e-08 | 0.03594 | 2.0095e-05 | 0.013666 | 3.4285e-10
[120 empty] | 7.3.3.17.5 (Remote Grid) Updates to grid topology to minimize risk of ignition in HFTDs Remote GridWLDFRVegetation ContactAggregated | WLDFR | HFTD - Distribution - Tier 3 - 5QU CoRE ¦ 1QU LoRE | Red Flag Warning - Large Fires | Vegetation Contact | Aggregated | 2060 | 2.395e-05 | 1430.0123 | 0.034248 | 2060 | Mitigation | 0.95 | 45 | 0 | esc | 0.00097009 | 2.3233e-08 | 0.00097009 | 2.3233e-08 | 0.03594 | 2.0095e-05 | 0.013666 | 3.4285e-10
[120 empty] | 7.3.3.17.5 (Remote Grid) Updates to grid topology to minimize risk of ignition in HFTDs Remote GridWLDFRVegetation ContactAggregated | WLDFR | HFTD - Distribution - Tier 3 - 5QU CoRE ¦ 1QU LoRE | Red Flag Warning - Large Fires | Vegetation Contact | Aggregated | 2061 | 2.395e-05 | 1430.0123 | 0.034248 | 2061 | Mitigation | 0.95 | 45 | 0 | esc | 0.00097009 | 2.3233e-08 | 0.00097009 | 2.3233e-08 | 0.03594 | 2.0095e-05 | 0.013666 | 3.4285e-10
[120 empty] | 7.3.3.17.5 (Remote Grid) Updates to grid topology to minimize risk of ignition in HFTDs Remote GridWLDFRVegetation ContactAggregated | WLDFR | HFTD - Distribution - Tier 3 - 5QU CoRE ¦ 1QU LoRE | Red Flag Warning - Large Fires | Vegetation Contact | Aggregated | 2062 | 2.395e-05 | 1430.0123 | 0.034248 | 2062 | Mitigation | 0.95 | 45 | 0 | esc | 0.00097009 | 2.3233e-08 | 0.00097009 | 2.3233e-08 | 0.03594 | 2.0095e-05 | 0.013666 | 3.4285e-10
[120 empty] | 7.3.3.17.5 (Remote Grid) Updates to grid topology to minimize risk of ignition in HFTDs Remote GridWLDFRVegetation ContactAggregated | WLDFR | HFTD - Distribution - Tier 3 - 5QU CoRE ¦ 1QU LoRE | Red Flag Warning - Large Fires | Vegetation Contact | Aggregated | 2063 | 2.395e-05 | 1430.0123 | 0.034248 | 2063 | Mitigation | 0.95 | 45 | 0 | esc | 0.00097009 | 2.3233e-08 | 0.00097009 | 2.3233e-08 | 0.03594 | 2.0095e-05 | 0.013666 | 3.4285e-10
[120 empty] | 7.3.3.17.5 (Remote Grid) Updates to grid topology to minimize risk of ignition in HFTDs Remote GridWLDFRVegetation ContactAggregated | WLDFR | HFTD - Distribution - Tier 3 - 5QU CoRE ¦ 1QU LoRE | Red Flag Warning - Large Fires | Vegetation Contact | Aggregated | 2064 | 2.395e-05 | 1430.0123 | 0.034248 | 2064 | Mitigation | 0.95 | 45 | 0 | esc | 0.00097009 | 2.3233e-08 | 0.00097009 | 2.3233e-08 | 0.03594 | 2.0095e-05 | 0.013666 | 3.4285e-10
[120 empty] | 7.3.3.17.5 (Remote Grid) Updates to grid topology to minimize risk of ignition in HFTDs Remote GridWLDFRVegetation ContactAggregated | WLDFR | HFTD - Distribution - Tier 3 - 5QU CoRE ¦ 1QU LoRE | Red Flag Warning - Large Fires | Vegetation Contact | Aggregated | 2065 | 2.395e-05 | 1430.0123 | 0.034248 | 2065 | Mitigation | 0.95 | 45 | 0 | esc | 0.00097009 | 2.3233e-08 | 0.00097009 | 2.3233e-08 | 0.03594 | 2.0095e-05 | 0.013666 | 3.4285e-10
[120 empty] | 7.3.3.17.5 (Remote Grid) Updates to grid topology to minimize risk of ignition in HFTDs Remote GridWLDFRVegetation ContactAggregated | WLDFR | HFTD - Distribution - Tier 3 - 5QU CoRE ¦ 1QU LoRE | Red Flag Warning - Large Fires | Vegetation Contact | Aggregated | 2066 | 2.395e-05 | 1430.0123 | 0.034248 | 2066 | Mitigation | 0.95 | 45 | 0 | esc | 0.00097009 | 2.3233e-08 | 0.00097009 | 2.3233e-08 | 0.03594 | 2.0095e-05 | 0.013666 | 3.4285e-10
[120 empty] | 7.3.3.17.5 (Remote Grid) Updates to grid topology to minimize risk of ignition in HFTDs Remote GridWLDFRVegetation ContactAggregated | WLDFR | HFTD - Distribution - Tier 3 - 5QU CoRE ¦ 1QU LoRE | Red Flag Warning - Large Fires | Vegetation Contact | Aggregated | 2067 | 2.395e-05 | 1430.0123 | 0.034248 | 2067 | Mitigation | 0.95 | 45 | 0 | esc | 0 | 0 | 0.00097009 | 2.3233e-08 | 0.03594 | 2.0095e-05 | 0.013666 | 3.4285e-10
[120 empty] | 7.3.3.17.5 (Remote Grid) Updates to grid topology to minimize risk of ignition in HFTDs Remote GridWLDFRContact from objectAggregated | WLDFR | HFTD - Distribution - Tier 3 - 5QU CoRE ¦ 1QU LoRE | Red Flag Warning - Small Fires | Contact from object | Aggregated | 2022 | 5.3337e-05 | 1430.0123 | 0.076272 | 2022 | Mitigation | 0.95 | 45 | 0 | esc | 0.00097009 | 5.1741e-08 | 0 | 0 | 0.03594 | 2.0095e-05 | 0.013666 | 3.4285e-10
[120 empty] | 7.3.3.17.5 (Remote Grid) Updates to grid topology to minimize risk of ignition in HFTDs Remote GridWLDFRContact from objectAggregated | WLDFR | HFTD - Distribution - Tier 3 - 5QU CoRE ¦ 1QU LoRE | Red Flag Warning - Small Fires | Contact from object | Aggregated | 2023 | 5.3337e-05 | 1430.0123 | 0.076272 | 2023 | Mitigation | 0.95 | 45 | 0 | esc | 0.00097009 | 5.1741e-08 | 0.00097009 | 5.1741e-08 | 0.03594 | 2.0095e-05 | 0.013666 | 3.4285e-10
[120 empty] | 7.3.3.17.5 (Remote Grid) Updates to grid topology to minimize risk of ignition in HFTDs Remote GridWLDFRContact from objectAggregated | WLDFR | HFTD - Distribution - Tier 3 - 5QU CoRE ¦ 1QU LoRE | Red Flag Warning - Small Fires | Contact from object | Aggregated | 2024 | 5.3337e-05 | 1430.0123 | 0.076272 | 2024 | Mitigation | 0.95 | 45 | 0 | esc | 0.00097009 | 5.1741e-08 | 0.00097009 | 5.1741e-08 | 0.03594 | 2.0095e-05 | 0.013666 | 3.4285e-10
[120 empty] | 7.3.3.17.5 (Remote Grid) Updates to grid topology to minimize risk of ignition in HFTDs Remote GridWLDFRContact from objectAggregated | WLDFR | HFTD - Distribution - Tier 3 - 5QU CoRE ¦ 1QU LoRE | Red Flag Warning - Small Fires | Contact from object | Aggregated | 2025 | 5.3337e-05 | 1430.0123 | 0.076272 | 2025 | Mitigation | 0.95 | 45 | 0 | esc | 0.00097009 | 5.1741e-08 | 0.00097009 | 5.1741e-08 | 0.03594 | 2.0095e-05 | 0.013666 | 3.4285e-10
[120 empty] | 7.3.3.17.5 (Remote Grid) Updates to grid topology to minimize risk of ignition in HFTDs Remote GridWLDFRContact from objectAggregated | WLDFR | HFTD - Distribution - Tier 3 - 5QU CoRE ¦ 1QU LoRE | Red Flag Warning - Small Fires | Contact from object | Aggregated | 2026 | 5.3337e-05 | 1430.0123 | 0.076272 | 2026 | Mitigation | 0.95 | 45 | 0 | esc | 0.00097009 | 5.1741e-08 | 0.00097009 | 5.1741e-08 | 0.03594 | 2.0095e-05 | 0.013666 | 3.4285e-10
[120 empty] | 7.3.3.17.5 (Remote Grid) Updates to grid topology to minimize risk of ignition in HFTDs Remote GridWLDFRContact from objectAggregated | WLDFR | HFTD - Distribution - Tier 3 - 5QU CoRE ¦ 1QU LoRE | Red Flag Warning - Small Fires | Contact from object | Aggregated | 2027 | 5.3337e-05 | 1430.0123 | 0.076272 | 2027 | Mitigation | 0.95 | 45 | 0 | esc | 0.00097009 | 5.1741e-08 | 0.00097009 | 5.1741e-08 | 0.03594 | 2.0095e-05 | 0.013666 | 3.4285e-10
[120 empty] | 7.3.3.17.5 (Remote Grid) Updates to grid topology to minimize risk of ignition in HFTDs Remote GridWLDFRContact from objectAggregated | WLDFR | HFTD - Distribution - Tier 3 - 5QU CoRE ¦ 1QU LoRE | Red Flag Warning - Small Fires | Contact from object | Aggregated | 2028 | 5.3337e-05 | 1430.0123 | 0.076272 | 2028 | Mitigation | 0.95 | 45 | 0 | esc | 0.00097009 | 5.1741e-08 | 0.00097009 | 5.1741e-08 | 0.03594 | 2.0095e-05 | 0.013666 | 3.4285e-10
[120 empty] | 7.3.3.17.5 (Remote Grid) Updates to grid topology to minimize risk of ignition in HFTDs Remote GridWLDFRContact from objectAggregated | WLDFR | HFTD - Distribution - Tier 3 - 5QU CoRE ¦ 1QU LoRE | Red Flag Warning - Small Fires | Contact from object | Aggregated | 2029 | 5.3337e-05 | 1430.0123 | 0.076272 | 2029 | Mitigation | 0.95 | 45 | 0 | esc | 0.00097009 | 5.1741e-08 | 0.00097009 | 5.1741e-08 | 0.03594 | 2.0095e-05 | 0.013666 | 3.4285e-10
[120 empty] | 7.3.3.17.5 (Remote Grid) Updates to grid topology to minimize risk of ignition in HFTDs Remote GridWLDFRContact from objectAggregated | WLDFR | HFTD - Distribution - Tier 3 - 5QU CoRE ¦ 1QU LoRE | Red Flag Warning - Small Fires | Contact from object | Aggregated | 2030 | 5.3337e-05 | 1430.0123 | 0.076272 | 2030 | Mitigation | 0.95 | 45 | 0 | esc | 0.00097009 | 5.1741e-08 | 0.00097009 | 5.1741e-08 | 0 | 0 | 0.013666 | 3.4285e-10
[120 empty] | 7.3.3.17.5 (Remote Grid) Updates to grid topology to minimize risk of ignition in HFTDs Remote GridWLDFRContact from objectAggregated | WLDFR | HFTD - Distribution - Tier 3 - 5QU CoRE ¦ 1QU LoRE | Red Flag Warning - Small Fires | Contact from object | Aggregated | 2031 | 5.3337e-05 | 1430.0123 | 0.076272 | 2031 | Mitigation | 0.95 | 45 | 0 | esc | 0.00097009 | 5.1741e-08 | 0.00097009 | 5.1741e-08 | 0.03594 | 1.0662e-07 | 0.013666 | 3.4285e-10
[120 empty] | 7.3.3.17.5 (Remote Grid) Updates to grid topology to minimize risk of ignition in HFTDs Remote GridWLDFRContact from objectAggregated | WLDFR | HFTD - Distribution - Tier 3 - 5QU CoRE ¦ 1QU LoRE | Red Flag Warning - Small Fires | Contact from object | Aggregated | 2032 | 5.3337e-05 | 1430.0123 | 0.076272 | 2032 | Mitigation | 0.95 | 45 | 0 | esc | 0.00097009 | 5.1741e-08 | 0.00097009 | 5.1741e-08 | 0.03594 | 1.0662e-07 | 0 | 0
[120 empty] | 7.3.3.17.5 (Remote Grid) Updates to grid topology to minimize risk of ignition in HFTDs Remote GridWLDFRContact from objectAggregated | WLDFR | HFTD - Distribution - Tier 3 - 5QU CoRE ¦ 1QU LoRE | Red Flag Warning - Small Fires | Contact from object | Aggregated | 2033 | 5.3337e-05 | 1430.0123 | 0.076272 | 2033 | Mitigation | 0.95 | 45 | 0 | esc | 0.00097009 | 5.1741e-08 | 0.00097009 | 5.1741e-08 | 0.03594 | 1.0662e-07 | 0 | 0
[120 empty] | 7.3.3.17.5 (Remote Grid) Updates to grid topology to minimize risk of ignition in HFTDs Remote GridWLDFRContact from objectAggregated | WLDFR | HFTD - Distribution - Tier 3 - 5QU CoRE ¦ 1QU LoRE | Red Flag Warning - Small Fires | Contact from object | Aggregated | 2034 | 5.3337e-05 | 1430.0123 | 0.076272 | 2034 | Mitigation | 0.95 | 45 | 0 | esc | 0.00097009 | 5.1741e-08 | 0.00097009 | 5.1741e-08 | 0.03594 | 1.0662e-07 | 0.0063316 | 6.8492e-12
[120 empty] | 7.3.3.17.5 (Remote Grid) Updates to grid topology to minimize risk of ignition in HFTDs Remote GridWLDFRContact from objectAggregated | WLDFR | HFTD - Distribution - Tier 3 - 5QU CoRE ¦ 1QU LoRE | Red Flag Warning - Small Fires | Contact from object | Aggregated | 2035 | 5.3337e-05 | 1430.0123 | 0.076272 | 2035 | Mitigation | 0.95 | 45 | 0 | esc | 0.00097009 | 5.1741e-08 | 0.00097009 | 5.1741e-08 | 0.03594 | 1.0662e-07 | 0.0063316 | 6.8492e-12
[120 empty] | 7.3.3.17.5 (Remote Grid) Updates to grid topology to minimize risk of ignition in HFTDs Remote GridWLDFRContact from objectAggregated | WLDFR | HFTD - Distribution - Tier 3 - 5QU CoRE ¦ 1QU LoRE | Red Flag Warning - Small Fires | Contact from object | Aggregated | 2036 | 5.3337e-05 | 1430.0123 | 0.076272 | 2036 | Mitigation | 0.95 | 45 | 0 | esc | 0.00097009 | 5.1741e-08 | 0.00097009 | 5.1741e-08 | 0.03594 | 1.0662e-07 | 0.0063316 | 6.8492e-12
[120 empty] | 7.3.3.17.5 (Remote Grid) Updates to grid topology to minimize risk of ignition in HFTDs Remote GridWLDFRContact from objectAggregated | WLDFR | HFTD - Distribution - Tier 3 - 5QU CoRE ¦ 1QU LoRE | Red Flag Warning - Small Fires | Contact from object | Aggregated | 2037 | 5.3337e-05 | 1430.0123 | 0.076272 | 2037 | Mitigation | 0.95 | 45 | 0 | esc | 0.00097009 | 5.1741e-08 | 0.00097009 | 5.1741e-08 | 0.03594 | 1.0662e-07 | 0.0063316 | 6.8492e-12
[120 empty] | 7.3.3.17.5 (Remote Grid) Updates to grid topology to minimize risk of ignition in HFTDs Remote GridWLDFRContact from objectAggregated | WLDFR | HFTD - Distribution - Tier 3 - 5QU CoRE ¦ 1QU LoRE | Red Flag Warning - Small Fires | Contact from object | Aggregated | 2038 | 5.3337e-05 | 1430.0123 | 0.076272 | 2038 | Mitigation | 0.95 | 45 | 0 | esc | 0.00097009 | 5.1741e-08 | 0.00097009 | 5.1741e-08 | 0.03594 | 1.0662e-07 | 0.0063316 | 6.8492e-12
[120 empty] | 7.3.3.17.5 (Remote Grid) Updates to grid topology to minimize risk of ignition in HFTDs Remote GridWLDFRContact from objectAggregated | WLDFR | HFTD - Distribution - Tier 3 - 5QU CoRE ¦ 1QU LoRE | Red Flag Warning - Small Fires | Contact from object | Aggregated | 2039 | 5.3337e-05 | 1430.0123 | 0.076272 | 2039 | Mitigation | 0.95 | 45 | 0 | esc | 0.00097009 | 5.1741e-08 | 0.00097009 | 5.1741e-08 | 0.03594 | 1.0662e-07 | 0.0063316 | 6.8492e-12
[120 empty] | 7.3.3.17.5 (Remote Grid) Updates to grid topology to minimize risk of ignition in HFTDs Remote GridWLDFRContact from objectAggregated | WLDFR | HFTD - Distribution - Tier 3 - 5QU CoRE ¦ 1QU LoRE | Red Flag Warning - Small Fires | Contact from object | Aggregated | 2040 | 5.3337e-05 | 1430.0123 | 0.076272 | 2040 | Mitigation | 0.95 | 45 | 0 | esc | 0.00097009 | 5.1741e-08 | 0.00097009 | 5.1741e-08 | 0.03594 | 1.0662e-07 | 0.0063316 | 6.8492e-12
[120 empty] | 7.3.3.17.5 (Remote Grid) Updates to grid topology to minimize risk of ignition in HFTDs Remote GridWLDFRContact from objectAggregated | WLDFR | HFTD - Distribution - Tier 3 - 5QU CoRE ¦ 1QU LoRE | Red Flag Warning - Small Fires | Contact from object | Aggregated | 2041 | 5.3337e-05 | 1430.0123 | 0.076272 | 2041 | Mitigation | 0.95 | 45 | 0 | esc | 0.00097009 | 5.1741e-08 | 0.00097009 | 5.1741e-08 | 0.03594 | 1.0662e-07 | 0.0063316 | 6.8492e-12
[120 empty] | 7.3.3.17.5 (Remote Grid) Updates to grid topology to minimize risk of ignition in HFTDs Remote GridWLDFRContact from objectAggregated | WLDFR | HFTD - Distribution - Tier 3 - 5QU CoRE ¦ 1QU LoRE | Red Flag Warning - Small Fires | Contact from object | Aggregated | 2042 | 5.3337e-05 | 1430.0123 | 0.076272 | 2042 | Mitigation | 0.95 | 45 | 0 | esc | 0.00097009 | 5.1741e-08 | 0.00097009 | 5.1741e-08 | 0.03594 | 1.0662e-07 | 0.0063316 | 6.8492e-12
[120 empty] | 7.3.3.17.5 (Remote Grid) Updates to grid topology to minimize risk of ignition in HFTDs Remote GridWLDFRContact from objectAggregated | WLDFR | HFTD - Distribution - Tier 3 - 5QU CoRE ¦ 1QU LoRE | Red Flag Warning - Small Fires | Contact from object | Aggregated | 2043 | 5.3337e-05 | 1430.0123 | 0.076272 | 2043 | Mitigation | 0.95 | 45 | 0 | esc | 0.00097009 | 5.1741e-08 | 0.00097009 | 5.1741e-08 | 0.03594 | 1.0662e-07 | 0.0063316 | 6.8492e-12
[120 empty] | 7.3.3.17.5 (Remote Grid) Updates to grid topology to minimize risk of ignition in HFTDs Remote GridWLDFRContact from objectAggregated | WLDFR | HFTD - Distribution - Tier 3 - 5QU CoRE ¦ 1QU LoRE | Red Flag Warning - Small Fires | Contact from object | Aggregated | 2044 | 5.3337e-05 | 1430.0123 | 0.076272 | 2044 | Mitigation | 0.95 | 45 | 0 | esc | 0.00097009 | 5.1741e-08 | 0.00097009 | 5.1741e-08 | 0.03594 | 1.0662e-07 | 0.0063316 | 6.8492e-12
[120 empty] | 7.3.3.17.5 (Remote Grid) Updates to grid topology to minimize risk of ignition in HFTDs Remote GridWLDFRContact from objectAggregated | WLDFR | HFTD - Distribution - Tier 3 - 5QU CoRE ¦ 1QU LoRE | Red Flag Warning - Small Fires | Contact from object | Aggregated | 2045 | 5.3337e-05 | 1430.0123 | 0.076272 | 2045 | Mitigation | 0.95 | 45 | 0 | esc | 0.00097009 | 5.1741e-08 | 0.00097009 | 5.1741e-08 | 0.03594 | 1.0662e-07 | 0.0063316 | 6.8492e-12
[120 empty] | 7.3.3.17.5 (Remote Grid) Updates to grid topology to minimize risk of ignition in HFTDs Remote GridWLDFRContact from objectAggregated | WLDFR | HFTD - Distribution - Tier 3 - 5QU CoRE ¦ 1QU LoRE | Red Flag Warning - Small Fires | Contact from object | Aggregated | 2046 | 5.3337e-05 | 1430.0123 | 0.076272 | 2046 | Mitigation | 0.95 | 45 | 0 | esc | 0.00097009 | 5.1741e-08 | 0.00097009 | 5.1741e-08 | 0.03594 | 1.0662e-07 | 0.0063316 | 6.8492e-12
[120 empty] | 7.3.3.17.5 (Remote Grid) Updates to grid topology to minimize risk of ignition in HFTDs Remote GridWLDFRContact from objectAggregated | WLDFR | HFTD - Distribution - Tier 3 - 5QU CoRE ¦ 1QU LoRE | Red Flag Warning - Small Fires | Contact from object | Aggregated | 2047 | 5.3337e-05 | 1430.0123 | 0.076272 | 2047 | Mitigation | 0.95 | 45 | 0 | esc | 0.00097009 | 5.1741e-08 | 0.00097009 | 5.1741e-08 | 0.03594 | 1.0662e-07 | 0.0063316 | 6.8492e-12
[120 empty] | 7.3.3.17.5 (Remote Grid) Updates to grid topology to minimize risk of ignition in HFTDs Remote GridWLDFRContact from objectAggregated | WLDFR | HFTD - Distribution - Tier 3 - 5QU CoRE ¦ 1QU LoRE | Red Flag Warning - Small Fires | Contact from object | Aggregated | 2048 | 5.3337e-05 | 1430.0123 | 0.076272 | 2048 | Mitigation | 0.95 | 45 | 0 | esc | 0.00097009 | 5.1741e-08 | 0.00097009 | 5.1741e-08 | 0.03594 | 1.0662e-07 | 0.0063316 | 6.8492e-12
[120 empty] | 7.3.3.17.5 (Remote Grid) Updates to grid topology to minimize risk of ignition in HFTDs Remote GridWLDFRContact from objectAggregated | WLDFR | HFTD - Distribution - Tier 3 - 5QU CoRE ¦ 1QU LoRE | Red Flag Warning - Small Fires | Contact from object | Aggregated | 2049 | 5.3337e-05 | 1430.0123 | 0.076272 | 2049 | Mitigation | 0.95 | 45 | 0 | esc | 0.00097009 | 5.1741e-08 | 0.00097009 | 5.1741e-08 | 0.03594 | 1.0662e-07 | 0.0063316 | 6.8492e-12
[120 empty] | 7.3.3.17.5 (Remote Grid) Updates to grid topology to minimize risk of ignition in HFTDs Remote GridWLDFRContact from objectAggregated | WLDFR | HFTD - Distribution - Tier 3 - 5QU CoRE ¦ 1QU LoRE | Red Flag Warning - Small Fires | Contact from object | Aggregated | 2050 | 5.3337e-05 | 1430.0123 | 0.076272 | 2050 | Mitigation | 0.95 | 45 | 0 | esc | 0.00097009 | 5.1741e-08 | 0.00097009 | 5.1741e-08 | 0.03594 | 1.0662e-07 | 0.0063316 | 6.8492e-12
[120 empty] | 7.3.3.17.5 (Remote Grid) Updates to grid topology to minimize risk of ignition in HFTDs Remote GridWLDFRContact from objectAggregated | WLDFR | HFTD - Distribution - Tier 3 - 5QU CoRE ¦ 1QU LoRE | Red Flag Warning - Small Fires | Contact from object | Aggregated | 2051 | 5.3337e-05 | 1430.0123 | 0.076272 | 2051 | Mitigation | 0.95 | 45 | 0 | esc | 0.00097009 | 5.1741e-08 | 0.00097009 | 5.1741e-08 | 0.03594 | 1.0662e-07 | 0.0063316 | 6.8492e-12
[120 empty] | 7.3.3.17.5 (Remote Grid) Updates to grid topology to minimize risk of ignition in HFTDs Remote GridWLDFRContact from objectAggregated | WLDFR | HFTD - Distribution - Tier 3 - 5QU CoRE ¦ 1QU LoRE | Red Flag Warning - Small Fires | Contact from object | Aggregated | 2052 | 5.3337e-05 | 1430.0123 | 0.076272 | 2052 | Mitigation | 0.95 | 45 | 0 | esc | 0.00097009 | 5.1741e-08 | 0.00097009 | 5.1741e-08 | 0.03594 | 1.0662e-07 | 0.0063316 | 6.8492e-12
[120 empty] | 7.3.3.17.5 (Remote Grid) Updates to grid topology to minimize risk of ignition in HFTDs Remote GridWLDFRContact from objectAggregated | WLDFR | HFTD - Distribution - Tier 3 - 5QU CoRE ¦ 1QU LoRE | Red Flag Warning - Small Fires | Contact from object | Aggregated | 2053 | 5.3337e-05 | 1430.0123 | 0.076272 | 2053 | Mitigation | 0.95 | 45 | 0 | esc | 0.00097009 | 5.1741e-08 | 0.00097009 | 5.1741e-08 | 0.03594 | 1.0662e-07 | 0.0063316 | 6.8492e-12
[120 empty] | 7.3.3.17.5 (Remote Grid) Updates to grid topology to minimize risk of ignition in HFTDs Remote GridWLDFRContact from objectAggregated | WLDFR | HFTD - Distribution - Tier 3 - 5QU CoRE ¦ 1QU LoRE | Red Flag Warning - Small Fires | Contact from object | Aggregated | 2054 | 5.3337e-05 | 1430.0123 | 0.076272 | 2054 | Mitigation | 0.95 | 45 | 0 | esc | 0.00097009 | 5.1741e-08 | 0.00097009 | 5.1741e-08 | 0.03594 | 1.0662e-07 | 0.0063316 | 6.8492e-12
[120 empty] | 7.3.3.17.5 (Remote Grid) Updates to grid topology to minimize risk of ignition in HFTDs Remote GridWLDFRContact from objectAggregated | WLDFR | HFTD - Distribution - Tier 3 - 5QU CoRE ¦ 1QU LoRE | Red Flag Warning - Small Fires | Contact from object | Aggregated | 2055 | 5.3337e-05 | 1430.0123 | 0.076272 | 2055 | Mitigation | 0.95 | 45 | 0 | esc | 0.00097009 | 5.1741e-08 | 0.00097009 | 5.1741e-08 | 0.03594 | 1.0662e-07 | 0.0063316 | 6.8492e-12
[120 empty] | 7.3.3.17.5 (Remote Grid) Updates to grid topology to minimize risk of ignition in HFTDs Remote GridWLDFRContact from objectAggregated | WLDFR | HFTD - Distribution - Tier 3 - 5QU CoRE ¦ 1QU LoRE | Red Flag Warning - Small Fires | Contact from object | Aggregated | 2056 | 5.3337e-05 | 1430.0123 | 0.076272 | 2056 | Mitigation | 0.95 | 45 | 0 | esc | 0.00097009 | 5.1741e-08 | 0.00097009 | 5.1741e-08 | 0.03594 | 1.0662e-07 | 0.0063316 | 6.8492e-12
[120 empty] | 7.3.3.17.5 (Remote Grid) Updates to grid topology to minimize risk of ignition in HFTDs Remote GridWLDFRContact from objectAggregated | WLDFR | HFTD - Distribution - Tier 3 - 5QU CoRE ¦ 1QU LoRE | Red Flag Warning - Small Fires | Contact from object | Aggregated | 2057 | 5.3337e-05 | 1430.0123 | 0.076272 | 2057 | Mitigation | 0.95 | 45 | 0 | esc | 0.00097009 | 5.1741e-08 | 0.00097009 | 5.1741e-08 | 0.03594 | 1.0662e-07 | 0.0063316 | 6.8492e-12
[120 empty] | 7.3.3.17.5 (Remote Grid) Updates to grid topology to minimize risk of ignition in HFTDs Remote GridWLDFRContact from objectAggregated | WLDFR | HFTD - Distribution - Tier 3 - 5QU CoRE ¦ 1QU LoRE | Red Flag Warning - Small Fires | Contact from object | Aggregated | 2058 | 5.3337e-05 | 1430.0123 | 0.076272 | 2058 | Mitigation | 0.95 | 45 | 0 | esc | 0.00097009 | 5.1741e-08 | 0.00097009 | 5.1741e-08 | 0.03594 | 1.0662e-07 | 0.0063316 | 6.8492e-12
[120 empty] | 7.3.3.17.5 (Remote Grid) Updates to grid topology to minimize risk of ignition in HFTDs Remote GridWLDFRContact from objectAggregated | WLDFR | HFTD - Distribution - Tier 3 - 5QU CoRE ¦ 1QU LoRE | Red Flag Warning - Small Fires | Contact from object | Aggregated | 2059 | 5.3337e-05 | 1430.0123 | 0.076272 | 2059 | Mitigation | 0.95 | 45 | 0 | esc | 0.00097009 | 5.1741e-08 | 0.00097009 | 5.1741e-08 | 0.03594 | 1.0662e-07 | 0.0063316 | 6.8492e-12
[120 empty] | 7.3.3.17.5 (Remote Grid) Updates to grid topology to minimize risk of ignition in HFTDs Remote GridWLDFRContact from objectAggregated | WLDFR | HFTD - Distribution - Tier 3 - 5QU CoRE ¦ 1QU LoRE | Red Flag Warning - Small Fires | Contact from object | Aggregated | 2060 | 5.3337e-05 | 1430.0123 | 0.076272 | 2060 | Mitigation | 0.95 | 45 | 0 | esc | 0.00097009 | 5.1741e-08 | 0.00097009 | 5.1741e-08 | 0.03594 | 1.0662e-07 | 0.0063316 | 6.8492e-12
[120 empty] | 7.3.3.17.5 (Remote Grid) Updates to grid topology to minimize risk of ignition in HFTDs Remote GridWLDFRContact from objectAggregated | WLDFR | HFTD - Distribution - Tier 3 - 5QU CoRE ¦ 1QU LoRE | Red Flag Warning - Small Fires | Contact from object | Aggregated | 2061 | 5.3337e-05 | 1430.0123 | 0.076272 | 2061 | Mitigation | 0.95 | 45 | 0 | esc | 0.00097009 | 5.1741e-08 | 0.00097009 | 5.1741e-08 | 0.03594 | 1.0662e-07 | 0.0063316 | 6.8492e-12
[120 empty] | 7.3.3.17.5 (Remote Grid) Updates to grid topology to minimize risk of ignition in HFTDs Remote GridWLDFRContact from objectAggregated | WLDFR | HFTD - Distribution - Tier 3 - 5QU CoRE ¦ 1QU LoRE | Red Flag Warning - Small Fires | Contact from object | Aggregated | 2062 | 5.3337e-05 | 1430.0123 | 0.076272 | 2062 | Mitigation | 0.95 | 45 | 0 | esc | 0.00097009 | 5.1741e-08 | 0.00097009 | 5.1741e-08 | 0.03594 | 1.0662e-07 | 0.0063316 | 6.8492e-12
[120 empty] | 7.3.3.17.5 (Remote Grid) Updates to grid topology to minimize risk of ignition in HFTDs Remote GridWLDFRContact from objectAggregated | WLDFR | HFTD - Distribution - Tier 3 - 5QU CoRE ¦ 1QU LoRE | Red Flag Warning - Small Fires | Contact from object | Aggregated | 2063 | 5.3337e-05 | 1430.0123 | 0.076272 | 2063 | Mitigation | 0.95 | 45 | 0 | esc | 0.00097009 | 5.1741e-08 | 0.00097009 | 5.1741e-08 | 0.03594 | 1.0662e-07 | 0.0063316 | 6.8492e-12
[120 empty] | 7.3.3.17.5 (Remote Grid) Updates to grid topology to minimize risk of ignition in HFTDs Remote GridWLDFRContact from objectAggregated | WLDFR | HFTD - Distribution - Tier 3 - 5QU CoRE ¦ 1QU LoRE | Red Flag Warning - Small Fires | Contact from object | Aggregated | 2064 | 5.3337e-05 | 1430.0123 | 0.076272 | 2064 | Mitigation | 0.95 | 45 | 0 | esc | 0.00097009 | 5.1741e-08 | 0.00097009 | 5.1741e-08 | 0.03594 | 1.0662e-07 | 0 | 0
[120 empty] | 7.3.3.17.5 (Remote Grid) Updates to grid topology to minimize risk of ignition in HFTDs Remote GridWLDFRContact from objectAggregated | WLDFR | HFTD - Distribution - Tier 3 - 5QU CoRE ¦ 1QU LoRE | Red Flag Warning - Small Fires | Contact from object | Aggregated | 2065 | 5.3337e-05 | 1430.0123 | 0.076272 | 2065 | Mitigation | 0.95 | 45 | 0 | esc | 0.00097009 | 5.1741e-08 | 0.00097009 | 5.1741e-08 | 0.03594 | 1.0662e-07 | 0 | 0
[120 empty] | 7.3.3.17.5 (Remote Grid) Updates to grid topology to minimize risk of ignition in HFTDs Remote GridWLDFRContact from objectAggregated | WLDFR | HFTD - Distribution - Tier 3 - 5QU CoRE ¦ 1QU LoRE | Red Flag Warning - Small Fires | Contact from object | Aggregated | 2066 | 5.3337e-05 | 1430.0123 | 0.076272 | 2066 | Mitigation | 0.95 | 45 | 0 | esc | 0.00097009 | 5.1741e-08 | 0.00097009 | 5.1741e-08 | 0.03594 | 1.0662e-07 | 0.010957 | 2.6491e-09
[120 empty] | 7.3.3.17.5 (Remote Grid) Updates to grid topology to minimize risk of ignition in HFTDs Remote GridWLDFRContact from objectAggregated | WLDFR | HFTD - Distribution - Tier 3 - 5QU CoRE ¦ 1QU LoRE | Red Flag Warning - Small Fires | Contact from object | Aggregated | 2067 | 5.3337e-05 | 1430.0123 | 0.076272 | 2067 | Mitigation | 0.95 | 45 | 0 | esc | 0 | 0 | 0.00097009 | 5.1741e-08 | 0.03594 | 1.0662e-07 | 0.010957 | 2.6491e-09
[120 empty] | 7.3.3.17.5 (Remote Grid) Updates to grid topology to minimize risk of ignition in HFTDs Remote GridWLDFRContaminationAggregated | WLDFR | HFTD - Distribution - Tier 3 - 5QU CoRE ¦ 1QU LoRE | Red Flag Warning - Small Fires | Contamination | Aggregated | 2022 | 3.4228e-07 | 1430.0123 | 0.00048946 | 2022 | Mitigation | 0.95 | 45 | 0 | esc | 0.00097009 | 3.3204e-10 | 0 | 0 | 0.03594 | 1.0662e-07 | 0.010957 | 2.6491e-09
[120 empty] | 7.3.3.17.5 (Remote Grid) Updates to grid topology to minimize risk of ignition in HFTDs Remote GridWLDFRContaminationAggregated | WLDFR | HFTD - Distribution - Tier 3 - 5QU CoRE ¦ 1QU LoRE | Red Flag Warning - Small Fires | Contamination | Aggregated | 2023 | 3.4228e-07 | 1430.0123 | 0.00048946 | 2023 | Mitigation | 0.95 | 45 | 0 | esc | 0.00097009 | 3.3204e-10 | 0.00097009 | 3.3204e-10 | 0.03594 | 1.0662e-07 | 0.010957 | 2.6491e-09
[120 empty] | 7.3.3.17.5 (Remote Grid) Updates to grid topology to minimize risk of ignition in HFTDs Remote GridWLDFRContaminationAggregated | WLDFR | HFTD - Distribution - Tier 3 - 5QU CoRE ¦ 1QU LoRE | Red Flag Warning - Small Fires | Contamination | Aggregated | 2024 | 3.4228e-07 | 1430.0123 | 0.00048946 | 2024 | Mitigation | 0.95 | 45 | 0 | esc | 0.00097009 | 3.3204e-10 | 0.00097009 | 3.3204e-10 | 0.03594 | 1.0662e-07 | 0.010957 | 2.6491e-09
[120 empty] | 7.3.3.17.5 (Remote Grid) Updates to grid topology to minimize risk of ignition in HFTDs Remote GridWLDFRContaminationAggregated | WLDFR | HFTD - Distribution - Tier 3 - 5QU CoRE ¦ 1QU LoRE | Red Flag Warning - Small Fires | Contamination | Aggregated | 2025 | 3.4228e-07 | 1430.0123 | 0.00048946 | 2025 | Mitigation | 0.95 | 45 | 0 | esc | 0.00097009 | 3.3204e-10 | 0.00097009 | 3.3204e-10 | 0.03594 | 1.0662e-07 | 0.010957 | 2.6491e-09
[120 empty] | 7.3.3.17.5 (Remote Grid) Updates to grid topology to minimize risk of ignition in HFTDs Remote GridWLDFRContaminationAggregated | WLDFR | HFTD - Distribution - Tier 3 - 5QU CoRE ¦ 1QU LoRE | Red Flag Warning - Small Fires | Contamination | Aggregated | 2026 | 3.4228e-07 | 1430.0123 | 0.00048946 | 2026 | Mitigation | 0.95 | 45 | 0 | esc | 0.00097009 | 3.3204e-10 | 0.00097009 | 3.3204e-10 | 0.03594 | 1.0662e-07 | 0.010957 | 2.6491e-09
[120 empty] | 7.3.3.17.5 (Remote Grid) Updates to grid topology to minimize risk of ignition in HFTDs Remote GridWLDFRContaminationAggregated | WLDFR | HFTD - Distribution - Tier 3 - 5QU CoRE ¦ 1QU LoRE | Red Flag Warning - Small Fires | Contamination | Aggregated | 2027 | 3.4228e-07 | 1430.0123 | 0.00048946 | 2027 | Mitigation | 0.95 | 45 | 0 | esc | 0.00097009 | 3.3204e-10 | 0.00097009 | 3.3204e-10 | 0.03594 | 1.0662e-07 | 0.010957 | 2.6491e-09
[120 empty] | 7.3.3.17.5 (Remote Grid) Updates to grid topology to minimize risk of ignition in HFTDs Remote GridWLDFRContaminationAggregated | WLDFR | HFTD - Distribution - Tier 3 - 5QU CoRE ¦ 1QU LoRE | Red Flag Warning - Small Fires | Contamination | Aggregated | 2028 | 3.4228e-07 | 1430.0123 | 0.00048946 | 2028 | Mitigation | 0.95 | 45 | 0 | esc | 0.00097009 | 3.3204e-10 | 0.00097009 | 3.3204e-10 | 0.03594 | 1.0662e-07 | 0.010957 | 2.6491e-09
[120 empty] | 7.3.3.17.5 (Remote Grid) Updates to grid topology to minimize risk of ignition in HFTDs Remote GridWLDFRContaminationAggregated | WLDFR | HFTD - Distribution - Tier 3 - 5QU CoRE ¦ 1QU LoRE | Red Flag Warning - Small Fires | Contamination | Aggregated | 2029 | 3.4228e-07 | 1430.0123 | 0.00048946 | 2029 | Mitigation | 0.95 | 45 | 0 | esc | 0.00097009 | 3.3204e-10 | 0.00097009 | 3.3204e-10 | 0.03594 | 1.0662e-07 | 0.010957 | 2.6491e-09
[120 empty] | 7.3.3.17.5 (Remote Grid) Updates to grid topology to minimize risk of ignition in HFTDs Remote GridWLDFRContaminationAggregated | WLDFR | HFTD - Distribution - Tier 3 - 5QU CoRE ¦ 1QU LoRE | Red Flag Warning - Small Fires | Contamination | Aggregated | 2030 | 3.4228e-07 | 1430.0123 | 0.00048946 | 2030 | Mitigation | 0.95 | 45 | 0 | esc | 0.00097009 | 3.3204e-10 | 0.00097009 | 3.3204e-10 | 0.03594 | 1.0662e-07 | 0.010957 | 2.6491e-09
[120 empty] | 7.3.3.17.5 (Remote Grid) Updates to grid topology to minimize risk of ignition in HFTDs Remote GridWLDFRContaminationAggregated | WLDFR | HFTD - Distribution - Tier 3 - 5QU CoRE ¦ 1QU LoRE | Red Flag Warning - Small Fires | Contamination | Aggregated | 2031 | 3.4228e-07 | 1430.0123 | 0.00048946 | 2031 | Mitigation | 0.95 | 45 | 0 | esc | 0.00097009 | 3.3204e-10 | 0.00097009 | 3.3204e-10 | 0.03594 | 1.0662e-07 | 0.010957 | 2.6491e-09
[120 empty] | 7.3.3.17.5 (Remote Grid) Updates to grid topology to minimize risk of ignition in HFTDs Remote GridWLDFRContaminationAggregated | WLDFR | HFTD - Distribution - Tier 3 - 5QU CoRE ¦ 1QU LoRE | Red Flag Warning - Small Fires | Contamination | Aggregated | 2032 | 3.4228e-07 | 1430.0123 | 0.00048946 | 2032 | Mitigation | 0.95 | 45 | 0 | esc | 0.00097009 | 3.3204e-10 | 0.00097009 | 3.3204e-10 | 0.03594 | 1.0662e-07 | 0.010957 | 2.6491e-09
[120 empty] | 7.3.3.17.5 (Remote Grid) Updates to grid topology to minimize risk of ignition in HFTDs Remote GridWLDFRContaminationAggregated | WLDFR | HFTD - Distribution - Tier 3 - 5QU CoRE ¦ 1QU LoRE | Red Flag Warning - Small Fires | Contamination | Aggregated | 2033 | 3.4228e-07 | 1430.0123 | 0.00048946 | 2033 | Mitigation | 0.95 | 45 | 0 | esc | 0.00097009 | 3.3204e-10 | 0.00097009 | 3.3204e-10 | 0.03594 | 1.0662e-07 | 0.010957 | 2.6491e-09
[120 empty] | 7.3.3.17.5 (Remote Grid) Updates to grid topology to minimize risk of ignition in HFTDs Remote GridWLDFRContaminationAggregated | WLDFR | HFTD - Distribution - Tier 3 - 5QU CoRE ¦ 1QU LoRE | Red Flag Warning - Small Fires | Contamination | Aggregated | 2034 | 3.4228e-07 | 1430.0123 | 0.00048946 | 2034 | Mitigation | 0.95 | 45 | 0 | esc | 0.00097009 | 3.3204e-10 | 0.00097009 | 3.3204e-10 | 0 | 0 | 0.010957 | 2.6491e-09
[120 empty] | 7.3.3.17.5 (Remote Grid) Updates to grid topology to minimize risk of ignition in HFTDs Remote GridWLDFRContaminationAggregated | WLDFR | HFTD - Distribution - Tier 3 - 5QU CoRE ¦ 1QU LoRE | Red Flag Warning - Small Fires | Contamination | Aggregated | 2035 | 3.4228e-07 | 1430.0123 | 0.00048946 | 2035 | Mitigation | 0.95 | 45 | 0 | esc | 0.00097009 | 3.3204e-10 | 0.00097009 | 3.3204e-10 | 0.03606 | 4.342e-08 | 0.010957 | 2.6491e-09
[120 empty] | 7.3.3.17.5 (Remote Grid) Updates to grid topology to minimize risk of ignition in HFTDs Remote GridWLDFRContaminationAggregated | WLDFR | HFTD - Distribution - Tier 3 - 5QU CoRE ¦ 1QU LoRE | Red Flag Warning - Small Fires | Contamination | Aggregated | 2036 | 3.4228e-07 | 1430.0123 | 0.00048946 | 2036 | Mitigation | 0.95 | 45 | 0 | esc | 0.00097009 | 3.3204e-10 | 0.00097009 | 3.3204e-10 | 0.03606 | 4.342e-08 | 0.010957 | 2.6491e-09
[120 empty] | 7.3.3.17.5 (Remote Grid) Updates to grid topology to minimize risk of ignition in HFTDs Remote GridWLDFRContaminationAggregated | WLDFR | HFTD - Distribution - Tier 3 - 5QU CoRE ¦ 1QU LoRE | Red Flag Warning - Small Fires | Contamination | Aggregated | 2037 | 3.4228e-07 | 1430.0123 | 0.00048946 | 2037 | Mitigation | 0.95 | 45 | 0 | esc | 0.00097009 | 3.3204e-10 | 0.00097009 | 3.3204e-10 | 0.03606 | 4.342e-08 | 0.010957 | 2.6491e-09
[120 empty] | 7.3.3.17.5 (Remote Grid) Updates to grid topology to minimize risk of ignition in HFTDs Remote GridWLDFRContaminationAggregated | WLDFR | HFTD - Distribution - Tier 3 - 5QU CoRE ¦ 1QU LoRE | Red Flag Warning - Small Fires | Contamination | Aggregated | 2038 | 3.4228e-07 | 1430.0123 | 0.00048946 | 2038 | Mitigation | 0.95 | 45 | 0 | esc | 0.00097009 | 3.3204e-10 | 0.00097009 | 3.3204e-10 | 0.03606 | 4.342e-08 | 0.010957 | 2.6491e-09
[120 empty] | 7.3.3.17.5 (Remote Grid) Updates to grid topology to minimize risk of ignition in HFTDs Remote GridWLDFRContaminationAggregated | WLDFR | HFTD - Distribution - Tier 3 - 5QU CoRE ¦ 1QU LoRE | Red Flag Warning - Small Fires | Contamination | Aggregated | 2039 | 3.4228e-07 | 1430.0123 | 0.00048946 | 2039 | Mitigation | 0.95 | 45 | 0 | esc | 0.00097009 | 3.3204e-10 | 0.00097009 | 3.3204e-10 | 0.03606 | 4.342e-08 | 0.010957 | 2.6491e-09
[120 empty] | 7.3.3.17.5 (Remote Grid) Updates to grid topology to minimize risk of ignition in HFTDs Remote GridWLDFRContaminationAggregated | WLDFR | HFTD - Distribution - Tier 3 - 5QU CoRE ¦ 1QU LoRE | Red Flag Warning - Small Fires | Contamination | Aggregated | 2040 | 3.4228e-07 | 1430.0123 | 0.00048946 | 2040 | Mitigation | 0.95 | 45 | 0 | esc | 0.00097009 | 3.3204e-10 | 0.00097009 | 3.3204e-10 | 0.03606 | 4.342e-08 | 0.010957 | 2.6491e-09
[120 empty] | 7.3.3.17.5 (Remote Grid) Updates to grid topology to minimize risk of ignition in HFTDs Remote GridWLDFRContaminationAggregated | WLDFR | HFTD - Distribution - Tier 3 - 5QU CoRE ¦ 1QU LoRE | Red Flag Warning - Small Fires | Contamination | Aggregated | 2041 | 3.4228e-07 | 1430.0123 | 0.00048946 | 2041 | Mitigation | 0.95 | 45 | 0 | esc | 0.00097009 | 3.3204e-10 | 0.00097009 | 3.3204e-10 | 0.03606 | 4.342e-08 | 0.010957 | 2.6491e-09
[120 empty] | 7.3.3.17.5 (Remote Grid) Updates to grid topology to minimize risk of ignition in HFTDs Remote GridWLDFRContaminationAggregated | WLDFR | HFTD - Distribution - Tier 3 - 5QU CoRE ¦ 1QU LoRE | Red Flag Warning - Small Fires | Contamination | Aggregated | 2042 | 3.4228e-07 | 1430.0123 | 0.00048946 | 2042 | Mitigation | 0.95 | 45 | 0 | esc | 0.00097009 | 3.3204e-10 | 0.00097009 | 3.3204e-10 | 0.03606 | 4.342e-08 | 0.010957 | 2.6491e-09
[120 empty] | 7.3.3.17.5 (Remote Grid) Updates to grid topology to minimize risk of ignition in HFTDs Remote GridWLDFRContaminationAggregated | WLDFR | HFTD - Distribution - Tier 3 - 5QU CoRE ¦ 1QU LoRE | Red Flag Warning - Small Fires | Contamination | Aggregated | 2043 | 3.4228e-07 | 1430.0123 | 0.00048946 | 2043 | Mitigation | 0.95 | 45 | 0 | esc | 0.00097009 | 3.3204e-10 | 0.00097009 | 3.3204e-10 | 0.03606 | 4.342e-08 | 0.010957 | 2.6491e-09
[120 empty] | 7.3.3.17.5 (Remote Grid) Updates to grid topology to minimize risk of ignition in HFTDs Remote GridWLDFRContaminationAggregated | WLDFR | HFTD - Distribution - Tier 3 - 5QU CoRE ¦ 1QU LoRE | Red Flag Warning - Small Fires | Contamination | Aggregated | 2044 | 3.4228e-07 | 1430.0123 | 0.00048946 | 2044 | Mitigation | 0.95 | 45 | 0 | esc | 0.00097009 | 3.3204e-10 | 0.00097009 | 3.3204e-10 | 0.03606 | 4.342e-08 | 0.010957 | 2.6491e-09
[120 empty] | 7.3.3.17.5 (Remote Grid) Updates to grid topology to minimize risk of ignition in HFTDs Remote GridWLDFRContaminationAggregated | WLDFR | HFTD - Distribution - Tier 3 - 5QU CoRE ¦ 1QU LoRE | Red Flag Warning - Small Fires | Contamination | Aggregated | 2045 | 3.4228e-07 | 1430.0123 | 0.00048946 | 2045 | Mitigation | 0.95 | 45 | 0 | esc | 0.00097009 | 3.3204e-10 | 0.00097009 | 3.3204e-10 | 0.03606 | 4.342e-08 | 0.010957 | 2.6491e-09
[120 empty] | 7.3.3.17.5 (Remote Grid) Updates to grid topology to minimize risk of ignition in HFTDs Remote GridWLDFRContaminationAggregated | WLDFR | HFTD - Distribution - Tier 3 - 5QU CoRE ¦ 1QU LoRE | Red Flag Warning - Small Fires | Contamination | Aggregated | 2046 | 3.4228e-07 | 1430.0123 | 0.00048946 | 2046 | Mitigation | 0.95 | 45 | 0 | esc | 0.00097009 | 3.3204e-10 | 0.00097009 | 3.3204e-10 | 0.03606 | 4.342e-08 | 0.010957 | 2.6491e-09
[120 empty] | 7.3.3.17.5 (Remote Grid) Updates to grid topology to minimize risk of ignition in HFTDs Remote GridWLDFRContaminationAggregated | WLDFR | HFTD - Distribution - Tier 3 - 5QU CoRE ¦ 1QU LoRE | Red Flag Warning - Small Fires | Contamination | Aggregated | 2047 | 3.4228e-07 | 1430.0123 | 0.00048946 | 2047 | Mitigation | 0.95 | 45 | 0 | esc | 0.00097009 | 3.3204e-10 | 0.00097009 | 3.3204e-10 | 0.03606 | 4.342e-08 | 0.010957 | 2.6491e-09
[120 empty] | 7.3.3.17.5 (Remote Grid) Updates to grid topology to minimize risk of ignition in HFTDs Remote GridWLDFRContaminationAggregated | WLDFR | HFTD - Distribution - Tier 3 - 5QU CoRE ¦ 1QU LoRE | Red Flag Warning - Small Fires | Contamination | Aggregated | 2048 | 3.4228e-07 | 1430.0123 | 0.00048946 | 2048 | Mitigation | 0.95 | 45 | 0 | esc | 0.00097009 | 3.3204e-10 | 0.00097009 | 3.3204e-10 | 0.03606 | 4.342e-08 | 0.010957 | 2.6491e-09
[120 empty] | 7.3.3.17.5 (Remote Grid) Updates to grid topology to minimize risk of ignition in HFTDs Remote GridWLDFRContaminationAggregated | WLDFR | HFTD - Distribution - Tier 3 - 5QU CoRE ¦ 1QU LoRE | Red Flag Warning - Small Fires | Contamination | Aggregated | 2049 | 3.4228e-07 | 1430.0123 | 0.00048946 | 2049 | Mitigation | 0.95 | 45 | 0 | esc | 0.00097009 | 3.3204e-10 | 0.00097009 | 3.3204e-10 | 0.03606 | 4.342e-08 | 0.010957 | 2.6491e-09
[120 empty] | 7.3.3.17.5 (Remote Grid) Updates to grid topology to minimize risk of ignition in HFTDs Remote GridWLDFRContaminationAggregated | WLDFR | HFTD - Distribution - Tier 3 - 5QU CoRE ¦ 1QU LoRE | Red Flag Warning - Small Fires | Contamination | Aggregated | 2050 | 3.4228e-07 | 1430.0123 | 0.00048946 | 2050 | Mitigation | 0.95 | 45 | 0 | esc | 0.00097009 | 3.3204e-10 | 0.00097009 | 3.3204e-10 | 0.03606 | 4.342e-08 | 0 | 0
[120 empty] | 7.3.3.17.5 (Remote Grid) Updates to grid topology to minimize risk of ignition in HFTDs Remote GridWLDFRContaminationAggregated | WLDFR | HFTD - Distribution - Tier 3 - 5QU CoRE ¦ 1QU LoRE | Red Flag Warning - Small Fires | Contamination | Aggregated | 2051 | 3.4228e-07 | 1430.0123 | 0.00048946 | 2051 | Mitigation | 0.95 | 45 | 0 | esc | 0.00097009 | 3.3204e-10 | 0.00097009 | 3.3204e-10 | 0.03606 | 4.342e-08 | 0 | 0
[120 empty] | 7.3.3.17.5 (Remote Grid) Updates to grid topology to minimize risk of ignition in HFTDs Remote GridWLDFRContaminationAggregated | WLDFR | HFTD - Distribution - Tier 3 - 5QU CoRE ¦ 1QU LoRE | Red Flag Warning - Small Fires | Contamination | Aggregated | 2052 | 3.4228e-07 | 1430.0123 | 0.00048946 | 2052 | Mitigation | 0.95 | 45 | 0 | esc | 0.00097009 | 3.3204e-10 | 0.00097009 | 3.3204e-10 | 0.03606 | 4.342e-08 | 0.012004 | 9.2653e-11
[120 empty] | 7.3.3.17.5 (Remote Grid) Updates to grid topology to minimize risk of ignition in HFTDs Remote GridWLDFRContaminationAggregated | WLDFR | HFTD - Distribution - Tier 3 - 5QU CoRE ¦ 1QU LoRE | Red Flag Warning - Small Fires | Contamination | Aggregated | 2053 | 3.4228e-07 | 1430.0123 | 0.00048946 | 2053 | Mitigation | 0.95 | 45 | 0 | esc | 0.00097009 | 3.3204e-10 | 0.00097009 | 3.3204e-10 | 0.03606 | 4.342e-08 | 0.012004 | 9.2653e-11
[120 empty] | 7.3.3.17.5 (Remote Grid) Updates to grid topology to minimize risk of ignition in HFTDs Remote GridWLDFRContaminationAggregated | WLDFR | HFTD - Distribution - Tier 3 - 5QU CoRE ¦ 1QU LoRE | Red Flag Warning - Small Fires | Contamination | Aggregated | 2054 | 3.4228e-07 | 1430.0123 | 0.00048946 | 2054 | Mitigation | 0.95 | 45 | 0 | esc | 0.00097009 | 3.3204e-10 | 0.00097009 | 3.3204e-10 | 0.03606 | 4.342e-08 | 0.012004 | 9.2653e-11
[120 empty] | 7.3.3.17.5 (Remote Grid) Updates to grid topology to minimize risk of ignition in HFTDs Remote GridWLDFRContaminationAggregated | WLDFR | HFTD - Distribution - Tier 3 - 5QU CoRE ¦ 1QU LoRE | Red Flag Warning - Small Fires | Contamination | Aggregated | 2055 | 3.4228e-07 | 1430.0123 | 0.00048946 | 2055 | Mitigation | 0.95 | 45 | 0 | esc | 0.00097009 | 3.3204e-10 | 0.00097009 | 3.3204e-10 | 0.03606 | 4.342e-08 | 0.012004 | 9.2653e-11
[120 empty] | 7.3.3.17.5 (Remote Grid) Updates to grid topology to minimize risk of ignition in HFTDs Remote GridWLDFRContaminationAggregated | WLDFR | HFTD - Distribution - Tier 3 - 5QU CoRE ¦ 1QU LoRE | Red Flag Warning - Small Fires | Contamination | Aggregated | 2056 | 3.4228e-07 | 1430.0123 | 0.00048946 | 2056 | Mitigation | 0.95 | 45 | 0 | esc | 0.00097009 | 3.3204e-10 | 0.00097009 | 3.3204e-10 | 0.03606 | 4.342e-08 | 0.012004 | 9.2653e-11
[120 empty] | 7.3.3.17.5 (Remote Grid) Updates to grid topology to minimize risk of ignition in HFTDs Remote GridWLDFRContaminationAggregated | WLDFR | HFTD - Distribution - Tier 3 - 5QU CoRE ¦ 1QU LoRE | Red Flag Warning - Small Fires | Contamination | Aggregated | 2057 | 3.4228e-07 | 1430.0123 | 0.00048946 | 2057 | Mitigation | 0.95 | 45 | 0 | esc | 0.00097009 | 3.3204e-10 | 0.00097009 | 3.3204e-10 | 0.03606 | 4.342e-08 | 0.012004 | 9.2653e-11
[120 empty] | 7.3.3.17.5 (Remote Grid) Updates to grid topology to minimize risk of ignition in HFTDs Remote GridWLDFRContaminationAggregated | WLDFR | HFTD - Distribution - Tier 3 - 5QU CoRE ¦ 1QU LoRE | Red Flag Warning - Small Fires | Contamination | Aggregated | 2058 | 3.4228e-07 | 1430.0123 | 0.00048946 | 2058 | Mitigation | 0.95 | 45 | 0 | esc | 0.00097009 | 3.3204e-10 | 0.00097009 | 3.3204e-10 | 0.03606 | 4.342e-08 | 0.012004 | 9.2653e-11
[120 empty] | 7.3.3.17.5 (Remote Grid) Updates to grid topology to minimize risk of ignition in HFTDs Remote GridWLDFRContaminationAggregated | WLDFR | HFTD - Distribution - Tier 3 - 5QU CoRE ¦ 1QU LoRE | Red Flag Warning - Small Fires | Contamination | Aggregated | 2059 | 3.4228e-07 | 1430.0123 | 0.00048946 | 2059 | Mitigation | 0.95 | 45 | 0 | esc | 0.00097009 | 3.3204e-10 | 0.00097009 | 3.3204e-10 | 0.03606 | 4.342e-08 | 0.012004 | 9.2653e-11
[120 empty] | 7.3.3.17.5 (Remote Grid) Updates to grid topology to minimize risk of ignition in HFTDs Remote GridWLDFRContaminationAggregated | WLDFR | HFTD - Distribution - Tier 3 - 5QU CoRE ¦ 1QU LoRE | Red Flag Warning - Small Fires | Contamination | Aggregated | 2060 | 3.4228e-07 | 1430.0123 | 0.00048946 | 2060 | Mitigation | 0.95 | 45 | 0 | esc | 0.00097009 | 3.3204e-10 | 0.00097009 | 3.3204e-10 | 0.03606 | 4.342e-08 | 0.012004 | 9.2653e-11
[120 empty] | 7.3.3.17.5 (Remote Grid) Updates to grid topology to minimize risk of ignition in HFTDs Remote GridWLDFRContaminationAggregated | WLDFR | HFTD - Distribution - Tier 3 - 5QU CoRE ¦ 1QU LoRE | Red Flag Warning - Small Fires | Contamination | Aggregated | 2061 | 3.4228e-07 | 1430.0123 | 0.00048946 | 2061 | Mitigation | 0.95 | 45 | 0 | esc | 0.00097009 | 3.3204e-10 | 0.00097009 | 3.3204e-10 | 0.03606 | 4.342e-08 | 0.012004 | 9.2653e-11
[120 empty] | 7.3.3.17.5 (Remote Grid) Updates to grid topology to minimize risk of ignition in HFTDs Remote GridWLDFRContaminationAggregated | WLDFR | HFTD - Distribution - Tier 3 - 5QU CoRE ¦ 1QU LoRE | Red Flag Warning - Small Fires | Contamination | Aggregated | 2062 | 3.4228e-07 | 1430.0123 | 0.00048946 | 2062 | Mitigation | 0.95 | 45 | 0 | esc | 0.00097009 | 3.3204e-10 | 0.00097009 | 3.3204e-10 | 0.03606 | 4.342e-08 | 0.012004 | 9.2653e-11
[120 empty] | 7.3.3.17.5 (Remote Grid) Updates to grid topology to minimize risk of ignition in HFTDs Remote GridWLDFRContaminationAggregated | WLDFR | HFTD - Distribution - Tier 3 - 5QU CoRE ¦ 1QU LoRE | Red Flag Warning - Small Fires | Contamination | Aggregated | 2063 | 3.4228e-07 | 1430.0123 | 0.00048946 | 2063 | Mitigation | 0.95 | 45 | 0 | esc | 0.00097009 | 3.3204e-10 | 0.00097009 | 3.3204e-10 | 0.03606 | 4.342e-08 | 0.012004 | 9.2653e-11
[120 empty] | 7.3.3.17.5 (Remote Grid) Updates to grid topology to minimize risk of ignition in HFTDs Remote GridWLDFRContaminationAggregated | WLDFR | HFTD - Distribution - Tier 3 - 5QU CoRE ¦ 1QU LoRE | Red Flag Warning - Small Fires | Contamination | Aggregated | 2064 | 3.4228e-07 | 1430.0123 | 0.00048946 | 2064 | Mitigation | 0.95 | 45 | 0 | esc | 0.00097009 | 3.3204e-10 | 0.00097009 | 3.3204e-10 | 0.03606 | 4.342e-08 | 0.012004 | 9.2653e-11
[120 empty] | 7.3.3.17.5 (Remote Grid) Updates to grid topology to minimize risk of ignition in HFTDs Remote GridWLDFRContaminationAggregated | WLDFR | HFTD - Distribution - Tier 3 - 5QU CoRE ¦ 1QU LoRE | Red Flag Warning - Small Fires | Contamination | Aggregated | 2065 | 3.4228e-07 | 1430.0123 | 0.00048946 | 2065 | Mitigation | 0.95 | 45 | 0 | esc | 0.00097009 | 3.3204e-10 | 0.00097009 | 3.3204e-10 | 0.03606 | 4.342e-08 | 0.012004 | 9.2653e-11
[120 empty] | 7.3.3.17.5 (Remote Grid) Updates to grid topology to minimize risk of ignition in HFTDs Remote GridWLDFRContaminationAggregated | WLDFR | HFTD - Distribution - Tier 3 - 5QU CoRE ¦ 1QU LoRE | Red Flag Warning - Small Fires | Contamination | Aggregated | 2066 | 3.4228e-07 | 1430.0123 | 0.00048946 | 2066 | Mitigation | 0.95 | 45 | 0 | esc | 0.00097009 | 3.3204e-10 | 0.00097009 | 3.3204e-10 | 0.03606 | 4.342e-08 | 0.012004 | 9.2653e-11
[120 empty] | 7.3.3.17.5 (Remote Grid) Updates to grid topology to minimize risk of ignition in HFTDs Remote GridWLDFRContaminationAggregated | WLDFR | HFTD - Distribution - Tier 3 - 5QU CoRE ¦ 1QU LoRE | Red Flag Warning - Small Fires | Contamination | Aggregated | 2067 | 3.4228e-07 | 1430.0123 | 0.00048946 | 2067 | Mitigation | 0.95 | 45 | 0 | esc | 0 | 0 | 0.00097009 | 3.3204e-10 | 0.03606 | 4.342e-08 | 0.012004 | 9.2653e-11
[120 empty] | 7.3.3.17.5 (Remote Grid) Updates to grid topology to minimize risk of ignition in HFTDs Remote GridWLDFREquipment / facility failureAggregated | WLDFR | HFTD - Distribution - Tier 3 - 5QU CoRE ¦ 1QU LoRE | Red Flag Warning - Small Fires | Equipment / facility failure | Aggregated | 2022 | 0.00023374 | 1430.0123 | 0.33424 | 2022 | Mitigation | 0.95 | 45 | 0 | esc | 0.00097009 | 2.2674e-07 | 0 | 0 | 0.03606 | 4.342e-08 | 0.012004 | 9.2653e-11
[120 empty] | 7.3.3.17.5 (Remote Grid) Updates to grid topology to minimize risk of ignition in HFTDs Remote GridWLDFREquipment / facility failureAggregated | WLDFR | HFTD - Distribution - Tier 3 - 5QU CoRE ¦ 1QU LoRE | Red Flag Warning - Small Fires | Equipment / facility failure | Aggregated | 2023 | 0.00023374 | 1430.0123 | 0.33424 | 2023 | Mitigation | 0.95 | 45 | 0 | esc | 0.00097009 | 2.2674e-07 | 0.00097009 | 2.2674e-07 | 0.03606 | 4.342e-08 | 0.012004 | 9.2653e-11
[120 empty] | 7.3.3.17.5 (Remote Grid) Updates to grid topology to minimize risk of ignition in HFTDs Remote GridWLDFREquipment / facility failureAggregated | WLDFR | HFTD - Distribution - Tier 3 - 5QU CoRE ¦ 1QU LoRE | Red Flag Warning - Small Fires | Equipment / facility failure | Aggregated | 2024 | 0.00023374 | 1430.0123 | 0.33424 | 2024 | Mitigation | 0.95 | 45 | 0 | esc | 0.00097009 | 2.2674e-07 | 0.00097009 | 2.2674e-07 | 0.03606 | 4.342e-08 | 0.012004 | 9.2653e-11
[120 empty] | 7.3.3.17.5 (Remote Grid) Updates to grid topology to minimize risk of ignition in HFTDs Remote GridWLDFREquipment / facility failureAggregated | WLDFR | HFTD - Distribution - Tier 3 - 5QU CoRE ¦ 1QU LoRE | Red Flag Warning - Small Fires | Equipment / facility failure | Aggregated | 2025 | 0.00023374 | 1430.0123 | 0.33424 | 2025 | Mitigation | 0.95 | 45 | 0 | esc | 0.00097009 | 2.2674e-07 | 0.00097009 | 2.2674e-07 | 0.03606 | 4.342e-08 | 0.012004 | 9.2653e-11
[120 empty] | 7.3.3.17.5 (Remote Grid) Updates to grid topology to minimize risk of ignition in HFTDs Remote GridWLDFREquipment / facility failureAggregated | WLDFR | HFTD - Distribution - Tier 3 - 5QU CoRE ¦ 1QU LoRE | Red Flag Warning - Small Fires | Equipment / facility failure | Aggregated | 2026 | 0.00023374 | 1430.0123 | 0.33424 | 2026 | Mitigation | 0.95 | 45 | 0 | esc | 0.00097009 | 2.2674e-07 | 0.00097009 | 2.2674e-07 | 0.03606 | 4.342e-08 | 0.012004 | 9.2653e-11
[120 empty] | 7.3.3.17.5 (Remote Grid) Updates to grid topology to minimize risk of ignition in HFTDs Remote GridWLDFREquipment / facility failureAggregated | WLDFR | HFTD - Distribution - Tier 3 - 5QU CoRE ¦ 1QU LoRE | Red Flag Warning - Small Fires | Equipment / facility failure | Aggregated | 2027 | 0.00023374 | 1430.0123 | 0.33424 | 2027 | Mitigation | 0.95 | 45 | 0 | esc | 0.00097009 | 2.2674e-07 | 0.00097009 | 2.2674e-07 | 0.03606 | 4.342e-08 | 0.012004 | 9.2653e-11
[120 empty] | 7.3.3.17.5 (Remote Grid) Updates to grid topology to minimize risk of ignition in HFTDs Remote GridWLDFREquipment / facility failureAggregated | WLDFR | HFTD - Distribution - Tier 3 - 5QU CoRE ¦ 1QU LoRE | Red Flag Warning - Small Fires | Equipment / facility failure | Aggregated | 2028 | 0.00023374 | 1430.0123 | 0.33424 | 2028 | Mitigation | 0.95 | 45 | 0 | esc | 0.00097009 | 2.2674e-07 | 0.00097009 | 2.2674e-07 | 0.03606 | 4.342e-08 | 0.012004 | 9.2653e-11
[120 empty] | 7.3.3.17.5 (Remote Grid) Updates to grid topology to minimize risk of ignition in HFTDs Remote GridWLDFREquipment / facility failureAggregated | WLDFR | HFTD - Distribution - Tier 3 - 5QU CoRE ¦ 1QU LoRE | Red Flag Warning - Small Fires | Equipment / facility failure | Aggregated | 2029 | 0.00023374 | 1430.0123 | 0.33424 | 2029 | Mitigation | 0.95 | 45 | 0 | esc | 0.00097009 | 2.2674e-07 | 0.00097009 | 2.2674e-07 | 0.03606 | 4.342e-08 | 0.012004 | 9.2653e-11
[120 empty] | 7.3.3.17.5 (Remote Grid) Updates to grid topology to minimize risk of ignition in HFTDs Remote GridWLDFREquipment / facility failureAggregated | WLDFR | HFTD - Distribution - Tier 3 - 5QU CoRE ¦ 1QU LoRE | Red Flag Warning - Small Fires | Equipment / facility failure | Aggregated | 2030 | 0.00023374 | 1430.0123 | 0.33424 | 2030 | Mitigation | 0.95 | 45 | 0 | esc | 0.00097009 | 2.2674e-07 | 0.00097009 | 2.2674e-07 | 0.03606 | 4.342e-08 | 0.012004 | 9.2653e-11
[120 empty] | 7.3.3.17.5 (Remote Grid) Updates to grid topology to minimize risk of ignition in HFTDs Remote GridWLDFREquipment / facility failureAggregated | WLDFR | HFTD - Distribution - Tier 3 - 5QU CoRE ¦ 1QU LoRE | Red Flag Warning - Small Fires | Equipment / facility failure | Aggregated | 2031 | 0.00023374 | 1430.0123 | 0.33424 | 2031 | Mitigation | 0.95 | 45 | 0 | esc | 0.00097009 | 2.2674e-07 | 0.00097009 | 2.2674e-07 | 0.03606 | 4.342e-08 | 0.012004 | 9.2653e-11
[120 empty] | 7.3.3.17.5 (Remote Grid) Updates to grid topology to minimize risk of ignition in HFTDs Remote GridWLDFREquipment / facility failureAggregated | WLDFR | HFTD - Distribution - Tier 3 - 5QU CoRE ¦ 1QU LoRE | Red Flag Warning - Small Fires | Equipment / facility failure | Aggregated | 2032 | 0.00023374 | 1430.0123 | 0.33424 | 2032 | Mitigation | 0.95 | 45 | 0 | esc | 0.00097009 | 2.2674e-07 | 0.00097009 | 2.2674e-07 | 0.03606 | 4.342e-08 | 0.012004 | 9.2653e-11