[79 empty] | WLDFR | HFTD - Distribution - Tier 3 - 1QU CoRE ¦ 1QU LoRE | Red Flag Warning - Large Fires | 2040 | 1.3322e-07 | 1.3322e-07 | 6.5028 | 0.81304 | 3.6355 | 2.0543 | 0 | 0 | 0.00013733 | 8.663e-07 | 0 | 8.663e-07 | 8.663e-07 | 0 | 8.663e-07 | 0 | 7.5174e-08 | 1.6478e-07 | 0 | 1.6478e-07 | 0 | 1.4278e-07 | 2.8557e-07 | 0 | 2.8557e-07 | [12 empty] | 7.3.3.17.5 (Remote Grid) Updates to grid topology to minimize risk of ignition in HFTDs Remote GridWLDFREquipment / facility failureAggregated | WLDFR | HFTD - Distribution - Tier 2 - 2QU CoRE ¦ 2QU LoRE | Red Flag Warning - Catastrophic Fires | Equipment / facility failure | Aggregated | 2040 | 2.3934e-05 | 543.1039 | 0.012998 | 2040 | Mitigation | 0.95 | 45 | 0 | esc | 0.00097009 | 2.3218e-08 | 0.00097009 | 2.3218e-08
[79 empty] | WLDFR | HFTD - Distribution - Tier 3 - 1QU CoRE ¦ 1QU LoRE | Red Flag Warning - Large Fires | 2041 | 1.3322e-07 | 1.3322e-07 | 6.5028 | 0.81304 | 3.6355 | 2.0543 | 0 | 0 | 0.00013733 | 8.663e-07 | 0 | 8.663e-07 | 8.663e-07 | 0 | 8.663e-07 | 0 | 7.5174e-08 | 1.6478e-07 | 0 | 1.6478e-07 | 0 | 1.4278e-07 | 2.8557e-07 | 0 | 2.8557e-07 | [12 empty] | 7.3.3.17.5 (Remote Grid) Updates to grid topology to minimize risk of ignition in HFTDs Remote GridWLDFREquipment / facility failureAggregated | WLDFR | HFTD - Distribution - Tier 2 - 2QU CoRE ¦ 2QU LoRE | Red Flag Warning - Catastrophic Fires | Equipment / facility failure | Aggregated | 2041 | 2.3934e-05 | 543.1039 | 0.012998 | 2041 | Mitigation | 0.95 | 45 | 0 | esc | 0.00097009 | 2.3218e-08 | 0.00097009 | 2.3218e-08
[79 empty] | WLDFR | HFTD - Distribution - Tier 3 - 1QU CoRE ¦ 1QU LoRE | Red Flag Warning - Large Fires | 2042 | 1.3322e-07 | 1.3322e-07 | 6.5028 | 0.81304 | 3.6355 | 2.0543 | 0 | 0 | 0.00013733 | 8.663e-07 | 0 | 8.663e-07 | 8.663e-07 | 0 | 8.663e-07 | 0 | 7.5174e-08 | 1.6478e-07 | 0 | 1.6478e-07 | 0 | 1.4278e-07 | 2.8557e-07 | 0 | 2.8557e-07 | [12 empty] | 7.3.3.17.5 (Remote Grid) Updates to grid topology to minimize risk of ignition in HFTDs Remote GridWLDFREquipment / facility failureAggregated | WLDFR | HFTD - Distribution - Tier 2 - 2QU CoRE ¦ 2QU LoRE | Red Flag Warning - Catastrophic Fires | Equipment / facility failure | Aggregated | 2042 | 2.3934e-05 | 543.1039 | 0.012998 | 2042 | Mitigation | 0.95 | 45 | 0 | esc | 0.00097009 | 2.3218e-08 | 0.00097009 | 2.3218e-08
[79 empty] | WLDFR | HFTD - Distribution - Tier 3 - 1QU CoRE ¦ 1QU LoRE | Red Flag Warning - Large Fires | 2043 | 1.3322e-07 | 1.3322e-07 | 6.9209 | 0.84944 | 3.8632 | 2.2083 | 0 | 0 | 0.00013733 | 9.22e-07 | 0 | 9.22e-07 | 9.22e-07 | 0 | 9.22e-07 | 0 | 7.5174e-08 | 1.6478e-07 | 0 | 1.6478e-07 | 0 | 1.4278e-07 | 2.8557e-07 | 0 | 2.8557e-07 | [12 empty] | 7.3.3.17.5 (Remote Grid) Updates to grid topology to minimize risk of ignition in HFTDs Remote GridWLDFREquipment / facility failureAggregated | WLDFR | HFTD - Distribution - Tier 2 - 2QU CoRE ¦ 2QU LoRE | Red Flag Warning - Catastrophic Fires | Equipment / facility failure | Aggregated | 2043 | 2.3934e-05 | 543.1039 | 0.012998 | 2043 | Mitigation | 0.95 | 45 | 0 | esc | 0.00097009 | 2.3218e-08 | 0.00097009 | 2.3218e-08
[79 empty] | WLDFR | HFTD - Distribution - Tier 3 - 1QU CoRE ¦ 1QU LoRE | Red Flag Warning - Large Fires | 2044 | 1.3322e-07 | 1.3322e-07 | 6.9209 | 0.84944 | 3.8632 | 2.2083 | 0 | 0 | 0.00013733 | 9.22e-07 | 0 | 9.22e-07 | 9.22e-07 | 0 | 9.22e-07 | 0 | 7.9644e-08 | 1.7458e-07 | 0 | 1.7458e-07 | 0 | 1.4278e-07 | 2.8557e-07 | 0 | 2.8557e-07 | [12 empty] | 7.3.3.17.5 (Remote Grid) Updates to grid topology to minimize risk of ignition in HFTDs Remote GridWLDFREquipment / facility failureAggregated | WLDFR | HFTD - Distribution - Tier 2 - 2QU CoRE ¦ 2QU LoRE | Red Flag Warning - Catastrophic Fires | Equipment / facility failure | Aggregated | 2044 | 2.3934e-05 | 543.1039 | 0.012998 | 2044 | Mitigation | 0.95 | 45 | 0 | esc | 0.00097009 | 2.3218e-08 | 0.00097009 | 2.3218e-08
[79 empty] | WLDFR | HFTD - Distribution - Tier 3 - 1QU CoRE ¦ 1QU LoRE | Red Flag Warning - Large Fires | 2045 | 1.3322e-07 | 1.3322e-07 | 6.9209 | 0.84944 | 3.8632 | 2.2083 | 0 | 0 | 0.00013733 | 9.22e-07 | 0 | 9.22e-07 | 9.22e-07 | 0 | 9.22e-07 | 0 | 7.9644e-08 | 1.7458e-07 | 0 | 1.7458e-07 | 0 | 1.4964e-07 | 2.9928e-07 | 0 | 2.9928e-07 | [12 empty] | 7.3.3.17.5 (Remote Grid) Updates to grid topology to minimize risk of ignition in HFTDs Remote GridWLDFREquipment / facility failureAggregated | WLDFR | HFTD - Distribution - Tier 2 - 2QU CoRE ¦ 2QU LoRE | Red Flag Warning - Catastrophic Fires | Equipment / facility failure | Aggregated | 2045 | 2.3934e-05 | 543.1039 | 0.012998 | 2045 | Mitigation | 0.95 | 45 | 0 | esc | 0.00097009 | 2.3218e-08 | 0.00097009 | 2.3218e-08
[79 empty] | WLDFR | HFTD - Distribution - Tier 3 - 1QU CoRE ¦ 1QU LoRE | Red Flag Warning - Large Fires | 2046 | 1.3322e-07 | 1.3322e-07 | 6.9209 | 0.84944 | 3.8632 | 2.2083 | 0 | 0 | 0.00013733 | 9.22e-07 | 0 | 9.22e-07 | 9.22e-07 | 0 | 9.22e-07 | 0 | 7.9644e-08 | 1.7458e-07 | 0 | 1.7458e-07 | 0 | 1.4964e-07 | 2.9928e-07 | 0 | 2.9928e-07 | [12 empty] | 7.3.3.17.5 (Remote Grid) Updates to grid topology to minimize risk of ignition in HFTDs Remote GridWLDFREquipment / facility failureAggregated | WLDFR | HFTD - Distribution - Tier 2 - 2QU CoRE ¦ 2QU LoRE | Red Flag Warning - Catastrophic Fires | Equipment / facility failure | Aggregated | 2046 | 2.3934e-05 | 543.1039 | 0.012998 | 2046 | Mitigation | 0.95 | 45 | 0 | esc | 0.00097009 | 2.3218e-08 | 0.00097009 | 2.3218e-08
[79 empty] | WLDFR | HFTD - Distribution - Tier 3 - 1QU CoRE ¦ 1QU LoRE | Red Flag Warning - Large Fires | 2047 | 1.3322e-07 | 1.3322e-07 | 6.9209 | 0.84944 | 3.8632 | 2.2083 | 0 | 0 | 0.00013733 | 9.22e-07 | 0 | 9.22e-07 | 9.22e-07 | 0 | 9.22e-07 | 0 | 7.9644e-08 | 1.7458e-07 | 0 | 1.7458e-07 | 0 | 1.4964e-07 | 2.9928e-07 | 0 | 2.9928e-07 | [12 empty] | 7.3.3.17.5 (Remote Grid) Updates to grid topology to minimize risk of ignition in HFTDs Remote GridWLDFREquipment / facility failureAggregated | WLDFR | HFTD - Distribution - Tier 2 - 2QU CoRE ¦ 2QU LoRE | Red Flag Warning - Catastrophic Fires | Equipment / facility failure | Aggregated | 2047 | 2.3934e-05 | 543.1039 | 0.012998 | 2047 | Mitigation | 0.95 | 45 | 0 | esc | 0.00097009 | 2.3218e-08 | 0.00097009 | 2.3218e-08
[79 empty] | WLDFR | HFTD - Distribution - Tier 3 - 1QU CoRE ¦ 1QU LoRE | Red Flag Warning - Large Fires | 2048 | 1.3322e-07 | 1.3322e-07 | 7.3713 | 0.88759 | 4.1075 | 2.3763 | 0 | 0 | 0.00013733 | 9.8201e-07 | 0 | 9.8201e-07 | 9.8201e-07 | 0 | 9.8201e-07 | 0 | 7.9644e-08 | 1.7458e-07 | 0 | 1.7458e-07 | 0 | 1.4964e-07 | 2.9928e-07 | 0 | 2.9928e-07 | [12 empty] | 7.3.3.17.5 (Remote Grid) Updates to grid topology to minimize risk of ignition in HFTDs Remote GridWLDFREquipment / facility failureAggregated | WLDFR | HFTD - Distribution - Tier 2 - 2QU CoRE ¦ 2QU LoRE | Red Flag Warning - Catastrophic Fires | Equipment / facility failure | Aggregated | 2048 | 2.3934e-05 | 543.1039 | 0.012998 | 2048 | Mitigation | 0.95 | 45 | 0 | esc | 0.00097009 | 2.3218e-08 | 0.00097009 | 2.3218e-08
[79 empty] | WLDFR | HFTD - Distribution - Tier 3 - 1QU CoRE ¦ 1QU LoRE | Red Flag Warning - Large Fires | 2049 | 1.3322e-07 | 1.3322e-07 | 7.3713 | 0.88759 | 4.1075 | 2.3763 | 0 | 0 | 0.00013733 | 9.8201e-07 | 0 | 9.8201e-07 | 9.8201e-07 | 0 | 9.8201e-07 | 0 | 8.4619e-08 | 1.8549e-07 | 0 | 1.8549e-07 | 0 | 0 | 2.9928e-07 | 0 | 2.9928e-07 | [12 empty] | 7.3.3.17.5 (Remote Grid) Updates to grid topology to minimize risk of ignition in HFTDs Remote GridWLDFREquipment / facility failureAggregated | WLDFR | HFTD - Distribution - Tier 2 - 2QU CoRE ¦ 2QU LoRE | Red Flag Warning - Catastrophic Fires | Equipment / facility failure | Aggregated | 2049 | 2.3934e-05 | 543.1039 | 0.012998 | 2049 | Mitigation | 0.95 | 45 | 0 | esc | 0.00097009 | 2.3218e-08 | 0.00097009 | 2.3218e-08
[79 empty] | WLDFR | HFTD - Distribution - Tier 3 - 1QU CoRE ¦ 1QU LoRE | Red Flag Warning - Large Fires | 2050 | 1.3322e-07 | 1.3322e-07 | 7.3713 | 0.88759 | 4.1075 | 2.3763 | 0 | 0 | 0.00013733 | 9.8201e-07 | 0 | 9.8201e-07 | 9.8201e-07 | 0 | 9.8201e-07 | 0 | 8.4619e-08 | 1.8549e-07 | 0 | 1.8549e-07 | 0 | 0 | 0 | 0 | 0 | [12 empty] | 7.3.3.17.5 (Remote Grid) Updates to grid topology to minimize risk of ignition in HFTDs Remote GridWLDFREquipment / facility failureAggregated | WLDFR | HFTD - Distribution - Tier 2 - 2QU CoRE ¦ 2QU LoRE | Red Flag Warning - Catastrophic Fires | Equipment / facility failure | Aggregated | 2050 | 2.3934e-05 | 543.1039 | 0.012998 | 2050 | Mitigation | 0.95 | 45 | 0 | esc | 0.00097009 | 2.3218e-08 | 0.00097009 | 2.3218e-08
[79 empty] | WLDFR | HFTD - Distribution - Tier 3 - 1QU CoRE ¦ 1QU LoRE | Red Flag Warning - Large Fires | 2051 | 1.3322e-07 | 1.3322e-07 | 7.3713 | 0.88759 | 4.1075 | 2.3763 | 0 | 0 | 0.00013733 | 9.8201e-07 | 0 | 9.8201e-07 | 9.8201e-07 | 0 | 9.8201e-07 | 0 | 8.4619e-08 | 1.8549e-07 | 0 | 1.8549e-07 | 0 | 0 | 0 | 0 | 0 | [12 empty] | 7.3.3.17.5 (Remote Grid) Updates to grid topology to minimize risk of ignition in HFTDs Remote GridWLDFREquipment / facility failureAggregated | WLDFR | HFTD - Distribution - Tier 2 - 2QU CoRE ¦ 2QU LoRE | Red Flag Warning - Catastrophic Fires | Equipment / facility failure | Aggregated | 2051 | 2.3934e-05 | 543.1039 | 0.012998 | 2051 | Mitigation | 0.95 | 45 | 0 | esc | 0.00097009 | 2.3218e-08 | 0.00097009 | 2.3218e-08
[79 empty] | WLDFR | HFTD - Distribution - Tier 3 - 1QU CoRE ¦ 1QU LoRE | Red Flag Warning - Large Fires | 2052 | 1.3322e-07 | 1.3322e-07 | 7.3713 | 0.88759 | 4.1075 | 2.3763 | 0 | 0 | 0.00013733 | 9.8201e-07 | 0 | 9.8201e-07 | 9.8201e-07 | 0 | 9.8201e-07 | 0 | 8.4619e-08 | 1.8549e-07 | 0 | 1.8549e-07 | 0 | 2.2009e-05 | 0 | 0 | 0 | [12 empty] | 7.3.3.17.5 (Remote Grid) Updates to grid topology to minimize risk of ignition in HFTDs Remote GridWLDFREquipment / facility failureAggregated | WLDFR | HFTD - Distribution - Tier 2 - 2QU CoRE ¦ 2QU LoRE | Red Flag Warning - Catastrophic Fires | Equipment / facility failure | Aggregated | 2052 | 2.3934e-05 | 543.1039 | 0.012998 | 2052 | Mitigation | 0.95 | 45 | 0 | esc | 0.00097009 | 2.3218e-08 | 0.00097009 | 2.3218e-08
[79 empty] | WLDFR | HFTD - Distribution - Tier 3 - 1QU CoRE ¦ 1QU LoRE | Red Flag Warning - Large Fires | 2053 | 1.3322e-07 | 1.3322e-07 | 7.8503 | 0.92702 | 4.3664 | 2.5569 | 0 | 0 | 0.00013733 | 1.0458e-06 | 0 | 1.0458e-06 | 1.0458e-06 | 0 | 1.0458e-06 | 0 | 8.4619e-08 | 1.8549e-07 | 0 | 1.8549e-07 | 0 | 2.2816e-05 | 4.5631e-05 | 0 | 4.5631e-05 | [12 empty] | 7.3.3.17.5 (Remote Grid) Updates to grid topology to minimize risk of ignition in HFTDs Remote GridWLDFREquipment / facility failureAggregated | WLDFR | HFTD - Distribution - Tier 2 - 2QU CoRE ¦ 2QU LoRE | Red Flag Warning - Catastrophic Fires | Equipment / facility failure | Aggregated | 2053 | 2.3934e-05 | 543.1039 | 0.012998 | 2053 | Mitigation | 0.95 | 45 | 0 | esc | 0.00097009 | 2.3218e-08 | 0.00097009 | 2.3218e-08
[79 empty] | WLDFR | HFTD - Distribution - Tier 3 - 1QU CoRE ¦ 1QU LoRE | Red Flag Warning - Large Fires | 2054 | 1.3322e-07 | 1.3322e-07 | 7.8503 | 0.92702 | 4.3664 | 2.5569 | 0 | 0 | 0.00013733 | 1.0458e-06 | 0 | 1.0458e-06 | 1.0458e-06 | 0 | 1.0458e-06 | 0 | 9.006e-08 | 1.9741e-07 | 0 | 1.9741e-07 | 0 | 2.2816e-05 | 4.5631e-05 | 0 | 4.5631e-05 | [12 empty] | 7.3.3.17.5 (Remote Grid) Updates to grid topology to minimize risk of ignition in HFTDs Remote GridWLDFREquipment / facility failureAggregated | WLDFR | HFTD - Distribution - Tier 2 - 2QU CoRE ¦ 2QU LoRE | Red Flag Warning - Catastrophic Fires | Equipment / facility failure | Aggregated | 2054 | 2.3934e-05 | 543.1039 | 0.012998 | 2054 | Mitigation | 0.95 | 45 | 0 | esc | 0.00097009 | 2.3218e-08 | 0.00097009 | 2.3218e-08
[79 empty] | WLDFR | HFTD - Distribution - Tier 3 - 1QU CoRE ¦ 1QU LoRE | Red Flag Warning - Large Fires | 2055 | 1.3322e-07 | 1.3322e-07 | 7.8503 | 0.92702 | 4.3664 | 2.5569 | 0 | 0 | 0.00013733 | 1.0458e-06 | 0 | 1.0458e-06 | 1.0458e-06 | 0 | 1.0458e-06 | 0 | 9.006e-08 | 1.9741e-07 | 0 | 1.9741e-07 | 0 | 2.2816e-05 | 4.5631e-05 | 0 | 4.5631e-05 | [12 empty] | 7.3.3.17.5 (Remote Grid) Updates to grid topology to minimize risk of ignition in HFTDs Remote GridWLDFREquipment / facility failureAggregated | WLDFR | HFTD - Distribution - Tier 2 - 2QU CoRE ¦ 2QU LoRE | Red Flag Warning - Catastrophic Fires | Equipment / facility failure | Aggregated | 2055 | 2.3934e-05 | 543.1039 | 0.012998 | 2055 | Mitigation | 0.95 | 45 | 0 | esc | 0.00097009 | 2.3218e-08 | 0.00097009 | 2.3218e-08
[79 empty] | WLDFR | HFTD - Distribution - Tier 3 - 1QU CoRE ¦ 1QU LoRE | Red Flag Warning - Large Fires | 2056 | 1.3322e-07 | 1.3322e-07 | 7.8503 | 0.92702 | 4.3664 | 2.5569 | 0 | 0 | 0.00013733 | 1.0458e-06 | 0 | 1.0458e-06 | 1.0458e-06 | 0 | 1.0458e-06 | 0 | 9.006e-08 | 1.9741e-07 | 0 | 1.9741e-07 | 0 | 2.2816e-05 | 4.5631e-05 | 0 | 4.5631e-05 | [12 empty] | 7.3.3.17.5 (Remote Grid) Updates to grid topology to minimize risk of ignition in HFTDs Remote GridWLDFREquipment / facility failureAggregated | WLDFR | HFTD - Distribution - Tier 2 - 2QU CoRE ¦ 2QU LoRE | Red Flag Warning - Catastrophic Fires | Equipment / facility failure | Aggregated | 2056 | 2.3934e-05 | 543.1039 | 0.012998 | 2056 | Mitigation | 0.95 | 45 | 0 | esc | 0.00097009 | 2.3218e-08 | 0.00097009 | 2.3218e-08
[79 empty] | WLDFR | HFTD - Distribution - Tier 3 - 1QU CoRE ¦ 1QU LoRE | Red Flag Warning - Large Fires | 2057 | 1.3322e-07 | 1.3322e-07 | 7.8503 | 0.92702 | 4.3664 | 2.5569 | 0 | 0 | 0.00013733 | 1.0458e-06 | 0 | 1.0458e-06 | 1.0458e-06 | 0 | 1.0458e-06 | 0 | 9.006e-08 | 1.9741e-07 | 0 | 1.9741e-07 | 0 | 2.2816e-05 | 4.5631e-05 | 0 | 4.5631e-05 | [12 empty] | 7.3.3.17.5 (Remote Grid) Updates to grid topology to minimize risk of ignition in HFTDs Remote GridWLDFREquipment / facility failureAggregated | WLDFR | HFTD - Distribution - Tier 2 - 2QU CoRE ¦ 2QU LoRE | Red Flag Warning - Catastrophic Fires | Equipment / facility failure | Aggregated | 2057 | 2.3934e-05 | 543.1039 | 0.012998 | 2057 | Mitigation | 0.95 | 45 | 0 | esc | 0.00097009 | 2.3218e-08 | 0.00097009 | 2.3218e-08
[79 empty] | WLDFR | HFTD - Distribution - Tier 3 - 1QU CoRE ¦ 1QU LoRE | Red Flag Warning - Large Fires | 2058 | 1.3322e-07 | 1.3322e-07 | 8.3524 | 0.96727 | 4.6367 | 2.7484 | 0 | 0 | 0.00013733 | 1.1127e-06 | 0 | 1.1127e-06 | 1.1127e-06 | 0 | 1.1127e-06 | 0 | 9.006e-08 | 1.9741e-07 | 0 | 1.9741e-07 | 0 | 2.3832e-05 | 4.7664e-05 | 0 | 4.7664e-05 | [12 empty] | 7.3.3.17.5 (Remote Grid) Updates to grid topology to minimize risk of ignition in HFTDs Remote GridWLDFREquipment / facility failureAggregated | WLDFR | HFTD - Distribution - Tier 2 - 2QU CoRE ¦ 2QU LoRE | Red Flag Warning - Catastrophic Fires | Equipment / facility failure | Aggregated | 2058 | 2.3934e-05 | 543.1039 | 0.012998 | 2058 | Mitigation | 0.95 | 45 | 0 | esc | 0.00097009 | 2.3218e-08 | 0.00097009 | 2.3218e-08
[79 empty] | WLDFR | HFTD - Distribution - Tier 3 - 1QU CoRE ¦ 1QU LoRE | Red Flag Warning - Large Fires | 2059 | 1.3322e-07 | 1.3322e-07 | 8.3524 | 0.96727 | 4.6367 | 2.7484 | 0 | 0 | 0.00013733 | 1.1127e-06 | 0 | 1.1127e-06 | 1.1127e-06 | 0 | 1.1127e-06 | 0 | 9.5921e-08 | 2.1026e-07 | 0 | 2.1026e-07 | 0 | 2.3832e-05 | 4.7664e-05 | 0 | 4.7664e-05 | [12 empty] | 7.3.3.17.5 (Remote Grid) Updates to grid topology to minimize risk of ignition in HFTDs Remote GridWLDFREquipment / facility failureAggregated | WLDFR | HFTD - Distribution - Tier 2 - 2QU CoRE ¦ 2QU LoRE | Red Flag Warning - Catastrophic Fires | Equipment / facility failure | Aggregated | 2059 | 2.3934e-05 | 543.1039 | 0.012998 | 2059 | Mitigation | 0.95 | 45 | 0 | esc | 0.00097009 | 2.3218e-08 | 0.00097009 | 2.3218e-08
[79 empty] | WLDFR | HFTD - Distribution - Tier 3 - 1QU CoRE ¦ 1QU LoRE | Red Flag Warning - Large Fires | 2060 | 1.3322e-07 | 1.3322e-07 | 8.3524 | 0.96727 | 4.6367 | 2.7484 | 0 | 0 | 0.00013733 | 1.1127e-06 | 0 | 1.1127e-06 | 1.1127e-06 | 0 | 1.1127e-06 | 0 | 9.5921e-08 | 2.1026e-07 | 0 | 2.1026e-07 | 0 | 2.3832e-05 | 4.7664e-05 | 0 | 4.7664e-05 | [12 empty] | 7.3.3.17.5 (Remote Grid) Updates to grid topology to minimize risk of ignition in HFTDs Remote GridWLDFREquipment / facility failureAggregated | WLDFR | HFTD - Distribution - Tier 2 - 2QU CoRE ¦ 2QU LoRE | Red Flag Warning - Catastrophic Fires | Equipment / facility failure | Aggregated | 2060 | 2.3934e-05 | 543.1039 | 0.012998 | 2060 | Mitigation | 0.95 | 45 | 0 | esc | 0.00097009 | 2.3218e-08 | 0.00097009 | 2.3218e-08
[79 empty] | WLDFR | HFTD - Distribution - Tier 3 - 1QU CoRE ¦ 1QU LoRE | Red Flag Warning - Large Fires | 2061 | 1.3322e-07 | 1.3322e-07 | 8.3524 | 0.96727 | 4.6367 | 2.7484 | 0 | 0 | 0.00013733 | 1.1127e-06 | 0 | 1.1127e-06 | 1.1127e-06 | 0 | 1.1127e-06 | 0 | 9.5921e-08 | 2.1026e-07 | 0 | 2.1026e-07 | 0 | 2.3832e-05 | 4.7664e-05 | 0 | 4.7664e-05 | [12 empty] | 7.3.3.17.5 (Remote Grid) Updates to grid topology to minimize risk of ignition in HFTDs Remote GridWLDFREquipment / facility failureAggregated | WLDFR | HFTD - Distribution - Tier 2 - 2QU CoRE ¦ 2QU LoRE | Red Flag Warning - Catastrophic Fires | Equipment / facility failure | Aggregated | 2061 | 2.3934e-05 | 543.1039 | 0.012998 | 2061 | Mitigation | 0.95 | 45 | 0 | esc | 0.00097009 | 2.3218e-08 | 0.00097009 | 2.3218e-08
[79 empty] | WLDFR | HFTD - Distribution - Tier 3 - 1QU CoRE ¦ 1QU LoRE | Red Flag Warning - Large Fires | 2062 | 1.3322e-07 | 1.3322e-07 | 8.3524 | 0.96727 | 4.6367 | 2.7484 | 0 | 0 | 0.00013733 | 1.1127e-06 | 0 | 1.1127e-06 | 1.1127e-06 | 0 | 1.1127e-06 | 0 | 9.5921e-08 | 2.1026e-07 | 0 | 2.1026e-07 | 0 | 2.3832e-05 | 4.7664e-05 | 0 | 4.7664e-05 | [12 empty] | 7.3.3.17.5 (Remote Grid) Updates to grid topology to minimize risk of ignition in HFTDs Remote GridWLDFREquipment / facility failureAggregated | WLDFR | HFTD - Distribution - Tier 2 - 2QU CoRE ¦ 2QU LoRE | Red Flag Warning - Catastrophic Fires | Equipment / facility failure | Aggregated | 2062 | 2.3934e-05 | 543.1039 | 0.012998 | 2062 | Mitigation | 0.95 | 45 | 0 | esc | 0.00097009 | 2.3218e-08 | 0.00097009 | 2.3218e-08
[79 empty] | WLDFR | HFTD - Distribution - Tier 3 - 1QU CoRE ¦ 1QU LoRE | Red Flag Warning - Large Fires | 2063 | 1.3322e-07 | 1.3322e-07 | 8.872 | 1.0079 | 4.9153 | 2.9488 | 0 | 0 | 0.00013733 | 1.1819e-06 | 0 | 1.1819e-06 | 1.1819e-06 | 0 | 1.1819e-06 | 0 | 9.5921e-08 | 2.1026e-07 | 0 | 2.1026e-07 | 0 | 2.4962e-05 | 4.9924e-05 | 0 | 4.9924e-05 | [12 empty] | 7.3.3.17.5 (Remote Grid) Updates to grid topology to minimize risk of ignition in HFTDs Remote GridWLDFREquipment / facility failureAggregated | WLDFR | HFTD - Distribution - Tier 2 - 2QU CoRE ¦ 2QU LoRE | Red Flag Warning - Catastrophic Fires | Equipment / facility failure | Aggregated | 2063 | 2.3934e-05 | 543.1039 | 0.012998 | 2063 | Mitigation | 0.95 | 45 | 0 | esc | 0.00097009 | 2.3218e-08 | 0.00097009 | 2.3218e-08
[79 empty] | WLDFR | HFTD - Distribution - Tier 3 - 1QU CoRE ¦ 1QU LoRE | Red Flag Warning - Large Fires | 2064 | 1.3322e-07 | 1.3322e-07 | 8.872 | 1.0079 | 4.9153 | 2.9488 | 0 | 0 | 0.00013733 | 1.1819e-06 | 0 | 1.1819e-06 | 1.1819e-06 | 0 | 1.1819e-06 | 0 | 1.0215e-07 | 2.2392e-07 | 0 | 2.2392e-07 | 0 | 2.4962e-05 | 4.9924e-05 | 0 | 4.9924e-05 | [12 empty] | 7.3.3.17.5 (Remote Grid) Updates to grid topology to minimize risk of ignition in HFTDs Remote GridWLDFREquipment / facility failureAggregated | WLDFR | HFTD - Distribution - Tier 2 - 2QU CoRE ¦ 2QU LoRE | Red Flag Warning - Catastrophic Fires | Equipment / facility failure | Aggregated | 2064 | 2.3934e-05 | 543.1039 | 0.012998 | 2064 | Mitigation | 0.95 | 45 | 0 | esc | 0.00097009 | 2.3218e-08 | 0.00097009 | 2.3218e-08
[79 empty] | WLDFR | HFTD - Distribution - Tier 3 - 1QU CoRE ¦ 1QU LoRE | Red Flag Warning - Large Fires | 2065 | 1.3322e-07 | 1.3322e-07 | 8.872 | 1.0079 | 4.9153 | 2.9488 | 0 | 0 | 0.00013733 | 1.1819e-06 | 0 | 1.1819e-06 | 1.1819e-06 | 0 | 1.1819e-06 | 0 | 1.0215e-07 | 2.2392e-07 | 0 | 2.2392e-07 | 0 | 2.4962e-05 | 4.9924e-05 | 0 | 4.9924e-05 | [12 empty] | 7.3.3.17.5 (Remote Grid) Updates to grid topology to minimize risk of ignition in HFTDs Remote GridWLDFREquipment / facility failureAggregated | WLDFR | HFTD - Distribution - Tier 2 - 2QU CoRE ¦ 2QU LoRE | Red Flag Warning - Catastrophic Fires | Equipment / facility failure | Aggregated | 2065 | 2.3934e-05 | 543.1039 | 0.012998 | 2065 | Mitigation | 0.95 | 45 | 0 | esc | 0.00097009 | 2.3218e-08 | 0.00097009 | 2.3218e-08
[79 empty] | WLDFR | HFTD - Distribution - Tier 3 - 1QU CoRE ¦ 1QU LoRE | Red Flag Warning - Large Fires | 2066 | 1.3322e-07 | 1.3322e-07 | 8.872 | 1.0079 | 4.9153 | 2.9488 | 0 | 0 | 0.00013733 | 1.1819e-06 | 0 | 1.1819e-06 | 1.1819e-06 | 0 | 1.1819e-06 | 0 | 1.0215e-07 | 2.2392e-07 | 0 | 2.2392e-07 | 0 | 2.4962e-05 | 4.9924e-05 | 0 | 4.9924e-05 | [12 empty] | 7.3.3.17.5 (Remote Grid) Updates to grid topology to minimize risk of ignition in HFTDs Remote GridWLDFREquipment / facility failureAggregated | WLDFR | HFTD - Distribution - Tier 2 - 2QU CoRE ¦ 2QU LoRE | Red Flag Warning - Catastrophic Fires | Equipment / facility failure | Aggregated | 2066 | 2.3934e-05 | 543.1039 | 0.012998 | 2066 | Mitigation | 0.95 | 45 | 0 | esc | 0.00097009 | 2.3218e-08 | 0.00097009 | 2.3218e-08
[79 empty] | WLDFR | HFTD - Distribution - Tier 3 - 1QU CoRE ¦ 1QU LoRE | Red Flag Warning - Large Fires | 2067 | 0 | 1.3322e-07 | 8.872 | 1.0079 | 4.9153 | 2.9488 | 0 | 0 | 0.00013733 | 0 | 0 | 0 | 1.1819e-06 | 0 | 1.1819e-06 | 0 | 1.0215e-07 | 2.2392e-07 | 0 | 2.2392e-07 | 0 | 2.4962e-05 | 4.9924e-05 | 0 | 4.9924e-05 | [12 empty] | 7.3.3.17.5 (Remote Grid) Updates to grid topology to minimize risk of ignition in HFTDs Remote GridWLDFREquipment / facility failureAggregated | WLDFR | HFTD - Distribution - Tier 2 - 2QU CoRE ¦ 2QU LoRE | Red Flag Warning - Catastrophic Fires | Equipment / facility failure | Aggregated | 2067 | 2.3934e-05 | 543.1039 | 0.012998 | 2067 | Mitigation | 0.95 | 45 | 0 | esc | 0 | 0 | 0.00097009 | 2.3218e-08
[79 empty] | WLDFR | HFTD - Distribution - Tier 3 - 1QU CoRE ¦ 1QU LoRE | Red Flag Warning - Small Fires | 2022 | 9.4119e-07 | 0 | 0.077901 | 0.036425 | 0.0015809 | 0.039895 | 0 | 0 | 0.0010076 | 7.3319e-08 | 0 | 7.3319e-08 | 0 | 0 | 0 | 0 | 1.0215e-07 | 2.2392e-07 | 0 | 2.2392e-07 | 0 | 2.6188e-05 | 5.2376e-05 | 0 | 5.2376e-05 | [12 empty] | 7.3.3.17.5 (Remote Grid) Updates to grid topology to minimize risk of ignition in HFTDs Remote GridWLDFRVegetation ContactAggregated | WLDFR | HFTD - Distribution - Tier 2 - 2QU CoRE ¦ 2QU LoRE | Red Flag Warning - Catastrophic Fires | Vegetation Contact | Aggregated | 2022 | 5.4026e-05 | 543.1039 | 0.029342 | 2022 | Mitigation | 0.95 | 45 | 0 | esc | 0.00097009 | 5.241e-08 | 0 | 0
[79 empty] | WLDFR | HFTD - Distribution - Tier 3 - 1QU CoRE ¦ 1QU LoRE | Red Flag Warning - Small Fires | 2023 | 9.4119e-07 | 9.4119e-07 | 0.080408 | 0.03759 | 0.0016314 | 0.041187 | 0 | 0 | 0.0010076 | 7.568e-08 | 0 | 7.568e-08 | 7.568e-08 | 0 | 7.568e-08 | 0 | 1.0869e-07 | 2.3824e-07 | 0 | 2.3824e-07 | 0 | 2.6188e-05 | 5.2376e-05 | 0 | 5.2376e-05 | [12 empty] | 7.3.3.17.5 (Remote Grid) Updates to grid topology to minimize risk of ignition in HFTDs Remote GridWLDFRVegetation ContactAggregated | WLDFR | HFTD - Distribution - Tier 2 - 2QU CoRE ¦ 2QU LoRE | Red Flag Warning - Catastrophic Fires | Vegetation Contact | Aggregated | 2023 | 5.4026e-05 | 543.1039 | 0.029342 | 2023 | Mitigation | 0.95 | 45 | 0 | esc | 0.00097009 | 5.241e-08 | 0.00097009 | 5.241e-08
[79 empty] | WLDFR | HFTD - Distribution - Tier 3 - 1QU CoRE ¦ 1QU LoRE | Red Flag Warning - Small Fires | 2024 | 9.4119e-07 | 9.4119e-07 | 0.080408 | 0.03759 | 0.0016314 | 0.041187 | 0 | 0 | 0.0010076 | 7.568e-08 | 0 | 7.568e-08 | 7.568e-08 | 0 | 7.568e-08 | 0 | 1.0869e-07 | 2.3824e-07 | 0 | 2.3824e-07 | 0 | 2.6188e-05 | 5.2376e-05 | 0 | 5.2376e-05 | [12 empty] | 7.3.3.17.5 (Remote Grid) Updates to grid topology to minimize risk of ignition in HFTDs Remote GridWLDFRVegetation ContactAggregated | WLDFR | HFTD - Distribution - Tier 2 - 2QU CoRE ¦ 2QU LoRE | Red Flag Warning - Catastrophic Fires | Vegetation Contact | Aggregated | 2024 | 5.4026e-05 | 543.1039 | 0.029342 | 2024 | Mitigation | 0.95 | 45 | 0 | esc | 0.00097009 | 5.241e-08 | 0.00097009 | 5.241e-08
[79 empty] | WLDFR | HFTD - Distribution - Tier 3 - 1QU CoRE ¦ 1QU LoRE | Red Flag Warning - Small Fires | 2025 | 9.4119e-07 | 9.4119e-07 | 0.080408 | 0.03759 | 0.0016314 | 0.041187 | 0 | 0 | 0.0010076 | 7.568e-08 | 0 | 7.568e-08 | 7.568e-08 | 0 | 7.568e-08 | 0 | 1.0869e-07 | 2.3824e-07 | 0 | 2.3824e-07 | 0 | 2.6188e-05 | 5.2376e-05 | 0 | 5.2376e-05 | [12 empty] | 7.3.3.17.5 (Remote Grid) Updates to grid topology to minimize risk of ignition in HFTDs Remote GridWLDFRVegetation ContactAggregated | WLDFR | HFTD - Distribution - Tier 2 - 2QU CoRE ¦ 2QU LoRE | Red Flag Warning - Catastrophic Fires | Vegetation Contact | Aggregated | 2025 | 5.4026e-05 | 543.1039 | 0.029342 | 2025 | Mitigation | 0.95 | 45 | 0 | esc | 0.00097009 | 5.241e-08 | 0.00097009 | 5.241e-08
[79 empty] | WLDFR | HFTD - Distribution - Tier 3 - 1QU CoRE ¦ 1QU LoRE | Red Flag Warning - Small Fires | 2026 | 9.4119e-07 | 9.4119e-07 | 0.080408 | 0.03759 | 0.0016314 | 0.041187 | 0 | 0 | 0.0010076 | 7.568e-08 | 0 | 7.568e-08 | 7.568e-08 | 0 | 7.568e-08 | 0 | 1.0869e-07 | 2.3824e-07 | 0 | 2.3824e-07 | 0 | 2.6188e-05 | 5.2376e-05 | 0 | 5.2376e-05 | [12 empty] | 7.3.3.17.5 (Remote Grid) Updates to grid topology to minimize risk of ignition in HFTDs Remote GridWLDFRVegetation ContactAggregated | WLDFR | HFTD - Distribution - Tier 2 - 2QU CoRE ¦ 2QU LoRE | Red Flag Warning - Catastrophic Fires | Vegetation Contact | Aggregated | 2026 | 5.4026e-05 | 543.1039 | 0.029342 | 2026 | Mitigation | 0.95 | 45 | 0 | esc | 0.00097009 | 5.241e-08 | 0.00097009 | 5.241e-08
[79 empty] | WLDFR | HFTD - Distribution - Tier 3 - 1QU CoRE ¦ 1QU LoRE | Red Flag Warning - Small Fires | 2027 | 9.4119e-07 | 9.4119e-07 | 0.080408 | 0.03759 | 0.0016314 | 0.041187 | 0 | 0 | 0.0010076 | 7.568e-08 | 0 | 7.568e-08 | 7.568e-08 | 0 | 7.568e-08 | 0 | 1.0869e-07 | 2.3824e-07 | 0 | 2.3824e-07 | 0 | 2.7495e-05 | 5.4989e-05 | 0 | 5.4989e-05 | [12 empty] | 7.3.3.17.5 (Remote Grid) Updates to grid topology to minimize risk of ignition in HFTDs Remote GridWLDFRVegetation ContactAggregated | WLDFR | HFTD - Distribution - Tier 2 - 2QU CoRE ¦ 2QU LoRE | Red Flag Warning - Catastrophic Fires | Vegetation Contact | Aggregated | 2027 | 5.4026e-05 | 543.1039 | 0.029342 | 2027 | Mitigation | 0.95 | 45 | 0 | esc | 0.00097009 | 5.241e-08 | 0.00097009 | 5.241e-08
[79 empty] | WLDFR | HFTD - Distribution - Tier 3 - 1QU CoRE ¦ 1QU LoRE | Red Flag Warning - Small Fires | 2028 | 9.4119e-07 | 9.4119e-07 | 0.083606 | 0.039055 | 0.001695 | 0.042856 | 0 | 0 | 0.0010076 | 7.869e-08 | 0 | 7.869e-08 | 7.869e-08 | 0 | 7.869e-08 | 0 | 1.1545e-07 | 2.5307e-07 | 0 | 2.5307e-07 | 0 | 2.7495e-05 | 5.4989e-05 | 0 | 5.4989e-05 | [12 empty] | 7.3.3.17.5 (Remote Grid) Updates to grid topology to minimize risk of ignition in HFTDs Remote GridWLDFRVegetation ContactAggregated | WLDFR | HFTD - Distribution - Tier 2 - 2QU CoRE ¦ 2QU LoRE | Red Flag Warning - Catastrophic Fires | Vegetation Contact | Aggregated | 2028 | 5.4026e-05 | 543.1039 | 0.029342 | 2028 | Mitigation | 0.95 | 45 | 0 | esc | 0.00097009 | 5.241e-08 | 0.00097009 | 5.241e-08
[79 empty] | WLDFR | HFTD - Distribution - Tier 3 - 1QU CoRE ¦ 1QU LoRE | Red Flag Warning - Small Fires | 2029 | 9.4119e-07 | 9.4119e-07 | 0.083606 | 0.039055 | 0.001695 | 0.042856 | 0 | 0 | 0.0010076 | 7.869e-08 | 0 | 7.869e-08 | 7.869e-08 | 0 | 7.869e-08 | 0 | 1.1545e-07 | 2.5307e-07 | 0 | 2.5307e-07 | 0 | 2.7495e-05 | 5.4989e-05 | 0 | 5.4989e-05 | [12 empty] | 7.3.3.17.5 (Remote Grid) Updates to grid topology to minimize risk of ignition in HFTDs Remote GridWLDFRVegetation ContactAggregated | WLDFR | HFTD - Distribution - Tier 2 - 2QU CoRE ¦ 2QU LoRE | Red Flag Warning - Catastrophic Fires | Vegetation Contact | Aggregated | 2029 | 5.4026e-05 | 543.1039 | 0.029342 | 2029 | Mitigation | 0.95 | 45 | 0 | esc | 0.00097009 | 5.241e-08 | 0.00097009 | 5.241e-08
[79 empty] | WLDFR | HFTD - Distribution - Tier 3 - 1QU CoRE ¦ 1QU LoRE | Red Flag Warning - Small Fires | 2030 | 9.4119e-07 | 9.4119e-07 | 0.083606 | 0.039055 | 0.001695 | 0.042856 | 0 | 0 | 0.0010076 | 7.869e-08 | 0 | 7.869e-08 | 7.869e-08 | 0 | 7.869e-08 | 0 | 1.1545e-07 | 2.5307e-07 | 0 | 2.5307e-07 | 0 | 2.7495e-05 | 5.4989e-05 | 0 | 5.4989e-05 | [12 empty] | 7.3.3.17.5 (Remote Grid) Updates to grid topology to minimize risk of ignition in HFTDs Remote GridWLDFRVegetation ContactAggregated | WLDFR | HFTD - Distribution - Tier 2 - 2QU CoRE ¦ 2QU LoRE | Red Flag Warning - Catastrophic Fires | Vegetation Contact | Aggregated | 2030 | 5.4026e-05 | 543.1039 | 0.029342 | 2030 | Mitigation | 0.95 | 45 | 0 | esc | 0.00097009 | 5.241e-08 | 0.00097009 | 5.241e-08
[79 empty] | WLDFR | HFTD - Distribution - Tier 3 - 1QU CoRE ¦ 1QU LoRE | Red Flag Warning - Small Fires | 2031 | 9.4119e-07 | 9.4119e-07 | 0.083606 | 0.039055 | 0.001695 | 0.042856 | 0 | 0 | 0.0010076 | 7.869e-08 | 0 | 7.869e-08 | 7.869e-08 | 0 | 7.869e-08 | 0 | 1.1545e-07 | 2.5307e-07 | 0 | 2.5307e-07 | 0 | 2.7495e-05 | 5.4989e-05 | 0 | 5.4989e-05 | [12 empty] | 7.3.3.17.5 (Remote Grid) Updates to grid topology to minimize risk of ignition in HFTDs Remote GridWLDFRVegetation ContactAggregated | WLDFR | HFTD - Distribution - Tier 2 - 2QU CoRE ¦ 2QU LoRE | Red Flag Warning - Catastrophic Fires | Vegetation Contact | Aggregated | 2031 | 5.4026e-05 | 543.1039 | 0.029342 | 2031 | Mitigation | 0.95 | 45 | 0 | esc | 0.00097009 | 5.241e-08 | 0.00097009 | 5.241e-08
[79 empty] | WLDFR | HFTD - Distribution - Tier 3 - 1QU CoRE ¦ 1QU LoRE | Red Flag Warning - Small Fires | 2032 | 9.4119e-07 | 9.4119e-07 | 0.083606 | 0.039055 | 0.001695 | 0.042856 | 0 | 0 | 0.0010076 | 7.869e-08 | 0 | 7.869e-08 | 7.869e-08 | 0 | 7.869e-08 | 0 | 1.1545e-07 | 2.5307e-07 | 0 | 2.5307e-07 | 0 | 2.8864e-05 | 5.7728e-05 | 0 | 5.7728e-05 | [12 empty] | 7.3.3.17.5 (Remote Grid) Updates to grid topology to minimize risk of ignition in HFTDs Remote GridWLDFRVegetation ContactAggregated | WLDFR | HFTD - Distribution - Tier 2 - 2QU CoRE ¦ 2QU LoRE | Red Flag Warning - Catastrophic Fires | Vegetation Contact | Aggregated | 2032 | 5.4026e-05 | 543.1039 | 0.029342 | 2032 | Mitigation | 0.95 | 45 | 0 | esc | 0.00097009 | 5.241e-08 | 0.00097009 | 5.241e-08
[79 empty] | WLDFR | HFTD - Distribution - Tier 3 - 1QU CoRE ¦ 1QU LoRE | Red Flag Warning - Small Fires | 2033 | 9.4119e-07 | 9.4119e-07 | 0.087211 | 0.040679 | 0.0017655 | 0.044766 | 0 | 0 | 0.0010076 | 8.2082e-08 | 0 | 8.2082e-08 | 8.2082e-08 | 0 | 8.2082e-08 | 0 | 1.2236e-07 | 2.6822e-07 | 0 | 2.6822e-07 | 0 | 2.8864e-05 | 5.7728e-05 | 0 | 5.7728e-05 | [12 empty] | 7.3.3.17.5 (Remote Grid) Updates to grid topology to minimize risk of ignition in HFTDs Remote GridWLDFRVegetation ContactAggregated | WLDFR | HFTD - Distribution - Tier 2 - 2QU CoRE ¦ 2QU LoRE | Red Flag Warning - Catastrophic Fires | Vegetation Contact | Aggregated | 2033 | 5.4026e-05 | 543.1039 | 0.029342 | 2033 | Mitigation | 0.95 | 45 | 0 | esc | 0.00097009 | 5.241e-08 | 0.00097009 | 5.241e-08
[79 empty] | WLDFR | HFTD - Distribution - Tier 3 - 1QU CoRE ¦ 1QU LoRE | Red Flag Warning - Small Fires | 2034 | 9.4119e-07 | 9.4119e-07 | 0.087211 | 0.040679 | 0.0017655 | 0.044766 | 0 | 0 | 0.0010076 | 8.2082e-08 | 0 | 8.2082e-08 | 8.2082e-08 | 0 | 8.2082e-08 | 0 | 1.2236e-07 | 2.6822e-07 | 0 | 2.6822e-07 | 0 | 2.8864e-05 | 5.7728e-05 | 0 | 5.7728e-05 | [12 empty] | 7.3.3.17.5 (Remote Grid) Updates to grid topology to minimize risk of ignition in HFTDs Remote GridWLDFRVegetation ContactAggregated | WLDFR | HFTD - Distribution - Tier 2 - 2QU CoRE ¦ 2QU LoRE | Red Flag Warning - Catastrophic Fires | Vegetation Contact | Aggregated | 2034 | 5.4026e-05 | 543.1039 | 0.029342 | 2034 | Mitigation | 0.95 | 45 | 0 | esc | 0.00097009 | 5.241e-08 | 0.00097009 | 5.241e-08
[79 empty] | WLDFR | HFTD - Distribution - Tier 3 - 1QU CoRE ¦ 1QU LoRE | Red Flag Warning - Small Fires | 2035 | 9.4119e-07 | 9.4119e-07 | 0.087211 | 0.040679 | 0.0017655 | 0.044766 | 0 | 0 | 0.0010076 | 8.2082e-08 | 0 | 8.2082e-08 | 8.2082e-08 | 0 | 8.2082e-08 | 0 | 1.2236e-07 | 2.6822e-07 | 0 | 2.6822e-07 | 0 | 2.8864e-05 | 5.7728e-05 | 0 | 5.7728e-05 | [12 empty] | 7.3.3.17.5 (Remote Grid) Updates to grid topology to minimize risk of ignition in HFTDs Remote GridWLDFRVegetation ContactAggregated | WLDFR | HFTD - Distribution - Tier 2 - 2QU CoRE ¦ 2QU LoRE | Red Flag Warning - Catastrophic Fires | Vegetation Contact | Aggregated | 2035 | 5.4026e-05 | 543.1039 | 0.029342 | 2035 | Mitigation | 0.95 | 45 | 0 | esc | 0.00097009 | 5.241e-08 | 0.00097009 | 5.241e-08
[79 empty] | WLDFR | HFTD - Distribution - Tier 3 - 1QU CoRE ¦ 1QU LoRE | Red Flag Warning - Small Fires | 2036 | 9.4119e-07 | 9.4119e-07 | 0.087211 | 0.040679 | 0.0017655 | 0.044766 | 0 | 0 | 0.0010076 | 8.2082e-08 | 0 | 8.2082e-08 | 8.2082e-08 | 0 | 8.2082e-08 | 0 | 0 | 2.6822e-07 | 0 | 2.6822e-07 | 0 | 0 | 5.7728e-05 | 0 | 5.7728e-05 | [12 empty] | 7.3.3.17.5 (Remote Grid) Updates to grid topology to minimize risk of ignition in HFTDs Remote GridWLDFRVegetation ContactAggregated | WLDFR | HFTD - Distribution - Tier 2 - 2QU CoRE ¦ 2QU LoRE | Red Flag Warning - Catastrophic Fires | Vegetation Contact | Aggregated | 2036 | 5.4026e-05 | 543.1039 | 0.029342 | 2036 | Mitigation | 0.95 | 45 | 0 | esc | 0.00097009 | 5.241e-08 | 0.00097009 | 5.241e-08
[79 empty] | WLDFR | HFTD - Distribution - Tier 3 - 1QU CoRE ¦ 1QU LoRE | Red Flag Warning - Small Fires | 2037 | 9.4119e-07 | 9.4119e-07 | 0.087211 | 0.040679 | 0.0017655 | 0.044766 | 0 | 0 | 0.0010076 | 8.2082e-08 | 0 | 8.2082e-08 | 8.2082e-08 | 0 | 8.2082e-08 | 0 | 0 | 0 | 0 | 0 | 0 | 0 | 0 | 0 | 0 | [12 empty] | 7.3.3.17.5 (Remote Grid) Updates to grid topology to minimize risk of ignition in HFTDs Remote GridWLDFRVegetation ContactAggregated | WLDFR | HFTD - Distribution - Tier 2 - 2QU CoRE ¦ 2QU LoRE | Red Flag Warning - Catastrophic Fires | Vegetation Contact | Aggregated | 2037 | 5.4026e-05 | 543.1039 | 0.029342 | 2037 | Mitigation | 0.95 | 45 | 0 | esc | 0.00097009 | 5.241e-08 | 0.00097009 | 5.241e-08
[79 empty] | WLDFR | HFTD - Distribution - Tier 3 - 1QU CoRE ¦ 1QU LoRE | Red Flag Warning - Small Fires | 2038 | 9.4119e-07 | 9.4119e-07 | 0.091184 | 0.042438 | 0.0018418 | 0.046905 | 0 | 0 | 0.0010076 | 8.5822e-08 | 0 | 8.5822e-08 | 8.5822e-08 | 0 | 8.5822e-08 | 0 | 3.5598e-07 | 0 | 0 | 0 | 0 | 0 | 0 | 0 | 0 | [12 empty] | 7.3.3.17.5 (Remote Grid) Updates to grid topology to minimize risk of ignition in HFTDs Remote GridWLDFRVegetation ContactAggregated | WLDFR | HFTD - Distribution - Tier 2 - 2QU CoRE ¦ 2QU LoRE | Red Flag Warning - Catastrophic Fires | Vegetation Contact | Aggregated | 2038 | 5.4026e-05 | 543.1039 | 0.029342 | 2038 | Mitigation | 0.95 | 45 | 0 | esc | 0.00097009 | 5.241e-08 | 0.00097009 | 5.241e-08
[79 empty] | WLDFR | HFTD - Distribution - Tier 3 - 1QU CoRE ¦ 1QU LoRE | Red Flag Warning - Small Fires | 2039 | 9.4119e-07 | 9.4119e-07 | 0.091184 | 0.042438 | 0.0018418 | 0.046905 | 0 | 0 | 0.0010076 | 8.5822e-08 | 0 | 8.5822e-08 | 8.5822e-08 | 0 | 8.5822e-08 | 0 | 3.6744e-07 | 8.0544e-07 | 0 | 8.0544e-07 | 0 | 4.7041e-05 | 0 | 0 | 0 | [12 empty] | 7.3.3.17.5 (Remote Grid) Updates to grid topology to minimize risk of ignition in HFTDs Remote GridWLDFRVegetation ContactAggregated | WLDFR | HFTD - Distribution - Tier 2 - 2QU CoRE ¦ 2QU LoRE | Red Flag Warning - Catastrophic Fires | Vegetation Contact | Aggregated | 2039 | 5.4026e-05 | 543.1039 | 0.029342 | 2039 | Mitigation | 0.95 | 45 | 0 | esc | 0.00097009 | 5.241e-08 | 0.00097009 | 5.241e-08
[79 empty] | WLDFR | HFTD - Distribution - Tier 3 - 1QU CoRE ¦ 1QU LoRE | Red Flag Warning - Small Fires | 2040 | 9.4119e-07 | 9.4119e-07 | 0.091184 | 0.042438 | 0.0018418 | 0.046905 | 0 | 0 | 0.0010076 | 8.5822e-08 | 0 | 8.5822e-08 | 8.5822e-08 | 0 | 8.5822e-08 | 0 | 3.6744e-07 | 8.0544e-07 | 0 | 8.0544e-07 | 0 | 4.8759e-05 | 9.7519e-05 | 0 | 9.7519e-05 | [12 empty] | 7.3.3.17.5 (Remote Grid) Updates to grid topology to minimize risk of ignition in HFTDs Remote GridWLDFRVegetation ContactAggregated | WLDFR | HFTD - Distribution - Tier 2 - 2QU CoRE ¦ 2QU LoRE | Red Flag Warning - Catastrophic Fires | Vegetation Contact | Aggregated | 2040 | 5.4026e-05 | 543.1039 | 0.029342 | 2040 | Mitigation | 0.95 | 45 | 0 | esc | 0.00097009 | 5.241e-08 | 0.00097009 | 5.241e-08
[79 empty] | WLDFR | HFTD - Distribution - Tier 3 - 1QU CoRE ¦ 1QU LoRE | Red Flag Warning - Small Fires | 2041 | 9.4119e-07 | 9.4119e-07 | 0.091184 | 0.042438 | 0.0018418 | 0.046905 | 0 | 0 | 0.0010076 | 8.5822e-08 | 0 | 8.5822e-08 | 8.5822e-08 | 0 | 8.5822e-08 | 0 | 3.6744e-07 | 8.0544e-07 | 0 | 8.0544e-07 | 0 | 4.8759e-05 | 9.7519e-05 | 0 | 9.7519e-05 | [12 empty] | 7.3.3.17.5 (Remote Grid) Updates to grid topology to minimize risk of ignition in HFTDs Remote GridWLDFRVegetation ContactAggregated | WLDFR | HFTD - Distribution - Tier 2 - 2QU CoRE ¦ 2QU LoRE | Red Flag Warning - Catastrophic Fires | Vegetation Contact | Aggregated | 2041 | 5.4026e-05 | 543.1039 | 0.029342 | 2041 | Mitigation | 0.95 | 45 | 0 | esc | 0.00097009 | 5.241e-08 | 0.00097009 | 5.241e-08
[79 empty] | WLDFR | HFTD - Distribution - Tier 3 - 1QU CoRE ¦ 1QU LoRE | Red Flag Warning - Small Fires | 2042 | 9.4119e-07 | 9.4119e-07 | 0.091184 | 0.042438 | 0.0018418 | 0.046905 | 0 | 0 | 0.0010076 | 8.5822e-08 | 0 | 8.5822e-08 | 8.5822e-08 | 0 | 8.5822e-08 | 0 | 3.6744e-07 | 8.0544e-07 | 0 | 8.0544e-07 | 0 | 4.8759e-05 | 9.7519e-05 | 0 | 9.7519e-05 | [12 empty] | 7.3.3.17.5 (Remote Grid) Updates to grid topology to minimize risk of ignition in HFTDs Remote GridWLDFRVegetation ContactAggregated | WLDFR | HFTD - Distribution - Tier 2 - 2QU CoRE ¦ 2QU LoRE | Red Flag Warning - Catastrophic Fires | Vegetation Contact | Aggregated | 2042 | 5.4026e-05 | 543.1039 | 0.029342 | 2042 | Mitigation | 0.95 | 45 | 0 | esc | 0.00097009 | 5.241e-08 | 0.00097009 | 5.241e-08
[79 empty] | WLDFR | HFTD - Distribution - Tier 3 - 1QU CoRE ¦ 1QU LoRE | Red Flag Warning - Small Fires | 2043 | 9.4119e-07 | 9.4119e-07 | 0.095486 | 0.044306 | 0.0019228 | 0.049257 | 0 | 0 | 0.0010076 | 8.987e-08 | 0 | 8.987e-08 | 8.987e-08 | 0 | 8.987e-08 | 0 | 3.6744e-07 | 8.0544e-07 | 0 | 8.0544e-07 | 0 | 4.8759e-05 | 9.7519e-05 | 0 | 9.7519e-05 | [12 empty] | 7.3.3.17.5 (Remote Grid) Updates to grid topology to minimize risk of ignition in HFTDs Remote GridWLDFRVegetation ContactAggregated | WLDFR | HFTD - Distribution - Tier 2 - 2QU CoRE ¦ 2QU LoRE | Red Flag Warning - Catastrophic Fires | Vegetation Contact | Aggregated | 2043 | 5.4026e-05 | 543.1039 | 0.029342 | 2043 | Mitigation | 0.95 | 45 | 0 | esc | 0.00097009 | 5.241e-08 | 0.00097009 | 5.241e-08
[79 empty] | WLDFR | HFTD - Distribution - Tier 3 - 1QU CoRE ¦ 1QU LoRE | Red Flag Warning - Small Fires | 2044 | 9.4119e-07 | 9.4119e-07 | 0.095486 | 0.044306 | 0.0019228 | 0.049257 | 0 | 0 | 0.0010076 | 8.987e-08 | 0 | 8.987e-08 | 8.987e-08 | 0 | 8.987e-08 | 0 | 3.8206e-07 | 8.3747e-07 | 0 | 8.3747e-07 | 0 | 4.8759e-05 | 9.7519e-05 | 0 | 9.7519e-05 | [12 empty] | 7.3.3.17.5 (Remote Grid) Updates to grid topology to minimize risk of ignition in HFTDs Remote GridWLDFRVegetation ContactAggregated | WLDFR | HFTD - Distribution - Tier 2 - 2QU CoRE ¦ 2QU LoRE | Red Flag Warning - Catastrophic Fires | Vegetation Contact | Aggregated | 2044 | 5.4026e-05 | 543.1039 | 0.029342 | 2044 | Mitigation | 0.95 | 45 | 0 | esc | 0.00097009 | 5.241e-08 | 0.00097009 | 5.241e-08
[79 empty] | WLDFR | HFTD - Distribution - Tier 3 - 1QU CoRE ¦ 1QU LoRE | Red Flag Warning - Small Fires | 2045 | 9.4119e-07 | 9.4119e-07 | 0.095486 | 0.044306 | 0.0019228 | 0.049257 | 0 | 0 | 0.0010076 | 8.987e-08 | 0 | 8.987e-08 | 8.987e-08 | 0 | 8.987e-08 | 0 | 3.8206e-07 | 8.3747e-07 | 0 | 8.3747e-07 | 0 | 5.0923e-05 | 0.00010185 | 0 | 0.00010185 | [12 empty] | 7.3.3.17.5 (Remote Grid) Updates to grid topology to minimize risk of ignition in HFTDs Remote GridWLDFRVegetation ContactAggregated | WLDFR | HFTD - Distribution - Tier 2 - 2QU CoRE ¦ 2QU LoRE | Red Flag Warning - Catastrophic Fires | Vegetation Contact | Aggregated | 2045 | 5.4026e-05 | 543.1039 | 0.029342 | 2045 | Mitigation | 0.95 | 45 | 0 | esc | 0.00097009 | 5.241e-08 | 0.00097009 | 5.241e-08
[79 empty] | WLDFR | HFTD - Distribution - Tier 3 - 1QU CoRE ¦ 1QU LoRE | Red Flag Warning - Small Fires | 2046 | 9.4119e-07 | 9.4119e-07 | 0.095486 | 0.044306 | 0.0019228 | 0.049257 | 0 | 0 | 0.0010076 | 8.987e-08 | 0 | 8.987e-08 | 8.987e-08 | 0 | 8.987e-08 | 0 | 3.8206e-07 | 8.3747e-07 | 0 | 8.3747e-07 | 0 | 5.0923e-05 | 0.00010185 | 0 | 0.00010185 | [12 empty] | 7.3.3.17.5 (Remote Grid) Updates to grid topology to minimize risk of ignition in HFTDs Remote GridWLDFRVegetation ContactAggregated | WLDFR | HFTD - Distribution - Tier 2 - 2QU CoRE ¦ 2QU LoRE | Red Flag Warning - Catastrophic Fires | Vegetation Contact | Aggregated | 2046 | 5.4026e-05 | 543.1039 | 0.029342 | 2046 | Mitigation | 0.95 | 45 | 0 | esc | 0.00097009 | 5.241e-08 | 0.00097009 | 5.241e-08
[79 empty] | WLDFR | HFTD - Distribution - Tier 3 - 1QU CoRE ¦ 1QU LoRE | Red Flag Warning - Small Fires | 2047 | 9.4119e-07 | 9.4119e-07 | 0.095486 | 0.044306 | 0.0019228 | 0.049257 | 0 | 0 | 0.0010076 | 8.987e-08 | 0 | 8.987e-08 | 8.987e-08 | 0 | 8.987e-08 | 0 | 3.8206e-07 | 8.3747e-07 | 0 | 8.3747e-07 | 0 | 5.0923e-05 | 0.00010185 | 0 | 0.00010185 | [12 empty] | 7.3.3.17.5 (Remote Grid) Updates to grid topology to minimize risk of ignition in HFTDs Remote GridWLDFRVegetation ContactAggregated | WLDFR | HFTD - Distribution - Tier 2 - 2QU CoRE ¦ 2QU LoRE | Red Flag Warning - Catastrophic Fires | Vegetation Contact | Aggregated | 2047 | 5.4026e-05 | 543.1039 | 0.029342 | 2047 | Mitigation | 0.95 | 45 | 0 | esc | 0.00097009 | 5.241e-08 | 0.00097009 | 5.241e-08
[79 empty] | WLDFR | HFTD - Distribution - Tier 3 - 1QU CoRE ¦ 1QU LoRE | Red Flag Warning - Small Fires | 2048 | 9.4119e-07 | 9.4119e-07 | 0.10007 | 0.04626 | 0.0020076 | 0.051804 | 0 | 0 | 0.0010076 | 9.4187e-08 | 0 | 9.4187e-08 | 9.4187e-08 | 0 | 9.4187e-08 | 0 | 3.8206e-07 | 8.3747e-07 | 0 | 8.3747e-07 | 0 | 5.0923e-05 | 0.00010185 | 0 | 0.00010185 | [12 empty] | 7.3.3.17.5 (Remote Grid) Updates to grid topology to minimize risk of ignition in HFTDs Remote GridWLDFRVegetation ContactAggregated | WLDFR | HFTD - Distribution - Tier 2 - 2QU CoRE ¦ 2QU LoRE | Red Flag Warning - Catastrophic Fires | Vegetation Contact | Aggregated | 2048 | 5.4026e-05 | 543.1039 | 0.029342 | 2048 | Mitigation | 0.95 | 45 | 0 | esc | 0.00097009 | 5.241e-08 | 0.00097009 | 5.241e-08
[79 empty] | WLDFR | HFTD - Distribution - Tier 3 - 1QU CoRE ¦ 1QU LoRE | Red Flag Warning - Small Fires | 2049 | 9.4119e-07 | 9.4119e-07 | 0.10007 | 0.04626 | 0.0020076 | 0.051804 | 0 | 0 | 0.0010076 | 9.4187e-08 | 0 | 9.4187e-08 | 9.4187e-08 | 0 | 9.4187e-08 | 0 | 3.9853e-07 | 8.7358e-07 | 0 | 8.7358e-07 | 0 | 5.0923e-05 | 0.00010185 | 0 | 0.00010185 | [12 empty] | 7.3.3.17.5 (Remote Grid) Updates to grid topology to minimize risk of ignition in HFTDs Remote GridWLDFRVegetation ContactAggregated | WLDFR | HFTD - Distribution - Tier 2 - 2QU CoRE ¦ 2QU LoRE | Red Flag Warning - Catastrophic Fires | Vegetation Contact | Aggregated | 2049 | 5.4026e-05 | 543.1039 | 0.029342 | 2049 | Mitigation | 0.95 | 45 | 0 | esc | 0.00097009 | 5.241e-08 | 0.00097009 | 5.241e-08
[79 empty] | WLDFR | HFTD - Distribution - Tier 3 - 1QU CoRE ¦ 1QU LoRE | Red Flag Warning - Small Fires | 2050 | 9.4119e-07 | 9.4119e-07 | 0.10007 | 0.04626 | 0.0020076 | 0.051804 | 0 | 0 | 0.0010076 | 9.4187e-08 | 0 | 9.4187e-08 | 9.4187e-08 | 0 | 9.4187e-08 | 0 | 3.9853e-07 | 8.7358e-07 | 0 | 8.7358e-07 | 0 | 5.3326e-05 | 0.00010665 | 0 | 0.00010665 | [12 empty] | 7.3.3.17.5 (Remote Grid) Updates to grid topology to minimize risk of ignition in HFTDs Remote GridWLDFRVegetation ContactAggregated | WLDFR | HFTD - Distribution - Tier 2 - 2QU CoRE ¦ 2QU LoRE | Red Flag Warning - Catastrophic Fires | Vegetation Contact | Aggregated | 2050 | 5.4026e-05 | 543.1039 | 0.029342 | 2050 | Mitigation | 0.95 | 45 | 0 | esc | 0.00097009 | 5.241e-08 | 0.00097009 | 5.241e-08
[79 empty] | WLDFR | HFTD - Distribution - Tier 3 - 1QU CoRE ¦ 1QU LoRE | Red Flag Warning - Small Fires | 2051 | 9.4119e-07 | 9.4119e-07 | 0.10007 | 0.04626 | 0.0020076 | 0.051804 | 0 | 0 | 0.0010076 | 9.4187e-08 | 0 | 9.4187e-08 | 9.4187e-08 | 0 | 9.4187e-08 | 0 | 3.9853e-07 | 8.7358e-07 | 0 | 8.7358e-07 | 0 | 5.3326e-05 | 0.00010665 | 0 | 0.00010665 | [12 empty] | 7.3.3.17.5 (Remote Grid) Updates to grid topology to minimize risk of ignition in HFTDs Remote GridWLDFRVegetation ContactAggregated | WLDFR | HFTD - Distribution - Tier 2 - 2QU CoRE ¦ 2QU LoRE | Red Flag Warning - Catastrophic Fires | Vegetation Contact | Aggregated | 2051 | 5.4026e-05 | 543.1039 | 0.029342 | 2051 | Mitigation | 0.95 | 45 | 0 | esc | 0.00097009 | 5.241e-08 | 0.00097009 | 5.241e-08
[79 empty] | WLDFR | HFTD - Distribution - Tier 3 - 1QU CoRE ¦ 1QU LoRE | Red Flag Warning - Small Fires | 2052 | 9.4119e-07 | 9.4119e-07 | 0.10007 | 0.04626 | 0.0020076 | 0.051804 | 0 | 0 | 0.0010076 | 9.4187e-08 | 0 | 9.4187e-08 | 9.4187e-08 | 0 | 9.4187e-08 | 0 | 3.9853e-07 | 8.7358e-07 | 0 | 8.7358e-07 | 0 | 5.3326e-05 | 0.00010665 | 0 | 0.00010665 | [12 empty] | 7.3.3.17.5 (Remote Grid) Updates to grid topology to minimize risk of ignition in HFTDs Remote GridWLDFRVegetation ContactAggregated | WLDFR | HFTD - Distribution - Tier 2 - 2QU CoRE ¦ 2QU LoRE | Red Flag Warning - Catastrophic Fires | Vegetation Contact | Aggregated | 2052 | 5.4026e-05 | 543.1039 | 0.029342 | 2052 | Mitigation | 0.95 | 45 | 0 | esc | 0.00097009 | 5.241e-08 | 0.00097009 | 5.241e-08
[79 empty] | WLDFR | HFTD - Distribution - Tier 3 - 1QU CoRE ¦ 1QU LoRE | Red Flag Warning - Small Fires | 2053 | 9.4119e-07 | 9.4119e-07 | 0.10489 | 0.048274 | 0.002095 | 0.054525 | 0 | 0 | 0.0010076 | 9.8726e-08 | 0 | 9.8726e-08 | 9.8726e-08 | 0 | 9.8726e-08 | 0 | 3.9853e-07 | 8.7358e-07 | 0 | 8.7358e-07 | 0 | 5.3326e-05 | 0.00010665 | 0 | 0.00010665 | [12 empty] | 7.3.3.17.5 (Remote Grid) Updates to grid topology to minimize risk of ignition in HFTDs Remote GridWLDFRVegetation ContactAggregated | WLDFR | HFTD - Distribution - Tier 2 - 2QU CoRE ¦ 2QU LoRE | Red Flag Warning - Catastrophic Fires | Vegetation Contact | Aggregated | 2053 | 5.4026e-05 | 543.1039 | 0.029342 | 2053 | Mitigation | 0.95 | 45 | 0 | esc | 0.00097009 | 5.241e-08 | 0.00097009 | 5.241e-08
[79 empty] | WLDFR | HFTD - Distribution - Tier 3 - 1QU CoRE ¦ 1QU LoRE | Red Flag Warning - Small Fires | 2054 | 9.4119e-07 | 9.4119e-07 | 0.10489 | 0.048274 | 0.002095 | 0.054525 | 0 | 0 | 0.0010076 | 9.8726e-08 | 0 | 9.8726e-08 | 9.8726e-08 | 0 | 9.8726e-08 | 0 | 4.1668e-07 | 9.1338e-07 | 0 | 9.1338e-07 | 0 | 5.3326e-05 | 0.00010665 | 0 | 0.00010665 | [12 empty] | 7.3.3.17.5 (Remote Grid) Updates to grid topology to minimize risk of ignition in HFTDs Remote GridWLDFRVegetation ContactAggregated | WLDFR | HFTD - Distribution - Tier 2 - 2QU CoRE ¦ 2QU LoRE | Red Flag Warning - Catastrophic Fires | Vegetation Contact | Aggregated | 2054 | 5.4026e-05 | 543.1039 | 0.029342 | 2054 | Mitigation | 0.95 | 45 | 0 | esc | 0.00097009 | 5.241e-08 | 0.00097009 | 5.241e-08
[79 empty] | WLDFR | HFTD - Distribution - Tier 3 - 1QU CoRE ¦ 1QU LoRE | Red Flag Warning - Small Fires | 2055 | 9.4119e-07 | 9.4119e-07 | 0.10489 | 0.048274 | 0.002095 | 0.054525 | 0 | 0 | 0.0010076 | 9.8726e-08 | 0 | 9.8726e-08 | 9.8726e-08 | 0 | 9.8726e-08 | 0 | 4.1668e-07 | 9.1338e-07 | 0 | 9.1338e-07 | 0 | 5.5932e-05 | 0.00011186 | 0 | 0.00011186 | [12 empty] | 7.3.3.17.5 (Remote Grid) Updates to grid topology to minimize risk of ignition in HFTDs Remote GridWLDFRVegetation ContactAggregated | WLDFR | HFTD - Distribution - Tier 2 - 2QU CoRE ¦ 2QU LoRE | Red Flag Warning - Catastrophic Fires | Vegetation Contact | Aggregated | 2055 | 5.4026e-05 | 543.1039 | 0.029342 | 2055 | Mitigation | 0.95 | 45 | 0 | esc | 0.00097009 | 5.241e-08 | 0.00097009 | 5.241e-08
[79 empty] | WLDFR | HFTD - Distribution - Tier 3 - 1QU CoRE ¦ 1QU LoRE | Red Flag Warning - Small Fires | 2056 | 9.4119e-07 | 9.4119e-07 | 0.10489 | 0.048274 | 0.002095 | 0.054525 | 0 | 0 | 0.0010076 | 9.8726e-08 | 0 | 9.8726e-08 | 9.8726e-08 | 0 | 9.8726e-08 | 0 | 4.1668e-07 | 9.1338e-07 | 0 | 9.1338e-07 | 0 | 5.5932e-05 | 0.00011186 | 0 | 0.00011186 | [12 empty] | 7.3.3.17.5 (Remote Grid) Updates to grid topology to minimize risk of ignition in HFTDs Remote GridWLDFRVegetation ContactAggregated | WLDFR | HFTD - Distribution - Tier 2 - 2QU CoRE ¦ 2QU LoRE | Red Flag Warning - Catastrophic Fires | Vegetation Contact | Aggregated | 2056 | 5.4026e-05 | 543.1039 | 0.029342 | 2056 | Mitigation | 0.95 | 45 | 0 | esc | 0.00097009 | 5.241e-08 | 0.00097009 | 5.241e-08
[79 empty] | WLDFR | HFTD - Distribution - Tier 3 - 1QU CoRE ¦ 1QU LoRE | Red Flag Warning - Small Fires | 2057 | 9.4119e-07 | 9.4119e-07 | 0.10489 | 0.048274 | 0.002095 | 0.054525 | 0 | 0 | 0.0010076 | 9.8726e-08 | 0 | 9.8726e-08 | 9.8726e-08 | 0 | 9.8726e-08 | 0 | 4.1668e-07 | 9.1338e-07 | 0 | 9.1338e-07 | 0 | 5.5932e-05 | 0.00011186 | 0 | 0.00011186 | [12 empty] | 7.3.3.17.5 (Remote Grid) Updates to grid topology to minimize risk of ignition in HFTDs Remote GridWLDFRVegetation ContactAggregated | WLDFR | HFTD - Distribution - Tier 2 - 2QU CoRE ¦ 2QU LoRE | Red Flag Warning - Catastrophic Fires | Vegetation Contact | Aggregated | 2057 | 5.4026e-05 | 543.1039 | 0.029342 | 2057 | Mitigation | 0.95 | 45 | 0 | esc | 0.00097009 | 5.241e-08 | 0.00097009 | 5.241e-08
[79 empty] | WLDFR | HFTD - Distribution - Tier 3 - 1QU CoRE ¦ 1QU LoRE | Red Flag Warning - Small Fires | 2058 | 9.4119e-07 | 9.4119e-07 | 0.1099 | 0.050325 | 0.0021839 | 0.057393 | 0 | 0 | 0.0010076 | 1.0344e-07 | 0 | 1.0344e-07 | 1.0344e-07 | 0 | 1.0344e-07 | 0 | 4.1668e-07 | 9.1338e-07 | 0 | 9.1338e-07 | 0 | 5.5932e-05 | 0.00011186 | 0 | 0.00011186 | [12 empty] | 7.3.3.17.5 (Remote Grid) Updates to grid topology to minimize risk of ignition in HFTDs Remote GridWLDFRVegetation ContactAggregated | WLDFR | HFTD - Distribution - Tier 2 - 2QU CoRE ¦ 2QU LoRE | Red Flag Warning - Catastrophic Fires | Vegetation Contact | Aggregated | 2058 | 5.4026e-05 | 543.1039 | 0.029342 | 2058 | Mitigation | 0.95 | 45 | 0 | esc | 0.00097009 | 5.241e-08 | 0.00097009 | 5.241e-08
[79 empty] | WLDFR | HFTD - Distribution - Tier 3 - 1QU CoRE ¦ 1QU LoRE | Red Flag Warning - Small Fires | 2059 | 9.4119e-07 | 9.4119e-07 | 0.1099 | 0.050325 | 0.0021839 | 0.057393 | 0 | 0 | 0.0010076 | 1.0344e-07 | 0 | 1.0344e-07 | 1.0344e-07 | 0 | 1.0344e-07 | 0 | 4.3634e-07 | 9.5647e-07 | 0 | 9.5647e-07 | 0 | 5.5932e-05 | 0.00011186 | 0 | 0.00011186 | [12 empty] | 7.3.3.17.5 (Remote Grid) Updates to grid topology to minimize risk of ignition in HFTDs Remote GridWLDFRVegetation ContactAggregated | WLDFR | HFTD - Distribution - Tier 2 - 2QU CoRE ¦ 2QU LoRE | Red Flag Warning - Catastrophic Fires | Vegetation Contact | Aggregated | 2059 | 5.4026e-05 | 543.1039 | 0.029342 | 2059 | Mitigation | 0.95 | 45 | 0 | esc | 0.00097009 | 5.241e-08 | 0.00097009 | 5.241e-08
[79 empty] | WLDFR | HFTD - Distribution - Tier 3 - 1QU CoRE ¦ 1QU LoRE | Red Flag Warning - Small Fires | 2060 | 9.4119e-07 | 9.4119e-07 | 0.1099 | 0.050325 | 0.0021839 | 0.057393 | 0 | 0 | 0.0010076 | 1.0344e-07 | 0 | 1.0344e-07 | 1.0344e-07 | 0 | 1.0344e-07 | 0 | 4.3634e-07 | 9.5647e-07 | 0 | 9.5647e-07 | 0 | 5.8706e-05 | 0.00011741 | 0 | 0.00011741 | [12 empty] | 7.3.3.17.5 (Remote Grid) Updates to grid topology to minimize risk of ignition in HFTDs Remote GridWLDFRVegetation ContactAggregated | WLDFR | HFTD - Distribution - Tier 2 - 2QU CoRE ¦ 2QU LoRE | Red Flag Warning - Catastrophic Fires | Vegetation Contact | Aggregated | 2060 | 5.4026e-05 | 543.1039 | 0.029342 | 2060 | Mitigation | 0.95 | 45 | 0 | esc | 0.00097009 | 5.241e-08 | 0.00097009 | 5.241e-08
[79 empty] | WLDFR | HFTD - Distribution - Tier 3 - 1QU CoRE ¦ 1QU LoRE | Red Flag Warning - Small Fires | 2061 | 9.4119e-07 | 9.4119e-07 | 0.1099 | 0.050325 | 0.0021839 | 0.057393 | 0 | 0 | 0.0010076 | 1.0344e-07 | 0 | 1.0344e-07 | 1.0344e-07 | 0 | 1.0344e-07 | 0 | 4.3634e-07 | 9.5647e-07 | 0 | 9.5647e-07 | 0 | 5.8706e-05 | 0.00011741 | 0 | 0.00011741 | [12 empty] | 7.3.3.17.5 (Remote Grid) Updates to grid topology to minimize risk of ignition in HFTDs Remote GridWLDFRVegetation ContactAggregated | WLDFR | HFTD - Distribution - Tier 2 - 2QU CoRE ¦ 2QU LoRE | Red Flag Warning - Catastrophic Fires | Vegetation Contact | Aggregated | 2061 | 5.4026e-05 | 543.1039 | 0.029342 | 2061 | Mitigation | 0.95 | 45 | 0 | esc | 0.00097009 | 5.241e-08 | 0.00097009 | 5.241e-08
[79 empty] | WLDFR | HFTD - Distribution - Tier 3 - 1QU CoRE ¦ 1QU LoRE | Red Flag Warning - Small Fires | 2062 | 9.4119e-07 | 9.4119e-07 | 0.1099 | 0.050325 | 0.0021839 | 0.057393 | 0 | 0 | 0.0010076 | 1.0344e-07 | 0 | 1.0344e-07 | 1.0344e-07 | 0 | 1.0344e-07 | 0 | 4.3634e-07 | 9.5647e-07 | 0 | 9.5647e-07 | 0 | 5.8706e-05 | 0.00011741 | 0 | 0.00011741 | [12 empty] | 7.3.3.17.5 (Remote Grid) Updates to grid topology to minimize risk of ignition in HFTDs Remote GridWLDFRVegetation ContactAggregated | WLDFR | HFTD - Distribution - Tier 2 - 2QU CoRE ¦ 2QU LoRE | Red Flag Warning - Catastrophic Fires | Vegetation Contact | Aggregated | 2062 | 5.4026e-05 | 543.1039 | 0.029342 | 2062 | Mitigation | 0.95 | 45 | 0 | esc | 0.00097009 | 5.241e-08 | 0.00097009 | 5.241e-08
[79 empty] | WLDFR | HFTD - Distribution - Tier 3 - 1QU CoRE ¦ 1QU LoRE | Red Flag Warning - Small Fires | 2063 | 9.4119e-07 | 9.4119e-07 | 0.11504 | 0.052388 | 0.0022734 | 0.060377 | 0 | 0 | 0.0010076 | 1.0827e-07 | 0 | 1.0827e-07 | 1.0827e-07 | 0 | 1.0827e-07 | 0 | 4.3634e-07 | 9.5647e-07 | 0 | 9.5647e-07 | 0 | 5.8706e-05 | 0.00011741 | 0 | 0.00011741 | [12 empty] | 7.3.3.17.5 (Remote Grid) Updates to grid topology to minimize risk of ignition in HFTDs Remote GridWLDFRVegetation ContactAggregated | WLDFR | HFTD - Distribution - Tier 2 - 2QU CoRE ¦ 2QU LoRE | Red Flag Warning - Catastrophic Fires | Vegetation Contact | Aggregated | 2063 | 5.4026e-05 | 543.1039 | 0.029342 | 2063 | Mitigation | 0.95 | 45 | 0 | esc | 0.00097009 | 5.241e-08 | 0.00097009 | 5.241e-08
[79 empty] | WLDFR | HFTD - Distribution - Tier 3 - 1QU CoRE ¦ 1QU LoRE | Red Flag Warning - Small Fires | 2064 | 9.4119e-07 | 9.4119e-07 | 0.11504 | 0.052388 | 0.0022734 | 0.060377 | 0 | 0 | 0.0010076 | 1.0827e-07 | 0 | 1.0827e-07 | 1.0827e-07 | 0 | 1.0827e-07 | 0 | 4.573e-07 | 1.0024e-06 | 0 | 1.0024e-06 | 0 | 5.8706e-05 | 0.00011741 | 0 | 0.00011741 | [12 empty] | 7.3.3.17.5 (Remote Grid) Updates to grid topology to minimize risk of ignition in HFTDs Remote GridWLDFRVegetation ContactAggregated | WLDFR | HFTD - Distribution - Tier 2 - 2QU CoRE ¦ 2QU LoRE | Red Flag Warning - Catastrophic Fires | Vegetation Contact | Aggregated | 2064 | 5.4026e-05 | 543.1039 | 0.029342 | 2064 | Mitigation | 0.95 | 45 | 0 | esc | 0.00097009 | 5.241e-08 | 0.00097009 | 5.241e-08
[79 empty] | WLDFR | HFTD - Distribution - Tier 3 - 1QU CoRE ¦ 1QU LoRE | Red Flag Warning - Small Fires | 2065 | 9.4119e-07 | 9.4119e-07 | 0.11504 | 0.052388 | 0.0022734 | 0.060377 | 0 | 0 | 0.0010076 | 1.0827e-07 | 0 | 1.0827e-07 | 1.0827e-07 | 0 | 1.0827e-07 | 0 | 4.573e-07 | 1.0024e-06 | 0 | 1.0024e-06 | 0 | 6.1611e-05 | 0.00012322 | 0 | 0.00012322 | [12 empty] | 7.3.3.17.5 (Remote Grid) Updates to grid topology to minimize risk of ignition in HFTDs Remote GridWLDFRVegetation ContactAggregated | WLDFR | HFTD - Distribution - Tier 2 - 2QU CoRE ¦ 2QU LoRE | Red Flag Warning - Catastrophic Fires | Vegetation Contact | Aggregated | 2065 | 5.4026e-05 | 543.1039 | 0.029342 | 2065 | Mitigation | 0.95 | 45 | 0 | esc | 0.00097009 | 5.241e-08 | 0.00097009 | 5.241e-08
[79 empty] | WLDFR | HFTD - Distribution - Tier 3 - 1QU CoRE ¦ 1QU LoRE | Red Flag Warning - Small Fires | 2066 | 9.4119e-07 | 9.4119e-07 | 0.11504 | 0.052388 | 0.0022734 | 0.060377 | 0 | 0 | 0.0010076 | 1.0827e-07 | 0 | 1.0827e-07 | 1.0827e-07 | 0 | 1.0827e-07 | 0 | 4.573e-07 | 1.0024e-06 | 0 | 1.0024e-06 | 0 | 6.1611e-05 | 0.00012322 | 0 | 0.00012322 | [12 empty] | 7.3.3.17.5 (Remote Grid) Updates to grid topology to minimize risk of ignition in HFTDs Remote GridWLDFRVegetation ContactAggregated | WLDFR | HFTD - Distribution - Tier 2 - 2QU CoRE ¦ 2QU LoRE | Red Flag Warning - Catastrophic Fires | Vegetation Contact | Aggregated | 2066 | 5.4026e-05 | 543.1039 | 0.029342 | 2066 | Mitigation | 0.95 | 45 | 0 | esc | 0.00097009 | 5.241e-08 | 0.00097009 | 5.241e-08
[79 empty] | WLDFR | HFTD - Distribution - Tier 3 - 1QU CoRE ¦ 1QU LoRE | Red Flag Warning - Small Fires | 2067 | 0 | 9.4119e-07 | 0.11504 | 0.052388 | 0.0022734 | 0.060377 | 0 | 0 | 0.0010076 | 0 | 0 | 0 | 1.0827e-07 | 0 | 1.0827e-07 | 0 | 4.573e-07 | 1.0024e-06 | 0 | 1.0024e-06 | 0 | 6.1611e-05 | 0.00012322 | 0 | 0.00012322 | [12 empty] | 7.3.3.17.5 (Remote Grid) Updates to grid topology to minimize risk of ignition in HFTDs Remote GridWLDFRVegetation ContactAggregated | WLDFR | HFTD - Distribution - Tier 2 - 2QU CoRE ¦ 2QU LoRE | Red Flag Warning - Catastrophic Fires | Vegetation Contact | Aggregated | 2067 | 5.4026e-05 | 543.1039 | 0.029342 | 2067 | Mitigation | 0.95 | 45 | 0 | esc | 0 | 0 | 0.00097009 | 5.241e-08
[79 empty] | WLDFR | HFTD - Distribution - Tier 3 - 1QU CoRE ¦ 2QU LoRE | Non-Red Flag Warning - Catastrophic Fires | 2022 | 5.502e-09 | 0 | 14146.1306 | 222.2294 | 8585.7228 | 5338.1784 | 0 | 0 | 7.5856e-06 | 7.7832e-05 | 0 | 7.7832e-05 | 0 | 0 | 0 | 0 | 4.573e-07 | 1.0024e-06 | 0 | 1.0024e-06 | 0 | 6.1611e-05 | 0.00012322 | 0 | 0.00012322 | [12 empty] | 7.3.3.17.5 (Remote Grid) Updates to grid topology to minimize risk of ignition in HFTDs Remote GridWLDFREquipment / facility failureAggregated | WLDFR | HFTD - Distribution - Tier 2 - 2QU CoRE ¦ 2QU LoRE | Red Flag Warning - Destructive Fires | Equipment / facility failure | Aggregated | 2022 | 4.5885e-06 | 543.1039 | 0.002492 | 2022 | Mitigation | 0.95 | 45 | 0 | esc | 0.00097009 | 4.4512e-09 | 0 | 0
[79 empty] | WLDFR | HFTD - Distribution - Tier 3 - 1QU CoRE ¦ 2QU LoRE | Non-Red Flag Warning - Catastrophic Fires | 2023 | 5.502e-09 | 5.502e-09 | 14664.6376 | 233.2301 | 8896.516 | 5534.8915 | 0 | 0 | 7.5856e-06 | 8.0685e-05 | 0 | 8.0685e-05 | 8.0685e-05 | 0 | 8.0685e-05 | 0 | 4.7934e-07 | 1.0507e-06 | 0 | 1.0507e-06 | 0 | 0 | 0.00012322 | 0 | 0.00012322 | [12 empty] | 7.3.3.17.5 (Remote Grid) Updates to grid topology to minimize risk of ignition in HFTDs Remote GridWLDFREquipment / facility failureAggregated | WLDFR | HFTD - Distribution - Tier 2 - 2QU CoRE ¦ 2QU LoRE | Red Flag Warning - Destructive Fires | Equipment / facility failure | Aggregated | 2023 | 4.5885e-06 | 543.1039 | 0.002492 | 2023 | Mitigation | 0.95 | 45 | 0 | esc | 0.00097009 | 4.4512e-09 | 0.00097009 | 4.4512e-09
[79 empty] | WLDFR | HFTD - Distribution - Tier 3 - 1QU CoRE ¦ 2QU LoRE | Non-Red Flag Warning - Catastrophic Fires | 2024 | 5.502e-09 | 5.502e-09 | 14664.6376 | 233.2301 | 8896.516 | 5534.8915 | 0 | 0 | 7.5856e-06 | 8.0685e-05 | 0 | 8.0685e-05 | 8.0685e-05 | 0 | 8.0685e-05 | 0 | 4.7934e-07 | 1.0507e-06 | 0 | 1.0507e-06 | 0 | 0 | 0 | 0 | 0 | [12 empty] | 7.3.3.17.5 (Remote Grid) Updates to grid topology to minimize risk of ignition in HFTDs Remote GridWLDFREquipment / facility failureAggregated | WLDFR | HFTD - Distribution - Tier 2 - 2QU CoRE ¦ 2QU LoRE | Red Flag Warning - Destructive Fires | Equipment / facility failure | Aggregated | 2024 | 4.5885e-06 | 543.1039 | 0.002492 | 2024 | Mitigation | 0.95 | 45 | 0 | esc | 0.00097009 | 4.4512e-09 | 0.00097009 | 4.4512e-09
[79 empty] | WLDFR | HFTD - Distribution - Tier 3 - 1QU CoRE ¦ 2QU LoRE | Non-Red Flag Warning - Catastrophic Fires | 2025 | 5.502e-09 | 5.502e-09 | 14664.6376 | 233.2301 | 8896.516 | 5534.8915 | 0 | 0 | 7.5856e-06 | 8.0685e-05 | 0 | 8.0685e-05 | 8.0685e-05 | 0 | 8.0685e-05 | 0 | 4.7934e-07 | 1.0507e-06 | 0 | 1.0507e-06 | 0 | 0 | 0 | 0 | 0 | [12 empty] | 7.3.3.17.5 (Remote Grid) Updates to grid topology to minimize risk of ignition in HFTDs Remote GridWLDFREquipment / facility failureAggregated | WLDFR | HFTD - Distribution - Tier 2 - 2QU CoRE ¦ 2QU LoRE | Red Flag Warning - Destructive Fires | Equipment / facility failure | Aggregated | 2025 | 4.5885e-06 | 543.1039 | 0.002492 | 2025 | Mitigation | 0.95 | 45 | 0 | esc | 0.00097009 | 4.4512e-09 | 0.00097009 | 4.4512e-09
[79 empty] | WLDFR | HFTD - Distribution - Tier 3 - 1QU CoRE ¦ 2QU LoRE | Non-Red Flag Warning - Catastrophic Fires | 2026 | 5.502e-09 | 5.502e-09 | 14664.6376 | 233.2301 | 8896.516 | 5534.8915 | 0 | 0 | 7.5856e-06 | 8.0685e-05 | 0 | 8.0685e-05 | 8.0685e-05 | 0 | 8.0685e-05 | 0 | 4.7934e-07 | 1.0507e-06 | 0 | 1.0507e-06 | 0 | 3.5376e-07 | 0 | 0 | 0 | [12 empty] | 7.3.3.17.5 (Remote Grid) Updates to grid topology to minimize risk of ignition in HFTDs Remote GridWLDFREquipment / facility failureAggregated | WLDFR | HFTD - Distribution - Tier 2 - 2QU CoRE ¦ 2QU LoRE | Red Flag Warning - Destructive Fires | Equipment / facility failure | Aggregated | 2026 | 4.5885e-06 | 543.1039 | 0.002492 | 2026 | Mitigation | 0.95 | 45 | 0 | esc | 0.00097009 | 4.4512e-09 | 0.00097009 | 4.4512e-09
[79 empty] | WLDFR | HFTD - Distribution - Tier 3 - 1QU CoRE ¦ 2QU LoRE | Non-Red Flag Warning - Catastrophic Fires | 2027 | 5.502e-09 | 5.502e-09 | 14664.6376 | 233.2301 | 8896.516 | 5534.8915 | 0 | 0 | 7.5856e-06 | 8.0685e-05 | 0 | 8.0685e-05 | 8.0685e-05 | 0 | 8.0685e-05 | 0 | 4.7934e-07 | 1.0507e-06 | 0 | 1.0507e-06 | 0 | 3.6958e-07 | 7.3917e-07 | 0 | 7.3917e-07 | [12 empty] | 7.3.3.17.5 (Remote Grid) Updates to grid topology to minimize risk of ignition in HFTDs Remote GridWLDFREquipment / facility failureAggregated | WLDFR | HFTD - Distribution - Tier 2 - 2QU CoRE ¦ 2QU LoRE | Red Flag Warning - Destructive Fires | Equipment / facility failure | Aggregated | 2027 | 4.5885e-06 | 543.1039 | 0.002492 | 2027 | Mitigation | 0.95 | 45 | 0 | esc | 0.00097009 | 4.4512e-09 | 0.00097009 | 4.4512e-09
[79 empty] | WLDFR | HFTD - Distribution - Tier 3 - 1QU CoRE ¦ 2QU LoRE | Non-Red Flag Warning - Catastrophic Fires | 2028 | 5.502e-09 | 5.502e-09 | 15317.9909 | 247.273 | 9287.6491 | 5783.0689 | 0 | 0 | 7.5856e-06 | 8.4279e-05 | 0 | 8.4279e-05 | 8.4279e-05 | 0 | 8.4279e-05 | 0 | 5.0222e-07 | 1.1009e-06 | 0 | 1.1009e-06 | 0 | 3.6958e-07 | 7.3917e-07 | 0 | 7.3917e-07 | [12 empty] | 7.3.3.17.5 (Remote Grid) Updates to grid topology to minimize risk of ignition in HFTDs Remote GridWLDFREquipment / facility failureAggregated | WLDFR | HFTD - Distribution - Tier 2 - 2QU CoRE ¦ 2QU LoRE | Red Flag Warning - Destructive Fires | Equipment / facility failure | Aggregated | 2028 | 4.5885e-06 | 543.1039 | 0.002492 | 2028 | Mitigation | 0.95 | 45 | 0 | esc | 0.00097009 | 4.4512e-09 | 0.00097009 | 4.4512e-09
[79 empty] | WLDFR | HFTD - Distribution - Tier 3 - 1QU CoRE ¦ 2QU LoRE | Non-Red Flag Warning - Catastrophic Fires | 2029 | 5.502e-09 | 5.502e-09 | 15317.9909 | 247.273 | 9287.6491 | 5783.0689 | 0 | 0 | 7.5856e-06 | 8.4279e-05 | 0 | 8.4279e-05 | 8.4279e-05 | 0 | 8.4279e-05 | 0 | 5.0222e-07 | 1.1009e-06 | 0 | 1.1009e-06 | 0 | 3.6958e-07 | 7.3917e-07 | 0 | 7.3917e-07 | [12 empty] | 7.3.3.17.5 (Remote Grid) Updates to grid topology to minimize risk of ignition in HFTDs Remote GridWLDFREquipment / facility failureAggregated | WLDFR | HFTD - Distribution - Tier 2 - 2QU CoRE ¦ 2QU LoRE | Red Flag Warning - Destructive Fires | Equipment / facility failure | Aggregated | 2029 | 4.5885e-06 | 543.1039 | 0.002492 | 2029 | Mitigation | 0.95 | 45 | 0 | esc | 0.00097009 | 4.4512e-09 | 0.00097009 | 4.4512e-09
[79 empty] | WLDFR | HFTD - Distribution - Tier 3 - 1QU CoRE ¦ 2QU LoRE | Non-Red Flag Warning - Catastrophic Fires | 2030 | 5.502e-09 | 5.502e-09 | 15317.9909 | 247.273 | 9287.6491 | 5783.0689 | 0 | 0 | 7.5856e-06 | 8.4279e-05 | 0 | 8.4279e-05 | 8.4279e-05 | 0 | 8.4279e-05 | 0 | 5.0222e-07 | 1.1009e-06 | 0 | 1.1009e-06 | 0 | 3.6958e-07 | 7.3917e-07 | 0 | 7.3917e-07 | [12 empty] | 7.3.3.17.5 (Remote Grid) Updates to grid topology to minimize risk of ignition in HFTDs Remote GridWLDFREquipment / facility failureAggregated | WLDFR | HFTD - Distribution - Tier 2 - 2QU CoRE ¦ 2QU LoRE | Red Flag Warning - Destructive Fires | Equipment / facility failure | Aggregated | 2030 | 4.5885e-06 | 543.1039 | 0.002492 | 2030 | Mitigation | 0.95 | 45 | 0 | esc | 0.00097009 | 4.4512e-09 | 0.00097009 | 4.4512e-09
[79 empty] | WLDFR | HFTD - Distribution - Tier 3 - 1QU CoRE ¦ 2QU LoRE | Non-Red Flag Warning - Catastrophic Fires | 2031 | 5.502e-09 | 5.502e-09 | 15317.9909 | 247.273 | 9287.6491 | 5783.0689 | 0 | 0 | 7.5856e-06 | 8.4279e-05 | 0 | 8.4279e-05 | 8.4279e-05 | 0 | 8.4279e-05 | 0 | 5.0222e-07 | 1.1009e-06 | 0 | 1.1009e-06 | 0 | 3.6958e-07 | 7.3917e-07 | 0 | 7.3917e-07 | [12 empty] | 7.3.3.17.5 (Remote Grid) Updates to grid topology to minimize risk of ignition in HFTDs Remote GridWLDFREquipment / facility failureAggregated | WLDFR | HFTD - Distribution - Tier 2 - 2QU CoRE ¦ 2QU LoRE | Red Flag Warning - Destructive Fires | Equipment / facility failure | Aggregated | 2031 | 4.5885e-06 | 543.1039 | 0.002492 | 2031 | Mitigation | 0.95 | 45 | 0 | esc | 0.00097009 | 4.4512e-09 | 0.00097009 | 4.4512e-09
[79 empty] | WLDFR | HFTD - Distribution - Tier 3 - 1QU CoRE ¦ 2QU LoRE | Non-Red Flag Warning - Catastrophic Fires | 2032 | 5.502e-09 | 5.502e-09 | 15317.9909 | 247.273 | 9287.6491 | 5783.0689 | 0 | 0 | 7.5856e-06 | 8.4279e-05 | 0 | 8.4279e-05 | 8.4279e-05 | 0 | 8.4279e-05 | 0 | 5.0222e-07 | 1.1009e-06 | 0 | 1.1009e-06 | 0 | 3.8997e-07 | 7.7994e-07 | 0 | 7.7994e-07 | [12 empty] | 7.3.3.17.5 (Remote Grid) Updates to grid topology to minimize risk of ignition in HFTDs Remote GridWLDFREquipment / facility failureAggregated | WLDFR | HFTD - Distribution - Tier 2 - 2QU CoRE ¦ 2QU LoRE | Red Flag Warning - Destructive Fires | Equipment / facility failure | Aggregated | 2032 | 4.5885e-06 | 543.1039 | 0.002492 | 2032 | Mitigation | 0.95 | 45 | 0 | esc | 0.00097009 | 4.4512e-09 | 0.00097009 | 4.4512e-09
[79 empty] | WLDFR | HFTD - Distribution - Tier 3 - 1QU CoRE ¦ 2QU LoRE | Non-Red Flag Warning - Catastrophic Fires | 2033 | 5.502e-09 | 5.502e-09 | 16044.1264 | 263.1074 | 9721.74 | 6059.2791 | 0 | 0 | 7.5856e-06 | 8.8274e-05 | 0 | 8.8274e-05 | 8.8274e-05 | 0 | 8.8274e-05 | 0 | 5.2569e-07 | 1.1523e-06 | 0 | 1.1523e-06 | 0 | 3.8997e-07 | 7.7994e-07 | 0 | 7.7994e-07 | [12 empty] | 7.3.3.17.5 (Remote Grid) Updates to grid topology to minimize risk of ignition in HFTDs Remote GridWLDFREquipment / facility failureAggregated | WLDFR | HFTD - Distribution - Tier 2 - 2QU CoRE ¦ 2QU LoRE | Red Flag Warning - Destructive Fires | Equipment / facility failure | Aggregated | 2033 | 4.5885e-06 | 543.1039 | 0.002492 | 2033 | Mitigation | 0.95 | 45 | 0 | esc | 0.00097009 | 4.4512e-09 | 0.00097009 | 4.4512e-09
[79 empty] | WLDFR | HFTD - Distribution - Tier 3 - 1QU CoRE ¦ 2QU LoRE | Non-Red Flag Warning - Catastrophic Fires | 2034 | 5.502e-09 | 5.502e-09 | 16044.1264 | 263.1074 | 9721.74 | 6059.2791 | 0 | 0 | 7.5856e-06 | 8.8274e-05 | 0 | 8.8274e-05 | 8.8274e-05 | 0 | 8.8274e-05 | 0 | 5.2569e-07 | 1.1523e-06 | 0 | 1.1523e-06 | 0 | 3.8997e-07 | 7.7994e-07 | 0 | 7.7994e-07 | [12 empty] | 7.3.3.17.5 (Remote Grid) Updates to grid topology to minimize risk of ignition in HFTDs Remote GridWLDFREquipment / facility failureAggregated | WLDFR | HFTD - Distribution - Tier 2 - 2QU CoRE ¦ 2QU LoRE | Red Flag Warning - Destructive Fires | Equipment / facility failure | Aggregated | 2034 | 4.5885e-06 | 543.1039 | 0.002492 | 2034 | Mitigation | 0.95 | 45 | 0 | esc | 0.00097009 | 4.4512e-09 | 0.00097009 | 4.4512e-09
[79 empty] | WLDFR | HFTD - Distribution - Tier 3 - 1QU CoRE ¦ 2QU LoRE | Non-Red Flag Warning - Catastrophic Fires | 2035 | 5.502e-09 | 5.502e-09 | 16044.1264 | 263.1074 | 9721.74 | 6059.2791 | 0 | 0 | 7.5856e-06 | 8.8274e-05 | 0 | 8.8274e-05 | 8.8274e-05 | 0 | 8.8274e-05 | 0 | 5.2569e-07 | 1.1523e-06 | 0 | 1.1523e-06 | 0 | 3.8997e-07 | 7.7994e-07 | 0 | 7.7994e-07 | [12 empty] | 7.3.3.17.5 (Remote Grid) Updates to grid topology to minimize risk of ignition in HFTDs Remote GridWLDFREquipment / facility failureAggregated | WLDFR | HFTD - Distribution - Tier 2 - 2QU CoRE ¦ 2QU LoRE | Red Flag Warning - Destructive Fires | Equipment / facility failure | Aggregated | 2035 | 4.5885e-06 | 543.1039 | 0.002492 | 2035 | Mitigation | 0.95 | 45 | 0 | esc | 0.00097009 | 4.4512e-09 | 0.00097009 | 4.4512e-09
[79 empty] | WLDFR | HFTD - Distribution - Tier 3 - 1QU CoRE ¦ 2QU LoRE | Non-Red Flag Warning - Catastrophic Fires | 2036 | 5.502e-09 | 5.502e-09 | 16044.1264 | 263.1074 | 9721.74 | 6059.2791 | 0 | 0 | 7.5856e-06 | 8.8274e-05 | 0 | 8.8274e-05 | 8.8274e-05 | 0 | 8.8274e-05 | 0 | 5.2569e-07 | 1.1523e-06 | 0 | 1.1523e-06 | 0 | 3.8997e-07 | 7.7994e-07 | 0 | 7.7994e-07 | [12 empty] | 7.3.3.17.5 (Remote Grid) Updates to grid topology to minimize risk of ignition in HFTDs Remote GridWLDFREquipment / facility failureAggregated | WLDFR | HFTD - Distribution - Tier 2 - 2QU CoRE ¦ 2QU LoRE | Red Flag Warning - Destructive Fires | Equipment / facility failure | Aggregated | 2036 | 4.5885e-06 | 543.1039 | 0.002492 | 2036 | Mitigation | 0.95 | 45 | 0 | esc | 0.00097009 | 4.4512e-09 | 0.00097009 | 4.4512e-09
[79 empty] | WLDFR | HFTD - Distribution - Tier 3 - 1QU CoRE ¦ 2QU LoRE | Non-Red Flag Warning - Catastrophic Fires | 2037 | 5.502e-09 | 5.502e-09 | 16044.1264 | 263.1074 | 9721.74 | 6059.2791 | 0 | 0 | 7.5856e-06 | 8.8274e-05 | 0 | 8.8274e-05 | 8.8274e-05 | 0 | 8.8274e-05 | 0 | 5.2569e-07 | 1.1523e-06 | 0 | 1.1523e-06 | 0 | 4.1316e-07 | 8.2631e-07 | 0 | 8.2631e-07 | [12 empty] | 7.3.3.17.5 (Remote Grid) Updates to grid topology to minimize risk of ignition in HFTDs Remote GridWLDFREquipment / facility failureAggregated | WLDFR | HFTD - Distribution - Tier 2 - 2QU CoRE ¦ 2QU LoRE | Red Flag Warning - Destructive Fires | Equipment / facility failure | Aggregated | 2037 | 4.5885e-06 | 543.1039 | 0.002492 | 2037 | Mitigation | 0.95 | 45 | 0 | esc | 0.00097009 | 4.4512e-09 | 0.00097009 | 4.4512e-09
[79 empty] | WLDFR | HFTD - Distribution - Tier 3 - 1QU CoRE ¦ 2QU LoRE | Non-Red Flag Warning - Catastrophic Fires | 2038 | 5.502e-09 | 5.502e-09 | 16832.3912 | 280.5544 | 10192.2718 | 6359.5651 | 0 | 0 | 7.5856e-06 | 9.2612e-05 | 0 | 9.2612e-05 | 9.2612e-05 | 0 | 9.2612e-05 | 0 | 5.4947e-07 | 1.2044e-06 | 0 | 1.2044e-06 | 0 | 4.1316e-07 | 8.2631e-07 | 0 | 8.2631e-07 | [12 empty] | 7.3.3.17.5 (Remote Grid) Updates to grid topology to minimize risk of ignition in HFTDs Remote GridWLDFREquipment / facility failureAggregated | WLDFR | HFTD - Distribution - Tier 2 - 2QU CoRE ¦ 2QU LoRE | Red Flag Warning - Destructive Fires | Equipment / facility failure | Aggregated | 2038 | 4.5885e-06 | 543.1039 | 0.002492 | 2038 | Mitigation | 0.95 | 45 | 0 | esc | 0.00097009 | 4.4512e-09 | 0.00097009 | 4.4512e-09
[79 empty] | WLDFR | HFTD - Distribution - Tier 3 - 1QU CoRE ¦ 2QU LoRE | Non-Red Flag Warning - Catastrophic Fires | 2039 | 5.502e-09 | 5.502e-09 | 16832.3912 | 280.5544 | 10192.2718 | 6359.5651 | 0 | 0 | 7.5856e-06 | 9.2612e-05 | 0 | 9.2612e-05 | 9.2612e-05 | 0 | 9.2612e-05 | 0 | 5.4947e-07 | 1.2044e-06 | 0 | 1.2044e-06 | 0 | 4.1316e-07 | 8.2631e-07 | 0 | 8.2631e-07 | [12 empty] | 7.3.3.17.5 (Remote Grid) Updates to grid topology to minimize risk of ignition in HFTDs Remote GridWLDFREquipment / facility failureAggregated | WLDFR | HFTD - Distribution - Tier 2 - 2QU CoRE ¦ 2QU LoRE | Red Flag Warning - Destructive Fires | Equipment / facility failure | Aggregated | 2039 | 4.5885e-06 | 543.1039 | 0.002492 | 2039 | Mitigation | 0.95 | 45 | 0 | esc | 0.00097009 | 4.4512e-09 | 0.00097009 | 4.4512e-09
[79 empty] | WLDFR | HFTD - Distribution - Tier 3 - 1QU CoRE ¦ 2QU LoRE | Non-Red Flag Warning - Catastrophic Fires | 2040 | 5.502e-09 | 5.502e-09 | 16832.3912 | 280.5544 | 10192.2718 | 6359.5651 | 0 | 0 | 7.5856e-06 | 9.2612e-05 | 0 | 9.2612e-05 | 9.2612e-05 | 0 | 9.2612e-05 | 0 | 5.4947e-07 | 1.2044e-06 | 0 | 1.2044e-06 | 0 | 4.1316e-07 | 8.2631e-07 | 0 | 8.2631e-07 | [12 empty] | 7.3.3.17.5 (Remote Grid) Updates to grid topology to minimize risk of ignition in HFTDs Remote GridWLDFREquipment / facility failureAggregated | WLDFR | HFTD - Distribution - Tier 2 - 2QU CoRE ¦ 2QU LoRE | Red Flag Warning - Destructive Fires | Equipment / facility failure | Aggregated | 2040 | 4.5885e-06 | 543.1039 | 0.002492 | 2040 | Mitigation | 0.95 | 45 | 0 | esc | 0.00097009 | 4.4512e-09 | 0.00097009 | 4.4512e-09
[79 empty] | WLDFR | HFTD - Distribution - Tier 3 - 1QU CoRE ¦ 2QU LoRE | Non-Red Flag Warning - Catastrophic Fires | 2041 | 5.502e-09 | 5.502e-09 | 16832.3912 | 280.5544 | 10192.2718 | 6359.5651 | 0 | 0 | 7.5856e-06 | 9.2612e-05 | 0 | 9.2612e-05 | 9.2612e-05 | 0 | 9.2612e-05 | 0 | 0 | 1.2044e-06 | 0 | 1.2044e-06 | 0 | 4.1316e-07 | 8.2631e-07 | 0 | 8.2631e-07 | [12 empty] | 7.3.3.17.5 (Remote Grid) Updates to grid topology to minimize risk of ignition in HFTDs Remote GridWLDFREquipment / facility failureAggregated | WLDFR | HFTD - Distribution - Tier 2 - 2QU CoRE ¦ 2QU LoRE | Red Flag Warning - Destructive Fires | Equipment / facility failure | Aggregated | 2041 | 4.5885e-06 | 543.1039 | 0.002492 | 2041 | Mitigation | 0.95 | 45 | 0 | esc | 0.00097009 | 4.4512e-09 | 0.00097009 | 4.4512e-09
[79 empty] | WLDFR | HFTD - Distribution - Tier 3 - 1QU CoRE ¦ 2QU LoRE | Non-Red Flag Warning - Catastrophic Fires | 2042 | 5.502e-09 | 5.502e-09 | 16832.3912 | 280.5544 | 10192.2718 | 6359.5651 | 0 | 0 | 7.5856e-06 | 9.2612e-05 | 0 | 9.2612e-05 | 9.2612e-05 | 0 | 9.2612e-05 | 0 | 0 | 0 | 0 | 0 | 0 | 4.3896e-07 | 8.7793e-07 | 0 | 8.7793e-07 | [12 empty] | 7.3.3.17.5 (Remote Grid) Updates to grid topology to minimize risk of ignition in HFTDs Remote GridWLDFREquipment / facility failureAggregated | WLDFR | HFTD - Distribution - Tier 2 - 2QU CoRE ¦ 2QU LoRE | Red Flag Warning - Destructive Fires | Equipment / facility failure | Aggregated | 2042 | 4.5885e-06 | 543.1039 | 0.002492 | 2042 | Mitigation | 0.95 | 45 | 0 | esc | 0.00097009 | 4.4512e-09 | 0.00097009 | 4.4512e-09
[79 empty] | WLDFR | HFTD - Distribution - Tier 3 - 1QU CoRE ¦ 2QU LoRE | Non-Red Flag Warning - Catastrophic Fires | 2043 | 5.502e-09 | 5.502e-09 | 17672.0852 | 299.42 | 10692.7362 | 6679.929 | 0 | 0 | 7.5856e-06 | 9.7231e-05 | 0 | 9.7231e-05 | 9.7231e-05 | 0 | 9.7231e-05 | 0 | 2.4481e-05 | 0 | 0 | 0 | 0 | 4.3896e-07 | 8.7793e-07 | 0 | 8.7793e-07 | [12 empty] | 7.3.3.17.5 (Remote Grid) Updates to grid topology to minimize risk of ignition in HFTDs Remote GridWLDFREquipment / facility failureAggregated | WLDFR | HFTD - Distribution - Tier 2 - 2QU CoRE ¦ 2QU LoRE | Red Flag Warning - Destructive Fires | Equipment / facility failure | Aggregated | 2043 | 4.5885e-06 | 543.1039 | 0.002492 | 2043 | Mitigation | 0.95 | 45 | 0 | esc | 0.00097009 | 4.4512e-09 | 0.00097009 | 4.4512e-09
[79 empty] | WLDFR | HFTD - Distribution - Tier 3 - 1QU CoRE ¦ 2QU LoRE | Non-Red Flag Warning - Catastrophic Fires | 2044 | 5.502e-09 | 5.502e-09 | 17672.0852 | 299.42 | 10692.7362 | 6679.929 | 0 | 0 | 7.5856e-06 | 9.7231e-05 | 0 | 9.7231e-05 | 9.7231e-05 | 0 | 9.7231e-05 | 0 | 2.5378e-05 | 5.5629e-05 | 0 | 5.5629e-05 | 0 | 4.3896e-07 | 8.7793e-07 | 0 | 8.7793e-07 | [12 empty] | 7.3.3.17.5 (Remote Grid) Updates to grid topology to minimize risk of ignition in HFTDs Remote GridWLDFREquipment / facility failureAggregated | WLDFR | HFTD - Distribution - Tier 2 - 2QU CoRE ¦ 2QU LoRE | Red Flag Warning - Destructive Fires | Equipment / facility failure | Aggregated | 2044 | 4.5885e-06 | 543.1039 | 0.002492 | 2044 | Mitigation | 0.95 | 45 | 0 | esc | 0.00097009 | 4.4512e-09 | 0.00097009 | 4.4512e-09
[79 empty] | WLDFR | HFTD - Distribution - Tier 3 - 1QU CoRE ¦ 2QU LoRE | Non-Red Flag Warning - Catastrophic Fires | 2045 | 5.502e-09 | 5.502e-09 | 17672.0852 | 299.42 | 10692.7362 | 6679.929 | 0 | 0 | 7.5856e-06 | 9.7231e-05 | 0 | 9.7231e-05 | 9.7231e-05 | 0 | 9.7231e-05 | 0 | 2.5378e-05 | 5.5629e-05 | 0 | 5.5629e-05 | 0 | 4.3896e-07 | 8.7793e-07 | 0 | 8.7793e-07 | [12 empty] | 7.3.3.17.5 (Remote Grid) Updates to grid topology to minimize risk of ignition in HFTDs Remote GridWLDFREquipment / facility failureAggregated | WLDFR | HFTD - Distribution - Tier 2 - 2QU CoRE ¦ 2QU LoRE | Red Flag Warning - Destructive Fires | Equipment / facility failure | Aggregated | 2045 | 4.5885e-06 | 543.1039 | 0.002492 | 2045 | Mitigation | 0.95 | 45 | 0 | esc | 0.00097009 | 4.4512e-09 | 0.00097009 | 4.4512e-09
[79 empty] | WLDFR | HFTD - Distribution - Tier 3 - 1QU CoRE ¦ 2QU LoRE | Non-Red Flag Warning - Catastrophic Fires | 2046 | 5.502e-09 | 5.502e-09 | 17672.0852 | 299.42 | 10692.7362 | 6679.929 | 0 | 0 | 7.5856e-06 | 9.7231e-05 | 0 | 9.7231e-05 | 9.7231e-05 | 0 | 9.7231e-05 | 0 | 2.5378e-05 | 5.5629e-05 | 0 | 5.5629e-05 | 0 | 4.3896e-07 | 8.7793e-07 | 0 | 8.7793e-07 | [12 empty] | 7.3.3.17.5 (Remote Grid) Updates to grid topology to minimize risk of ignition in HFTDs Remote GridWLDFREquipment / facility failureAggregated | WLDFR | HFTD - Distribution - Tier 2 - 2QU CoRE ¦ 2QU LoRE | Red Flag Warning - Destructive Fires | Equipment / facility failure | Aggregated | 2046 | 4.5885e-06 | 543.1039 | 0.002492 | 2046 | Mitigation | 0.95 | 45 | 0 | esc | 0.00097009 | 4.4512e-09 | 0.00097009 | 4.4512e-09
[79 empty] | WLDFR | HFTD - Distribution - Tier 3 - 1QU CoRE ¦ 2QU LoRE | Non-Red Flag Warning - Catastrophic Fires | 2047 | 5.502e-09 | 5.502e-09 | 17672.0852 | 299.42 | 10692.7362 | 6679.929 | 0 | 0 | 7.5856e-06 | 9.7231e-05 | 0 | 9.7231e-05 | 9.7231e-05 | 0 | 9.7231e-05 | 0 | 2.5378e-05 | 5.5629e-05 | 0 | 5.5629e-05 | 0 | 4.6719e-07 | 9.3438e-07 | 0 | 9.3438e-07 | [12 empty] | 7.3.3.17.5 (Remote Grid) Updates to grid topology to minimize risk of ignition in HFTDs Remote GridWLDFREquipment / facility failureAggregated | WLDFR | HFTD - Distribution - Tier 2 - 2QU CoRE ¦ 2QU LoRE | Red Flag Warning - Destructive Fires | Equipment / facility failure | Aggregated | 2047 | 4.5885e-06 | 543.1039 | 0.002492 | 2047 | Mitigation | 0.95 | 45 | 0 | esc | 0.00097009 | 4.4512e-09 | 0.00097009 | 4.4512e-09
[79 empty] | WLDFR | HFTD - Distribution - Tier 3 - 1QU CoRE ¦ 2QU LoRE | Non-Red Flag Warning - Catastrophic Fires | 2048 | 5.502e-09 | 5.502e-09 | 18552.3348 | 319.4911 | 11216.5626 | 7016.281 | 0 | 0 | 7.5856e-06 | 0.00010207 | 0 | 0.00010207 | 0.00010207 | 0 | 0.00010207 | 0 | 2.5378e-05 | 5.5629e-05 | 0 | 5.5629e-05 | 0 | 4.6719e-07 | 9.3438e-07 | 0 | 9.3438e-07 | [12 empty] | 7.3.3.17.5 (Remote Grid) Updates to grid topology to minimize risk of ignition in HFTDs Remote GridWLDFREquipment / facility failureAggregated | WLDFR | HFTD - Distribution - Tier 2 - 2QU CoRE ¦ 2QU LoRE | Red Flag Warning - Destructive Fires | Equipment / facility failure | Aggregated | 2048 | 4.5885e-06 | 543.1039 | 0.002492 | 2048 | Mitigation | 0.95 | 45 | 0 | esc | 0.00097009 | 4.4512e-09 | 0.00097009 | 4.4512e-09
[79 empty] | WLDFR | HFTD - Distribution - Tier 3 - 1QU CoRE ¦ 2QU LoRE | Non-Red Flag Warning - Catastrophic Fires | 2049 | 5.502e-09 | 5.502e-09 | 18552.3348 | 319.4911 | 11216.5626 | 7016.281 | 0 | 0 | 7.5856e-06 | 0.00010207 | 0 | 0.00010207 | 0.00010207 | 0 | 0.00010207 | 0 | 2.6509e-05 | 5.8107e-05 | 0 | 5.8107e-05 | 0 | 4.6719e-07 | 9.3438e-07 | 0 | 9.3438e-07 | [12 empty] | 7.3.3.17.5 (Remote Grid) Updates to grid topology to minimize risk of ignition in HFTDs Remote GridWLDFREquipment / facility failureAggregated | WLDFR | HFTD - Distribution - Tier 2 - 2QU CoRE ¦ 2QU LoRE | Red Flag Warning - Destructive Fires | Equipment / facility failure | Aggregated | 2049 | 4.5885e-06 | 543.1039 | 0.002492 | 2049 | Mitigation | 0.95 | 45 | 0 | esc | 0.00097009 | 4.4512e-09 | 0.00097009 | 4.4512e-09
[79 empty] | WLDFR | HFTD - Distribution - Tier 3 - 1QU CoRE ¦ 2QU LoRE | Non-Red Flag Warning - Catastrophic Fires | 2050 | 5.502e-09 | 5.502e-09 | 18552.3348 | 319.4911 | 11216.5626 | 7016.281 | 0 | 0 | 7.5856e-06 | 0.00010207 | 0 | 0.00010207 | 0.00010207 | 0 | 0.00010207 | 0 | 2.6509e-05 | 5.8107e-05 | 0 | 5.8107e-05 | 0 | 4.6719e-07 | 9.3438e-07 | 0 | 9.3438e-07 | [12 empty] | 7.3.3.17.5 (Remote Grid) Updates to grid topology to minimize risk of ignition in HFTDs Remote GridWLDFREquipment / facility failureAggregated | WLDFR | HFTD - Distribution - Tier 2 - 2QU CoRE ¦ 2QU LoRE | Red Flag Warning - Destructive Fires | Equipment / facility failure | Aggregated | 2050 | 4.5885e-06 | 543.1039 | 0.002492 | 2050 | Mitigation | 0.95 | 45 | 0 | esc | 0.00097009 | 4.4512e-09 | 0.00097009 | 4.4512e-09
[79 empty] | WLDFR | HFTD - Distribution - Tier 3 - 1QU CoRE ¦ 2QU LoRE | Non-Red Flag Warning - Catastrophic Fires | 2051 | 5.502e-09 | 5.502e-09 | 18552.3348 | 319.4911 | 11216.5626 | 7016.281 | 0 | 0 | 7.5856e-06 | 0.00010207 | 0 | 0.00010207 | 0.00010207 | 0 | 0.00010207 | 0 | 2.6509e-05 | 5.8107e-05 | 0 | 5.8107e-05 | 0 | 4.6719e-07 | 9.3438e-07 | 0 | 9.3438e-07 | [12 empty] | 7.3.3.17.5 (Remote Grid) Updates to grid topology to minimize risk of ignition in HFTDs Remote GridWLDFREquipment / facility failureAggregated | WLDFR | HFTD - Distribution - Tier 2 - 2QU CoRE ¦ 2QU LoRE | Red Flag Warning - Destructive Fires | Equipment / facility failure | Aggregated | 2051 | 4.5885e-06 | 543.1039 | 0.002492 | 2051 | Mitigation | 0.95 | 45 | 0 | esc | 0.00097009 | 4.4512e-09 | 0.00097009 | 4.4512e-09
[79 empty] | WLDFR | HFTD - Distribution - Tier 3 - 1QU CoRE ¦ 2QU LoRE | Non-Red Flag Warning - Catastrophic Fires | 2052 | 5.502e-09 | 5.502e-09 | 18552.3348 | 319.4911 | 11216.5626 | 7016.281 | 0 | 0 | 7.5856e-06 | 0.00010207 | 0 | 0.00010207 | 0.00010207 | 0 | 0.00010207 | 0 | 2.6509e-05 | 5.8107e-05 | 0 | 5.8107e-05 | 0 | 4.9759e-07 | 9.9518e-07 | 0 | 9.9518e-07 | [12 empty] | 7.3.3.17.5 (Remote Grid) Updates to grid topology to minimize risk of ignition in HFTDs Remote GridWLDFREquipment / facility failureAggregated | WLDFR | HFTD - Distribution - Tier 2 - 2QU CoRE ¦ 2QU LoRE | Red Flag Warning - Destructive Fires | Equipment / facility failure | Aggregated | 2052 | 4.5885e-06 | 543.1039 | 0.002492 | 2052 | Mitigation | 0.95 | 45 | 0 | esc | 0.00097009 | 4.4512e-09 | 0.00097009 | 4.4512e-09
[79 empty] | WLDFR | HFTD - Distribution - Tier 3 - 1QU CoRE ¦ 2QU LoRE | Non-Red Flag Warning - Catastrophic Fires | 2053 | 5.502e-09 | 5.502e-09 | 19462.1283 | 340.5356 | 11757.1413 | 7364.4514 | 0 | 0 | 7.5856e-06 | 0.00010708 | 0 | 0.00010708 | 0.00010708 | 0 | 0.00010708 | 0 | 2.6509e-05 | 5.8107e-05 | 0 | 5.8107e-05 | 0 | 4.9759e-07 | 9.9518e-07 | 0 | 9.9518e-07 | [12 empty] | 7.3.3.17.5 (Remote Grid) Updates to grid topology to minimize risk of ignition in HFTDs Remote GridWLDFREquipment / facility failureAggregated | WLDFR | HFTD - Distribution - Tier 2 - 2QU CoRE ¦ 2QU LoRE | Red Flag Warning - Destructive Fires | Equipment / facility failure | Aggregated | 2053 | 4.5885e-06 | 543.1039 | 0.002492 | 2053 | Mitigation | 0.95 | 45 | 0 | esc | 0.00097009 | 4.4512e-09 | 0.00097009 | 4.4512e-09
[79 empty] | WLDFR | HFTD - Distribution - Tier 3 - 1QU CoRE ¦ 2QU LoRE | Non-Red Flag Warning - Catastrophic Fires | 2054 | 5.502e-09 | 5.502e-09 | 19462.1283 | 340.5356 | 11757.1413 | 7364.4514 | 0 | 0 | 7.5856e-06 | 0.00010708 | 0 | 0.00010708 | 0.00010708 | 0 | 0.00010708 | 0 | 2.7765e-05 | 6.0862e-05 | 0 | 6.0862e-05 | 0 | 4.9759e-07 | 9.9518e-07 | 0 | 9.9518e-07 | [12 empty] | 7.3.3.17.5 (Remote Grid) Updates to grid topology to minimize risk of ignition in HFTDs Remote GridWLDFREquipment / facility failureAggregated | WLDFR | HFTD - Distribution - Tier 2 - 2QU CoRE ¦ 2QU LoRE | Red Flag Warning - Destructive Fires | Equipment / facility failure | Aggregated | 2054 | 4.5885e-06 | 543.1039 | 0.002492 | 2054 | Mitigation | 0.95 | 45 | 0 | esc | 0.00097009 | 4.4512e-09 | 0.00097009 | 4.4512e-09
[79 empty] | WLDFR | HFTD - Distribution - Tier 3 - 1QU CoRE ¦ 2QU LoRE | Non-Red Flag Warning - Catastrophic Fires | 2055 | 5.502e-09 | 5.502e-09 | 19462.1283 | 340.5356 | 11757.1413 | 7364.4514 | 0 | 0 | 7.5856e-06 | 0.00010708 | 0 | 0.00010708 | 0.00010708 | 0 | 0.00010708 | 0 | 2.7765e-05 | 6.0862e-05 | 0 | 6.0862e-05 | 0 | 4.9759e-07 | 9.9518e-07 | 0 | 9.9518e-07 | [12 empty] | 7.3.3.17.5 (Remote Grid) Updates to grid topology to minimize risk of ignition in HFTDs Remote GridWLDFREquipment / facility failureAggregated | WLDFR | HFTD - Distribution - Tier 2 - 2QU CoRE ¦ 2QU LoRE | Red Flag Warning - Destructive Fires | Equipment / facility failure | Aggregated | 2055 | 4.5885e-06 | 543.1039 | 0.002492 | 2055 | Mitigation | 0.95 | 45 | 0 | esc | 0.00097009 | 4.4512e-09 | 0.00097009 | 4.4512e-09
[79 empty] | WLDFR | HFTD - Distribution - Tier 3 - 1QU CoRE ¦ 2QU LoRE | Non-Red Flag Warning - Catastrophic Fires | 2056 | 5.502e-09 | 5.502e-09 | 19462.1283 | 340.5356 | 11757.1413 | 7364.4514 | 0 | 0 | 7.5856e-06 | 0.00010708 | 0 | 0.00010708 | 0.00010708 | 0 | 0.00010708 | 0 | 2.7765e-05 | 6.0862e-05 | 0 | 6.0862e-05 | 0 | 0 | 9.9518e-07 | 0 | 9.9518e-07 | [12 empty] | 7.3.3.17.5 (Remote Grid) Updates to grid topology to minimize risk of ignition in HFTDs Remote GridWLDFREquipment / facility failureAggregated | WLDFR | HFTD - Distribution - Tier 2 - 2QU CoRE ¦ 2QU LoRE | Red Flag Warning - Destructive Fires | Equipment / facility failure | Aggregated | 2056 | 4.5885e-06 | 543.1039 | 0.002492 | 2056 | Mitigation | 0.95 | 45 | 0 | esc | 0.00097009 | 4.4512e-09 | 0.00097009 | 4.4512e-09
[79 empty] | WLDFR | HFTD - Distribution - Tier 3 - 1QU CoRE ¦ 2QU LoRE | Non-Red Flag Warning - Catastrophic Fires | 2057 | 5.502e-09 | 5.502e-09 | 19462.1283 | 340.5356 | 11757.1413 | 7364.4514 | 0 | 0 | 7.5856e-06 | 0.00010708 | 0 | 0.00010708 | 0.00010708 | 0 | 0.00010708 | 0 | 2.7765e-05 | 6.0862e-05 | 0 | 6.0862e-05 | 0 | 0 | 0 | 0 | 0 | [12 empty] | 7.3.3.17.5 (Remote Grid) Updates to grid topology to minimize risk of ignition in HFTDs Remote GridWLDFREquipment / facility failureAggregated | WLDFR | HFTD - Distribution - Tier 2 - 2QU CoRE ¦ 2QU LoRE | Red Flag Warning - Destructive Fires | Equipment / facility failure | Aggregated | 2057 | 4.5885e-06 | 543.1039 | 0.002492 | 2057 | Mitigation | 0.95 | 45 | 0 | esc | 0.00097009 | 4.4512e-09 | 0.00097009 | 4.4512e-09
[79 empty] | WLDFR | HFTD - Distribution - Tier 3 - 1QU CoRE ¦ 2QU LoRE | Non-Red Flag Warning - Catastrophic Fires | 2058 | 5.502e-09 | 5.502e-09 | 20390.4035 | 362.3049 | 12307.8747 | 7720.2238 | 0 | 0 | 7.5856e-06 | 0.00011219 | 0 | 0.00011219 | 0.00011219 | 0 | 0.00011219 | 0 | 2.7765e-05 | 6.0862e-05 | 0 | 6.0862e-05 | 0 | 0 | 0 | 0 | 0 | [12 empty] | 7.3.3.17.5 (Remote Grid) Updates to grid topology to minimize risk of ignition in HFTDs Remote GridWLDFREquipment / facility failureAggregated | WLDFR | HFTD - Distribution - Tier 2 - 2QU CoRE ¦ 2QU LoRE | Red Flag Warning - Destructive Fires | Equipment / facility failure | Aggregated | 2058 | 4.5885e-06 | 543.1039 | 0.002492 | 2058 | Mitigation | 0.95 | 45 | 0 | esc | 0.00097009 | 4.4512e-09 | 0.00097009 | 4.4512e-09
[79 empty] | WLDFR | HFTD - Distribution - Tier 3 - 1QU CoRE ¦ 2QU LoRE | Non-Red Flag Warning - Catastrophic Fires | 2059 | 5.502e-09 | 5.502e-09 | 20390.4035 | 362.3049 | 12307.8747 | 7720.2238 | 0 | 0 | 7.5856e-06 | 0.00011219 | 0 | 0.00011219 | 0.00011219 | 0 | 0.00011219 | 0 | 2.9129e-05 | 6.3852e-05 | 0 | 6.3852e-05 | 0 | 3.4793e-06 | 0 | 0 | 0 | [12 empty] | 7.3.3.17.5 (Remote Grid) Updates to grid topology to minimize risk of ignition in HFTDs Remote GridWLDFREquipment / facility failureAggregated | WLDFR | HFTD - Distribution - Tier 2 - 2QU CoRE ¦ 2QU LoRE | Red Flag Warning - Destructive Fires | Equipment / facility failure | Aggregated | 2059 | 4.5885e-06 | 543.1039 | 0.002492 | 2059 | Mitigation | 0.95 | 45 | 0 | esc | 0.00097009 | 4.4512e-09 | 0.00097009 | 4.4512e-09
[79 empty] | WLDFR | HFTD - Distribution - Tier 3 - 1QU CoRE ¦ 2QU LoRE | Non-Red Flag Warning - Catastrophic Fires | 2060 | 5.502e-09 | 5.502e-09 | 20390.4035 | 362.3049 | 12307.8747 | 7720.2238 | 0 | 0 | 7.5856e-06 | 0.00011219 | 0 | 0.00011219 | 0.00011219 | 0 | 0.00011219 | 0 | 2.9129e-05 | 6.3852e-05 | 0 | 6.3852e-05 | 0 | 3.5913e-06 | 7.1827e-06 | 0 | 7.1827e-06 | [12 empty] | 7.3.3.17.5 (Remote Grid) Updates to grid topology to minimize risk of ignition in HFTDs Remote GridWLDFREquipment / facility failureAggregated | WLDFR | HFTD - Distribution - Tier 2 - 2QU CoRE ¦ 2QU LoRE | Red Flag Warning - Destructive Fires | Equipment / facility failure | Aggregated | 2060 | 4.5885e-06 | 543.1039 | 0.002492 | 2060 | Mitigation | 0.95 | 45 | 0 | esc | 0.00097009 | 4.4512e-09 | 0.00097009 | 4.4512e-09
[79 empty] | WLDFR | HFTD - Distribution - Tier 3 - 1QU CoRE ¦ 2QU LoRE | Non-Red Flag Warning - Catastrophic Fires | 2061 | 5.502e-09 | 5.502e-09 | 20390.4035 | 362.3049 | 12307.8747 | 7720.2238 | 0 | 0 | 7.5856e-06 | 0.00011219 | 0 | 0.00011219 | 0.00011219 | 0 | 0.00011219 | 0 | 2.9129e-05 | 6.3852e-05 | 0 | 6.3852e-05 | 0 | 3.5913e-06 | 7.1827e-06 | 0 | 7.1827e-06 | [12 empty] | 7.3.3.17.5 (Remote Grid) Updates to grid topology to minimize risk of ignition in HFTDs Remote GridWLDFREquipment / facility failureAggregated | WLDFR | HFTD - Distribution - Tier 2 - 2QU CoRE ¦ 2QU LoRE | Red Flag Warning - Destructive Fires | Equipment / facility failure | Aggregated | 2061 | 4.5885e-06 | 543.1039 | 0.002492 | 2061 | Mitigation | 0.95 | 45 | 0 | esc | 0.00097009 | 4.4512e-09 | 0.00097009 | 4.4512e-09
[79 empty] | WLDFR | HFTD - Distribution - Tier 3 - 1QU CoRE ¦ 2QU LoRE | Non-Red Flag Warning - Catastrophic Fires | 2062 | 5.502e-09 | 5.502e-09 | 20390.4035 | 362.3049 | 12307.8747 | 7720.2238 | 0 | 0 | 7.5856e-06 | 0.00011219 | 0 | 0.00011219 | 0.00011219 | 0 | 0.00011219 | 0 | 2.9129e-05 | 6.3852e-05 | 0 | 6.3852e-05 | 0 | 3.5913e-06 | 7.1827e-06 | 0 | 7.1827e-06 | [12 empty] | 7.3.3.17.5 (Remote Grid) Updates to grid topology to minimize risk of ignition in HFTDs Remote GridWLDFREquipment / facility failureAggregated | WLDFR | HFTD - Distribution - Tier 2 - 2QU CoRE ¦ 2QU LoRE | Red Flag Warning - Destructive Fires | Equipment / facility failure | Aggregated | 2062 | 4.5885e-06 | 543.1039 | 0.002492 | 2062 | Mitigation | 0.95 | 45 | 0 | esc | 0.00097009 | 4.4512e-09 | 0.00097009 | 4.4512e-09
[79 empty] | WLDFR | HFTD - Distribution - Tier 3 - 1QU CoRE ¦ 2QU LoRE | Non-Red Flag Warning - Catastrophic Fires | 2063 | 5.502e-09 | 5.502e-09 | 21325.9188 | 384.5316 | 12862.0997 | 8079.2876 | 0 | 0 | 7.5856e-06 | 0.00011733 | 0 | 0.00011733 | 0.00011733 | 0 | 0.00011733 | 0 | 2.9129e-05 | 6.3852e-05 | 0 | 6.3852e-05 | 0 | 3.5913e-06 | 7.1827e-06 | 0 | 7.1827e-06 | [12 empty] | 7.3.3.17.5 (Remote Grid) Updates to grid topology to minimize risk of ignition in HFTDs Remote GridWLDFREquipment / facility failureAggregated | WLDFR | HFTD - Distribution - Tier 2 - 2QU CoRE ¦ 2QU LoRE | Red Flag Warning - Destructive Fires | Equipment / facility failure | Aggregated | 2063 | 4.5885e-06 | 543.1039 | 0.002492 | 2063 | Mitigation | 0.95 | 45 | 0 | esc | 0.00097009 | 4.4512e-09 | 0.00097009 | 4.4512e-09
[79 empty] | WLDFR | HFTD - Distribution - Tier 3 - 1QU CoRE ¦ 2QU LoRE | Non-Red Flag Warning - Catastrophic Fires | 2064 | 5.502e-09 | 5.502e-09 | 21325.9188 | 384.5316 | 12862.0997 | 8079.2876 | 0 | 0 | 7.5856e-06 | 0.00011733 | 0 | 0.00011733 | 0.00011733 | 0 | 0.00011733 | 0 | 3.0582e-05 | 6.7038e-05 | 0 | 6.7038e-05 | 0 | 3.5913e-06 | 7.1827e-06 | 0 | 7.1827e-06 | [12 empty] | 7.3.3.17.5 (Remote Grid) Updates to grid topology to minimize risk of ignition in HFTDs Remote GridWLDFREquipment / facility failureAggregated | WLDFR | HFTD - Distribution - Tier 2 - 2QU CoRE ¦ 2QU LoRE | Red Flag Warning - Destructive Fires | Equipment / facility failure | Aggregated | 2064 | 4.5885e-06 | 543.1039 | 0.002492 | 2064 | Mitigation | 0.95 | 45 | 0 | esc | 0.00097009 | 4.4512e-09 | 0.00097009 | 4.4512e-09
[79 empty] | WLDFR | HFTD - Distribution - Tier 3 - 1QU CoRE ¦ 2QU LoRE | Non-Red Flag Warning - Catastrophic Fires | 2065 | 5.502e-09 | 5.502e-09 | 21325.9188 | 384.5316 | 12862.0997 | 8079.2876 | 0 | 0 | 7.5856e-06 | 0.00011733 | 0 | 0.00011733 | 0.00011733 | 0 | 0.00011733 | 0 | 3.0582e-05 | 6.7038e-05 | 0 | 6.7038e-05 | 0 | 3.7342e-06 | 7.4684e-06 | 0 | 7.4684e-06 | [12 empty] | 7.3.3.17.5 (Remote Grid) Updates to grid topology to minimize risk of ignition in HFTDs Remote GridWLDFREquipment / facility failureAggregated | WLDFR | HFTD - Distribution - Tier 2 - 2QU CoRE ¦ 2QU LoRE | Red Flag Warning - Destructive Fires | Equipment / facility failure | Aggregated | 2065 | 4.5885e-06 | 543.1039 | 0.002492 | 2065 | Mitigation | 0.95 | 45 | 0 | esc | 0.00097009 | 4.4512e-09 | 0.00097009 | 4.4512e-09
[79 empty] | WLDFR | HFTD - Distribution - Tier 3 - 1QU CoRE ¦ 2QU LoRE | Non-Red Flag Warning - Catastrophic Fires | 2066 | 5.502e-09 | 5.502e-09 | 21325.9188 | 384.5316 | 12862.0997 | 8079.2876 | 0 | 0 | 7.5856e-06 | 0.00011733 | 0 | 0.00011733 | 0.00011733 | 0 | 0.00011733 | 0 | 3.0582e-05 | 6.7038e-05 | 0 | 6.7038e-05 | 0 | 3.7342e-06 | 7.4684e-06 | 0 | 7.4684e-06 | [12 empty] | 7.3.3.17.5 (Remote Grid) Updates to grid topology to minimize risk of ignition in HFTDs Remote GridWLDFREquipment / facility failureAggregated | WLDFR | HFTD - Distribution - Tier 2 - 2QU CoRE ¦ 2QU LoRE | Red Flag Warning - Destructive Fires | Equipment / facility failure | Aggregated | 2066 | 4.5885e-06 | 543.1039 | 0.002492 | 2066 | Mitigation | 0.95 | 45 | 0 | esc | 0.00097009 | 4.4512e-09 | 0.00097009 | 4.4512e-09
[79 empty] | WLDFR | HFTD - Distribution - Tier 3 - 1QU CoRE ¦ 2QU LoRE | Non-Red Flag Warning - Catastrophic Fires | 2067 | 0 | 5.502e-09 | 21325.9188 | 384.5316 | 12862.0997 | 8079.2876 | 0 | 0 | 7.5856e-06 | 0 | 0 | 0 | 0.00011733 | 0 | 0.00011733 | 0 | 3.0582e-05 | 6.7038e-05 | 0 | 6.7038e-05 | 0 | 3.7342e-06 | 7.4684e-06 | 0 | 7.4684e-06 | [12 empty] | 7.3.3.17.5 (Remote Grid) Updates to grid topology to minimize risk of ignition in HFTDs Remote GridWLDFREquipment / facility failureAggregated | WLDFR | HFTD - Distribution - Tier 2 - 2QU CoRE ¦ 2QU LoRE | Red Flag Warning - Destructive Fires | Equipment / facility failure | Aggregated | 2067 | 4.5885e-06 | 543.1039 | 0.002492 | 2067 | Mitigation | 0.95 | 45 | 0 | esc | 0 | 0 | 0.00097009 | 4.4512e-09
[79 empty] | WLDFR | HFTD - Distribution - Tier 3 - 1QU CoRE ¦ 2QU LoRE | Non-Red Flag Warning - Destructive Fires | 2022 | 6.6907e-09 | 0 | 8807.9522 | 222.2294 | 8585.7228 | 0 | 0 | 0 | 8.2809e-06 | 5.8932e-05 | 0 | 5.8932e-05 | 0 | 0 | 0 | 0 | 3.0582e-05 | 6.7038e-05 | 0 | 6.7038e-05 | 0 | 3.7342e-06 | 7.4684e-06 | 0 | 7.4684e-06 | [12 empty] | 7.3.3.17.5 (Remote Grid) Updates to grid topology to minimize risk of ignition in HFTDs Remote GridWLDFRVegetation ContactAggregated | WLDFR | HFTD - Distribution - Tier 2 - 2QU CoRE ¦ 2QU LoRE | Red Flag Warning - Destructive Fires | Vegetation Contact | Aggregated | 2022 | 6.6921e-06 | 543.1039 | 0.0036345 | 2022 | Mitigation | 0.95 | 45 | 0 | esc | 0.00097009 | 6.4919e-09 | 0 | 0
[79 empty] | WLDFR | HFTD - Distribution - Tier 3 - 1QU CoRE ¦ 2QU LoRE | Non-Red Flag Warning - Destructive Fires | 2023 | 6.6907e-09 | 6.6907e-09 | 9129.7461 | 233.2301 | 8896.516 | 0 | 0 | 0 | 8.2809e-06 | 6.1085e-05 | 0 | 6.1085e-05 | 6.1085e-05 | 0 | 6.1085e-05 | 0 | 3.2106e-05 | 7.0377e-05 | 0 | 7.0377e-05 | 0 | 3.7342e-06 | 7.4684e-06 | 0 | 7.4684e-06 | [12 empty] | 7.3.3.17.5 (Remote Grid) Updates to grid topology to minimize risk of ignition in HFTDs Remote GridWLDFRVegetation ContactAggregated | WLDFR | HFTD - Distribution - Tier 2 - 2QU CoRE ¦ 2QU LoRE | Red Flag Warning - Destructive Fires | Vegetation Contact | Aggregated | 2023 | 6.6921e-06 | 543.1039 | 0.0036345 | 2023 | Mitigation | 0.95 | 45 | 0 | esc | 0.00097009 | 6.4919e-09 | 0.00097009 | 6.4919e-09
[79 empty] | WLDFR | HFTD - Distribution - Tier 3 - 1QU CoRE ¦ 2QU LoRE | Non-Red Flag Warning - Destructive Fires | 2024 | 6.6907e-09 | 6.6907e-09 | 9129.7461 | 233.2301 | 8896.516 | 0 | 0 | 0 | 8.2809e-06 | 6.1085e-05 | 0 | 6.1085e-05 | 6.1085e-05 | 0 | 6.1085e-05 | 0 | 3.2106e-05 | 7.0377e-05 | 0 | 7.0377e-05 | 0 | 3.8952e-06 | 7.7904e-06 | 0 | 7.7904e-06 | [12 empty] | 7.3.3.17.5 (Remote Grid) Updates to grid topology to minimize risk of ignition in HFTDs Remote GridWLDFRVegetation ContactAggregated | WLDFR | HFTD - Distribution - Tier 2 - 2QU CoRE ¦ 2QU LoRE | Red Flag Warning - Destructive Fires | Vegetation Contact | Aggregated | 2024 | 6.6921e-06 | 543.1039 | 0.0036345 | 2024 | Mitigation | 0.95 | 45 | 0 | esc | 0.00097009 | 6.4919e-09 | 0.00097009 | 6.4919e-09
[79 empty] | WLDFR | HFTD - Distribution - Tier 3 - 1QU CoRE ¦ 2QU LoRE | Non-Red Flag Warning - Destructive Fires | 2025 | 6.6907e-09 | 6.6907e-09 | 9129.7461 | 233.2301 | 8896.516 | 0 | 0 | 0 | 8.2809e-06 | 6.1085e-05 | 0 | 6.1085e-05 | 6.1085e-05 | 0 | 6.1085e-05 | 0 | 3.2106e-05 | 7.0377e-05 | 0 | 7.0377e-05 | 0 | 3.8952e-06 | 7.7904e-06 | 0 | 7.7904e-06 | [12 empty] | 7.3.3.17.5 (Remote Grid) Updates to grid topology to minimize risk of ignition in HFTDs Remote GridWLDFRVegetation ContactAggregated | WLDFR | HFTD - Distribution - Tier 2 - 2QU CoRE ¦ 2QU LoRE | Red Flag Warning - Destructive Fires | Vegetation Contact | Aggregated | 2025 | 6.6921e-06 | 543.1039 | 0.0036345 | 2025 | Mitigation | 0.95 | 45 | 0 | esc | 0.00097009 | 6.4919e-09 | 0.00097009 | 6.4919e-09
[79 empty] | WLDFR | HFTD - Distribution - Tier 3 - 1QU CoRE ¦ 2QU LoRE | Non-Red Flag Warning - Destructive Fires | 2026 | 6.6907e-09 | 6.6907e-09 | 9129.7461 | 233.2301 | 8896.516 | 0 | 0 | 0 | 8.2809e-06 | 6.1085e-05 | 0 | 6.1085e-05 | 6.1085e-05 | 0 | 6.1085e-05 | 0 | 3.2106e-05 | 7.0377e-05 | 0 | 7.0377e-05 | 0 | 3.8952e-06 | 7.7904e-06 | 0 | 7.7904e-06 | [12 empty] | 7.3.3.17.5 (Remote Grid) Updates to grid topology to minimize risk of ignition in HFTDs Remote GridWLDFRVegetation ContactAggregated | WLDFR | HFTD - Distribution - Tier 2 - 2QU CoRE ¦ 2QU LoRE | Red Flag Warning - Destructive Fires | Vegetation Contact | Aggregated | 2026 | 6.6921e-06 | 543.1039 | 0.0036345 | 2026 | Mitigation | 0.95 | 45 | 0 | esc | 0.00097009 | 6.4919e-09 | 0.00097009 | 6.4919e-09
[79 empty] | WLDFR | HFTD - Distribution - Tier 3 - 1QU CoRE ¦ 2QU LoRE | Non-Red Flag Warning - Destructive Fires | 2027 | 6.6907e-09 | 6.6907e-09 | 9129.7461 | 233.2301 | 8896.516 | 0 | 0 | 0 | 8.2809e-06 | 6.1085e-05 | 0 | 6.1085e-05 | 6.1085e-05 | 0 | 6.1085e-05 | 0 | 3.2106e-05 | 7.0377e-05 | 0 | 7.0377e-05 | 0 | 3.8952e-06 | 7.7904e-06 | 0 | 7.7904e-06 | [12 empty] | 7.3.3.17.5 (Remote Grid) Updates to grid topology to minimize risk of ignition in HFTDs Remote GridWLDFRVegetation ContactAggregated | WLDFR | HFTD - Distribution - Tier 2 - 2QU CoRE ¦ 2QU LoRE | Red Flag Warning - Destructive Fires | Vegetation Contact | Aggregated | 2027 | 6.6921e-06 | 543.1039 | 0.0036345 | 2027 | Mitigation | 0.95 | 45 | 0 | esc | 0.00097009 | 6.4919e-09 | 0.00097009 | 6.4919e-09
[79 empty] | WLDFR | HFTD - Distribution - Tier 3 - 1QU CoRE ¦ 2QU LoRE | Non-Red Flag Warning - Destructive Fires | 2028 | 6.6907e-09 | 6.6907e-09 | 9534.9221 | 247.273 | 9287.6491 | 0 | 0 | 0 | 8.2809e-06 | 6.3796e-05 | 0 | 6.3796e-05 | 6.3796e-05 | 0 | 6.3796e-05 | 0 | 3.368e-05 | 7.3828e-05 | 0 | 7.3828e-05 | 0 | 3.8952e-06 | 7.7904e-06 | 0 | 7.7904e-06 | [12 empty] | 7.3.3.17.5 (Remote Grid) Updates to grid topology to minimize risk of ignition in HFTDs Remote GridWLDFRVegetation ContactAggregated | WLDFR | HFTD - Distribution - Tier 2 - 2QU CoRE ¦ 2QU LoRE | Red Flag Warning - Destructive Fires | Vegetation Contact | Aggregated | 2028 | 6.6921e-06 | 543.1039 | 0.0036345 | 2028 | Mitigation | 0.95 | 45 | 0 | esc | 0.00097009 | 6.4919e-09 | 0.00097009 | 6.4919e-09
[79 empty] | WLDFR | HFTD - Distribution - Tier 3 - 1QU CoRE ¦ 2QU LoRE | Non-Red Flag Warning - Destructive Fires | 2029 | 6.6907e-09 | 6.6907e-09 | 9534.9221 | 247.273 | 9287.6491 | 0 | 0 | 0 | 8.2809e-06 | 6.3796e-05 | 0 | 6.3796e-05 | 6.3796e-05 | 0 | 6.3796e-05 | 0 | 3.368e-05 | 7.3828e-05 | 0 | 7.3828e-05 | 0 | 4.0726e-06 | 8.1453e-06 | 0 | 8.1453e-06 | [12 empty] | 7.3.3.17.5 (Remote Grid) Updates to grid topology to minimize risk of ignition in HFTDs Remote GridWLDFRVegetation ContactAggregated | WLDFR | HFTD - Distribution - Tier 2 - 2QU CoRE ¦ 2QU LoRE | Red Flag Warning - Destructive Fires | Vegetation Contact | Aggregated | 2029 | 6.6921e-06 | 543.1039 | 0.0036345 | 2029 | Mitigation | 0.95 | 45 | 0 | esc | 0.00097009 | 6.4919e-09 | 0.00097009 | 6.4919e-09
[79 empty] | WLDFR | HFTD - Distribution - Tier 3 - 1QU CoRE ¦ 2QU LoRE | Non-Red Flag Warning - Destructive Fires | 2030 | 6.6907e-09 | 6.6907e-09 | 9534.9221 | 247.273 | 9287.6491 | 0 | 0 | 0 | 8.2809e-06 | 6.3796e-05 | 0 | 6.3796e-05 | 6.3796e-05 | 0 | 6.3796e-05 | 0 | 3.368e-05 | 7.3828e-05 | 0 | 7.3828e-05 | 0 | 4.0726e-06 | 8.1453e-06 | 0 | 8.1453e-06 | [12 empty] | 7.3.3.17.5 (Remote Grid) Updates to grid topology to minimize risk of ignition in HFTDs Remote GridWLDFRVegetation ContactAggregated | WLDFR | HFTD - Distribution - Tier 2 - 2QU CoRE ¦ 2QU LoRE | Red Flag Warning - Destructive Fires | Vegetation Contact | Aggregated | 2030 | 6.6921e-06 | 543.1039 | 0.0036345 | 2030 | Mitigation | 0.95 | 45 | 0 | esc | 0.00097009 | 6.4919e-09 | 0.00097009 | 6.4919e-09
[79 empty] | WLDFR | HFTD - Distribution - Tier 3 - 1QU CoRE ¦ 2QU LoRE | Non-Red Flag Warning - Destructive Fires | 2031 | 6.6907e-09 | 6.6907e-09 | 9534.9221 | 247.273 | 9287.6491 | 0 | 0 | 0 | 8.2809e-06 | 6.3796e-05 | 0 | 6.3796e-05 | 6.3796e-05 | 0 | 6.3796e-05 | 0 | 3.368e-05 | 7.3828e-05 | 0 | 7.3828e-05 | 0 | 4.0726e-06 | 8.1453e-06 | 0 | 8.1453e-06 | [12 empty] | 7.3.3.17.5 (Remote Grid) Updates to grid topology to minimize risk of ignition in HFTDs Remote GridWLDFRVegetation ContactAggregated | WLDFR | HFTD - Distribution - Tier 2 - 2QU CoRE ¦ 2QU LoRE | Red Flag Warning - Destructive Fires | Vegetation Contact | Aggregated | 2031 | 6.6921e-06 | 543.1039 | 0.0036345 | 2031 | Mitigation | 0.95 | 45 | 0 | esc | 0.00097009 | 6.4919e-09 | 0.00097009 | 6.4919e-09
[79 empty] | WLDFR | HFTD - Distribution - Tier 3 - 1QU CoRE ¦ 2QU LoRE | Non-Red Flag Warning - Destructive Fires | 2032 | 6.6907e-09 | 6.6907e-09 | 9534.9221 | 247.273 | 9287.6491 | 0 | 0 | 0 | 8.2809e-06 | 6.3796e-05 | 0 | 6.3796e-05 | 6.3796e-05 | 0 | 6.3796e-05 | 0 | 3.368e-05 | 7.3828e-05 | 0 | 7.3828e-05 | 0 | 4.0726e-06 | 8.1453e-06 | 0 | 8.1453e-06 | [12 empty] | 7.3.3.17.5 (Remote Grid) Updates to grid topology to minimize risk of ignition in HFTDs Remote GridWLDFRVegetation ContactAggregated | WLDFR | HFTD - Distribution - Tier 2 - 2QU CoRE ¦ 2QU LoRE | Red Flag Warning - Destructive Fires | Vegetation Contact | Aggregated | 2032 | 6.6921e-06 | 543.1039 | 0.0036345 | 2032 | Mitigation | 0.95 | 45 | 0 | esc | 0.00097009 | 6.4919e-09 | 0.00097009 | 6.4919e-09
[79 empty] | WLDFR | HFTD - Distribution - Tier 3 - 1QU CoRE ¦ 2QU LoRE | Non-Red Flag Warning - Destructive Fires | 2033 | 6.6907e-09 | 6.6907e-09 | 9984.8474 | 263.1074 | 9721.74 | 0 | 0 | 0 | 8.2809e-06 | 6.6806e-05 | 0 | 6.6806e-05 | 6.6806e-05 | 0 | 6.6806e-05 | 0 | 3.5287e-05 | 7.7349e-05 | 0 | 7.7349e-05 | 0 | 4.0726e-06 | 8.1453e-06 | 0 | 8.1453e-06 | [12 empty] | 7.3.3.17.5 (Remote Grid) Updates to grid topology to minimize risk of ignition in HFTDs Remote GridWLDFRVegetation ContactAggregated | WLDFR | HFTD - Distribution - Tier 2 - 2QU CoRE ¦ 2QU LoRE | Red Flag Warning - Destructive Fires | Vegetation Contact | Aggregated | 2033 | 6.6921e-06 | 543.1039 | 0.0036345 | 2033 | Mitigation | 0.95 | 45 | 0 | esc | 0.00097009 | 6.4919e-09 | 0.00097009 | 6.4919e-09
[79 empty] | WLDFR | HFTD - Distribution - Tier 3 - 1QU CoRE ¦ 2QU LoRE | Non-Red Flag Warning - Destructive Fires | 2034 | 6.6907e-09 | 6.6907e-09 | 9984.8474 | 263.1074 | 9721.74 | 0 | 0 | 0 | 8.2809e-06 | 6.6806e-05 | 0 | 6.6806e-05 | 6.6806e-05 | 0 | 6.6806e-05 | 0 | 3.5287e-05 | 7.7349e-05 | 0 | 7.7349e-05 | 0 | 4.2648e-06 | 8.5295e-06 | 0 | 8.5295e-06 | [12 empty] | 7.3.3.17.5 (Remote Grid) Updates to grid topology to minimize risk of ignition in HFTDs Remote GridWLDFRVegetation ContactAggregated | WLDFR | HFTD - Distribution - Tier 2 - 2QU CoRE ¦ 2QU LoRE | Red Flag Warning - Destructive Fires | Vegetation Contact | Aggregated | 2034 | 6.6921e-06 | 543.1039 | 0.0036345 | 2034 | Mitigation | 0.95 | 45 | 0 | esc | 0.00097009 | 6.4919e-09 | 0.00097009 | 6.4919e-09
[79 empty] | WLDFR | HFTD - Distribution - Tier 3 - 1QU CoRE ¦ 2QU LoRE | Non-Red Flag Warning - Destructive Fires | 2035 | 6.6907e-09 | 6.6907e-09 | 9984.8474 | 263.1074 | 9721.74 | 0 | 0 | 0 | 8.2809e-06 | 6.6806e-05 | 0 | 6.6806e-05 | 6.6806e-05 | 0 | 6.6806e-05 | 0 | 3.5287e-05 | 7.7349e-05 | 0 | 7.7349e-05 | 0 | 4.2648e-06 | 8.5295e-06 | 0 | 8.5295e-06 | [12 empty] | 7.3.3.17.5 (Remote Grid) Updates to grid topology to minimize risk of ignition in HFTDs Remote GridWLDFRVegetation ContactAggregated | WLDFR | HFTD - Distribution - Tier 2 - 2QU CoRE ¦ 2QU LoRE | Red Flag Warning - Destructive Fires | Vegetation Contact | Aggregated | 2035 | 6.6921e-06 | 543.1039 | 0.0036345 | 2035 | Mitigation | 0.95 | 45 | 0 | esc | 0.00097009 | 6.4919e-09 | 0.00097009 | 6.4919e-09
[79 empty] | WLDFR | HFTD - Distribution - Tier 3 - 1QU CoRE ¦ 2QU LoRE | Non-Red Flag Warning - Destructive Fires | 2036 | 6.6907e-09 | 6.6907e-09 | 9984.8474 | 263.1074 | 9721.74 | 0 | 0 | 0 | 8.2809e-06 | 6.6806e-05 | 0 | 6.6806e-05 | 6.6806e-05 | 0 | 6.6806e-05 | 0 | 3.5287e-05 | 7.7349e-05 | 0 | 7.7349e-05 | 0 | 4.2648e-06 | 8.5295e-06 | 0 | 8.5295e-06 | [12 empty] | 7.3.3.17.5 (Remote Grid) Updates to grid topology to minimize risk of ignition in HFTDs Remote GridWLDFRVegetation ContactAggregated | WLDFR | HFTD - Distribution - Tier 2 - 2QU CoRE ¦ 2QU LoRE | Red Flag Warning - Destructive Fires | Vegetation Contact | Aggregated | 2036 | 6.6921e-06 | 543.1039 | 0.0036345 | 2036 | Mitigation | 0.95 | 45 | 0 | esc | 0.00097009 | 6.4919e-09 | 0.00097009 | 6.4919e-09
[79 empty] | WLDFR | HFTD - Distribution - Tier 3 - 1QU CoRE ¦ 2QU LoRE | Non-Red Flag Warning - Destructive Fires | 2037 | 6.6907e-09 | 6.6907e-09 | 9984.8474 | 263.1074 | 9721.74 | 0 | 0 | 0 | 8.2809e-06 | 6.6806e-05 | 0 | 6.6806e-05 | 6.6806e-05 | 0 | 6.6806e-05 | 0 | 3.5287e-05 | 7.7349e-05 | 0 | 7.7349e-05 | 0 | 4.2648e-06 | 8.5295e-06 | 0 | 8.5295e-06 | [12 empty] | 7.3.3.17.5 (Remote Grid) Updates to grid topology to minimize risk of ignition in HFTDs Remote GridWLDFRVegetation ContactAggregated | WLDFR | HFTD - Distribution - Tier 2 - 2QU CoRE ¦ 2QU LoRE | Red Flag Warning - Destructive Fires | Vegetation Contact | Aggregated | 2037 | 6.6921e-06 | 543.1039 | 0.0036345 | 2037 | Mitigation | 0.95 | 45 | 0 | esc | 0.00097009 | 6.4919e-09 | 0.00097009 | 6.4919e-09
[79 empty] | WLDFR | HFTD - Distribution - Tier 3 - 1QU CoRE ¦ 2QU LoRE | Non-Red Flag Warning - Destructive Fires | 2038 | 6.6907e-09 | 6.6907e-09 | 10472.8261 | 280.5544 | 10192.2718 | 0 | 0 | 0 | 8.2809e-06 | 7.0071e-05 | 0 | 7.0071e-05 | 7.0071e-05 | 0 | 7.0071e-05 | 0 | 3.6906e-05 | 8.0898e-05 | 0 | 8.0898e-05 | 0 | 4.2648e-06 | 8.5295e-06 | 0 | 8.5295e-06 | [12 empty] | 7.3.3.17.5 (Remote Grid) Updates to grid topology to minimize risk of ignition in HFTDs Remote GridWLDFRVegetation ContactAggregated | WLDFR | HFTD - Distribution - Tier 2 - 2QU CoRE ¦ 2QU LoRE | Red Flag Warning - Destructive Fires | Vegetation Contact | Aggregated | 2038 | 6.6921e-06 | 543.1039 | 0.0036345 | 2038 | Mitigation | 0.95 | 45 | 0 | esc | 0.00097009 | 6.4919e-09 | 0.00097009 | 6.4919e-09
[79 empty] | WLDFR | HFTD - Distribution - Tier 3 - 1QU CoRE ¦ 2QU LoRE | Non-Red Flag Warning - Destructive Fires | 2039 | 6.6907e-09 | 6.6907e-09 | 10472.8261 | 280.5544 | 10192.2718 | 0 | 0 | 0 | 8.2809e-06 | 7.0071e-05 | 0 | 7.0071e-05 | 7.0071e-05 | 0 | 7.0071e-05 | 0 | 3.6906e-05 | 8.0898e-05 | 0 | 8.0898e-05 | 0 | 4.4696e-06 | 8.9392e-06 | 0 | 8.9392e-06 | [12 empty] | 7.3.3.17.5 (Remote Grid) Updates to grid topology to minimize risk of ignition in HFTDs Remote GridWLDFRVegetation ContactAggregated | WLDFR | HFTD - Distribution - Tier 2 - 2QU CoRE ¦ 2QU LoRE | Red Flag Warning - Destructive Fires | Vegetation Contact | Aggregated | 2039 | 6.6921e-06 | 543.1039 | 0.0036345 | 2039 | Mitigation | 0.95 | 45 | 0 | esc | 0.00097009 | 6.4919e-09 | 0.00097009 | 6.4919e-09
[79 empty] | WLDFR | HFTD - Distribution - Tier 3 - 1QU CoRE ¦ 2QU LoRE | Non-Red Flag Warning - Destructive Fires | 2040 | 6.6907e-09 | 6.6907e-09 | 10472.8261 | 280.5544 | 10192.2718 | 0 | 0 | 0 | 8.2809e-06 | 7.0071e-05 | 0 | 7.0071e-05 | 7.0071e-05 | 0 | 7.0071e-05 | 0 | 3.6906e-05 | 8.0898e-05 | 0 | 8.0898e-05 | 0 | 4.4696e-06 | 8.9392e-06 | 0 | 8.9392e-06 | [12 empty] | 7.3.3.17.5 (Remote Grid) Updates to grid topology to minimize risk of ignition in HFTDs Remote GridWLDFRVegetation ContactAggregated | WLDFR | HFTD - Distribution - Tier 2 - 2QU CoRE ¦ 2QU LoRE | Red Flag Warning - Destructive Fires | Vegetation Contact | Aggregated | 2040 | 6.6921e-06 | 543.1039 | 0.0036345 | 2040 | Mitigation | 0.95 | 45 | 0 | esc | 0.00097009 | 6.4919e-09 | 0.00097009 | 6.4919e-09
[79 empty] | WLDFR | HFTD - Distribution - Tier 3 - 1QU CoRE ¦ 2QU LoRE | Non-Red Flag Warning - Destructive Fires | 2041 | 6.6907e-09 | 6.6907e-09 | 10472.8261 | 280.5544 | 10192.2718 | 0 | 0 | 0 | 8.2809e-06 | 7.0071e-05 | 0 | 7.0071e-05 | 7.0071e-05 | 0 | 7.0071e-05 | 0 | 3.6906e-05 | 8.0898e-05 | 0 | 8.0898e-05 | 0 | 4.4696e-06 | 8.9392e-06 | 0 | 8.9392e-06 | [12 empty] | 7.3.3.17.5 (Remote Grid) Updates to grid topology to minimize risk of ignition in HFTDs Remote GridWLDFRVegetation ContactAggregated | WLDFR | HFTD - Distribution - Tier 2 - 2QU CoRE ¦ 2QU LoRE | Red Flag Warning - Destructive Fires | Vegetation Contact | Aggregated | 2041 | 6.6921e-06 | 543.1039 | 0.0036345 | 2041 | Mitigation | 0.95 | 45 | 0 | esc | 0.00097009 | 6.4919e-09 | 0.00097009 | 6.4919e-09
[79 empty] | WLDFR | HFTD - Distribution - Tier 3 - 1QU CoRE ¦ 2QU LoRE | Non-Red Flag Warning - Destructive Fires | 2042 | 6.6907e-09 | 6.6907e-09 | 10472.8261 | 280.5544 | 10192.2718 | 0 | 0 | 0 | 8.2809e-06 | 7.0071e-05 | 0 | 7.0071e-05 | 7.0071e-05 | 0 | 7.0071e-05 | 0 | 3.6906e-05 | 8.0898e-05 | 0 | 8.0898e-05 | 0 | 4.4696e-06 | 8.9392e-06 | 0 | 8.9392e-06 | [12 empty] | 7.3.3.17.5 (Remote Grid) Updates to grid topology to minimize risk of ignition in HFTDs Remote GridWLDFRVegetation ContactAggregated | WLDFR | HFTD - Distribution - Tier 2 - 2QU CoRE ¦ 2QU LoRE | Red Flag Warning - Destructive Fires | Vegetation Contact | Aggregated | 2042 | 6.6921e-06 | 543.1039 | 0.0036345 | 2042 | Mitigation | 0.95 | 45 | 0 | esc | 0.00097009 | 6.4919e-09 | 0.00097009 | 6.4919e-09
[79 empty] | WLDFR | HFTD - Distribution - Tier 3 - 1QU CoRE ¦ 2QU LoRE | Non-Red Flag Warning - Destructive Fires | 2043 | 6.6907e-09 | 6.6907e-09 | 10992.1562 | 299.42 | 10692.7362 | 0 | 0 | 0 | 8.2809e-06 | 7.3546e-05 | 0 | 7.3546e-05 | 7.3546e-05 | 0 | 7.3546e-05 | 0 | 3.8518e-05 | 8.4432e-05 | 0 | 8.4432e-05 | 0 | 0 | 8.9392e-06 | 0 | 8.9392e-06 | [12 empty] | 7.3.3.17.5 (Remote Grid) Updates to grid topology to minimize risk of ignition in HFTDs Remote GridWLDFRVegetation ContactAggregated | WLDFR | HFTD - Distribution - Tier 2 - 2QU CoRE ¦ 2QU LoRE | Red Flag Warning - Destructive Fires | Vegetation Contact | Aggregated | 2043 | 6.6921e-06 | 543.1039 | 0.0036345 | 2043 | Mitigation | 0.95 | 45 | 0 | esc | 0.00097009 | 6.4919e-09 | 0.00097009 | 6.4919e-09
[79 empty] | WLDFR | HFTD - Distribution - Tier 3 - 1QU CoRE ¦ 2QU LoRE | Non-Red Flag Warning - Destructive Fires | 2044 | 6.6907e-09 | 6.6907e-09 | 10992.1562 | 299.42 | 10692.7362 | 0 | 0 | 0 | 8.2809e-06 | 7.3546e-05 | 0 | 7.3546e-05 | 7.3546e-05 | 0 | 7.3546e-05 | 0 | 3.8518e-05 | 8.4432e-05 | 0 | 8.4432e-05 | 0 | 0 | 0 | 0 | 0 | [12 empty] | 7.3.3.17.5 (Remote Grid) Updates to grid topology to minimize risk of ignition in HFTDs Remote GridWLDFRVegetation ContactAggregated | WLDFR | HFTD - Distribution - Tier 2 - 2QU CoRE ¦ 2QU LoRE | Red Flag Warning - Destructive Fires | Vegetation Contact | Aggregated | 2044 | 6.6921e-06 | 543.1039 | 0.0036345 | 2044 | Mitigation | 0.95 | 45 | 0 | esc | 0.00097009 | 6.4919e-09 | 0.00097009 | 6.4919e-09
[79 empty] | WLDFR | HFTD - Distribution - Tier 3 - 1QU CoRE ¦ 2QU LoRE | Non-Red Flag Warning - Destructive Fires | 2045 | 6.6907e-09 | 6.6907e-09 | 10992.1562 | 299.42 | 10692.7362 | 0 | 0 | 0 | 8.2809e-06 | 7.3546e-05 | 0 | 7.3546e-05 | 7.3546e-05 | 0 | 7.3546e-05 | 0 | 3.8518e-05 | 8.4432e-05 | 0 | 8.4432e-05 | 0 | 0 | 0 | 0 | 0 | [12 empty] | 7.3.3.17.5 (Remote Grid) Updates to grid topology to minimize risk of ignition in HFTDs Remote GridWLDFRVegetation ContactAggregated | WLDFR | HFTD - Distribution - Tier 2 - 2QU CoRE ¦ 2QU LoRE | Red Flag Warning - Destructive Fires | Vegetation Contact | Aggregated | 2045 | 6.6921e-06 | 543.1039 | 0.0036345 | 2045 | Mitigation | 0.95 | 45 | 0 | esc | 0.00097009 | 6.4919e-09 | 0.00097009 | 6.4919e-09
[79 empty] | WLDFR | HFTD - Distribution - Tier 3 - 1QU CoRE ¦ 2QU LoRE | Non-Red Flag Warning - Destructive Fires | 2046 | 6.6907e-09 | 6.6907e-09 | 10992.1562 | 299.42 | 10692.7362 | 0 | 0 | 0 | 8.2809e-06 | 7.3546e-05 | 0 | 7.3546e-05 | 7.3546e-05 | 0 | 7.3546e-05 | 0 | 0 | 8.4432e-05 | 0 | 8.4432e-05 | 0 | 0.0019907 | 0 | 0 | 0 | [12 empty] | 7.3.3.17.5 (Remote Grid) Updates to grid topology to minimize risk of ignition in HFTDs Remote GridWLDFRVegetation ContactAggregated | WLDFR | HFTD - Distribution - Tier 2 - 2QU CoRE ¦ 2QU LoRE | Red Flag Warning - Destructive Fires | Vegetation Contact | Aggregated | 2046 | 6.6921e-06 | 543.1039 | 0.0036345 | 2046 | Mitigation | 0.95 | 45 | 0 | esc | 0.00097009 | 6.4919e-09 | 0.00097009 | 6.4919e-09
[79 empty] | WLDFR | HFTD - Distribution - Tier 3 - 1QU CoRE ¦ 2QU LoRE | Non-Red Flag Warning - Destructive Fires | 2047 | 6.6907e-09 | 6.6907e-09 | 10992.1562 | 299.42 | 10692.7362 | 0 | 0 | 0 | 8.2809e-06 | 7.3546e-05 | 0 | 7.3546e-05 | 7.3546e-05 | 0 | 7.3546e-05 | 0 | 0 | 0 | 0 | 0 | 0 | 0.0020637 | 0.0041274 | 0 | 0.0041274 | [12 empty] | 7.3.3.17.5 (Remote Grid) Updates to grid topology to minimize risk of ignition in HFTDs Remote GridWLDFRVegetation ContactAggregated | WLDFR | HFTD - Distribution - Tier 2 - 2QU CoRE ¦ 2QU LoRE | Red Flag Warning - Destructive Fires | Vegetation Contact | Aggregated | 2047 | 6.6921e-06 | 543.1039 | 0.0036345 | 2047 | Mitigation | 0.95 | 45 | 0 | esc | 0.00097009 | 6.4919e-09 | 0.00097009 | 6.4919e-09
[79 empty] | WLDFR | HFTD - Distribution - Tier 3 - 1QU CoRE ¦ 2QU LoRE | Non-Red Flag Warning - Destructive Fires | 2048 | 6.6907e-09 | 6.6907e-09 | 11536.0538 | 319.4911 | 11216.5626 | 0 | 0 | 0 | 8.2809e-06 | 7.7185e-05 | 0 | 7.7185e-05 | 7.7185e-05 | 0 | 7.7185e-05 | 0 | 2.6007e-06 | 0 | 0 | 0 | 0 | 0.0020637 | 0.0041274 | 0 | 0.0041274 | [12 empty] | 7.3.3.17.5 (Remote Grid) Updates to grid topology to minimize risk of ignition in HFTDs Remote GridWLDFRVegetation ContactAggregated | WLDFR | HFTD - Distribution - Tier 2 - 2QU CoRE ¦ 2QU LoRE | Red Flag Warning - Destructive Fires | Vegetation Contact | Aggregated | 2048 | 6.6921e-06 | 543.1039 | 0.0036345 | 2048 | Mitigation | 0.95 | 45 | 0 | esc | 0.00097009 | 6.4919e-09 | 0.00097009 | 6.4919e-09
[79 empty] | WLDFR | HFTD - Distribution - Tier 3 - 1QU CoRE ¦ 2QU LoRE | Non-Red Flag Warning - Destructive Fires | 2049 | 6.6907e-09 | 6.6907e-09 | 11536.0538 | 319.4911 | 11216.5626 | 0 | 0 | 0 | 8.2809e-06 | 7.7185e-05 | 0 | 7.7185e-05 | 7.7185e-05 | 0 | 7.7185e-05 | 0 | 2.6957e-06 | 5.909e-06 | 0 | 5.909e-06 | 0 | 0.0020637 | 0.0041274 | 0 | 0.0041274 | [12 empty] | 7.3.3.17.5 (Remote Grid) Updates to grid topology to minimize risk of ignition in HFTDs Remote GridWLDFRVegetation ContactAggregated | WLDFR | HFTD - Distribution - Tier 2 - 2QU CoRE ¦ 2QU LoRE | Red Flag Warning - Destructive Fires | Vegetation Contact | Aggregated | 2049 | 6.6921e-06 | 543.1039 | 0.0036345 | 2049 | Mitigation | 0.95 | 45 | 0 | esc | 0.00097009 | 6.4919e-09 | 0.00097009 | 6.4919e-09
[79 empty] | WLDFR | HFTD - Distribution - Tier 3 - 1QU CoRE ¦ 2QU LoRE | Non-Red Flag Warning - Destructive Fires | 2050 | 6.6907e-09 | 6.6907e-09 | 11536.0538 | 319.4911 | 11216.5626 | 0 | 0 | 0 | 8.2809e-06 | 7.7185e-05 | 0 | 7.7185e-05 | 7.7185e-05 | 0 | 7.7185e-05 | 0 | 2.6957e-06 | 5.909e-06 | 0 | 5.909e-06 | 0 | 0.0020637 | 0.0041274 | 0 | 0.0041274 | [12 empty] | 7.3.3.17.5 (Remote Grid) Updates to grid topology to minimize risk of ignition in HFTDs Remote GridWLDFRVegetation ContactAggregated | WLDFR | HFTD - Distribution - Tier 2 - 2QU CoRE ¦ 2QU LoRE | Red Flag Warning - Destructive Fires | Vegetation Contact | Aggregated | 2050 | 6.6921e-06 | 543.1039 | 0.0036345 | 2050 | Mitigation | 0.95 | 45 | 0 | esc | 0.00097009 | 6.4919e-09 | 0.00097009 | 6.4919e-09
[79 empty] | WLDFR | HFTD - Distribution - Tier 3 - 1QU CoRE ¦ 2QU LoRE | Non-Red Flag Warning - Destructive Fires | 2051 | 6.6907e-09 | 6.6907e-09 | 11536.0538 | 319.4911 | 11216.5626 | 0 | 0 | 0 | 8.2809e-06 | 7.7185e-05 | 0 | 7.7185e-05 | 7.7185e-05 | 0 | 7.7185e-05 | 0 | 2.6957e-06 | 5.909e-06 | 0 | 5.909e-06 | 0 | 0.0020637 | 0.0041274 | 0 | 0.0041274 | [12 empty] | 7.3.3.17.5 (Remote Grid) Updates to grid topology to minimize risk of ignition in HFTDs Remote GridWLDFRVegetation ContactAggregated | WLDFR | HFTD - Distribution - Tier 2 - 2QU CoRE ¦ 2QU LoRE | Red Flag Warning - Destructive Fires | Vegetation Contact | Aggregated | 2051 | 6.6921e-06 | 543.1039 | 0.0036345 | 2051 | Mitigation | 0.95 | 45 | 0 | esc | 0.00097009 | 6.4919e-09 | 0.00097009 | 6.4919e-09
[79 empty] | WLDFR | HFTD - Distribution - Tier 3 - 1QU CoRE ¦ 2QU LoRE | Non-Red Flag Warning - Destructive Fires | 2052 | 6.6907e-09 | 6.6907e-09 | 11536.0538 | 319.4911 | 11216.5626 | 0 | 0 | 0 | 8.2809e-06 | 7.7185e-05 | 0 | 7.7185e-05 | 7.7185e-05 | 0 | 7.7185e-05 | 0 | 2.6957e-06 | 5.909e-06 | 0 | 5.909e-06 | 0 | 0.0021556 | 0.0043113 | 0 | 0.0043113 | [12 empty] | 7.3.3.17.5 (Remote Grid) Updates to grid topology to minimize risk of ignition in HFTDs Remote GridWLDFRVegetation ContactAggregated | WLDFR | HFTD - Distribution - Tier 2 - 2QU CoRE ¦ 2QU LoRE | Red Flag Warning - Destructive Fires | Vegetation Contact | Aggregated | 2052 | 6.6921e-06 | 543.1039 | 0.0036345 | 2052 | Mitigation | 0.95 | 45 | 0 | esc | 0.00097009 | 6.4919e-09 | 0.00097009 | 6.4919e-09
[79 empty] | WLDFR | HFTD - Distribution - Tier 3 - 1QU CoRE ¦ 2QU LoRE | Non-Red Flag Warning - Destructive Fires | 2053 | 6.6907e-09 | 6.6907e-09 | 12097.6769 | 340.5356 | 11757.1413 | 0 | 0 | 0 | 8.2809e-06 | 8.0942e-05 | 0 | 8.0942e-05 | 8.0942e-05 | 0 | 8.0942e-05 | 0 | 2.6957e-06 | 5.909e-06 | 0 | 5.909e-06 | 0 | 0.0021556 | 0.0043113 | 0 | 0.0043113 | [12 empty] | 7.3.3.17.5 (Remote Grid) Updates to grid topology to minimize risk of ignition in HFTDs Remote GridWLDFRVegetation ContactAggregated | WLDFR | HFTD - Distribution - Tier 2 - 2QU CoRE ¦ 2QU LoRE | Red Flag Warning - Destructive Fires | Vegetation Contact | Aggregated | 2053 | 6.6921e-06 | 543.1039 | 0.0036345 | 2053 | Mitigation | 0.95 | 45 | 0 | esc | 0.00097009 | 6.4919e-09 | 0.00097009 | 6.4919e-09
[79 empty] | WLDFR | HFTD - Distribution - Tier 3 - 1QU CoRE ¦ 2QU LoRE | Non-Red Flag Warning - Destructive Fires | 2054 | 6.6907e-09 | 6.6907e-09 | 12097.6769 | 340.5356 | 11757.1413 | 0 | 0 | 0 | 8.2809e-06 | 8.0942e-05 | 0 | 8.0942e-05 | 8.0942e-05 | 0 | 8.0942e-05 | 0 | 2.8153e-06 | 6.1713e-06 | 0 | 6.1713e-06 | 0 | 0.0021556 | 0.0043113 | 0 | 0.0043113 | [12 empty] | 7.3.3.17.5 (Remote Grid) Updates to grid topology to minimize risk of ignition in HFTDs Remote GridWLDFRVegetation ContactAggregated | WLDFR | HFTD - Distribution - Tier 2 - 2QU CoRE ¦ 2QU LoRE | Red Flag Warning - Destructive Fires | Vegetation Contact | Aggregated | 2054 | 6.6921e-06 | 543.1039 | 0.0036345 | 2054 | Mitigation | 0.95 | 45 | 0 | esc | 0.00097009 | 6.4919e-09 | 0.00097009 | 6.4919e-09
[79 empty] | WLDFR | HFTD - Distribution - Tier 3 - 1QU CoRE ¦ 2QU LoRE | Non-Red Flag Warning - Destructive Fires | 2055 | 6.6907e-09 | 6.6907e-09 | 12097.6769 | 340.5356 | 11757.1413 | 0 | 0 | 0 | 8.2809e-06 | 8.0942e-05 | 0 | 8.0942e-05 | 8.0942e-05 | 0 | 8.0942e-05 | 0 | 2.8153e-06 | 6.1713e-06 | 0 | 6.1713e-06 | 0 | 0.0021556 | 0.0043113 | 0 | 0.0043113 | [12 empty] | 7.3.3.17.5 (Remote Grid) Updates to grid topology to minimize risk of ignition in HFTDs Remote GridWLDFRVegetation ContactAggregated | WLDFR | HFTD - Distribution - Tier 2 - 2QU CoRE ¦ 2QU LoRE | Red Flag Warning - Destructive Fires | Vegetation Contact | Aggregated | 2055 | 6.6921e-06 | 543.1039 | 0.0036345 | 2055 | Mitigation | 0.95 | 45 | 0 | esc | 0.00097009 | 6.4919e-09 | 0.00097009 | 6.4919e-09
[79 empty] | WLDFR | HFTD - Distribution - Tier 3 - 1QU CoRE ¦ 2QU LoRE | Non-Red Flag Warning - Destructive Fires | 2056 | 6.6907e-09 | 6.6907e-09 | 12097.6769 | 340.5356 | 11757.1413 | 0 | 0 | 0 | 8.2809e-06 | 8.0942e-05 | 0 | 8.0942e-05 | 8.0942e-05 | 0 | 8.0942e-05 | 0 | 2.8153e-06 | 6.1713e-06 | 0 | 6.1713e-06 | 0 | 0.0021556 | 0.0043113 | 0 | 0.0043113 | [12 empty] | 7.3.3.17.5 (Remote Grid) Updates to grid topology to minimize risk of ignition in HFTDs Remote GridWLDFRVegetation ContactAggregated | WLDFR | HFTD - Distribution - Tier 2 - 2QU CoRE ¦ 2QU LoRE | Red Flag Warning - Destructive Fires | Vegetation Contact | Aggregated | 2056 | 6.6921e-06 | 543.1039 | 0.0036345 | 2056 | Mitigation | 0.95 | 45 | 0 | esc | 0.00097009 | 6.4919e-09 | 0.00097009 | 6.4919e-09
[79 empty] | WLDFR | HFTD - Distribution - Tier 3 - 1QU CoRE ¦ 2QU LoRE | Non-Red Flag Warning - Destructive Fires | 2057 | 6.6907e-09 | 6.6907e-09 | 12097.6769 | 340.5356 | 11757.1413 | 0 | 0 | 0 | 8.2809e-06 | 8.0942e-05 | 0 | 8.0942e-05 | 8.0942e-05 | 0 | 8.0942e-05 | 0 | 2.8153e-06 | 6.1713e-06 | 0 | 6.1713e-06 | 0 | 0.0022578 | 0.0045156 | 0 | 0.0045156 | [12 empty] | 7.3.3.17.5 (Remote Grid) Updates to grid topology to minimize risk of ignition in HFTDs Remote GridWLDFRVegetation ContactAggregated | WLDFR | HFTD - Distribution - Tier 2 - 2QU CoRE ¦ 2QU LoRE | Red Flag Warning - Destructive Fires | Vegetation Contact | Aggregated | 2057 | 6.6921e-06 | 543.1039 | 0.0036345 | 2057 | Mitigation | 0.95 | 45 | 0 | esc | 0.00097009 | 6.4919e-09 | 0.00097009 | 6.4919e-09
[79 empty] | WLDFR | HFTD - Distribution - Tier 3 - 1QU CoRE ¦ 2QU LoRE | Non-Red Flag Warning - Destructive Fires | 2058 | 6.6907e-09 | 6.6907e-09 | 12670.1796 | 362.3049 | 12307.8747 | 0 | 0 | 0 | 8.2809e-06 | 8.4773e-05 | 0 | 8.4773e-05 | 8.4773e-05 | 0 | 8.4773e-05 | 0 | 2.8153e-06 | 6.1713e-06 | 0 | 6.1713e-06 | 0 | 0.0022578 | 0.0045156 | 0 | 0.0045156 | [12 empty] | 7.3.3.17.5 (Remote Grid) Updates to grid topology to minimize risk of ignition in HFTDs Remote GridWLDFRVegetation ContactAggregated | WLDFR | HFTD - Distribution - Tier 2 - 2QU CoRE ¦ 2QU LoRE | Red Flag Warning - Destructive Fires | Vegetation Contact | Aggregated | 2058 | 6.6921e-06 | 543.1039 | 0.0036345 | 2058 | Mitigation | 0.95 | 45 | 0 | esc | 0.00097009 | 6.4919e-09 | 0.00097009 | 6.4919e-09
[79 empty] | WLDFR | HFTD - Distribution - Tier 3 - 1QU CoRE ¦ 2QU LoRE | Non-Red Flag Warning - Destructive Fires | 2059 | 6.6907e-09 | 6.6907e-09 | 12670.1796 | 362.3049 | 12307.8747 | 0 | 0 | 0 | 8.2809e-06 | 8.4773e-05 | 0 | 8.4773e-05 | 8.4773e-05 | 0 | 8.4773e-05 | 0 | 2.9482e-06 | 6.4625e-06 | 0 | 6.4625e-06 | 0 | 0.0022578 | 0.0045156 | 0 | 0.0045156 | [12 empty] | 7.3.3.17.5 (Remote Grid) Updates to grid topology to minimize risk of ignition in HFTDs Remote GridWLDFRVegetation ContactAggregated | WLDFR | HFTD - Distribution - Tier 2 - 2QU CoRE ¦ 2QU LoRE | Red Flag Warning - Destructive Fires | Vegetation Contact | Aggregated | 2059 | 6.6921e-06 | 543.1039 | 0.0036345 | 2059 | Mitigation | 0.95 | 45 | 0 | esc | 0.00097009 | 6.4919e-09 | 0.00097009 | 6.4919e-09
[79 empty] | WLDFR | HFTD - Distribution - Tier 3 - 1QU CoRE ¦ 2QU LoRE | Non-Red Flag Warning - Destructive Fires | 2060 | 6.6907e-09 | 6.6907e-09 | 12670.1796 | 362.3049 | 12307.8747 | 0 | 0 | 0 | 8.2809e-06 | 8.4773e-05 | 0 | 8.4773e-05 | 8.4773e-05 | 0 | 8.4773e-05 | 0 | 2.9482e-06 | 6.4625e-06 | 0 | 6.4625e-06 | 0 | 0.0022578 | 0.0045156 | 0 | 0.0045156 | [12 empty] | 7.3.3.17.5 (Remote Grid) Updates to grid topology to minimize risk of ignition in HFTDs Remote GridWLDFRVegetation ContactAggregated | WLDFR | HFTD - Distribution - Tier 2 - 2QU CoRE ¦ 2QU LoRE | Red Flag Warning - Destructive Fires | Vegetation Contact | Aggregated | 2060 | 6.6921e-06 | 543.1039 | 0.0036345 | 2060 | Mitigation | 0.95 | 45 | 0 | esc | 0.00097009 | 6.4919e-09 | 0.00097009 | 6.4919e-09
[79 empty] | WLDFR | HFTD - Distribution - Tier 3 - 1QU CoRE ¦ 2QU LoRE | Non-Red Flag Warning - Destructive Fires | 2061 | 6.6907e-09 | 6.6907e-09 | 12670.1796 | 362.3049 | 12307.8747 | 0 | 0 | 0 | 8.2809e-06 | 8.4773e-05 | 0 | 8.4773e-05 | 8.4773e-05 | 0 | 8.4773e-05 | 0 | 2.9482e-06 | 6.4625e-06 | 0 | 6.4625e-06 | 0 | 0.0022578 | 0.0045156 | 0 | 0.0045156 | [12 empty] | 7.3.3.17.5 (Remote Grid) Updates to grid topology to minimize risk of ignition in HFTDs Remote GridWLDFRVegetation ContactAggregated | WLDFR | HFTD - Distribution - Tier 2 - 2QU CoRE ¦ 2QU LoRE | Red Flag Warning - Destructive Fires | Vegetation Contact | Aggregated | 2061 | 6.6921e-06 | 543.1039 | 0.0036345 | 2061 | Mitigation | 0.95 | 45 | 0 | esc | 0.00097009 | 6.4919e-09 | 0.00097009 | 6.4919e-09
[79 empty] | WLDFR | HFTD - Distribution - Tier 3 - 1QU CoRE ¦ 2QU LoRE | Non-Red Flag Warning - Destructive Fires | 2062 | 6.6907e-09 | 6.6907e-09 | 12670.1796 | 362.3049 | 12307.8747 | 0 | 0 | 0 | 8.2809e-06 | 8.4773e-05 | 0 | 8.4773e-05 | 8.4773e-05 | 0 | 8.4773e-05 | 0 | 2.9482e-06 | 6.4625e-06 | 0 | 6.4625e-06 | 0 | 0.0023687 | 0.0047375 | 0 | 0.0047375 | [12 empty] | 7.3.3.17.5 (Remote Grid) Updates to grid topology to minimize risk of ignition in HFTDs Remote GridWLDFRVegetation ContactAggregated | WLDFR | HFTD - Distribution - Tier 2 - 2QU CoRE ¦ 2QU LoRE | Red Flag Warning - Destructive Fires | Vegetation Contact | Aggregated | 2062 | 6.6921e-06 | 543.1039 | 0.0036345 | 2062 | Mitigation | 0.95 | 45 | 0 | esc | 0.00097009 | 6.4919e-09 | 0.00097009 | 6.4919e-09
[79 empty] | WLDFR | HFTD - Distribution - Tier 3 - 1QU CoRE ¦ 2QU LoRE | Non-Red Flag Warning - Destructive Fires | 2063 | 6.6907e-09 | 6.6907e-09 | 13246.6313 | 384.5316 | 12862.0997 | 0 | 0 | 0 | 8.2809e-06 | 8.863e-05 | 0 | 8.863e-05 | 8.863e-05 | 0 | 8.863e-05 | 0 | 2.9482e-06 | 6.4625e-06 | 0 | 6.4625e-06 | 0 | 0.0023687 | 0.0047375 | 0 | 0.0047375 | [12 empty] | 7.3.3.17.5 (Remote Grid) Updates to grid topology to minimize risk of ignition in HFTDs Remote GridWLDFRVegetation ContactAggregated | WLDFR | HFTD - Distribution - Tier 2 - 2QU CoRE ¦ 2QU LoRE | Red Flag Warning - Destructive Fires | Vegetation Contact | Aggregated | 2063 | 6.6921e-06 | 543.1039 | 0.0036345 | 2063 | Mitigation | 0.95 | 45 | 0 | esc | 0.00097009 | 6.4919e-09 | 0.00097009 | 6.4919e-09
[79 empty] | WLDFR | HFTD - Distribution - Tier 3 - 1QU CoRE ¦ 2QU LoRE | Non-Red Flag Warning - Destructive Fires | 2064 | 6.6907e-09 | 6.6907e-09 | 13246.6313 | 384.5316 | 12862.0997 | 0 | 0 | 0 | 8.2809e-06 | 8.863e-05 | 0 | 8.863e-05 | 8.863e-05 | 0 | 8.863e-05 | 0 | 3.0923e-06 | 6.7783e-06 | 0 | 6.7783e-06 | 0 | 0.0023687 | 0.0047375 | 0 | 0.0047375 | [12 empty] | 7.3.3.17.5 (Remote Grid) Updates to grid topology to minimize risk of ignition in HFTDs Remote GridWLDFRVegetation ContactAggregated | WLDFR | HFTD - Distribution - Tier 2 - 2QU CoRE ¦ 2QU LoRE | Red Flag Warning - Destructive Fires | Vegetation Contact | Aggregated | 2064 | 6.6921e-06 | 543.1039 | 0.0036345 | 2064 | Mitigation | 0.95 | 45 | 0 | esc | 0.00097009 | 6.4919e-09 | 0.00097009 | 6.4919e-09
[79 empty] | WLDFR | HFTD - Distribution - Tier 3 - 1QU CoRE ¦ 2QU LoRE | Non-Red Flag Warning - Destructive Fires | 2065 | 6.6907e-09 | 6.6907e-09 | 13246.6313 | 384.5316 | 12862.0997 | 0 | 0 | 0 | 8.2809e-06 | 8.863e-05 | 0 | 8.863e-05 | 8.863e-05 | 0 | 8.863e-05 | 0 | 3.0923e-06 | 6.7783e-06 | 0 | 6.7783e-06 | 0 | 0.0023687 | 0.0047375 | 0 | 0.0047375 | [12 empty] | 7.3.3.17.5 (Remote Grid) Updates to grid topology to minimize risk of ignition in HFTDs Remote GridWLDFRVegetation ContactAggregated | WLDFR | HFTD - Distribution - Tier 2 - 2QU CoRE ¦ 2QU LoRE | Red Flag Warning - Destructive Fires | Vegetation Contact | Aggregated | 2065 | 6.6921e-06 | 543.1039 | 0.0036345 | 2065 | Mitigation | 0.95 | 45 | 0 | esc | 0.00097009 | 6.4919e-09 | 0.00097009 | 6.4919e-09
[79 empty] | WLDFR | HFTD - Distribution - Tier 3 - 1QU CoRE ¦ 2QU LoRE | Non-Red Flag Warning - Destructive Fires | 2066 | 6.6907e-09 | 6.6907e-09 | 13246.6313 | 384.5316 | 12862.0997 | 0 | 0 | 0 | 8.2809e-06 | 8.863e-05 | 0 | 8.863e-05 | 8.863e-05 | 0 | 8.863e-05 | 0 | 3.0923e-06 | 6.7783e-06 | 0 | 6.7783e-06 | 0 | 0.0023687 | 0.0047375 | 0 | 0.0047375 | [12 empty] | 7.3.3.17.5 (Remote Grid) Updates to grid topology to minimize risk of ignition in HFTDs Remote GridWLDFRVegetation ContactAggregated | WLDFR | HFTD - Distribution - Tier 2 - 2QU CoRE ¦ 2QU LoRE | Red Flag Warning - Destructive Fires | Vegetation Contact | Aggregated | 2066 | 6.6921e-06 | 543.1039 | 0.0036345 | 2066 | Mitigation | 0.95 | 45 | 0 | esc | 0.00097009 | 6.4919e-09 | 0.00097009 | 6.4919e-09
[79 empty] | WLDFR | HFTD - Distribution - Tier 3 - 1QU CoRE ¦ 2QU LoRE | Non-Red Flag Warning - Destructive Fires | 2067 | 0 | 6.6907e-09 | 13246.6313 | 384.5316 | 12862.0997 | 0 | 0 | 0 | 8.2809e-06 | 0 | 0 | 0 | 8.863e-05 | 0 | 8.863e-05 | 0 | 3.0923e-06 | 6.7783e-06 | 0 | 6.7783e-06 | 0 | 0.0024869 | 0.0049738 | 0 | 0.0049738 | [12 empty] | 7.3.3.17.5 (Remote Grid) Updates to grid topology to minimize risk of ignition in HFTDs Remote GridWLDFRVegetation ContactAggregated | WLDFR | HFTD - Distribution - Tier 2 - 2QU CoRE ¦ 2QU LoRE | Red Flag Warning - Destructive Fires | Vegetation Contact | Aggregated | 2067 | 6.6921e-06 | 543.1039 | 0.0036345 | 2067 | Mitigation | 0.95 | 45 | 0 | esc | 0 | 0 | 0.00097009 | 6.4919e-09
[79 empty] | WLDFR | HFTD - Distribution - Tier 3 - 1QU CoRE ¦ 2QU LoRE | Non-Red Flag Warning - Large Fires | 2022 | 4.9465e-08 | 0 | 5.2406 | 0.69642 | 2.942 | 1.6022 | 0 | 0 | 5.8953e-05 | 2.5923e-07 | 0 | 2.5923e-07 | 0 | 0 | 0 | 0 | 3.0923e-06 | 6.7783e-06 | 0 | 6.7783e-06 | 0 | 0.0024869 | 0.0049738 | 0 | 0.0049738 | [12 empty] | 7.3.3.17.5 (Remote Grid) Updates to grid topology to minimize risk of ignition in HFTDs Remote GridWLDFREquipment / facility failureAggregated | WLDFR | HFTD - Distribution - Tier 2 - 2QU CoRE ¦ 2QU LoRE | Red Flag Warning - Large Fires | Equipment / facility failure | Aggregated | 2022 | 2.4802e-05 | 543.1039 | 0.01347 | 2022 | Mitigation | 0.95 | 45 | 0 | esc | 0.00097009 | 2.406e-08 | 0 | 0
[79 empty] | WLDFR | HFTD - Distribution - Tier 3 - 1QU CoRE ¦ 2QU LoRE | Non-Red Flag Warning - Large Fires | 2023 | 4.9465e-08 | 4.9465e-08 | 5.475 | 0.71896 | 3.0715 | 1.6846 | 0 | 0 | 5.8953e-05 | 2.7082e-07 | 0 | 2.7082e-07 | 2.7082e-07 | 0 | 2.7082e-07 | 0 | 3.2456e-06 | 7.1145e-06 | 0 | 7.1145e-06 | 0 | 0.0024869 | 0.0049738 | 0 | 0.0049738 | [12 empty] | 7.3.3.17.5 (Remote Grid) Updates to grid topology to minimize risk of ignition in HFTDs Remote GridWLDFREquipment / facility failureAggregated | WLDFR | HFTD - Distribution - Tier 2 - 2QU CoRE ¦ 2QU LoRE | Red Flag Warning - Large Fires | Equipment / facility failure | Aggregated | 2023 | 2.4802e-05 | 543.1039 | 0.01347 | 2023 | Mitigation | 0.95 | 45 | 0 | esc | 0.00097009 | 2.406e-08 | 0.00097009 | 2.406e-08
[79 empty] | WLDFR | HFTD - Distribution - Tier 3 - 1QU CoRE ¦ 2QU LoRE | Non-Red Flag Warning - Large Fires | 2024 | 4.9465e-08 | 4.9465e-08 | 5.475 | 0.71896 | 3.0715 | 1.6846 | 0 | 0 | 5.8953e-05 | 2.7082e-07 | 0 | 2.7082e-07 | 2.7082e-07 | 0 | 2.7082e-07 | 0 | 3.2456e-06 | 7.1145e-06 | 0 | 7.1145e-06 | 0 | 0.0024869 | 0.0049738 | 0 | 0.0049738 | [12 empty] | 7.3.3.17.5 (Remote Grid) Updates to grid topology to minimize risk of ignition in HFTDs Remote GridWLDFREquipment / facility failureAggregated | WLDFR | HFTD - Distribution - Tier 2 - 2QU CoRE ¦ 2QU LoRE | Red Flag Warning - Large Fires | Equipment / facility failure | Aggregated | 2024 | 2.4802e-05 | 543.1039 | 0.01347 | 2024 | Mitigation | 0.95 | 45 | 0 | esc | 0.00097009 | 2.406e-08 | 0.00097009 | 2.406e-08
[79 empty] | WLDFR | HFTD - Distribution - Tier 3 - 1QU CoRE ¦ 2QU LoRE | Non-Red Flag Warning - Large Fires | 2025 | 4.9465e-08 | 4.9465e-08 | 5.475 | 0.71896 | 3.0715 | 1.6846 | 0 | 0 | 5.8953e-05 | 2.7082e-07 | 0 | 2.7082e-07 | 2.7082e-07 | 0 | 2.7082e-07 | 0 | 3.2456e-06 | 7.1145e-06 | 0 | 7.1145e-06 | 0 | 0.0024869 | 0.0049738 | 0 | 0.0049738 | [12 empty] | 7.3.3.17.5 (Remote Grid) Updates to grid topology to minimize risk of ignition in HFTDs Remote GridWLDFREquipment / facility failureAggregated | WLDFR | HFTD - Distribution - Tier 2 - 2QU CoRE ¦ 2QU LoRE | Red Flag Warning - Large Fires | Equipment / facility failure | Aggregated | 2025 | 2.4802e-05 | 543.1039 | 0.01347 | 2025 | Mitigation | 0.95 | 45 | 0 | esc | 0.00097009 | 2.406e-08 | 0.00097009 | 2.406e-08
[79 empty] | WLDFR | HFTD - Distribution - Tier 3 - 1QU CoRE ¦ 2QU LoRE | Non-Red Flag Warning - Large Fires | 2026 | 4.9465e-08 | 4.9465e-08 | 5.475 | 0.71896 | 3.0715 | 1.6846 | 0 | 0 | 5.8953e-05 | 2.7082e-07 | 0 | 2.7082e-07 | 2.7082e-07 | 0 | 2.7082e-07 | 0 | 3.2456e-06 | 7.1145e-06 | 0 | 7.1145e-06 | 0 | 0.0026108 | 0.0052216 | 0 | 0.0052216 | [12 empty] | 7.3.3.17.5 (Remote Grid) Updates to grid topology to minimize risk of ignition in HFTDs Remote GridWLDFREquipment / facility failureAggregated | WLDFR | HFTD - Distribution - Tier 2 - 2QU CoRE ¦ 2QU LoRE | Red Flag Warning - Large Fires | Equipment / facility failure | Aggregated | 2026 | 2.4802e-05 | 543.1039 | 0.01347 | 2026 | Mitigation | 0.95 | 45 | 0 | esc | 0.00097009 | 2.406e-08 | 0.00097009 | 2.406e-08
[79 empty] | WLDFR | HFTD - Distribution - Tier 3 - 1QU CoRE ¦ 2QU LoRE | Non-Red Flag Warning - Large Fires | 2027 | 4.9465e-08 | 4.9465e-08 | 5.475 | 0.71896 | 3.0715 | 1.6846 | 0 | 0 | 5.8953e-05 | 2.7082e-07 | 0 | 2.7082e-07 | 2.7082e-07 | 0 | 2.7082e-07 | 0 | 3.2456e-06 | 7.1145e-06 | 0 | 7.1145e-06 | 0 | 0.0026108 | 0.0052216 | 0 | 0.0052216 | [12 empty] | 7.3.3.17.5 (Remote Grid) Updates to grid topology to minimize risk of ignition in HFTDs Remote GridWLDFREquipment / facility failureAggregated | WLDFR | HFTD - Distribution - Tier 2 - 2QU CoRE ¦ 2QU LoRE | Red Flag Warning - Large Fires | Equipment / facility failure | Aggregated | 2027 | 2.4802e-05 | 543.1039 | 0.01347 | 2027 | Mitigation | 0.95 | 45 | 0 | esc | 0.00097009 | 2.406e-08 | 0.00097009 | 2.406e-08
[79 empty] | WLDFR | HFTD - Distribution - Tier 3 - 1QU CoRE ¦ 2QU LoRE | Non-Red Flag Warning - Large Fires | 2028 | 4.9465e-08 | 4.9465e-08 | 5.777 | 0.74734 | 3.238 | 1.7917 | 0 | 0 | 5.8953e-05 | 2.8576e-07 | 0 | 2.8576e-07 | 2.8576e-07 | 0 | 2.8576e-07 | 0 | 3.4062e-06 | 7.4665e-06 | 0 | 7.4665e-06 | 0 | 0.0026108 | 0.0052216 | 0 | 0.0052216 | [12 empty] | 7.3.3.17.5 (Remote Grid) Updates to grid topology to minimize risk of ignition in HFTDs Remote GridWLDFREquipment / facility failureAggregated | WLDFR | HFTD - Distribution - Tier 2 - 2QU CoRE ¦ 2QU LoRE | Red Flag Warning - Large Fires | Equipment / facility failure | Aggregated | 2028 | 2.4802e-05 | 543.1039 | 0.01347 | 2028 | Mitigation | 0.95 | 45 | 0 | esc | 0.00097009 | 2.406e-08 | 0.00097009 | 2.406e-08
[79 empty] | WLDFR | HFTD - Distribution - Tier 3 - 1QU CoRE ¦ 2QU LoRE | Non-Red Flag Warning - Large Fires | 2029 | 4.9465e-08 | 4.9465e-08 | 5.777 | 0.74734 | 3.238 | 1.7917 | 0 | 0 | 5.8953e-05 | 2.8576e-07 | 0 | 2.8576e-07 | 2.8576e-07 | 0 | 2.8576e-07 | 0 | 3.4062e-06 | 7.4665e-06 | 0 | 7.4665e-06 | 0 | 0.0026108 | 0.0052216 | 0 | 0.0052216 | [12 empty] | 7.3.3.17.5 (Remote Grid) Updates to grid topology to minimize risk of ignition in HFTDs Remote GridWLDFREquipment / facility failureAggregated | WLDFR | HFTD - Distribution - Tier 2 - 2QU CoRE ¦ 2QU LoRE | Red Flag Warning - Large Fires | Equipment / facility failure | Aggregated | 2029 | 2.4802e-05 | 543.1039 | 0.01347 | 2029 | Mitigation | 0.95 | 45 | 0 | esc | 0.00097009 | 2.406e-08 | 0.00097009 | 2.406e-08
[79 empty] | WLDFR | HFTD - Distribution - Tier 3 - 1QU CoRE ¦ 2QU LoRE | Non-Red Flag Warning - Large Fires | 2030 | 4.9465e-08 | 4.9465e-08 | 5.777 | 0.74734 | 3.238 | 1.7917 | 0 | 0 | 5.8953e-05 | 2.8576e-07 | 0 | 2.8576e-07 | 2.8576e-07 | 0 | 2.8576e-07 | 0 | 3.4062e-06 | 7.4665e-06 | 0 | 7.4665e-06 | 0 | 0 | 0.0052216 | 0 | 0.0052216 | [12 empty] | 7.3.3.17.5 (Remote Grid) Updates to grid topology to minimize risk of ignition in HFTDs Remote GridWLDFREquipment / facility failureAggregated | WLDFR | HFTD - Distribution - Tier 2 - 2QU CoRE ¦ 2QU LoRE | Red Flag Warning - Large Fires | Equipment / facility failure | Aggregated | 2030 | 2.4802e-05 | 543.1039 | 0.01347 | 2030 | Mitigation | 0.95 | 45 | 0 | esc | 0.00097009 | 2.406e-08 | 0.00097009 | 2.406e-08
[79 empty] | WLDFR | HFTD - Distribution - Tier 3 - 1QU CoRE ¦ 2QU LoRE | Non-Red Flag Warning - Large Fires | 2031 | 4.9465e-08 | 4.9465e-08 | 5.777 | 0.74734 | 3.238 | 1.7917 | 0 | 0 | 5.8953e-05 | 2.8576e-07 | 0 | 2.8576e-07 | 2.8576e-07 | 0 | 2.8576e-07 | 0 | 3.4062e-06 | 7.4665e-06 | 0 | 7.4665e-06 | 0 | 0 | 0 | 0 | 0 | [12 empty] | 7.3.3.17.5 (Remote Grid) Updates to grid topology to minimize risk of ignition in HFTDs Remote GridWLDFREquipment / facility failureAggregated | WLDFR | HFTD - Distribution - Tier 2 - 2QU CoRE ¦ 2QU LoRE | Red Flag Warning - Large Fires | Equipment / facility failure | Aggregated | 2031 | 2.4802e-05 | 543.1039 | 0.01347 | 2031 | Mitigation | 0.95 | 45 | 0 | esc | 0.00097009 | 2.406e-08 | 0.00097009 | 2.406e-08
[79 empty] | WLDFR | HFTD - Distribution - Tier 3 - 1QU CoRE ¦ 2QU LoRE | Non-Red Flag Warning - Large Fires | 2032 | 4.9465e-08 | 4.9465e-08 | 5.777 | 0.74734 | 3.238 | 1.7917 | 0 | 0 | 5.8953e-05 | 2.8576e-07 | 0 | 2.8576e-07 | 2.8576e-07 | 0 | 2.8576e-07 | 0 | 3.4062e-06 | 7.4665e-06 | 0 | 7.4665e-06 | 0 | 0 | 0 | 0 | 0 | [12 empty] | 7.3.3.17.5 (Remote Grid) Updates to grid topology to minimize risk of ignition in HFTDs Remote GridWLDFREquipment / facility failureAggregated | WLDFR | HFTD - Distribution - Tier 2 - 2QU CoRE ¦ 2QU LoRE | Red Flag Warning - Large Fires | Equipment / facility failure | Aggregated | 2032 | 2.4802e-05 | 543.1039 | 0.01347 | 2032 | Mitigation | 0.95 | 45 | 0 | esc | 0.00097009 | 2.406e-08 | 0.00097009 | 2.406e-08
[79 empty] | WLDFR | HFTD - Distribution - Tier 3 - 1QU CoRE ¦ 2QU LoRE | Non-Red Flag Warning - Large Fires | 2033 | 4.9465e-08 | 4.9465e-08 | 6.1205 | 0.77885 | 3.4265 | 1.9151 | 0 | 0 | 5.8953e-05 | 3.0275e-07 | 0 | 3.0275e-07 | 3.0275e-07 | 0 | 3.0275e-07 | 0 | 3.572e-06 | 7.83e-06 | 0 | 7.83e-06 | 0 | 0.00021413 | 0 | 0 | 0 | [12 empty] | 7.3.3.17.5 (Remote Grid) Updates to grid topology to minimize risk of ignition in HFTDs Remote GridWLDFREquipment / facility failureAggregated | WLDFR | HFTD - Distribution - Tier 2 - 2QU CoRE ¦ 2QU LoRE | Red Flag Warning - Large Fires | Equipment / facility failure | Aggregated | 2033 | 2.4802e-05 | 543.1039 | 0.01347 | 2033 | Mitigation | 0.95 | 45 | 0 | esc | 0.00097009 | 2.406e-08 | 0.00097009 | 2.406e-08
[79 empty] | WLDFR | HFTD - Distribution - Tier 3 - 1QU CoRE ¦ 2QU LoRE | Non-Red Flag Warning - Large Fires | 2034 | 4.9465e-08 | 4.9465e-08 | 6.1205 | 0.77885 | 3.4265 | 1.9151 | 0 | 0 | 5.8953e-05 | 3.0275e-07 | 0 | 3.0275e-07 | 3.0275e-07 | 0 | 3.0275e-07 | 0 | 3.572e-06 | 7.83e-06 | 0 | 7.83e-06 | 0 | 0.00022196 | 0.00044392 | 0 | 0.00044392 | [12 empty] | 7.3.3.17.5 (Remote Grid) Updates to grid topology to minimize risk of ignition in HFTDs Remote GridWLDFREquipment / facility failureAggregated | WLDFR | HFTD - Distribution - Tier 2 - 2QU CoRE ¦ 2QU LoRE | Red Flag Warning - Large Fires | Equipment / facility failure | Aggregated | 2034 | 2.4802e-05 | 543.1039 | 0.01347 | 2034 | Mitigation | 0.95 | 45 | 0 | esc | 0.00097009 | 2.406e-08 | 0.00097009 | 2.406e-08
[79 empty] | WLDFR | HFTD - Distribution - Tier 3 - 1QU CoRE ¦ 2QU LoRE | Non-Red Flag Warning - Large Fires | 2035 | 4.9465e-08 | 4.9465e-08 | 6.1205 | 0.77885 | 3.4265 | 1.9151 | 0 | 0 | 5.8953e-05 | 3.0275e-07 | 0 | 3.0275e-07 | 3.0275e-07 | 0 | 3.0275e-07 | 0 | 3.572e-06 | 7.83e-06 | 0 | 7.83e-06 | 0 | 0.00022196 | 0.00044392 | 0 | 0.00044392 | [12 empty] | 7.3.3.17.5 (Remote Grid) Updates to grid topology to minimize risk of ignition in HFTDs Remote GridWLDFREquipment / facility failureAggregated | WLDFR | HFTD - Distribution - Tier 2 - 2QU CoRE ¦ 2QU LoRE | Red Flag Warning - Large Fires | Equipment / facility failure | Aggregated | 2035 | 2.4802e-05 | 543.1039 | 0.01347 | 2035 | Mitigation | 0.95 | 45 | 0 | esc | 0.00097009 | 2.406e-08 | 0.00097009 | 2.406e-08
[79 empty] | WLDFR | HFTD - Distribution - Tier 3 - 1QU CoRE ¦ 2QU LoRE | Non-Red Flag Warning - Large Fires | 2036 | 4.9465e-08 | 4.9465e-08 | 6.1205 | 0.77885 | 3.4265 | 1.9151 | 0 | 0 | 5.8953e-05 | 3.0275e-07 | 0 | 3.0275e-07 | 3.0275e-07 | 0 | 3.0275e-07 | 0 | 3.572e-06 | 7.83e-06 | 0 | 7.83e-06 | 0 | 0.00022196 | 0.00044392 | 0 | 0.00044392 | [12 empty] | 7.3.3.17.5 (Remote Grid) Updates to grid topology to minimize risk of ignition in HFTDs Remote GridWLDFREquipment / facility failureAggregated | WLDFR | HFTD - Distribution - Tier 2 - 2QU CoRE ¦ 2QU LoRE | Red Flag Warning - Large Fires | Equipment / facility failure | Aggregated | 2036 | 2.4802e-05 | 543.1039 | 0.01347 | 2036 | Mitigation | 0.95 | 45 | 0 | esc | 0.00097009 | 2.406e-08 | 0.00097009 | 2.406e-08
[79 empty] | WLDFR | HFTD - Distribution - Tier 3 - 1QU CoRE ¦ 2QU LoRE | Non-Red Flag Warning - Large Fires | 2037 | 4.9465e-08 | 4.9465e-08 | 6.1205 | 0.77885 | 3.4265 | 1.9151 | 0 | 0 | 5.8953e-05 | 3.0275e-07 | 0 | 3.0275e-07 | 3.0275e-07 | 0 | 3.0275e-07 | 0 | 3.572e-06 | 7.83e-06 | 0 | 7.83e-06 | 0 | 0.00022196 | 0.00044392 | 0 | 0.00044392 | [12 empty] | 7.3.3.17.5 (Remote Grid) Updates to grid topology to minimize risk of ignition in HFTDs Remote GridWLDFREquipment / facility failureAggregated | WLDFR | HFTD - Distribution - Tier 2 - 2QU CoRE ¦ 2QU LoRE | Red Flag Warning - Large Fires | Equipment / facility failure | Aggregated | 2037 | 2.4802e-05 | 543.1039 | 0.01347 | 2037 | Mitigation | 0.95 | 45 | 0 | esc | 0.00097009 | 2.406e-08 | 0.00097009 | 2.406e-08
[79 empty] | WLDFR | HFTD - Distribution - Tier 3 - 1QU CoRE ¦ 2QU LoRE | Non-Red Flag Warning - Large Fires | 2038 | 4.9465e-08 | 4.9465e-08 | 6.5028 | 0.81304 | 3.6355 | 2.0543 | 0 | 0 | 5.8953e-05 | 3.2166e-07 | 0 | 3.2166e-07 | 3.2166e-07 | 0 | 3.2166e-07 | 0 | 3.7411e-06 | 8.2005e-06 | 0 | 8.2005e-06 | 0 | 0.00022196 | 0.00044392 | 0 | 0.00044392 | [12 empty] | 7.3.3.17.5 (Remote Grid) Updates to grid topology to minimize risk of ignition in HFTDs Remote GridWLDFREquipment / facility failureAggregated | WLDFR | HFTD - Distribution - Tier 2 - 2QU CoRE ¦ 2QU LoRE | Red Flag Warning - Large Fires | Equipment / facility failure | Aggregated | 2038 | 2.4802e-05 | 543.1039 | 0.01347 | 2038 | Mitigation | 0.95 | 45 | 0 | esc | 0.00097009 | 2.406e-08 | 0.00097009 | 2.406e-08
[79 empty] | WLDFR | HFTD - Distribution - Tier 3 - 1QU CoRE ¦ 2QU LoRE | Non-Red Flag Warning - Large Fires | 2039 | 4.9465e-08 | 4.9465e-08 | 6.5028 | 0.81304 | 3.6355 | 2.0543 | 0 | 0 | 5.8953e-05 | 3.2166e-07 | 0 | 3.2166e-07 | 3.2166e-07 | 0 | 3.2166e-07 | 0 | 3.7411e-06 | 8.2005e-06 | 0 | 8.2005e-06 | 0 | 0.00023181 | 0.00046362 | 0 | 0.00046362 | [12 empty] | 7.3.3.17.5 (Remote Grid) Updates to grid topology to minimize risk of ignition in HFTDs Remote GridWLDFREquipment / facility failureAggregated | WLDFR | HFTD - Distribution - Tier 2 - 2QU CoRE ¦ 2QU LoRE | Red Flag Warning - Large Fires | Equipment / facility failure | Aggregated | 2039 | 2.4802e-05 | 543.1039 | 0.01347 | 2039 | Mitigation | 0.95 | 45 | 0 | esc | 0.00097009 | 2.406e-08 | 0.00097009 | 2.406e-08
[79 empty] | WLDFR | HFTD - Distribution - Tier 3 - 1QU CoRE ¦ 2QU LoRE | Non-Red Flag Warning - Large Fires | 2040 | 4.9465e-08 | 4.9465e-08 | 6.5028 | 0.81304 | 3.6355 | 2.0543 | 0 | 0 | 5.8953e-05 | 3.2166e-07 | 0 | 3.2166e-07 | 3.2166e-07 | 0 | 3.2166e-07 | 0 | 3.7411e-06 | 8.2005e-06 | 0 | 8.2005e-06 | 0 | 0.00023181 | 0.00046362 | 0 | 0.00046362 | [12 empty] | 7.3.3.17.5 (Remote Grid) Updates to grid topology to minimize risk of ignition in HFTDs Remote GridWLDFREquipment / facility failureAggregated | WLDFR | HFTD - Distribution - Tier 2 - 2QU CoRE ¦ 2QU LoRE | Red Flag Warning - Large Fires | Equipment / facility failure | Aggregated | 2040 | 2.4802e-05 | 543.1039 | 0.01347 | 2040 | Mitigation | 0.95 | 45 | 0 | esc | 0.00097009 | 2.406e-08 | 0.00097009 | 2.406e-08
[79 empty] | WLDFR | HFTD - Distribution - Tier 3 - 1QU CoRE ¦ 2QU LoRE | Non-Red Flag Warning - Large Fires | 2041 | 4.9465e-08 | 4.9465e-08 | 6.5028 | 0.81304 | 3.6355 | 2.0543 | 0 | 0 | 5.8953e-05 | 3.2166e-07 | 0 | 3.2166e-07 | 3.2166e-07 | 0 | 3.2166e-07 | 0 | 3.7411e-06 | 8.2005e-06 | 0 | 8.2005e-06 | 0 | 0.00023181 | 0.00046362 | 0 | 0.00046362 | [12 empty] | 7.3.3.17.5 (Remote Grid) Updates to grid topology to minimize risk of ignition in HFTDs Remote GridWLDFREquipment / facility failureAggregated | WLDFR | HFTD - Distribution - Tier 2 - 2QU CoRE ¦ 2QU LoRE | Red Flag Warning - Large Fires | Equipment / facility failure | Aggregated | 2041 | 2.4802e-05 | 543.1039 | 0.01347 | 2041 | Mitigation | 0.95 | 45 | 0 | esc | 0.00097009 | 2.406e-08 | 0.00097009 | 2.406e-08
[79 empty] | WLDFR | HFTD - Distribution - Tier 3 - 1QU CoRE ¦ 2QU LoRE | Non-Red Flag Warning - Large Fires | 2042 | 4.9465e-08 | 4.9465e-08 | 6.5028 | 0.81304 | 3.6355 | 2.0543 | 0 | 0 | 5.8953e-05 | 3.2166e-07 | 0 | 3.2166e-07 | 3.2166e-07 | 0 | 3.2166e-07 | 0 | 3.7411e-06 | 8.2005e-06 | 0 | 8.2005e-06 | 0 | 0.00023181 | 0.00046362 | 0 | 0.00046362 | [12 empty] | 7.3.3.17.5 (Remote Grid) Updates to grid topology to minimize risk of ignition in HFTDs Remote GridWLDFREquipment / facility failureAggregated | WLDFR | HFTD - Distribution - Tier 2 - 2QU CoRE ¦ 2QU LoRE | Red Flag Warning - Large Fires | Equipment / facility failure | Aggregated | 2042 | 2.4802e-05 | 543.1039 | 0.01347 | 2042 | Mitigation | 0.95 | 45 | 0 | esc | 0.00097009 | 2.406e-08 | 0.00097009 | 2.406e-08
[79 empty] | WLDFR | HFTD - Distribution - Tier 3 - 1QU CoRE ¦ 2QU LoRE | Non-Red Flag Warning - Large Fires | 2043 | 4.9465e-08 | 4.9465e-08 | 6.9209 | 0.84944 | 3.8632 | 2.2083 | 0 | 0 | 5.8953e-05 | 3.4235e-07 | 0 | 3.4235e-07 | 3.4235e-07 | 0 | 3.4235e-07 | 0 | 3.9113e-06 | 8.5736e-06 | 0 | 8.5736e-06 | 0 | 0.00023181 | 0.00046362 | 0 | 0.00046362 | [12 empty] | 7.3.3.17.5 (Remote Grid) Updates to grid topology to minimize risk of ignition in HFTDs Remote GridWLDFREquipment / facility failureAggregated | WLDFR | HFTD - Distribution - Tier 2 - 2QU CoRE ¦ 2QU LoRE | Red Flag Warning - Large Fires | Equipment / facility failure | Aggregated | 2043 | 2.4802e-05 | 543.1039 | 0.01347 | 2043 | Mitigation | 0.95 | 45 | 0 | esc | 0.00097009 | 2.406e-08 | 0.00097009 | 2.406e-08
[79 empty] | WLDFR | HFTD - Distribution - Tier 3 - 1QU CoRE ¦ 2QU LoRE | Non-Red Flag Warning - Large Fires | 2044 | 4.9465e-08 | 4.9465e-08 | 6.9209 | 0.84944 | 3.8632 | 2.2083 | 0 | 0 | 5.8953e-05 | 3.4235e-07 | 0 | 3.4235e-07 | 3.4235e-07 | 0 | 3.4235e-07 | 0 | 3.9113e-06 | 8.5736e-06 | 0 | 8.5736e-06 | 0 | 0.00024275 | 0.00048549 | 0 | 0.00048549 | [12 empty] | 7.3.3.17.5 (Remote Grid) Updates to grid topology to minimize risk of ignition in HFTDs Remote GridWLDFREquipment / facility failureAggregated | WLDFR | HFTD - Distribution - Tier 2 - 2QU CoRE ¦ 2QU LoRE | Red Flag Warning - Large Fires | Equipment / facility failure | Aggregated | 2044 | 2.4802e-05 | 543.1039 | 0.01347 | 2044 | Mitigation | 0.95 | 45 | 0 | esc | 0.00097009 | 2.406e-08 | 0.00097009 | 2.406e-08
[79 empty] | WLDFR | HFTD - Distribution - Tier 3 - 1QU CoRE ¦ 2QU LoRE | Non-Red Flag Warning - Large Fires | 2045 | 4.9465e-08 | 4.9465e-08 | 6.9209 | 0.84944 | 3.8632 | 2.2083 | 0 | 0 | 5.8953e-05 | 3.4235e-07 | 0 | 3.4235e-07 | 3.4235e-07 | 0 | 3.4235e-07 | 0 | 3.9113e-06 | 8.5736e-06 | 0 | 8.5736e-06 | 0 | 0.00024275 | 0.00048549 | 0 | 0.00048549 | [12 empty] | 7.3.3.17.5 (Remote Grid) Updates to grid topology to minimize risk of ignition in HFTDs Remote GridWLDFREquipment / facility failureAggregated | WLDFR | HFTD - Distribution - Tier 2 - 2QU CoRE ¦ 2QU LoRE | Red Flag Warning - Large Fires | Equipment / facility failure | Aggregated | 2045 | 2.4802e-05 | 543.1039 | 0.01347 | 2045 | Mitigation | 0.95 | 45 | 0 | esc | 0.00097009 | 2.406e-08 | 0.00097009 | 2.406e-08
[79 empty] | WLDFR | HFTD - Distribution - Tier 3 - 1QU CoRE ¦ 2QU LoRE | Non-Red Flag Warning - Large Fires | 2046 | 4.9465e-08 | 4.9465e-08 | 6.9209 | 0.84944 | 3.8632 | 2.2083 | 0 | 0 | 5.8953e-05 | 3.4235e-07 | 0 | 3.4235e-07 | 3.4235e-07 | 0 | 3.4235e-07 | 0 | 3.9113e-06 | 8.5736e-06 | 0 | 8.5736e-06 | 0 | 0.00024275 | 0.00048549 | 0 | 0.00048549 | [12 empty] | 7.3.3.17.5 (Remote Grid) Updates to grid topology to minimize risk of ignition in HFTDs Remote GridWLDFREquipment / facility failureAggregated | WLDFR | HFTD - Distribution - Tier 2 - 2QU CoRE ¦ 2QU LoRE | Red Flag Warning - Large Fires | Equipment / facility failure | Aggregated | 2046 | 2.4802e-05 | 543.1039 | 0.01347 | 2046 | Mitigation | 0.95 | 45 | 0 | esc | 0.00097009 | 2.406e-08 | 0.00097009 | 2.406e-08
[79 empty] | WLDFR | HFTD - Distribution - Tier 3 - 1QU CoRE ¦ 2QU LoRE | Non-Red Flag Warning - Large Fires | 2047 | 4.9465e-08 | 4.9465e-08 | 6.9209 | 0.84944 | 3.8632 | 2.2083 | 0 | 0 | 5.8953e-05 | 3.4235e-07 | 0 | 3.4235e-07 | 3.4235e-07 | 0 | 3.4235e-07 | 0 | 3.9113e-06 | 8.5736e-06 | 0 | 8.5736e-06 | 0 | 0.00024275 | 0.00048549 | 0 | 0.00048549 | [12 empty] | 7.3.3.17.5 (Remote Grid) Updates to grid topology to minimize risk of ignition in HFTDs Remote GridWLDFREquipment / facility failureAggregated | WLDFR | HFTD - Distribution - Tier 2 - 2QU CoRE ¦ 2QU LoRE | Red Flag Warning - Large Fires | Equipment / facility failure | Aggregated | 2047 | 2.4802e-05 | 543.1039 | 0.01347 | 2047 | Mitigation | 0.95 | 45 | 0 | esc | 0.00097009 | 2.406e-08 | 0.00097009 | 2.406e-08
[79 empty] | WLDFR | HFTD - Distribution - Tier 3 - 1QU CoRE ¦ 2QU LoRE | Non-Red Flag Warning - Large Fires | 2048 | 4.9465e-08 | 4.9465e-08 | 7.3713 | 0.88759 | 4.1075 | 2.3763 | 0 | 0 | 5.8953e-05 | 3.6463e-07 | 0 | 3.6463e-07 | 3.6463e-07 | 0 | 3.6463e-07 | 0 | 4.0806e-06 | 8.9448e-06 | 0 | 8.9448e-06 | 0 | 0.00024275 | 0.00048549 | 0 | 0.00048549 | [12 empty] | 7.3.3.17.5 (Remote Grid) Updates to grid topology to minimize risk of ignition in HFTDs Remote GridWLDFREquipment / facility failureAggregated | WLDFR | HFTD - Distribution - Tier 2 - 2QU CoRE ¦ 2QU LoRE | Red Flag Warning - Large Fires | Equipment / facility failure | Aggregated | 2048 | 2.4802e-05 | 543.1039 | 0.01347 | 2048 | Mitigation | 0.95 | 45 | 0 | esc | 0.00097009 | 2.406e-08 | 0.00097009 | 2.406e-08
[79 empty] | WLDFR | HFTD - Distribution - Tier 3 - 1QU CoRE ¦ 2QU LoRE | Non-Red Flag Warning - Large Fires | 2049 | 4.9465e-08 | 4.9465e-08 | 7.3713 | 0.88759 | 4.1075 | 2.3763 | 0 | 0 | 5.8953e-05 | 3.6463e-07 | 0 | 3.6463e-07 | 3.6463e-07 | 0 | 3.6463e-07 | 0 | 4.0806e-06 | 8.9448e-06 | 0 | 8.9448e-06 | 0 | 0.00025461 | 0.00050922 | 0 | 0.00050922 | [12 empty] | 7.3.3.17.5 (Remote Grid) Updates to grid topology to minimize risk of ignition in HFTDs Remote GridWLDFREquipment / facility failureAggregated | WLDFR | HFTD - Distribution - Tier 2 - 2QU CoRE ¦ 2QU LoRE | Red Flag Warning - Large Fires | Equipment / facility failure | Aggregated | 2049 | 2.4802e-05 | 543.1039 | 0.01347 | 2049 | Mitigation | 0.95 | 45 | 0 | esc | 0.00097009 | 2.406e-08 | 0.00097009 | 2.406e-08
[79 empty] | WLDFR | HFTD - Distribution - Tier 3 - 1QU CoRE ¦ 2QU LoRE | Non-Red Flag Warning - Large Fires | 2050 | 4.9465e-08 | 4.9465e-08 | 7.3713 | 0.88759 | 4.1075 | 2.3763 | 0 | 0 | 5.8953e-05 | 3.6463e-07 | 0 | 3.6463e-07 | 3.6463e-07 | 0 | 3.6463e-07 | 0 | 4.0806e-06 | 8.9448e-06 | 0 | 8.9448e-06 | 0 | 0.00025461 | 0.00050922 | 0 | 0.00050922 | [12 empty] | 7.3.3.17.5 (Remote Grid) Updates to grid topology to minimize risk of ignition in HFTDs Remote GridWLDFREquipment / facility failureAggregated | WLDFR | HFTD - Distribution - Tier 2 - 2QU CoRE ¦ 2QU LoRE | Red Flag Warning - Large Fires | Equipment / facility failure | Aggregated | 2050 | 2.4802e-05 | 543.1039 | 0.01347 | 2050 | Mitigation | 0.95 | 45 | 0 | esc | 0.00097009 | 2.406e-08 | 0.00097009 | 2.406e-08
[79 empty] | WLDFR | HFTD - Distribution - Tier 3 - 1QU CoRE ¦ 2QU LoRE | Non-Red Flag Warning - Large Fires | 2051 | 4.9465e-08 | 4.9465e-08 | 7.3713 | 0.88759 | 4.1075 | 2.3763 | 0 | 0 | 5.8953e-05 | 3.6463e-07 | 0 | 3.6463e-07 | 3.6463e-07 | 0 | 3.6463e-07 | 0 | 0 | 8.9448e-06 | 0 | 8.9448e-06 | 0 | 0.00025461 | 0.00050922 | 0 | 0.00050922 | [12 empty] | 7.3.3.17.5 (Remote Grid) Updates to grid topology to minimize risk of ignition in HFTDs Remote GridWLDFREquipment / facility failureAggregated | WLDFR | HFTD - Distribution - Tier 2 - 2QU CoRE ¦ 2QU LoRE | Red Flag Warning - Large Fires | Equipment / facility failure | Aggregated | 2051 | 2.4802e-05 | 543.1039 | 0.01347 | 2051 | Mitigation | 0.95 | 45 | 0 | esc | 0.00097009 | 2.406e-08 | 0.00097009 | 2.406e-08
[79 empty] | WLDFR | HFTD - Distribution - Tier 3 - 1QU CoRE ¦ 2QU LoRE | Non-Red Flag Warning - Large Fires | 2052 | 4.9465e-08 | 4.9465e-08 | 7.3713 | 0.88759 | 4.1075 | 2.3763 | 0 | 0 | 5.8953e-05 | 3.6463e-07 | 0 | 3.6463e-07 | 3.6463e-07 | 0 | 3.6463e-07 | 0 | 0 | 0 | 0 | 0 | 0 | 0.00025461 | 0.00050922 | 0 | 0.00050922 | [12 empty] | 7.3.3.17.5 (Remote Grid) Updates to grid topology to minimize risk of ignition in HFTDs Remote GridWLDFREquipment / facility failureAggregated | WLDFR | HFTD - Distribution - Tier 2 - 2QU CoRE ¦ 2QU LoRE | Red Flag Warning - Large Fires | Equipment / facility failure | Aggregated | 2052 | 2.4802e-05 | 543.1039 | 0.01347 | 2052 | Mitigation | 0.95 | 45 | 0 | esc | 0.00097009 | 2.406e-08 | 0.00097009 | 2.406e-08
[79 empty] | WLDFR | HFTD - Distribution - Tier 3 - 1QU CoRE ¦ 2QU LoRE | Non-Red Flag Warning - Large Fires | 2053 | 4.9465e-08 | 4.9465e-08 | 7.8503 | 0.92702 | 4.3664 | 2.5569 | 0 | 0 | 5.8953e-05 | 3.8832e-07 | 0 | 3.8832e-07 | 3.8832e-07 | 0 | 3.8832e-07 | 0 | 1.1774e-07 | 0 | 0 | 0 | 0 | 0.00025461 | 0.00050922 | 0 | 0.00050922 | [12 empty] | 7.3.3.17.5 (Remote Grid) Updates to grid topology to minimize risk of ignition in HFTDs Remote GridWLDFREquipment / facility failureAggregated | WLDFR | HFTD - Distribution - Tier 2 - 2QU CoRE ¦ 2QU LoRE | Red Flag Warning - Large Fires | Equipment / facility failure | Aggregated | 2053 | 2.4802e-05 | 543.1039 | 0.01347 | 2053 | Mitigation | 0.95 | 45 | 0 | esc | 0.00097009 | 2.406e-08 | 0.00097009 | 2.406e-08
[79 empty] | WLDFR | HFTD - Distribution - Tier 3 - 1QU CoRE ¦ 2QU LoRE | Non-Red Flag Warning - Large Fires | 2054 | 4.9465e-08 | 4.9465e-08 | 7.8503 | 0.92702 | 4.3664 | 2.5569 | 0 | 0 | 5.8953e-05 | 3.8832e-07 | 0 | 3.8832e-07 | 3.8832e-07 | 0 | 3.8832e-07 | 0 | 1.2301e-07 | 2.6964e-07 | 0 | 2.6964e-07 | 0 | 0.00026724 | 0.00053447 | 0 | 0.00053447 | [12 empty] | 7.3.3.17.5 (Remote Grid) Updates to grid topology to minimize risk of ignition in HFTDs Remote GridWLDFREquipment / facility failureAggregated | WLDFR | HFTD - Distribution - Tier 2 - 2QU CoRE ¦ 2QU LoRE | Red Flag Warning - Large Fires | Equipment / facility failure | Aggregated | 2054 | 2.4802e-05 | 543.1039 | 0.01347 | 2054 | Mitigation | 0.95 | 45 | 0 | esc | 0.00097009 | 2.406e-08 | 0.00097009 | 2.406e-08
[79 empty] | WLDFR | HFTD - Distribution - Tier 3 - 1QU CoRE ¦ 2QU LoRE | Non-Red Flag Warning - Large Fires | 2055 | 4.9465e-08 | 4.9465e-08 | 7.8503 | 0.92702 | 4.3664 | 2.5569 | 0 | 0 | 5.8953e-05 | 3.8832e-07 | 0 | 3.8832e-07 | 3.8832e-07 | 0 | 3.8832e-07 | 0 | 1.2301e-07 | 2.6964e-07 | 0 | 2.6964e-07 | 0 | 0.00026724 | 0.00053447 | 0 | 0.00053447 | [12 empty] | 7.3.3.17.5 (Remote Grid) Updates to grid topology to minimize risk of ignition in HFTDs Remote GridWLDFREquipment / facility failureAggregated | WLDFR | HFTD - Distribution - Tier 2 - 2QU CoRE ¦ 2QU LoRE | Red Flag Warning - Large Fires | Equipment / facility failure | Aggregated | 2055 | 2.4802e-05 | 543.1039 | 0.01347 | 2055 | Mitigation | 0.95 | 45 | 0 | esc | 0.00097009 | 2.406e-08 | 0.00097009 | 2.406e-08
[79 empty] | WLDFR | HFTD - Distribution - Tier 3 - 1QU CoRE ¦ 2QU LoRE | Non-Red Flag Warning - Large Fires | 2056 | 4.9465e-08 | 4.9465e-08 | 7.8503 | 0.92702 | 4.3664 | 2.5569 | 0 | 0 | 5.8953e-05 | 3.8832e-07 | 0 | 3.8832e-07 | 3.8832e-07 | 0 | 3.8832e-07 | 0 | 1.2301e-07 | 2.6964e-07 | 0 | 2.6964e-07 | 0 | 0.00026724 | 0.00053447 | 0 | 0.00053447 | [12 empty] | 7.3.3.17.5 (Remote Grid) Updates to grid topology to minimize risk of ignition in HFTDs Remote GridWLDFREquipment / facility failureAggregated | WLDFR | HFTD - Distribution - Tier 2 - 2QU CoRE ¦ 2QU LoRE | Red Flag Warning - Large Fires | Equipment / facility failure | Aggregated | 2056 | 2.4802e-05 | 543.1039 | 0.01347 | 2056 | Mitigation | 0.95 | 45 | 0 | esc | 0.00097009 | 2.406e-08 | 0.00097009 | 2.406e-08
[79 empty] | WLDFR | HFTD - Distribution - Tier 3 - 1QU CoRE ¦ 2QU LoRE | Non-Red Flag Warning - Large Fires | 2057 | 4.9465e-08 | 4.9465e-08 | 7.8503 | 0.92702 | 4.3664 | 2.5569 | 0 | 0 | 5.8953e-05 | 3.8832e-07 | 0 | 3.8832e-07 | 3.8832e-07 | 0 | 3.8832e-07 | 0 | 1.2301e-07 | 2.6964e-07 | 0 | 2.6964e-07 | 0 | 0.00026724 | 0.00053447 | 0 | 0.00053447 | [12 empty] | 7.3.3.17.5 (Remote Grid) Updates to grid topology to minimize risk of ignition in HFTDs Remote GridWLDFREquipment / facility failureAggregated | WLDFR | HFTD - Distribution - Tier 2 - 2QU CoRE ¦ 2QU LoRE | Red Flag Warning - Large Fires | Equipment / facility failure | Aggregated | 2057 | 2.4802e-05 | 543.1039 | 0.01347 | 2057 | Mitigation | 0.95 | 45 | 0 | esc | 0.00097009 | 2.406e-08 | 0.00097009 | 2.406e-08
[79 empty] | WLDFR | HFTD - Distribution - Tier 3 - 1QU CoRE ¦ 2QU LoRE | Non-Red Flag Warning - Large Fires | 2058 | 4.9465e-08 | 4.9465e-08 | 8.3524 | 0.96727 | 4.6367 | 2.7484 | 0 | 0 | 5.8953e-05 | 4.1315e-07 | 0 | 4.1315e-07 | 4.1315e-07 | 0 | 4.1315e-07 | 0 | 1.2301e-07 | 2.6964e-07 | 0 | 2.6964e-07 | 0 | 0.00026724 | 0.00053447 | 0 | 0.00053447 | [12 empty] | 7.3.3.17.5 (Remote Grid) Updates to grid topology to minimize risk of ignition in HFTDs Remote GridWLDFREquipment / facility failureAggregated | WLDFR | HFTD - Distribution - Tier 2 - 2QU CoRE ¦ 2QU LoRE | Red Flag Warning - Large Fires | Equipment / facility failure | Aggregated | 2058 | 2.4802e-05 | 543.1039 | 0.01347 | 2058 | Mitigation | 0.95 | 45 | 0 | esc | 0.00097009 | 2.406e-08 | 0.00097009 | 2.406e-08
[79 empty] | WLDFR | HFTD - Distribution - Tier 3 - 1QU CoRE ¦ 2QU LoRE | Non-Red Flag Warning - Large Fires | 2059 | 4.9465e-08 | 4.9465e-08 | 8.3524 | 0.96727 | 4.6367 | 2.7484 | 0 | 0 | 5.8953e-05 | 4.1315e-07 | 0 | 4.1315e-07 | 4.1315e-07 | 0 | 4.1315e-07 | 0 | 1.298e-07 | 2.8451e-07 | 0 | 2.8451e-07 | 0 | 0.00028046 | 0.00056092 | 0 | 0.00056092 | [12 empty] | 7.3.3.17.5 (Remote Grid) Updates to grid topology to minimize risk of ignition in HFTDs Remote GridWLDFREquipment / facility failureAggregated | WLDFR | HFTD - Distribution - Tier 2 - 2QU CoRE ¦ 2QU LoRE | Red Flag Warning - Large Fires | Equipment / facility failure | Aggregated | 2059 | 2.4802e-05 | 543.1039 | 0.01347 | 2059 | Mitigation | 0.95 | 45 | 0 | esc | 0.00097009 | 2.406e-08 | 0.00097009 | 2.406e-08
[79 empty] | WLDFR | HFTD - Distribution - Tier 3 - 1QU CoRE ¦ 2QU LoRE | Non-Red Flag Warning - Large Fires | 2060 | 4.9465e-08 | 4.9465e-08 | 8.3524 | 0.96727 | 4.6367 | 2.7484 | 0 | 0 | 5.8953e-05 | 4.1315e-07 | 0 | 4.1315e-07 | 4.1315e-07 | 0 | 4.1315e-07 | 0 | 1.298e-07 | 2.8451e-07 | 0 | 2.8451e-07 | 0 | 0.00028046 | 0.00056092 | 0 | 0.00056092 | [12 empty] | 7.3.3.17.5 (Remote Grid) Updates to grid topology to minimize risk of ignition in HFTDs Remote GridWLDFREquipment / facility failureAggregated | WLDFR | HFTD - Distribution - Tier 2 - 2QU CoRE ¦ 2QU LoRE | Red Flag Warning - Large Fires | Equipment / facility failure | Aggregated | 2060 | 2.4802e-05 | 543.1039 | 0.01347 | 2060 | Mitigation | 0.95 | 45 | 0 | esc | 0.00097009 | 2.406e-08 | 0.00097009 | 2.406e-08
[79 empty] | WLDFR | HFTD - Distribution - Tier 3 - 1QU CoRE ¦ 2QU LoRE | Non-Red Flag Warning - Large Fires | 2061 | 4.9465e-08 | 4.9465e-08 | 8.3524 | 0.96727 | 4.6367 | 2.7484 | 0 | 0 | 5.8953e-05 | 4.1315e-07 | 0 | 4.1315e-07 | 4.1315e-07 | 0 | 4.1315e-07 | 0 | 1.298e-07 | 2.8451e-07 | 0 | 2.8451e-07 | 0 | 0.00028046 | 0.00056092 | 0 | 0.00056092 | [12 empty] | 7.3.3.17.5 (Remote Grid) Updates to grid topology to minimize risk of ignition in HFTDs Remote GridWLDFREquipment / facility failureAggregated | WLDFR | HFTD - Distribution - Tier 2 - 2QU CoRE ¦ 2QU LoRE | Red Flag Warning - Large Fires | Equipment / facility failure | Aggregated | 2061 | 2.4802e-05 | 543.1039 | 0.01347 | 2061 | Mitigation | 0.95 | 45 | 0 | esc | 0.00097009 | 2.406e-08 | 0.00097009 | 2.406e-08
[79 empty] | WLDFR | HFTD - Distribution - Tier 3 - 1QU CoRE ¦ 2QU LoRE | Non-Red Flag Warning - Large Fires | 2062 | 4.9465e-08 | 4.9465e-08 | 8.3524 | 0.96727 | 4.6367 | 2.7484 | 0 | 0 | 5.8953e-05 | 4.1315e-07 | 0 | 4.1315e-07 | 4.1315e-07 | 0 | 4.1315e-07 | 0 | 1.298e-07 | 2.8451e-07 | 0 | 2.8451e-07 | 0 | 0.00028046 | 0.00056092 | 0 | 0.00056092 | [12 empty] | 7.3.3.17.5 (Remote Grid) Updates to grid topology to minimize risk of ignition in HFTDs Remote GridWLDFREquipment / facility failureAggregated | WLDFR | HFTD - Distribution - Tier 2 - 2QU CoRE ¦ 2QU LoRE | Red Flag Warning - Large Fires | Equipment / facility failure | Aggregated | 2062 | 2.4802e-05 | 543.1039 | 0.01347 | 2062 | Mitigation | 0.95 | 45 | 0 | esc | 0.00097009 | 2.406e-08 | 0.00097009 | 2.406e-08
[79 empty] | WLDFR | HFTD - Distribution - Tier 3 - 1QU CoRE ¦ 2QU LoRE | Non-Red Flag Warning - Large Fires | 2063 | 4.9465e-08 | 4.9465e-08 | 8.872 | 1.0079 | 4.9153 | 2.9488 | 0 | 0 | 5.8953e-05 | 4.3886e-07 | 0 | 4.3886e-07 | 4.3886e-07 | 0 | 4.3886e-07 | 0 | 1.298e-07 | 2.8451e-07 | 0 | 2.8451e-07 | 0 | 0 | 0.00056092 | 0 | 0.00056092 | [12 empty] | 7.3.3.17.5 (Remote Grid) Updates to grid topology to minimize risk of ignition in HFTDs Remote GridWLDFREquipment / facility failureAggregated | WLDFR | HFTD - Distribution - Tier 2 - 2QU CoRE ¦ 2QU LoRE | Red Flag Warning - Large Fires | Equipment / facility failure | Aggregated | 2063 | 2.4802e-05 | 543.1039 | 0.01347 | 2063 | Mitigation | 0.95 | 45 | 0 | esc | 0.00097009 | 2.406e-08 | 0.00097009 | 2.406e-08
[79 empty] | WLDFR | HFTD - Distribution - Tier 3 - 1QU CoRE ¦ 2QU LoRE | Non-Red Flag Warning - Large Fires | 2064 | 4.9465e-08 | 4.9465e-08 | 8.872 | 1.0079 | 4.9153 | 2.9488 | 0 | 0 | 5.8953e-05 | 4.3886e-07 | 0 | 4.3886e-07 | 4.3886e-07 | 0 | 4.3886e-07 | 0 | 1.3751e-07 | 3.0143e-07 | 0 | 3.0143e-07 | 0 | 0 | 0 | 0 | 0 | [12 empty] | 7.3.3.17.5 (Remote Grid) Updates to grid topology to minimize risk of ignition in HFTDs Remote GridWLDFREquipment / facility failureAggregated | WLDFR | HFTD - Distribution - Tier 2 - 2QU CoRE ¦ 2QU LoRE | Red Flag Warning - Large Fires | Equipment / facility failure | Aggregated | 2064 | 2.4802e-05 | 543.1039 | 0.01347 | 2064 | Mitigation | 0.95 | 45 | 0 | esc | 0.00097009 | 2.406e-08 | 0.00097009 | 2.406e-08
[79 empty] | WLDFR | HFTD - Distribution - Tier 3 - 1QU CoRE ¦ 2QU LoRE | Non-Red Flag Warning - Large Fires | 2065 | 4.9465e-08 | 4.9465e-08 | 8.872 | 1.0079 | 4.9153 | 2.9488 | 0 | 0 | 5.8953e-05 | 4.3886e-07 | 0 | 4.3886e-07 | 4.3886e-07 | 0 | 4.3886e-07 | 0 | 1.3751e-07 | 3.0143e-07 | 0 | 3.0143e-07 | 0 | 0 | 0 | 0 | 0 | [12 empty] | 7.3.3.17.5 (Remote Grid) Updates to grid topology to minimize risk of ignition in HFTDs Remote GridWLDFREquipment / facility failureAggregated | WLDFR | HFTD - Distribution - Tier 2 - 2QU CoRE ¦ 2QU LoRE | Red Flag Warning - Large Fires | Equipment / facility failure | Aggregated | 2065 | 2.4802e-05 | 543.1039 | 0.01347 | 2065 | Mitigation | 0.95 | 45 | 0 | esc | 0.00097009 | 2.406e-08 | 0.00097009 | 2.406e-08
[79 empty] | WLDFR | HFTD - Distribution - Tier 3 - 1QU CoRE ¦ 2QU LoRE | Non-Red Flag Warning - Large Fires | 2066 | 4.9465e-08 | 4.9465e-08 | 8.872 | 1.0079 | 4.9153 | 2.9488 | 0 | 0 | 5.8953e-05 | 4.3886e-07 | 0 | 4.3886e-07 | 4.3886e-07 | 0 | 4.3886e-07 | 0 | 1.3751e-07 | 3.0143e-07 | 0 | 3.0143e-07 | 0 | 8.8171e-07 | 0 | 0 | 0 | [12 empty] | 7.3.3.17.5 (Remote Grid) Updates to grid topology to minimize risk of ignition in HFTDs Remote GridWLDFREquipment / facility failureAggregated | WLDFR | HFTD - Distribution - Tier 2 - 2QU CoRE ¦ 2QU LoRE | Red Flag Warning - Large Fires | Equipment / facility failure | Aggregated | 2066 | 2.4802e-05 | 543.1039 | 0.01347 | 2066 | Mitigation | 0.95 | 45 | 0 | esc | 0.00097009 | 2.406e-08 | 0.00097009 | 2.406e-08
[79 empty] | WLDFR | HFTD - Distribution - Tier 3 - 1QU CoRE ¦ 2QU LoRE | Non-Red Flag Warning - Large Fires | 2067 | 0 | 4.9465e-08 | 8.872 | 1.0079 | 4.9153 | 2.9488 | 0 | 0 | 5.8953e-05 | 0 | 0 | 0 | 4.3886e-07 | 0 | 4.3886e-07 | 0 | 1.3751e-07 | 3.0143e-07 | 0 | 3.0143e-07 | 0 | 9.2116e-07 | 1.8423e-06 | 0 | 1.8423e-06 | [12 empty] | 7.3.3.17.5 (Remote Grid) Updates to grid topology to minimize risk of ignition in HFTDs Remote GridWLDFREquipment / facility failureAggregated | WLDFR | HFTD - Distribution - Tier 2 - 2QU CoRE ¦ 2QU LoRE | Red Flag Warning - Large Fires | Equipment / facility failure | Aggregated | 2067 | 2.4802e-05 | 543.1039 | 0.01347 | 2067 | Mitigation | 0.95 | 45 | 0 | esc | 0 | 0 | 0.00097009 | 2.406e-08
[79 empty] | WLDFR | HFTD - Distribution - Tier 3 - 1QU CoRE ¦ 2QU LoRE | Non-Red Flag Warning - Small Fires | 2022 | 4.8011e-06 | 0 | 0.077901 | 0.036425 | 0.0015809 | 0.039895 | 0 | 0 | 0.0053887 | 3.7401e-07 | 0 | 3.7401e-07 | 0 | 0 | 0 | 0 | 1.3751e-07 | 3.0143e-07 | 0 | 3.0143e-07 | 0 | 9.2116e-07 | 1.8423e-06 | 0 | 1.8423e-06 | [12 empty] | 7.3.3.17.5 (Remote Grid) Updates to grid topology to minimize risk of ignition in HFTDs Remote GridWLDFRVegetation ContactAggregated | WLDFR | HFTD - Distribution - Tier 2 - 2QU CoRE ¦ 2QU LoRE | Red Flag Warning - Large Fires | Vegetation Contact | Aggregated | 2022 | 3.3492e-05 | 543.1039 | 0.01819 | 2022 | Mitigation | 0.95 | 45 | 0 | esc | 0.00097009 | 3.249e-08 | 0 | 0
[79 empty] | WLDFR | HFTD - Distribution - Tier 3 - 1QU CoRE ¦ 2QU LoRE | Non-Red Flag Warning - Small Fires | 2023 | 4.8011e-06 | 4.8011e-06 | 0.080408 | 0.03759 | 0.0016314 | 0.041187 | 0 | 0 | 0.0053887 | 3.8605e-07 | 0 | 3.8605e-07 | 3.8605e-07 | 0 | 3.8605e-07 | 0 | 1.461e-07 | 3.2026e-07 | 0 | 3.2026e-07 | 0 | 9.2116e-07 | 1.8423e-06 | 0 | 1.8423e-06 | [12 empty] | 7.3.3.17.5 (Remote Grid) Updates to grid topology to minimize risk of ignition in HFTDs Remote GridWLDFRVegetation ContactAggregated | WLDFR | HFTD - Distribution - Tier 2 - 2QU CoRE ¦ 2QU LoRE | Red Flag Warning - Large Fires | Vegetation Contact | Aggregated | 2023 | 3.3492e-05 | 543.1039 | 0.01819 | 2023 | Mitigation | 0.95 | 45 | 0 | esc | 0.00097009 | 3.249e-08 | 0.00097009 | 3.249e-08
[79 empty] | WLDFR | HFTD - Distribution - Tier 3 - 1QU CoRE ¦ 2QU LoRE | Non-Red Flag Warning - Small Fires | 2024 | 4.8011e-06 | 4.8011e-06 | 0.080408 | 0.03759 | 0.0016314 | 0.041187 | 0 | 0 | 0.0053887 | 3.8605e-07 | 0 | 3.8605e-07 | 3.8605e-07 | 0 | 3.8605e-07 | 0 | 1.461e-07 | 3.2026e-07 | 0 | 3.2026e-07 | 0 | 9.2116e-07 | 1.8423e-06 | 0 | 1.8423e-06 | [12 empty] | 7.3.3.17.5 (Remote Grid) Updates to grid topology to minimize risk of ignition in HFTDs Remote GridWLDFRVegetation ContactAggregated | WLDFR | HFTD - Distribution - Tier 2 - 2QU CoRE ¦ 2QU LoRE | Red Flag Warning - Large Fires | Vegetation Contact | Aggregated | 2024 | 3.3492e-05 | 543.1039 | 0.01819 | 2024 | Mitigation | 0.95 | 45 | 0 | esc | 0.00097009 | 3.249e-08 | 0.00097009 | 3.249e-08
[79 empty] | WLDFR | HFTD - Distribution - Tier 3 - 1QU CoRE ¦ 2QU LoRE | Non-Red Flag Warning - Small Fires | 2025 | 4.8011e-06 | 4.8011e-06 | 0.080408 | 0.03759 | 0.0016314 | 0.041187 | 0 | 0 | 0.0053887 | 3.8605e-07 | 0 | 3.8605e-07 | 3.8605e-07 | 0 | 3.8605e-07 | 0 | 1.461e-07 | 3.2026e-07 | 0 | 3.2026e-07 | 0 | 9.2116e-07 | 1.8423e-06 | 0 | 1.8423e-06 | [12 empty] | 7.3.3.17.5 (Remote Grid) Updates to grid topology to minimize risk of ignition in HFTDs Remote GridWLDFRVegetation ContactAggregated | WLDFR | HFTD - Distribution - Tier 2 - 2QU CoRE ¦ 2QU LoRE | Red Flag Warning - Large Fires | Vegetation Contact | Aggregated | 2025 | 3.3492e-05 | 543.1039 | 0.01819 | 2025 | Mitigation | 0.95 | 45 | 0 | esc | 0.00097009 | 3.249e-08 | 0.00097009 | 3.249e-08
[79 empty] | WLDFR | HFTD - Distribution - Tier 3 - 1QU CoRE ¦ 2QU LoRE | Non-Red Flag Warning - Small Fires | 2026 | 4.8011e-06 | 4.8011e-06 | 0.080408 | 0.03759 | 0.0016314 | 0.041187 | 0 | 0 | 0.0053887 | 3.8605e-07 | 0 | 3.8605e-07 | 3.8605e-07 | 0 | 3.8605e-07 | 0 | 1.461e-07 | 3.2026e-07 | 0 | 3.2026e-07 | 0 | 9.7197e-07 | 1.9439e-06 | 0 | 1.9439e-06 | [12 empty] | 7.3.3.17.5 (Remote Grid) Updates to grid topology to minimize risk of ignition in HFTDs Remote GridWLDFRVegetation ContactAggregated | WLDFR | HFTD - Distribution - Tier 2 - 2QU CoRE ¦ 2QU LoRE | Red Flag Warning - Large Fires | Vegetation Contact | Aggregated | 2026 | 3.3492e-05 | 543.1039 | 0.01819 | 2026 | Mitigation | 0.95 | 45 | 0 | esc | 0.00097009 | 3.249e-08 | 0.00097009 | 3.249e-08
[79 empty] | WLDFR | HFTD - Distribution - Tier 3 - 1QU CoRE ¦ 2QU LoRE | Non-Red Flag Warning - Small Fires | 2027 | 4.8011e-06 | 4.8011e-06 | 0.080408 | 0.03759 | 0.0016314 | 0.041187 | 0 | 0 | 0.0053887 | 3.8605e-07 | 0 | 3.8605e-07 | 3.8605e-07 | 0 | 3.8605e-07 | 0 | 1.461e-07 | 3.2026e-07 | 0 | 3.2026e-07 | 0 | 9.7197e-07 | 1.9439e-06 | 0 | 1.9439e-06 | [12 empty] | 7.3.3.17.5 (Remote Grid) Updates to grid topology to minimize risk of ignition in HFTDs Remote GridWLDFRVegetation ContactAggregated | WLDFR | HFTD - Distribution - Tier 2 - 2QU CoRE ¦ 2QU LoRE | Red Flag Warning - Large Fires | Vegetation Contact | Aggregated | 2027 | 3.3492e-05 | 543.1039 | 0.01819 | 2027 | Mitigation | 0.95 | 45 | 0 | esc | 0.00097009 | 3.249e-08 | 0.00097009 | 3.249e-08
[79 empty] | WLDFR | HFTD - Distribution - Tier 3 - 1QU CoRE ¦ 2QU LoRE | Non-Red Flag Warning - Small Fires | 2028 | 4.8011e-06 | 4.8011e-06 | 0.083606 | 0.039055 | 0.001695 | 0.042856 | 0 | 0 | 0.0053887 | 4.014e-07 | 0 | 4.014e-07 | 4.014e-07 | 0 | 4.014e-07 | 0 | 1.555e-07 | 3.4085e-07 | 0 | 3.4085e-07 | 0 | 9.7197e-07 | 1.9439e-06 | 0 | 1.9439e-06 | [12 empty] | 7.3.3.17.5 (Remote Grid) Updates to grid topology to minimize risk of ignition in HFTDs Remote GridWLDFRVegetation ContactAggregated | WLDFR | HFTD - Distribution - Tier 2 - 2QU CoRE ¦ 2QU LoRE | Red Flag Warning - Large Fires | Vegetation Contact | Aggregated | 2028 | 3.3492e-05 | 543.1039 | 0.01819 | 2028 | Mitigation | 0.95 | 45 | 0 | esc | 0.00097009 | 3.249e-08 | 0.00097009 | 3.249e-08
[79 empty] | WLDFR | HFTD - Distribution - Tier 3 - 1QU CoRE ¦ 2QU LoRE | Non-Red Flag Warning - Small Fires | 2029 | 4.8011e-06 | 4.8011e-06 | 0.083606 | 0.039055 | 0.001695 | 0.042856 | 0 | 0 | 0.0053887 | 4.014e-07 | 0 | 4.014e-07 | 4.014e-07 | 0 | 4.014e-07 | 0 | 1.555e-07 | 3.4085e-07 | 0 | 3.4085e-07 | 0 | 9.7197e-07 | 1.9439e-06 | 0 | 1.9439e-06 | [12 empty] | 7.3.3.17.5 (Remote Grid) Updates to grid topology to minimize risk of ignition in HFTDs Remote GridWLDFRVegetation ContactAggregated | WLDFR | HFTD - Distribution - Tier 2 - 2QU CoRE ¦ 2QU LoRE | Red Flag Warning - Large Fires | Vegetation Contact | Aggregated | 2029 | 3.3492e-05 | 543.1039 | 0.01819 | 2029 | Mitigation | 0.95 | 45 | 0 | esc | 0.00097009 | 3.249e-08 | 0.00097009 | 3.249e-08
[79 empty] | WLDFR | HFTD - Distribution - Tier 3 - 1QU CoRE ¦ 2QU LoRE | Non-Red Flag Warning - Small Fires | 2030 | 4.8011e-06 | 4.8011e-06 | 0.083606 | 0.039055 | 0.001695 | 0.042856 | 0 | 0 | 0.0053887 | 4.014e-07 | 0 | 4.014e-07 | 4.014e-07 | 0 | 4.014e-07 | 0 | 1.555e-07 | 3.4085e-07 | 0 | 3.4085e-07 | 0 | 9.7197e-07 | 1.9439e-06 | 0 | 1.9439e-06 | [12 empty] | 7.3.3.17.5 (Remote Grid) Updates to grid topology to minimize risk of ignition in HFTDs Remote GridWLDFRVegetation ContactAggregated | WLDFR | HFTD - Distribution - Tier 2 - 2QU CoRE ¦ 2QU LoRE | Red Flag Warning - Large Fires | Vegetation Contact | Aggregated | 2030 | 3.3492e-05 | 543.1039 | 0.01819 | 2030 | Mitigation | 0.95 | 45 | 0 | esc | 0.00097009 | 3.249e-08 | 0.00097009 | 3.249e-08
[79 empty] | WLDFR | HFTD - Distribution - Tier 3 - 1QU CoRE ¦ 2QU LoRE | Non-Red Flag Warning - Small Fires | 2031 | 4.8011e-06 | 4.8011e-06 | 0.083606 | 0.039055 | 0.001695 | 0.042856 | 0 | 0 | 0.0053887 | 4.014e-07 | 0 | 4.014e-07 | 4.014e-07 | 0 | 4.014e-07 | 0 | 1.555e-07 | 3.4085e-07 | 0 | 3.4085e-07 | 0 | 1.0298e-06 | 2.0595e-06 | 0 | 2.0595e-06 | [12 empty] | 7.3.3.17.5 (Remote Grid) Updates to grid topology to minimize risk of ignition in HFTDs Remote GridWLDFRVegetation ContactAggregated | WLDFR | HFTD - Distribution - Tier 2 - 2QU CoRE ¦ 2QU LoRE | Red Flag Warning - Large Fires | Vegetation Contact | Aggregated | 2031 | 3.3492e-05 | 543.1039 | 0.01819 | 2031 | Mitigation | 0.95 | 45 | 0 | esc | 0.00097009 | 3.249e-08 | 0.00097009 | 3.249e-08
[79 empty] | WLDFR | HFTD - Distribution - Tier 3 - 1QU CoRE ¦ 2QU LoRE | Non-Red Flag Warning - Small Fires | 2032 | 4.8011e-06 | 4.8011e-06 | 0.083606 | 0.039055 | 0.001695 | 0.042856 | 0 | 0 | 0.0053887 | 4.014e-07 | 0 | 4.014e-07 | 4.014e-07 | 0 | 4.014e-07 | 0 | 1.555e-07 | 3.4085e-07 | 0 | 3.4085e-07 | 0 | 1.0298e-06 | 2.0595e-06 | 0 | 2.0595e-06 | [12 empty] | 7.3.3.17.5 (Remote Grid) Updates to grid topology to minimize risk of ignition in HFTDs Remote GridWLDFRVegetation ContactAggregated | WLDFR | HFTD - Distribution - Tier 2 - 2QU CoRE ¦ 2QU LoRE | Red Flag Warning - Large Fires | Vegetation Contact | Aggregated | 2032 | 3.3492e-05 | 543.1039 | 0.01819 | 2032 | Mitigation | 0.95 | 45 | 0 | esc | 0.00097009 | 3.249e-08 | 0.00097009 | 3.249e-08
[79 empty] | WLDFR | HFTD - Distribution - Tier 3 - 1QU CoRE ¦ 2QU LoRE | Non-Red Flag Warning - Small Fires | 2033 | 4.8011e-06 | 4.8011e-06 | 0.087211 | 0.040679 | 0.0017655 | 0.044766 | 0 | 0 | 0.0053887 | 4.1871e-07 | 0 | 4.1871e-07 | 4.1871e-07 | 0 | 4.1871e-07 | 0 | 1.6562e-07 | 3.6303e-07 | 0 | 3.6303e-07 | 0 | 1.0298e-06 | 2.0595e-06 | 0 | 2.0595e-06 | [12 empty] | 7.3.3.17.5 (Remote Grid) Updates to grid topology to minimize risk of ignition in HFTDs Remote GridWLDFRVegetation ContactAggregated | WLDFR | HFTD - Distribution - Tier 2 - 2QU CoRE ¦ 2QU LoRE | Red Flag Warning - Large Fires | Vegetation Contact | Aggregated | 2033 | 3.3492e-05 | 543.1039 | 0.01819 | 2033 | Mitigation | 0.95 | 45 | 0 | esc | 0.00097009 | 3.249e-08 | 0.00097009 | 3.249e-08
[79 empty] | WLDFR | HFTD - Distribution - Tier 3 - 1QU CoRE ¦ 2QU LoRE | Non-Red Flag Warning - Small Fires | 2034 | 4.8011e-06 | 4.8011e-06 | 0.087211 | 0.040679 | 0.0017655 | 0.044766 | 0 | 0 | 0.0053887 | 4.1871e-07 | 0 | 4.1871e-07 | 4.1871e-07 | 0 | 4.1871e-07 | 0 | 1.6562e-07 | 3.6303e-07 | 0 | 3.6303e-07 | 0 | 1.0298e-06 | 2.0595e-06 | 0 | 2.0595e-06 | [12 empty] | 7.3.3.17.5 (Remote Grid) Updates to grid topology to minimize risk of ignition in HFTDs Remote GridWLDFRVegetation ContactAggregated | WLDFR | HFTD - Distribution - Tier 2 - 2QU CoRE ¦ 2QU LoRE | Red Flag Warning - Large Fires | Vegetation Contact | Aggregated | 2034 | 3.3492e-05 | 543.1039 | 0.01819 | 2034 | Mitigation | 0.95 | 45 | 0 | esc | 0.00097009 | 3.249e-08 | 0.00097009 | 3.249e-08
[79 empty] | WLDFR | HFTD - Distribution - Tier 3 - 1QU CoRE ¦ 2QU LoRE | Non-Red Flag Warning - Small Fires | 2035 | 4.8011e-06 | 4.8011e-06 | 0.087211 | 0.040679 | 0.0017655 | 0.044766 | 0 | 0 | 0.0053887 | 4.1871e-07 | 0 | 4.1871e-07 | 4.1871e-07 | 0 | 4.1871e-07 | 0 | 1.6562e-07 | 3.6303e-07 | 0 | 3.6303e-07 | 0 | 1.0298e-06 | 2.0595e-06 | 0 | 2.0595e-06 | [12 empty] | 7.3.3.17.5 (Remote Grid) Updates to grid topology to minimize risk of ignition in HFTDs Remote GridWLDFRVegetation ContactAggregated | WLDFR | HFTD - Distribution - Tier 2 - 2QU CoRE ¦ 2QU LoRE | Red Flag Warning - Large Fires | Vegetation Contact | Aggregated | 2035 | 3.3492e-05 | 543.1039 | 0.01819 | 2035 | Mitigation | 0.95 | 45 | 0 | esc | 0.00097009 | 3.249e-08 | 0.00097009 | 3.249e-08
[79 empty] | WLDFR | HFTD - Distribution - Tier 3 - 1QU CoRE ¦ 2QU LoRE | Non-Red Flag Warning - Small Fires | 2036 | 4.8011e-06 | 4.8011e-06 | 0.087211 | 0.040679 | 0.0017655 | 0.044766 | 0 | 0 | 0.0053887 | 4.1871e-07 | 0 | 4.1871e-07 | 4.1871e-07 | 0 | 4.1871e-07 | 0 | 1.6562e-07 | 3.6303e-07 | 0 | 3.6303e-07 | 0 | 1.0941e-06 | 2.1882e-06 | 0 | 2.1882e-06 | [12 empty] | 7.3.3.17.5 (Remote Grid) Updates to grid topology to minimize risk of ignition in HFTDs Remote GridWLDFRVegetation ContactAggregated | WLDFR | HFTD - Distribution - Tier 2 - 2QU CoRE ¦ 2QU LoRE | Red Flag Warning - Large Fires | Vegetation Contact | Aggregated | 2036 | 3.3492e-05 | 543.1039 | 0.01819 | 2036 | Mitigation | 0.95 | 45 | 0 | esc | 0.00097009 | 3.249e-08 | 0.00097009 | 3.249e-08
[79 empty] | WLDFR | HFTD - Distribution - Tier 3 - 1QU CoRE ¦ 2QU LoRE | Non-Red Flag Warning - Small Fires | 2037 | 4.8011e-06 | 4.8011e-06 | 0.087211 | 0.040679 | 0.0017655 | 0.044766 | 0 | 0 | 0.0053887 | 4.1871e-07 | 0 | 4.1871e-07 | 4.1871e-07 | 0 | 4.1871e-07 | 0 | 1.6562e-07 | 3.6303e-07 | 0 | 3.6303e-07 | 0 | 1.0941e-06 | 2.1882e-06 | 0 | 2.1882e-06 | [12 empty] | 7.3.3.17.5 (Remote Grid) Updates to grid topology to minimize risk of ignition in HFTDs Remote GridWLDFRVegetation ContactAggregated | WLDFR | HFTD - Distribution - Tier 2 - 2QU CoRE ¦ 2QU LoRE | Red Flag Warning - Large Fires | Vegetation Contact | Aggregated | 2037 | 3.3492e-05 | 543.1039 | 0.01819 | 2037 | Mitigation | 0.95 | 45 | 0 | esc | 0.00097009 | 3.249e-08 | 0.00097009 | 3.249e-08
[79 empty] | WLDFR | HFTD - Distribution - Tier 3 - 1QU CoRE ¦ 2QU LoRE | Non-Red Flag Warning - Small Fires | 2038 | 4.8011e-06 | 4.8011e-06 | 0.091184 | 0.042438 | 0.0018418 | 0.046905 | 0 | 0 | 0.0053887 | 4.3778e-07 | 0 | 4.3778e-07 | 4.3778e-07 | 0 | 4.3778e-07 | 0 | 1.7638e-07 | 3.8662e-07 | 0 | 3.8662e-07 | 0 | 1.0941e-06 | 2.1882e-06 | 0 | 2.1882e-06 | [12 empty] | 7.3.3.17.5 (Remote Grid) Updates to grid topology to minimize risk of ignition in HFTDs Remote GridWLDFRVegetation ContactAggregated | WLDFR | HFTD - Distribution - Tier 2 - 2QU CoRE ¦ 2QU LoRE | Red Flag Warning - Large Fires | Vegetation Contact | Aggregated | 2038 | 3.3492e-05 | 543.1039 | 0.01819 | 2038 | Mitigation | 0.95 | 45 | 0 | esc | 0.00097009 | 3.249e-08 | 0.00097009 | 3.249e-08
[79 empty] | WLDFR | HFTD - Distribution - Tier 3 - 1QU CoRE ¦ 2QU LoRE | Non-Red Flag Warning - Small Fires | 2039 | 4.8011e-06 | 4.8011e-06 | 0.091184 | 0.042438 | 0.0018418 | 0.046905 | 0 | 0 | 0.0053887 | 4.3778e-07 | 0 | 4.3778e-07 | 4.3778e-07 | 0 | 4.3778e-07 | 0 | 1.7638e-07 | 3.8662e-07 | 0 | 3.8662e-07 | 0 | 1.0941e-06 | 2.1882e-06 | 0 | 2.1882e-06 | [12 empty] | 7.3.3.17.5 (Remote Grid) Updates to grid topology to minimize risk of ignition in HFTDs Remote GridWLDFRVegetation ContactAggregated | WLDFR | HFTD - Distribution - Tier 2 - 2QU CoRE ¦ 2QU LoRE | Red Flag Warning - Large Fires | Vegetation Contact | Aggregated | 2039 | 3.3492e-05 | 543.1039 | 0.01819 | 2039 | Mitigation | 0.95 | 45 | 0 | esc | 0.00097009 | 3.249e-08 | 0.00097009 | 3.249e-08
[79 empty] | WLDFR | HFTD - Distribution - Tier 3 - 1QU CoRE ¦ 2QU LoRE | Non-Red Flag Warning - Small Fires | 2040 | 4.8011e-06 | 4.8011e-06 | 0.091184 | 0.042438 | 0.0018418 | 0.046905 | 0 | 0 | 0.0053887 | 4.3778e-07 | 0 | 4.3778e-07 | 4.3778e-07 | 0 | 4.3778e-07 | 0 | 1.7638e-07 | 3.8662e-07 | 0 | 3.8662e-07 | 0 | 1.0941e-06 | 2.1882e-06 | 0 | 2.1882e-06 | [12 empty] | 7.3.3.17.5 (Remote Grid) Updates to grid topology to minimize risk of ignition in HFTDs Remote GridWLDFRVegetation ContactAggregated | WLDFR | HFTD - Distribution - Tier 2 - 2QU CoRE ¦ 2QU LoRE | Red Flag Warning - Large Fires | Vegetation Contact | Aggregated | 2040 | 3.3492e-05 | 543.1039 | 0.01819 | 2040 | Mitigation | 0.95 | 45 | 0 | esc | 0.00097009 | 3.249e-08 | 0.00097009 | 3.249e-08
[79 empty] | WLDFR | HFTD - Distribution - Tier 3 - 1QU CoRE ¦ 2QU LoRE | Non-Red Flag Warning - Small Fires | 2041 | 4.8011e-06 | 4.8011e-06 | 0.091184 | 0.042438 | 0.0018418 | 0.046905 | 0 | 0 | 0.0053887 | 4.3778e-07 | 0 | 4.3778e-07 | 4.3778e-07 | 0 | 4.3778e-07 | 0 | 1.7638e-07 | 3.8662e-07 | 0 | 3.8662e-07 | 0 | 1.1644e-06 | 2.3289e-06 | 0 | 2.3289e-06 | [12 empty] | 7.3.3.17.5 (Remote Grid) Updates to grid topology to minimize risk of ignition in HFTDs Remote GridWLDFRVegetation ContactAggregated | WLDFR | HFTD - Distribution - Tier 2 - 2QU CoRE ¦ 2QU LoRE | Red Flag Warning - Large Fires | Vegetation Contact | Aggregated | 2041 | 3.3492e-05 | 543.1039 | 0.01819 | 2041 | Mitigation | 0.95 | 45 | 0 | esc | 0.00097009 | 3.249e-08 | 0.00097009 | 3.249e-08
[79 empty] | WLDFR | HFTD - Distribution - Tier 3 - 1QU CoRE ¦ 2QU LoRE | Non-Red Flag Warning - Small Fires | 2042 | 4.8011e-06 | 4.8011e-06 | 0.091184 | 0.042438 | 0.0018418 | 0.046905 | 0 | 0 | 0.0053887 | 4.3778e-07 | 0 | 4.3778e-07 | 4.3778e-07 | 0 | 4.3778e-07 | 0 | 1.7638e-07 | 3.8662e-07 | 0 | 3.8662e-07 | 0 | 1.1644e-06 | 2.3289e-06 | 0 | 2.3289e-06 | [12 empty] | 7.3.3.17.5 (Remote Grid) Updates to grid topology to minimize risk of ignition in HFTDs Remote GridWLDFRVegetation ContactAggregated | WLDFR | HFTD - Distribution - Tier 2 - 2QU CoRE ¦ 2QU LoRE | Red Flag Warning - Large Fires | Vegetation Contact | Aggregated | 2042 | 3.3492e-05 | 543.1039 | 0.01819 | 2042 | Mitigation | 0.95 | 45 | 0 | esc | 0.00097009 | 3.249e-08 | 0.00097009 | 3.249e-08
[79 empty] | WLDFR | HFTD - Distribution - Tier 3 - 1QU CoRE ¦ 2QU LoRE | Non-Red Flag Warning - Small Fires | 2043 | 4.8011e-06 | 4.8011e-06 | 0.095486 | 0.044306 | 0.0019228 | 0.049257 | 0 | 0 | 0.0053887 | 4.5843e-07 | 0 | 4.5843e-07 | 4.5843e-07 | 0 | 4.5843e-07 | 0 | 1.8766e-07 | 4.1135e-07 | 0 | 4.1135e-07 | 0 | 1.1644e-06 | 2.3289e-06 | 0 | 2.3289e-06 | [12 empty] | 7.3.3.17.5 (Remote Grid) Updates to grid topology to minimize risk of ignition in HFTDs Remote GridWLDFRVegetation ContactAggregated | WLDFR | HFTD - Distribution - Tier 2 - 2QU CoRE ¦ 2QU LoRE | Red Flag Warning - Large Fires | Vegetation Contact | Aggregated | 2043 | 3.3492e-05 | 543.1039 | 0.01819 | 2043 | Mitigation | 0.95 | 45 | 0 | esc | 0.00097009 | 3.249e-08 | 0.00097009 | 3.249e-08
[79 empty] | WLDFR | HFTD - Distribution - Tier 3 - 1QU CoRE ¦ 2QU LoRE | Non-Red Flag Warning - Small Fires | 2044 | 4.8011e-06 | 4.8011e-06 | 0.095486 | 0.044306 | 0.0019228 | 0.049257 | 0 | 0 | 0.0053887 | 4.5843e-07 | 0 | 4.5843e-07 | 4.5843e-07 | 0 | 4.5843e-07 | 0 | 1.8766e-07 | 4.1135e-07 | 0 | 4.1135e-07 | 0 | 1.1644e-06 | 2.3289e-06 | 0 | 2.3289e-06 | [12 empty] | 7.3.3.17.5 (Remote Grid) Updates to grid topology to minimize risk of ignition in HFTDs Remote GridWLDFRVegetation ContactAggregated | WLDFR | HFTD - Distribution - Tier 2 - 2QU CoRE ¦ 2QU LoRE | Red Flag Warning - Large Fires | Vegetation Contact | Aggregated | 2044 | 3.3492e-05 | 543.1039 | 0.01819 | 2044 | Mitigation | 0.95 | 45 | 0 | esc | 0.00097009 | 3.249e-08 | 0.00097009 | 3.249e-08
[79 empty] | WLDFR | HFTD - Distribution - Tier 3 - 1QU CoRE ¦ 2QU LoRE | Non-Red Flag Warning - Small Fires | 2045 | 4.8011e-06 | 4.8011e-06 | 0.095486 | 0.044306 | 0.0019228 | 0.049257 | 0 | 0 | 0.0053887 | 4.5843e-07 | 0 | 4.5843e-07 | 4.5843e-07 | 0 | 4.5843e-07 | 0 | 1.8766e-07 | 4.1135e-07 | 0 | 4.1135e-07 | 0 | 1.1644e-06 | 2.3289e-06 | 0 | 2.3289e-06 | [12 empty] | 7.3.3.17.5 (Remote Grid) Updates to grid topology to minimize risk of ignition in HFTDs Remote GridWLDFRVegetation ContactAggregated | WLDFR | HFTD - Distribution - Tier 2 - 2QU CoRE ¦ 2QU LoRE | Red Flag Warning - Large Fires | Vegetation Contact | Aggregated | 2045 | 3.3492e-05 | 543.1039 | 0.01819 | 2045 | Mitigation | 0.95 | 45 | 0 | esc | 0.00097009 | 3.249e-08 | 0.00097009 | 3.249e-08
[79 empty] | WLDFR | HFTD - Distribution - Tier 3 - 1QU CoRE ¦ 2QU LoRE | Non-Red Flag Warning - Small Fires | 2046 | 4.8011e-06 | 4.8011e-06 | 0.095486 | 0.044306 | 0.0019228 | 0.049257 | 0 | 0 | 0.0053887 | 4.5843e-07 | 0 | 4.5843e-07 | 4.5843e-07 | 0 | 4.5843e-07 | 0 | 1.8766e-07 | 4.1135e-07 | 0 | 4.1135e-07 | 0 | 1.2402e-06 | 2.4804e-06 | 0 | 2.4804e-06 | [12 empty] | 7.3.3.17.5 (Remote Grid) Updates to grid topology to minimize risk of ignition in HFTDs Remote GridWLDFRVegetation ContactAggregated | WLDFR | HFTD - Distribution - Tier 2 - 2QU CoRE ¦ 2QU LoRE | Red Flag Warning - Large Fires | Vegetation Contact | Aggregated | 2046 | 3.3492e-05 | 543.1039 | 0.01819 | 2046 | Mitigation | 0.95 | 45 | 0 | esc | 0.00097009 | 3.249e-08 | 0.00097009 | 3.249e-08
[79 empty] | WLDFR | HFTD - Distribution - Tier 3 - 1QU CoRE ¦ 2QU LoRE | Non-Red Flag Warning - Small Fires | 2047 | 4.8011e-06 | 4.8011e-06 | 0.095486 | 0.044306 | 0.0019228 | 0.049257 | 0 | 0 | 0.0053887 | 4.5843e-07 | 0 | 4.5843e-07 | 4.5843e-07 | 0 | 4.5843e-07 | 0 | 1.8766e-07 | 4.1135e-07 | 0 | 4.1135e-07 | 0 | 1.2402e-06 | 2.4804e-06 | 0 | 2.4804e-06 | [12 empty] | 7.3.3.17.5 (Remote Grid) Updates to grid topology to minimize risk of ignition in HFTDs Remote GridWLDFRVegetation ContactAggregated | WLDFR | HFTD - Distribution - Tier 2 - 2QU CoRE ¦ 2QU LoRE | Red Flag Warning - Large Fires | Vegetation Contact | Aggregated | 2047 | 3.3492e-05 | 543.1039 | 0.01819 | 2047 | Mitigation | 0.95 | 45 | 0 | esc | 0.00097009 | 3.249e-08 | 0.00097009 | 3.249e-08
[79 empty] | WLDFR | HFTD - Distribution - Tier 3 - 1QU CoRE ¦ 2QU LoRE | Non-Red Flag Warning - Small Fires | 2048 | 4.8011e-06 | 4.8011e-06 | 0.10007 | 0.04626 | 0.0020076 | 0.051804 | 0 | 0 | 0.0053887 | 4.8045e-07 | 0 | 4.8045e-07 | 4.8045e-07 | 0 | 4.8045e-07 | 0 | 1.9933e-07 | 4.3694e-07 | 0 | 4.3694e-07 | 0 | 1.2402e-06 | 2.4804e-06 | 0 | 2.4804e-06 | [12 empty] | 7.3.3.17.5 (Remote Grid) Updates to grid topology to minimize risk of ignition in HFTDs Remote GridWLDFRVegetation ContactAggregated | WLDFR | HFTD - Distribution - Tier 2 - 2QU CoRE ¦ 2QU LoRE | Red Flag Warning - Large Fires | Vegetation Contact | Aggregated | 2048 | 3.3492e-05 | 543.1039 | 0.01819 | 2048 | Mitigation | 0.95 | 45 | 0 | esc | 0.00097009 | 3.249e-08 | 0.00097009 | 3.249e-08
[79 empty] | WLDFR | HFTD - Distribution - Tier 3 - 1QU CoRE ¦ 2QU LoRE | Non-Red Flag Warning - Small Fires | 2049 | 4.8011e-06 | 4.8011e-06 | 0.10007 | 0.04626 | 0.0020076 | 0.051804 | 0 | 0 | 0.0053887 | 4.8045e-07 | 0 | 4.8045e-07 | 4.8045e-07 | 0 | 4.8045e-07 | 0 | 1.9933e-07 | 4.3694e-07 | 0 | 4.3694e-07 | 0 | 1.2402e-06 | 2.4804e-06 | 0 | 2.4804e-06 | [12 empty] | 7.3.3.17.5 (Remote Grid) Updates to grid topology to minimize risk of ignition in HFTDs Remote GridWLDFRVegetation ContactAggregated | WLDFR | HFTD - Distribution - Tier 2 - 2QU CoRE ¦ 2QU LoRE | Red Flag Warning - Large Fires | Vegetation Contact | Aggregated | 2049 | 3.3492e-05 | 543.1039 | 0.01819 | 2049 | Mitigation | 0.95 | 45 | 0 | esc | 0.00097009 | 3.249e-08 | 0.00097009 | 3.249e-08
[79 empty] | WLDFR | HFTD - Distribution - Tier 3 - 1QU CoRE ¦ 2QU LoRE | Non-Red Flag Warning - Small Fires | 2050 | 4.8011e-06 | 4.8011e-06 | 0.10007 | 0.04626 | 0.0020076 | 0.051804 | 0 | 0 | 0.0053887 | 4.8045e-07 | 0 | 4.8045e-07 | 4.8045e-07 | 0 | 4.8045e-07 | 0 | 1.9933e-07 | 4.3694e-07 | 0 | 4.3694e-07 | 0 | 0 | 2.4804e-06 | 0 | 2.4804e-06 | [12 empty] | 7.3.3.17.5 (Remote Grid) Updates to grid topology to minimize risk of ignition in HFTDs Remote GridWLDFRVegetation ContactAggregated | WLDFR | HFTD - Distribution - Tier 2 - 2QU CoRE ¦ 2QU LoRE | Red Flag Warning - Large Fires | Vegetation Contact | Aggregated | 2050 | 3.3492e-05 | 543.1039 | 0.01819 | 2050 | Mitigation | 0.95 | 45 | 0 | esc | 0.00097009 | 3.249e-08 | 0.00097009 | 3.249e-08
[79 empty] | WLDFR | HFTD - Distribution - Tier 3 - 1QU CoRE ¦ 2QU LoRE | Non-Red Flag Warning - Small Fires | 2051 | 4.8011e-06 | 4.8011e-06 | 0.10007 | 0.04626 | 0.0020076 | 0.051804 | 0 | 0 | 0.0053887 | 4.8045e-07 | 0 | 4.8045e-07 | 4.8045e-07 | 0 | 4.8045e-07 | 0 | 1.9933e-07 | 4.3694e-07 | 0 | 4.3694e-07 | 0 | 0 | 0 | 0 | 0 | [12 empty] | 7.3.3.17.5 (Remote Grid) Updates to grid topology to minimize risk of ignition in HFTDs Remote GridWLDFRVegetation ContactAggregated | WLDFR | HFTD - Distribution - Tier 2 - 2QU CoRE ¦ 2QU LoRE | Red Flag Warning - Large Fires | Vegetation Contact | Aggregated | 2051 | 3.3492e-05 | 543.1039 | 0.01819 | 2051 | Mitigation | 0.95 | 45 | 0 | esc | 0.00097009 | 3.249e-08 | 0.00097009 | 3.249e-08
[79 empty] | WLDFR | HFTD - Distribution - Tier 3 - 1QU CoRE ¦ 2QU LoRE | Non-Red Flag Warning - Small Fires | 2052 | 4.8011e-06 | 4.8011e-06 | 0.10007 | 0.04626 | 0.0020076 | 0.051804 | 0 | 0 | 0.0053887 | 4.8045e-07 | 0 | 4.8045e-07 | 4.8045e-07 | 0 | 4.8045e-07 | 0 | 1.9933e-07 | 4.3694e-07 | 0 | 4.3694e-07 | 0 | 0 | 0 | 0 | 0 | [12 empty] | 7.3.3.17.5 (Remote Grid) Updates to grid topology to minimize risk of ignition in HFTDs Remote GridWLDFRVegetation ContactAggregated | WLDFR | HFTD - Distribution - Tier 2 - 2QU CoRE ¦ 2QU LoRE | Red Flag Warning - Large Fires | Vegetation Contact | Aggregated | 2052 | 3.3492e-05 | 543.1039 | 0.01819 | 2052 | Mitigation | 0.95 | 45 | 0 | esc | 0.00097009 | 3.249e-08 | 0.00097009 | 3.249e-08
[79 empty] | WLDFR | HFTD - Distribution - Tier 3 - 1QU CoRE ¦ 2QU LoRE | Non-Red Flag Warning - Small Fires | 2053 | 4.8011e-06 | 4.8011e-06 | 0.10489 | 0.048274 | 0.002095 | 0.054525 | 0 | 0 | 0.0053887 | 5.0361e-07 | 0 | 5.0361e-07 | 5.0361e-07 | 0 | 5.0361e-07 | 0 | 2.1127e-07 | 4.631e-07 | 0 | 4.631e-07 | 0 | 1.3569e-07 | 0 | 0 | 0 | [12 empty] | 7.3.3.17.5 (Remote Grid) Updates to grid topology to minimize risk of ignition in HFTDs Remote GridWLDFRVegetation ContactAggregated | WLDFR | HFTD - Distribution - Tier 2 - 2QU CoRE ¦ 2QU LoRE | Red Flag Warning - Large Fires | Vegetation Contact | Aggregated | 2053 | 3.3492e-05 | 543.1039 | 0.01819 | 2053 | Mitigation | 0.95 | 45 | 0 | esc | 0.00097009 | 3.249e-08 | 0.00097009 | 3.249e-08
[79 empty] | WLDFR | HFTD - Distribution - Tier 3 - 1QU CoRE ¦ 2QU LoRE | Non-Red Flag Warning - Small Fires | 2054 | 4.8011e-06 | 4.8011e-06 | 0.10489 | 0.048274 | 0.002095 | 0.054525 | 0 | 0 | 0.0053887 | 5.0361e-07 | 0 | 5.0361e-07 | 5.0361e-07 | 0 | 5.0361e-07 | 0 | 2.1127e-07 | 4.631e-07 | 0 | 4.631e-07 | 0 | 1.4006e-07 | 2.8012e-07 | 0 | 2.8012e-07 | [12 empty] | 7.3.3.17.5 (Remote Grid) Updates to grid topology to minimize risk of ignition in HFTDs Remote GridWLDFRVegetation ContactAggregated | WLDFR | HFTD - Distribution - Tier 2 - 2QU CoRE ¦ 2QU LoRE | Red Flag Warning - Large Fires | Vegetation Contact | Aggregated | 2054 | 3.3492e-05 | 543.1039 | 0.01819 | 2054 | Mitigation | 0.95 | 45 | 0 | esc | 0.00097009 | 3.249e-08 | 0.00097009 | 3.249e-08
[79 empty] | WLDFR | HFTD - Distribution - Tier 3 - 1QU CoRE ¦ 2QU LoRE | Non-Red Flag Warning - Small Fires | 2055 | 4.8011e-06 | 4.8011e-06 | 0.10489 | 0.048274 | 0.002095 | 0.054525 | 0 | 0 | 0.0053887 | 5.0361e-07 | 0 | 5.0361e-07 | 5.0361e-07 | 0 | 5.0361e-07 | 0 | 2.1127e-07 | 4.631e-07 | 0 | 4.631e-07 | 0 | 1.4006e-07 | 2.8012e-07 | 0 | 2.8012e-07 | [12 empty] | 7.3.3.17.5 (Remote Grid) Updates to grid topology to minimize risk of ignition in HFTDs Remote GridWLDFRVegetation ContactAggregated | WLDFR | HFTD - Distribution - Tier 2 - 2QU CoRE ¦ 2QU LoRE | Red Flag Warning - Large Fires | Vegetation Contact | Aggregated | 2055 | 3.3492e-05 | 543.1039 | 0.01819 | 2055 | Mitigation | 0.95 | 45 | 0 | esc | 0.00097009 | 3.249e-08 | 0.00097009 | 3.249e-08
[79 empty] | WLDFR | HFTD - Distribution - Tier 3 - 1QU CoRE ¦ 2QU LoRE | Non-Red Flag Warning - Small Fires | 2056 | 4.8011e-06 | 4.8011e-06 | 0.10489 | 0.048274 | 0.002095 | 0.054525 | 0 | 0 | 0.0053887 | 5.0361e-07 | 0 | 5.0361e-07 | 5.0361e-07 | 0 | 5.0361e-07 | 0 | 0 | 4.631e-07 | 0 | 4.631e-07 | 0 | 1.4006e-07 | 2.8012e-07 | 0 | 2.8012e-07 | [12 empty] | 7.3.3.17.5 (Remote Grid) Updates to grid topology to minimize risk of ignition in HFTDs Remote GridWLDFRVegetation ContactAggregated | WLDFR | HFTD - Distribution - Tier 2 - 2QU CoRE ¦ 2QU LoRE | Red Flag Warning - Large Fires | Vegetation Contact | Aggregated | 2056 | 3.3492e-05 | 543.1039 | 0.01819 | 2056 | Mitigation | 0.95 | 45 | 0 | esc | 0.00097009 | 3.249e-08 | 0.00097009 | 3.249e-08
[79 empty] | WLDFR | HFTD - Distribution - Tier 3 - 1QU CoRE ¦ 2QU LoRE | Non-Red Flag Warning - Small Fires | 2057 | 4.8011e-06 | 4.8011e-06 | 0.10489 | 0.048274 | 0.002095 | 0.054525 | 0 | 0 | 0.0053887 | 5.0361e-07 | 0 | 5.0361e-07 | 5.0361e-07 | 0 | 5.0361e-07 | 0 | 0 | 0 | 0 | 0 | 0 | 1.4006e-07 | 2.8012e-07 | 0 | 2.8012e-07 | [12 empty] | 7.3.3.17.5 (Remote Grid) Updates to grid topology to minimize risk of ignition in HFTDs Remote GridWLDFRVegetation ContactAggregated | WLDFR | HFTD - Distribution - Tier 2 - 2QU CoRE ¦ 2QU LoRE | Red Flag Warning - Large Fires | Vegetation Contact | Aggregated | 2057 | 3.3492e-05 | 543.1039 | 0.01819 | 2057 | Mitigation | 0.95 | 45 | 0 | esc | 0.00097009 | 3.249e-08 | 0.00097009 | 3.249e-08
[79 empty] | WLDFR | HFTD - Distribution - Tier 3 - 1QU CoRE ¦ 2QU LoRE | Non-Red Flag Warning - Small Fires | 2058 | 4.8011e-06 | 4.8011e-06 | 0.1099 | 0.050325 | 0.0021839 | 0.057393 | 0 | 0 | 0.0053887 | 5.2765e-07 | 0 | 5.2765e-07 | 5.2765e-07 | 0 | 5.2765e-07 | 0 | 4.3346e-08 | 0 | 0 | 0 | 0 | 1.4006e-07 | 2.8012e-07 | 0 | 2.8012e-07 | [12 empty] | 7.3.3.17.5 (Remote Grid) Updates to grid topology to minimize risk of ignition in HFTDs Remote GridWLDFRVegetation ContactAggregated | WLDFR | HFTD - Distribution - Tier 2 - 2QU CoRE ¦ 2QU LoRE | Red Flag Warning - Large Fires | Vegetation Contact | Aggregated | 2058 | 3.3492e-05 | 543.1039 | 0.01819 | 2058 | Mitigation | 0.95 | 45 | 0 | esc | 0.00097009 | 3.249e-08 | 0.00097009 | 3.249e-08
[79 empty] | WLDFR | HFTD - Distribution - Tier 3 - 1QU CoRE ¦ 2QU LoRE | Non-Red Flag Warning - Small Fires | 2059 | 4.8011e-06 | 4.8011e-06 | 0.1099 | 0.050325 | 0.0021839 | 0.057393 | 0 | 0 | 0.0053887 | 5.2765e-07 | 0 | 5.2765e-07 | 5.2765e-07 | 0 | 5.2765e-07 | 0 | 4.4741e-08 | 9.8074e-08 | 0 | 9.8074e-08 | 0 | 1.4563e-07 | 2.9126e-07 | 0 | 2.9126e-07 | [12 empty] | 7.3.3.17.5 (Remote Grid) Updates to grid topology to minimize risk of ignition in HFTDs Remote GridWLDFRVegetation ContactAggregated | WLDFR | HFTD - Distribution - Tier 2 - 2QU CoRE ¦ 2QU LoRE | Red Flag Warning - Large Fires | Vegetation Contact | Aggregated | 2059 | 3.3492e-05 | 543.1039 | 0.01819 | 2059 | Mitigation | 0.95 | 45 | 0 | esc | 0.00097009 | 3.249e-08 | 0.00097009 | 3.249e-08
[79 empty] | WLDFR | HFTD - Distribution - Tier 3 - 1QU CoRE ¦ 2QU LoRE | Non-Red Flag Warning - Small Fires | 2060 | 4.8011e-06 | 4.8011e-06 | 0.1099 | 0.050325 | 0.0021839 | 0.057393 | 0 | 0 | 0.0053887 | 5.2765e-07 | 0 | 5.2765e-07 | 5.2765e-07 | 0 | 5.2765e-07 | 0 | 4.4741e-08 | 9.8074e-08 | 0 | 9.8074e-08 | 0 | 1.4563e-07 | 2.9126e-07 | 0 | 2.9126e-07 | [12 empty] | 7.3.3.17.5 (Remote Grid) Updates to grid topology to minimize risk of ignition in HFTDs Remote GridWLDFRVegetation ContactAggregated | WLDFR | HFTD - Distribution - Tier 2 - 2QU CoRE ¦ 2QU LoRE | Red Flag Warning - Large Fires | Vegetation Contact | Aggregated | 2060 | 3.3492e-05 | 543.1039 | 0.01819 | 2060 | Mitigation | 0.95 | 45 | 0 | esc | 0.00097009 | 3.249e-08 | 0.00097009 | 3.249e-08
[79 empty] | WLDFR | HFTD - Distribution - Tier 3 - 1QU CoRE ¦ 2QU LoRE | Non-Red Flag Warning - Small Fires | 2061 | 4.8011e-06 | 4.8011e-06 | 0.1099 | 0.050325 | 0.0021839 | 0.057393 | 0 | 0 | 0.0053887 | 5.2765e-07 | 0 | 5.2765e-07 | 5.2765e-07 | 0 | 5.2765e-07 | 0 | 4.4741e-08 | 9.8074e-08 | 0 | 9.8074e-08 | 0 | 1.4563e-07 | 2.9126e-07 | 0 | 2.9126e-07 | [12 empty] | 7.3.3.17.5 (Remote Grid) Updates to grid topology to minimize risk of ignition in HFTDs Remote GridWLDFRVegetation ContactAggregated | WLDFR | HFTD - Distribution - Tier 2 - 2QU CoRE ¦ 2QU LoRE | Red Flag Warning - Large Fires | Vegetation Contact | Aggregated | 2061 | 3.3492e-05 | 543.1039 | 0.01819 | 2061 | Mitigation | 0.95 | 45 | 0 | esc | 0.00097009 | 3.249e-08 | 0.00097009 | 3.249e-08
[79 empty] | WLDFR | HFTD - Distribution - Tier 3 - 1QU CoRE ¦ 2QU LoRE | Non-Red Flag Warning - Small Fires | 2062 | 4.8011e-06 | 4.8011e-06 | 0.1099 | 0.050325 | 0.0021839 | 0.057393 | 0 | 0 | 0.0053887 | 5.2765e-07 | 0 | 5.2765e-07 | 5.2765e-07 | 0 | 5.2765e-07 | 0 | 4.4741e-08 | 9.8074e-08 | 0 | 9.8074e-08 | 0 | 1.4563e-07 | 2.9126e-07 | 0 | 2.9126e-07 | [12 empty] | 7.3.3.17.5 (Remote Grid) Updates to grid topology to minimize risk of ignition in HFTDs Remote GridWLDFRVegetation ContactAggregated | WLDFR | HFTD - Distribution - Tier 2 - 2QU CoRE ¦ 2QU LoRE | Red Flag Warning - Large Fires | Vegetation Contact | Aggregated | 2062 | 3.3492e-05 | 543.1039 | 0.01819 | 2062 | Mitigation | 0.95 | 45 | 0 | esc | 0.00097009 | 3.249e-08 | 0.00097009 | 3.249e-08
[79 empty] | WLDFR | HFTD - Distribution - Tier 3 - 1QU CoRE ¦ 2QU LoRE | Non-Red Flag Warning - Small Fires | 2063 | 4.8011e-06 | 4.8011e-06 | 0.11504 | 0.052388 | 0.0022734 | 0.060377 | 0 | 0 | 0.0053887 | 5.5231e-07 | 0 | 5.5231e-07 | 5.5231e-07 | 0 | 5.5231e-07 | 0 | 4.4741e-08 | 9.8074e-08 | 0 | 9.8074e-08 | 0 | 1.4563e-07 | 2.9126e-07 | 0 | 2.9126e-07 | [12 empty] | 7.3.3.17.5 (Remote Grid) Updates to grid topology to minimize risk of ignition in HFTDs Remote GridWLDFRVegetation ContactAggregated | WLDFR | HFTD - Distribution - Tier 2 - 2QU CoRE ¦ 2QU LoRE | Red Flag Warning - Large Fires | Vegetation Contact | Aggregated | 2063 | 3.3492e-05 | 543.1039 | 0.01819 | 2063 | Mitigation | 0.95 | 45 | 0 | esc | 0.00097009 | 3.249e-08 | 0.00097009 | 3.249e-08
[79 empty] | WLDFR | HFTD - Distribution - Tier 3 - 1QU CoRE ¦ 2QU LoRE | Non-Red Flag Warning - Small Fires | 2064 | 4.8011e-06 | 4.8011e-06 | 0.11504 | 0.052388 | 0.0022734 | 0.060377 | 0 | 0 | 0.0053887 | 5.5231e-07 | 0 | 5.5231e-07 | 5.5231e-07 | 0 | 5.5231e-07 | 0 | 4.6521e-08 | 1.0197e-07 | 0 | 1.0197e-07 | 0 | 1.5191e-07 | 3.0382e-07 | 0 | 3.0382e-07 | [12 empty] | 7.3.3.17.5 (Remote Grid) Updates to grid topology to minimize risk of ignition in HFTDs Remote GridWLDFRVegetation ContactAggregated | WLDFR | HFTD - Distribution - Tier 2 - 2QU CoRE ¦ 2QU LoRE | Red Flag Warning - Large Fires | Vegetation Contact | Aggregated | 2064 | 3.3492e-05 | 543.1039 | 0.01819 | 2064 | Mitigation | 0.95 | 45 | 0 | esc | 0.00097009 | 3.249e-08 | 0.00097009 | 3.249e-08
[79 empty] | WLDFR | HFTD - Distribution - Tier 3 - 1QU CoRE ¦ 2QU LoRE | Non-Red Flag Warning - Small Fires | 2065 | 4.8011e-06 | 4.8011e-06 | 0.11504 | 0.052388 | 0.0022734 | 0.060377 | 0 | 0 | 0.0053887 | 5.5231e-07 | 0 | 5.5231e-07 | 5.5231e-07 | 0 | 5.5231e-07 | 0 | 4.6521e-08 | 1.0197e-07 | 0 | 1.0197e-07 | 0 | 1.5191e-07 | 3.0382e-07 | 0 | 3.0382e-07 | [12 empty] | 7.3.3.17.5 (Remote Grid) Updates to grid topology to minimize risk of ignition in HFTDs Remote GridWLDFRVegetation ContactAggregated | WLDFR | HFTD - Distribution - Tier 2 - 2QU CoRE ¦ 2QU LoRE | Red Flag Warning - Large Fires | Vegetation Contact | Aggregated | 2065 | 3.3492e-05 | 543.1039 | 0.01819 | 2065 | Mitigation | 0.95 | 45 | 0 | esc | 0.00097009 | 3.249e-08 | 0.00097009 | 3.249e-08
[79 empty] | WLDFR | HFTD - Distribution - Tier 3 - 1QU CoRE ¦ 2QU LoRE | Non-Red Flag Warning - Small Fires | 2066 | 4.8011e-06 | 4.8011e-06 | 0.11504 | 0.052388 | 0.0022734 | 0.060377 | 0 | 0 | 0.0053887 | 5.5231e-07 | 0 | 5.5231e-07 | 5.5231e-07 | 0 | 5.5231e-07 | 0 | 4.6521e-08 | 1.0197e-07 | 0 | 1.0197e-07 | 0 | 1.5191e-07 | 3.0382e-07 | 0 | 3.0382e-07 | [12 empty] | 7.3.3.17.5 (Remote Grid) Updates to grid topology to minimize risk of ignition in HFTDs Remote GridWLDFRVegetation ContactAggregated | WLDFR | HFTD - Distribution - Tier 2 - 2QU CoRE ¦ 2QU LoRE | Red Flag Warning - Large Fires | Vegetation Contact | Aggregated | 2066 | 3.3492e-05 | 543.1039 | 0.01819 | 2066 | Mitigation | 0.95 | 45 | 0 | esc | 0.00097009 | 3.249e-08 | 0.00097009 | 3.249e-08
[79 empty] | WLDFR | HFTD - Distribution - Tier 3 - 1QU CoRE ¦ 2QU LoRE | Non-Red Flag Warning - Small Fires | 2067 | 0 | 4.8011e-06 | 0.11504 | 0.052388 | 0.0022734 | 0.060377 | 0 | 0 | 0.0053887 | 0 | 0 | 0 | 5.5231e-07 | 0 | 5.5231e-07 | 0 | 4.6521e-08 | 1.0197e-07 | 0 | 1.0197e-07 | 0 | 1.5191e-07 | 3.0382e-07 | 0 | 3.0382e-07 | [12 empty] | 7.3.3.17.5 (Remote Grid) Updates to grid topology to minimize risk of ignition in HFTDs Remote GridWLDFRVegetation ContactAggregated | WLDFR | HFTD - Distribution - Tier 2 - 2QU CoRE ¦ 2QU LoRE | Red Flag Warning - Large Fires | Vegetation Contact | Aggregated | 2067 | 3.3492e-05 | 543.1039 | 0.01819 | 2067 | Mitigation | 0.95 | 45 | 0 | esc | 0 | 0 | 0.00097009 | 3.249e-08
[79 empty] | WLDFR | HFTD - Distribution - Tier 3 - 1QU CoRE ¦ 2QU LoRE | Red Flag Warning - Catastrophic Fires | 2022 | 1.7899e-07 | 0 | 14146.1306 | 222.2294 | 8585.7228 | 5338.1784 | 0 | 0 | 0.00018451 | 0.002532 | 0 | 0.002532 | 0 | 0 | 0 | 0 | 4.6521e-08 | 1.0197e-07 | 0 | 1.0197e-07 | 0 | 1.5191e-07 | 3.0382e-07 | 0 | 3.0382e-07 | [12 empty] | 7.3.3.17.5 (Remote Grid) Updates to grid topology to minimize risk of ignition in HFTDs Remote GridWLDFRContact from objectAggregated | WLDFR | HFTD - Distribution - Tier 2 - 2QU CoRE ¦ 2QU LoRE | Red Flag Warning - Small Fires | Contact from object | Aggregated | 2022 | 2.9424e-05 | 543.1039 | 0.01598 | 2022 | Mitigation | 0.95 | 45 | 0 | esc | 0.00097009 | 2.8544e-08 | 0 | 0
[79 empty] | WLDFR | HFTD - Distribution - Tier 3 - 1QU CoRE ¦ 2QU LoRE | Red Flag Warning - Catastrophic Fires | 2023 | 1.7899e-07 | 1.7899e-07 | 14664.6376 | 233.2301 | 8896.516 | 5534.8915 | 0 | 0 | 0.00018451 | 0.0026248 | 0 | 0.0026248 | 0.0026248 | 0 | 0.0026248 | 0 | 4.8526e-08 | 1.0637e-07 | 0 | 1.0637e-07 | 0 | 1.5883e-07 | 3.1766e-07 | 0 | 3.1766e-07 | [12 empty] | 7.3.3.17.5 (Remote Grid) Updates to grid topology to minimize risk of ignition in HFTDs Remote GridWLDFRContact from objectAggregated | WLDFR | HFTD - Distribution - Tier 2 - 2QU CoRE ¦ 2QU LoRE | Red Flag Warning - Small Fires | Contact from object | Aggregated | 2023 | 2.9424e-05 | 543.1039 | 0.01598 | 2023 | Mitigation | 0.95 | 45 | 0 | esc | 0.00097009 | 2.8544e-08 | 0.00097009 | 2.8544e-08
[79 empty] | WLDFR | HFTD - Distribution - Tier 3 - 1QU CoRE ¦ 2QU LoRE | Red Flag Warning - Catastrophic Fires | 2024 | 1.7899e-07 | 1.7899e-07 | 14664.6376 | 233.2301 | 8896.516 | 5534.8915 | 0 | 0 | 0.00018451 | 0.0026248 | 0 | 0.0026248 | 0.0026248 | 0 | 0.0026248 | 0 | 4.8526e-08 | 1.0637e-07 | 0 | 1.0637e-07 | 0 | 1.5883e-07 | 3.1766e-07 | 0 | 3.1766e-07 | [12 empty] | 7.3.3.17.5 (Remote Grid) Updates to grid topology to minimize risk of ignition in HFTDs Remote GridWLDFRContact from objectAggregated | WLDFR | HFTD - Distribution - Tier 2 - 2QU CoRE ¦ 2QU LoRE | Red Flag Warning - Small Fires | Contact from object | Aggregated | 2024 | 2.9424e-05 | 543.1039 | 0.01598 | 2024 | Mitigation | 0.95 | 45 | 0 | esc | 0.00097009 | 2.8544e-08 | 0.00097009 | 2.8544e-08
[79 empty] | WLDFR | HFTD - Distribution - Tier 3 - 1QU CoRE ¦ 2QU LoRE | Red Flag Warning - Catastrophic Fires | 2025 | 1.7899e-07 | 1.7899e-07 | 14664.6376 | 233.2301 | 8896.516 | 5534.8915 | 0 | 0 | 0.00018451 | 0.0026248 | 0 | 0.0026248 | 0.0026248 | 0 | 0.0026248 | 0 | 4.8526e-08 | 1.0637e-07 | 0 | 1.0637e-07 | 0 | 1.5883e-07 | 3.1766e-07 | 0 | 3.1766e-07 | [12 empty] | 7.3.3.17.5 (Remote Grid) Updates to grid topology to minimize risk of ignition in HFTDs Remote GridWLDFRContact from objectAggregated | WLDFR | HFTD - Distribution - Tier 2 - 2QU CoRE ¦ 2QU LoRE | Red Flag Warning - Small Fires | Contact from object | Aggregated | 2025 | 2.9424e-05 | 543.1039 | 0.01598 | 2025 | Mitigation | 0.95 | 45 | 0 | esc | 0.00097009 | 2.8544e-08 | 0.00097009 | 2.8544e-08
[79 empty] | WLDFR | HFTD - Distribution - Tier 3 - 1QU CoRE ¦ 2QU LoRE | Red Flag Warning - Catastrophic Fires | 2026 | 1.7899e-07 | 1.7899e-07 | 14664.6376 | 233.2301 | 8896.516 | 5534.8915 | 0 | 0 | 0.00018451 | 0.0026248 | 0 | 0.0026248 | 0.0026248 | 0 | 0.0026248 | 0 | 4.8526e-08 | 1.0637e-07 | 0 | 1.0637e-07 | 0 | 1.5883e-07 | 3.1766e-07 | 0 | 3.1766e-07 | [12 empty] | 7.3.3.17.5 (Remote Grid) Updates to grid topology to minimize risk of ignition in HFTDs Remote GridWLDFRContact from objectAggregated | WLDFR | HFTD - Distribution - Tier 2 - 2QU CoRE ¦ 2QU LoRE | Red Flag Warning - Small Fires | Contact from object | Aggregated | 2026 | 2.9424e-05 | 543.1039 | 0.01598 | 2026 | Mitigation | 0.95 | 45 | 0 | esc | 0.00097009 | 2.8544e-08 | 0.00097009 | 2.8544e-08
[79 empty] | WLDFR | HFTD - Distribution - Tier 3 - 1QU CoRE ¦ 2QU LoRE | Red Flag Warning - Catastrophic Fires | 2027 | 1.7899e-07 | 1.7899e-07 | 14664.6376 | 233.2301 | 8896.516 | 5534.8915 | 0 | 0 | 0.00018451 | 0.0026248 | 0 | 0.0026248 | 0.0026248 | 0 | 0.0026248 | 0 | 4.8526e-08 | 1.0637e-07 | 0 | 1.0637e-07 | 0 | 1.5883e-07 | 3.1766e-07 | 0 | 3.1766e-07 | [12 empty] | 7.3.3.17.5 (Remote Grid) Updates to grid topology to minimize risk of ignition in HFTDs Remote GridWLDFRContact from objectAggregated | WLDFR | HFTD - Distribution - Tier 2 - 2QU CoRE ¦ 2QU LoRE | Red Flag Warning - Small Fires | Contact from object | Aggregated | 2027 | 2.9424e-05 | 543.1039 | 0.01598 | 2027 | Mitigation | 0.95 | 45 | 0 | esc | 0.00097009 | 2.8544e-08 | 0.00097009 | 2.8544e-08
[79 empty] | WLDFR | HFTD - Distribution - Tier 3 - 1QU CoRE ¦ 2QU LoRE | Red Flag Warning - Catastrophic Fires | 2028 | 1.7899e-07 | 1.7899e-07 | 15317.9909 | 247.273 | 9287.6491 | 5783.0689 | 0 | 0 | 0.00018451 | 0.0027417 | 0 | 0.0027417 | 0.0027417 | 0 | 0.0027417 | 0 | 5.0737e-08 | 1.1122e-07 | 0 | 1.1122e-07 | 0 | 1.6632e-07 | 3.3264e-07 | 0 | 3.3264e-07 | [12 empty] | 7.3.3.17.5 (Remote Grid) Updates to grid topology to minimize risk of ignition in HFTDs Remote GridWLDFRContact from objectAggregated | WLDFR | HFTD - Distribution - Tier 2 - 2QU CoRE ¦ 2QU LoRE | Red Flag Warning - Small Fires | Contact from object | Aggregated | 2028 | 2.9424e-05 | 543.1039 | 0.01598 | 2028 | Mitigation | 0.95 | 45 | 0 | esc | 0.00097009 | 2.8544e-08 | 0.00097009 | 2.8544e-08
[79 empty] | WLDFR | HFTD - Distribution - Tier 3 - 1QU CoRE ¦ 2QU LoRE | Red Flag Warning - Catastrophic Fires | 2029 | 1.7899e-07 | 1.7899e-07 | 15317.9909 | 247.273 | 9287.6491 | 5783.0689 | 0 | 0 | 0.00018451 | 0.0027417 | 0 | 0.0027417 | 0.0027417 | 0 | 0.0027417 | 0 | 5.0737e-08 | 1.1122e-07 | 0 | 1.1122e-07 | 0 | 1.6632e-07 | 3.3264e-07 | 0 | 3.3264e-07 | [12 empty] | 7.3.3.17.5 (Remote Grid) Updates to grid topology to minimize risk of ignition in HFTDs Remote GridWLDFRContact from objectAggregated | WLDFR | HFTD - Distribution - Tier 2 - 2QU CoRE ¦ 2QU LoRE | Red Flag Warning - Small Fires | Contact from object | Aggregated | 2029 | 2.9424e-05 | 543.1039 | 0.01598 | 2029 | Mitigation | 0.95 | 45 | 0 | esc | 0.00097009 | 2.8544e-08 | 0.00097009 | 2.8544e-08
[79 empty] | WLDFR | HFTD - Distribution - Tier 3 - 1QU CoRE ¦ 2QU LoRE | Red Flag Warning - Catastrophic Fires | 2030 | 1.7899e-07 | 1.7899e-07 | 15317.9909 | 247.273 | 9287.6491 | 5783.0689 | 0 | 0 | 0.00018451 | 0.0027417 | 0 | 0.0027417 | 0.0027417 | 0 | 0.0027417 | 0 | 5.0737e-08 | 1.1122e-07 | 0 | 1.1122e-07 | 0 | 1.6632e-07 | 3.3264e-07 | 0 | 3.3264e-07 | [12 empty] | 7.3.3.17.5 (Remote Grid) Updates to grid topology to minimize risk of ignition in HFTDs Remote GridWLDFRContact from objectAggregated | WLDFR | HFTD - Distribution - Tier 2 - 2QU CoRE ¦ 2QU LoRE | Red Flag Warning - Small Fires | Contact from object | Aggregated | 2030 | 2.9424e-05 | 543.1039 | 0.01598 | 2030 | Mitigation | 0.95 | 45 | 0 | esc | 0.00097009 | 2.8544e-08 | 0.00097009 | 2.8544e-08
[79 empty] | WLDFR | HFTD - Distribution - Tier 3 - 1QU CoRE ¦ 2QU LoRE | Red Flag Warning - Catastrophic Fires | 2031 | 1.7899e-07 | 1.7899e-07 | 15317.9909 | 247.273 | 9287.6491 | 5783.0689 | 0 | 0 | 0.00018451 | 0.0027417 | 0 | 0.0027417 | 0.0027417 | 0 | 0.0027417 | 0 | 5.0737e-08 | 1.1122e-07 | 0 | 1.1122e-07 | 0 | 1.6632e-07 | 3.3264e-07 | 0 | 3.3264e-07 | [12 empty] | 7.3.3.17.5 (Remote Grid) Updates to grid topology to minimize risk of ignition in HFTDs Remote GridWLDFRContact from objectAggregated | WLDFR | HFTD - Distribution - Tier 2 - 2QU CoRE ¦ 2QU LoRE | Red Flag Warning - Small Fires | Contact from object | Aggregated | 2031 | 2.9424e-05 | 543.1039 | 0.01598 | 2031 | Mitigation | 0.95 | 45 | 0 | esc | 0.00097009 | 2.8544e-08 | 0.00097009 | 2.8544e-08
[79 empty] | WLDFR | HFTD - Distribution - Tier 3 - 1QU CoRE ¦ 2QU LoRE | Red Flag Warning - Catastrophic Fires | 2032 | 1.7899e-07 | 1.7899e-07 | 15317.9909 | 247.273 | 9287.6491 | 5783.0689 | 0 | 0 | 0.00018451 | 0.0027417 | 0 | 0.0027417 | 0.0027417 | 0 | 0.0027417 | 0 | 5.0737e-08 | 1.1122e-07 | 0 | 1.1122e-07 | 0 | 1.6632e-07 | 3.3264e-07 | 0 | 3.3264e-07 | [12 empty] | 7.3.3.17.5 (Remote Grid) Updates to grid topology to minimize risk of ignition in HFTDs Remote GridWLDFRContact from objectAggregated | WLDFR | HFTD - Distribution - Tier 2 - 2QU CoRE ¦ 2QU LoRE | Red Flag Warning - Small Fires | Contact from object | Aggregated | 2032 | 2.9424e-05 | 543.1039 | 0.01598 | 2032 | Mitigation | 0.95 | 45 | 0 | esc | 0.00097009 | 2.8544e-08 | 0.00097009 | 2.8544e-08
[79 empty] | WLDFR | HFTD - Distribution - Tier 3 - 1QU CoRE ¦ 2QU LoRE | Red Flag Warning - Catastrophic Fires | 2033 | 1.7899e-07 | 1.7899e-07 | 16044.1264 | 263.1074 | 9721.74 | 6059.2791 | 0 | 0 | 0.00018451 | 0.0028717 | 0 | 0.0028717 | 0.0028717 | 0 | 0.0028717 | 0 | 5.3131e-08 | 1.1646e-07 | 0 | 1.1646e-07 | 0 | 1.7431e-07 | 3.4862e-07 | 0 | 3.4862e-07 | [12 empty] | 7.3.3.17.5 (Remote Grid) Updates to grid topology to minimize risk of ignition in HFTDs Remote GridWLDFRContact from objectAggregated | WLDFR | HFTD - Distribution - Tier 2 - 2QU CoRE ¦ 2QU LoRE | Red Flag Warning - Small Fires | Contact from object | Aggregated | 2033 | 2.9424e-05 | 543.1039 | 0.01598 | 2033 | Mitigation | 0.95 | 45 | 0 | esc | 0.00097009 | 2.8544e-08 | 0.00097009 | 2.8544e-08
[79 empty] | WLDFR | HFTD - Distribution - Tier 3 - 1QU CoRE ¦ 2QU LoRE | Red Flag Warning - Catastrophic Fires | 2034 | 1.7899e-07 | 1.7899e-07 | 16044.1264 | 263.1074 | 9721.74 | 6059.2791 | 0 | 0 | 0.00018451 | 0.0028717 | 0 | 0.0028717 | 0.0028717 | 0 | 0.0028717 | 0 | 5.3131e-08 | 1.1646e-07 | 0 | 1.1646e-07 | 0 | 1.7431e-07 | 3.4862e-07 | 0 | 3.4862e-07 | [12 empty] | 7.3.3.17.5 (Remote Grid) Updates to grid topology to minimize risk of ignition in HFTDs Remote GridWLDFRContact from objectAggregated | WLDFR | HFTD - Distribution - Tier 2 - 2QU CoRE ¦ 2QU LoRE | Red Flag Warning - Small Fires | Contact from object | Aggregated | 2034 | 2.9424e-05 | 543.1039 | 0.01598 | 2034 | Mitigation | 0.95 | 45 | 0 | esc | 0.00097009 | 2.8544e-08 | 0.00097009 | 2.8544e-08
[79 empty] | WLDFR | HFTD - Distribution - Tier 3 - 1QU CoRE ¦ 2QU LoRE | Red Flag Warning - Catastrophic Fires | 2035 | 1.7899e-07 | 1.7899e-07 | 16044.1264 | 263.1074 | 9721.74 | 6059.2791 | 0 | 0 | 0.00018451 | 0.0028717 | 0 | 0.0028717 | 0.0028717 | 0 | 0.0028717 | 0 | 5.3131e-08 | 1.1646e-07 | 0 | 1.1646e-07 | 0 | 1.7431e-07 | 3.4862e-07 | 0 | 3.4862e-07 | [12 empty] | 7.3.3.17.5 (Remote Grid) Updates to grid topology to minimize risk of ignition in HFTDs Remote GridWLDFRContact from objectAggregated | WLDFR | HFTD - Distribution - Tier 2 - 2QU CoRE ¦ 2QU LoRE | Red Flag Warning - Small Fires | Contact from object | Aggregated | 2035 | 2.9424e-05 | 543.1039 | 0.01598 | 2035 | Mitigation | 0.95 | 45 | 0 | esc | 0.00097009 | 2.8544e-08 | 0.00097009 | 2.8544e-08
[79 empty] | WLDFR | HFTD - Distribution - Tier 3 - 1QU CoRE ¦ 2QU LoRE | Red Flag Warning - Catastrophic Fires | 2036 | 1.7899e-07 | 1.7899e-07 | 16044.1264 | 263.1074 | 9721.74 | 6059.2791 | 0 | 0 | 0.00018451 | 0.0028717 | 0 | 0.0028717 | 0.0028717 | 0 | 0.0028717 | 0 | 5.3131e-08 | 1.1646e-07 | 0 | 1.1646e-07 | 0 | 1.7431e-07 | 3.4862e-07 | 0 | 3.4862e-07 | [12 empty] | 7.3.3.17.5 (Remote Grid) Updates to grid topology to minimize risk of ignition in HFTDs Remote GridWLDFRContact from objectAggregated | WLDFR | HFTD - Distribution - Tier 2 - 2QU CoRE ¦ 2QU LoRE | Red Flag Warning - Small Fires | Contact from object | Aggregated | 2036 | 2.9424e-05 | 543.1039 | 0.01598 | 2036 | Mitigation | 0.95 | 45 | 0 | esc | 0.00097009 | 2.8544e-08 | 0.00097009 | 2.8544e-08
[79 empty] | WLDFR | HFTD - Distribution - Tier 3 - 1QU CoRE ¦ 2QU LoRE | Red Flag Warning - Catastrophic Fires | 2037 | 1.7899e-07 | 1.7899e-07 | 16044.1264 | 263.1074 | 9721.74 | 6059.2791 | 0 | 0 | 0.00018451 | 0.0028717 | 0 | 0.0028717 | 0.0028717 | 0 | 0.0028717 | 0 | 5.3131e-08 | 1.1646e-07 | 0 | 1.1646e-07 | 0 | 0 | 3.4862e-07 | 0 | 3.4862e-07 | [12 empty] | 7.3.3.17.5 (Remote Grid) Updates to grid topology to minimize risk of ignition in HFTDs Remote GridWLDFRContact from objectAggregated | WLDFR | HFTD - Distribution - Tier 2 - 2QU CoRE ¦ 2QU LoRE | Red Flag Warning - Small Fires | Contact from object | Aggregated | 2037 | 2.9424e-05 | 543.1039 | 0.01598 | 2037 | Mitigation | 0.95 | 45 | 0 | esc | 0.00097009 | 2.8544e-08 | 0.00097009 | 2.8544e-08
[79 empty] | WLDFR | HFTD - Distribution - Tier 3 - 1QU CoRE ¦ 2QU LoRE | Red Flag Warning - Catastrophic Fires | 2038 | 1.7899e-07 | 1.7899e-07 | 16832.3912 | 280.5544 | 10192.2718 | 6359.5651 | 0 | 0 | 0.00018451 | 0.0030128 | 0 | 0.0030128 | 0.0030128 | 0 | 0.0030128 | 0 | 5.5682e-08 | 1.2206e-07 | 0 | 1.2206e-07 | 0 | 0 | 0 | 0 | 0 | [12 empty] | 7.3.3.17.5 (Remote Grid) Updates to grid topology to minimize risk of ignition in HFTDs Remote GridWLDFRContact from objectAggregated | WLDFR | HFTD - Distribution - Tier 2 - 2QU CoRE ¦ 2QU LoRE | Red Flag Warning - Small Fires | Contact from object | Aggregated | 2038 | 2.9424e-05 | 543.1039 | 0.01598 | 2038 | Mitigation | 0.95 | 45 | 0 | esc | 0.00097009 | 2.8544e-08 | 0.00097009 | 2.8544e-08
[79 empty] | WLDFR | HFTD - Distribution - Tier 3 - 1QU CoRE ¦ 2QU LoRE | Red Flag Warning - Catastrophic Fires | 2039 | 1.7899e-07 | 1.7899e-07 | 16832.3912 | 280.5544 | 10192.2718 | 6359.5651 | 0 | 0 | 0.00018451 | 0.0030128 | 0 | 0.0030128 | 0.0030128 | 0 | 0.0030128 | 0 | 5.5682e-08 | 1.2206e-07 | 0 | 1.2206e-07 | 0 | 0 | 0 | 0 | 0 | [12 empty] | 7.3.3.17.5 (Remote Grid) Updates to grid topology to minimize risk of ignition in HFTDs Remote GridWLDFRContact from objectAggregated | WLDFR | HFTD - Distribution - Tier 2 - 2QU CoRE ¦ 2QU LoRE | Red Flag Warning - Small Fires | Contact from object | Aggregated | 2039 | 2.9424e-05 | 543.1039 | 0.01598 | 2039 | Mitigation | 0.95 | 45 | 0 | esc | 0.00097009 | 2.8544e-08 | 0.00097009 | 2.8544e-08
[79 empty] | WLDFR | HFTD - Distribution - Tier 3 - 1QU CoRE ¦ 2QU LoRE | Red Flag Warning - Catastrophic Fires | 2040 | 1.7899e-07 | 1.7899e-07 | 16832.3912 | 280.5544 | 10192.2718 | 6359.5651 | 0 | 0 | 0.00018451 | 0.0030128 | 0 | 0.0030128 | 0.0030128 | 0 | 0.0030128 | 0 | 5.5682e-08 | 1.2206e-07 | 0 | 1.2206e-07 | 0 | 1.2673e-05 | 0 | 0 | 0 | [12 empty] | 7.3.3.17.5 (Remote Grid) Updates to grid topology to minimize risk of ignition in HFTDs Remote GridWLDFRContact from objectAggregated | WLDFR | HFTD - Distribution - Tier 2 - 2QU CoRE ¦ 2QU LoRE | Red Flag Warning - Small Fires | Contact from object | Aggregated | 2040 | 2.9424e-05 | 543.1039 | 0.01598 | 2040 | Mitigation | 0.95 | 45 | 0 | esc | 0.00097009 | 2.8544e-08 | 0.00097009 | 2.8544e-08
[79 empty] | WLDFR | HFTD - Distribution - Tier 3 - 1QU CoRE ¦ 2QU LoRE | Red Flag Warning - Catastrophic Fires | 2041 | 1.7899e-07 | 1.7899e-07 | 16832.3912 | 280.5544 | 10192.2718 | 6359.5651 | 0 | 0 | 0.00018451 | 0.0030128 | 0 | 0.0030128 | 0.0030128 | 0 | 0.0030128 | 0 | 5.5682e-08 | 1.2206e-07 | 0 | 1.2206e-07 | 0 | 1.3138e-05 | 2.6275e-05 | 0 | 2.6275e-05 | [12 empty] | 7.3.3.17.5 (Remote Grid) Updates to grid topology to minimize risk of ignition in HFTDs Remote GridWLDFRContact from objectAggregated | WLDFR | HFTD - Distribution - Tier 2 - 2QU CoRE ¦ 2QU LoRE | Red Flag Warning - Small Fires | Contact from object | Aggregated | 2041 | 2.9424e-05 | 543.1039 | 0.01598 | 2041 | Mitigation | 0.95 | 45 | 0 | esc | 0.00097009 | 2.8544e-08 | 0.00097009 | 2.8544e-08
[79 empty] | WLDFR | HFTD - Distribution - Tier 3 - 1QU CoRE ¦ 2QU LoRE | Red Flag Warning - Catastrophic Fires | 2042 | 1.7899e-07 | 1.7899e-07 | 16832.3912 | 280.5544 | 10192.2718 | 6359.5651 | 0 | 0 | 0.00018451 | 0.0030128 | 0 | 0.0030128 | 0.0030128 | 0 | 0.0030128 | 0 | 5.5682e-08 | 1.2206e-07 | 0 | 1.2206e-07 | 0 | 1.3138e-05 | 2.6275e-05 | 0 | 2.6275e-05 | [12 empty] | 7.3.3.17.5 (Remote Grid) Updates to grid topology to minimize risk of ignition in HFTDs Remote GridWLDFRContact from objectAggregated | WLDFR | HFTD - Distribution - Tier 2 - 2QU CoRE ¦ 2QU LoRE | Red Flag Warning - Small Fires | Contact from object | Aggregated | 2042 | 2.9424e-05 | 543.1039 | 0.01598 | 2042 | Mitigation | 0.95 | 45 | 0 | esc | 0.00097009 | 2.8544e-08 | 0.00097009 | 2.8544e-08
[79 empty] | WLDFR | HFTD - Distribution - Tier 3 - 1QU CoRE ¦ 2QU LoRE | Red Flag Warning - Catastrophic Fires | 2043 | 1.7899e-07 | 1.7899e-07 | 17672.0852 | 299.42 | 10692.7362 | 6679.929 | 0 | 0 | 0.00018451 | 0.0031631 | 0 | 0.0031631 | 0.0031631 | 0 | 0.0031631 | 0 | 5.8366e-08 | 1.2794e-07 | 0 | 1.2794e-07 | 0 | 1.3138e-05 | 2.6275e-05 | 0 | 2.6275e-05 | [12 empty] | 7.3.3.17.5 (Remote Grid) Updates to grid topology to minimize risk of ignition in HFTDs Remote GridWLDFRContact from objectAggregated | WLDFR | HFTD - Distribution - Tier 2 - 2QU CoRE ¦ 2QU LoRE | Red Flag Warning - Small Fires | Contact from object | Aggregated | 2043 | 2.9424e-05 | 543.1039 | 0.01598 | 2043 | Mitigation | 0.95 | 45 | 0 | esc | 0.00097009 | 2.8544e-08 | 0.00097009 | 2.8544e-08
[79 empty] | WLDFR | HFTD - Distribution - Tier 3 - 1QU CoRE ¦ 2QU LoRE | Red Flag Warning - Catastrophic Fires | 2044 | 1.7899e-07 | 1.7899e-07 | 17672.0852 | 299.42 | 10692.7362 | 6679.929 | 0 | 0 | 0.00018451 | 0.0031631 | 0 | 0.0031631 | 0.0031631 | 0 | 0.0031631 | 0 | 5.8366e-08 | 1.2794e-07 | 0 | 1.2794e-07 | 0 | 1.3138e-05 | 2.6275e-05 | 0 | 2.6275e-05 | [12 empty] | 7.3.3.17.5 (Remote Grid) Updates to grid topology to minimize risk of ignition in HFTDs Remote GridWLDFRContact from objectAggregated | WLDFR | HFTD - Distribution - Tier 2 - 2QU CoRE ¦ 2QU LoRE | Red Flag Warning - Small Fires | Contact from object | Aggregated | 2044 | 2.9424e-05 | 543.1039 | 0.01598 | 2044 | Mitigation | 0.95 | 45 | 0 | esc | 0.00097009 | 2.8544e-08 | 0.00097009 | 2.8544e-08
[79 empty] | WLDFR | HFTD - Distribution - Tier 3 - 1QU CoRE ¦ 2QU LoRE | Red Flag Warning - Catastrophic Fires | 2045 | 1.7899e-07 | 1.7899e-07 | 17672.0852 | 299.42 | 10692.7362 | 6679.929 | 0 | 0 | 0.00018451 | 0.0031631 | 0 | 0.0031631 | 0.0031631 | 0 | 0.0031631 | 0 | 5.8366e-08 | 1.2794e-07 | 0 | 1.2794e-07 | 0 | 1.3138e-05 | 2.6275e-05 | 0 | 2.6275e-05 | [12 empty] | 7.3.3.17.5 (Remote Grid) Updates to grid topology to minimize risk of ignition in HFTDs Remote GridWLDFRContact from objectAggregated | WLDFR | HFTD - Distribution - Tier 2 - 2QU CoRE ¦ 2QU LoRE | Red Flag Warning - Small Fires | Contact from object | Aggregated | 2045 | 2.9424e-05 | 543.1039 | 0.01598 | 2045 | Mitigation | 0.95 | 45 | 0 | esc | 0.00097009 | 2.8544e-08 | 0.00097009 | 2.8544e-08
[79 empty] | WLDFR | HFTD - Distribution - Tier 3 - 1QU CoRE ¦ 2QU LoRE | Red Flag Warning - Catastrophic Fires | 2046 | 1.7899e-07 | 1.7899e-07 | 17672.0852 | 299.42 | 10692.7362 | 6679.929 | 0 | 0 | 0.00018451 | 0.0031631 | 0 | 0.0031631 | 0.0031631 | 0 | 0.0031631 | 0 | 5.8366e-08 | 1.2794e-07 | 0 | 1.2794e-07 | 0 | 1.3723e-05 | 2.7446e-05 | 0 | 2.7446e-05 | [12 empty] | 7.3.3.17.5 (Remote Grid) Updates to grid topology to minimize risk of ignition in HFTDs Remote GridWLDFRContact from objectAggregated | WLDFR | HFTD - Distribution - Tier 2 - 2QU CoRE ¦ 2QU LoRE | Red Flag Warning - Small Fires | Contact from object | Aggregated | 2046 | 2.9424e-05 | 543.1039 | 0.01598 | 2046 | Mitigation | 0.95 | 45 | 0 | esc | 0.00097009 | 2.8544e-08 | 0.00097009 | 2.8544e-08
[79 empty] | WLDFR | HFTD - Distribution - Tier 3 - 1QU CoRE ¦ 2QU LoRE | Red Flag Warning - Catastrophic Fires | 2047 | 1.7899e-07 | 1.7899e-07 | 17672.0852 | 299.42 | 10692.7362 | 6679.929 | 0 | 0 | 0.00018451 | 0.0031631 | 0 | 0.0031631 | 0.0031631 | 0 | 0.0031631 | 0 | 5.8366e-08 | 1.2794e-07 | 0 | 1.2794e-07 | 0 | 1.3723e-05 | 2.7446e-05 | 0 | 2.7446e-05 | [12 empty] | 7.3.3.17.5 (Remote Grid) Updates to grid topology to minimize risk of ignition in HFTDs Remote GridWLDFRContact from objectAggregated | WLDFR | HFTD - Distribution - Tier 2 - 2QU CoRE ¦ 2QU LoRE | Red Flag Warning - Small Fires | Contact from object | Aggregated | 2047 | 2.9424e-05 | 543.1039 | 0.01598 | 2047 | Mitigation | 0.95 | 45 | 0 | esc | 0.00097009 | 2.8544e-08 | 0.00097009 | 2.8544e-08
[79 empty] | WLDFR | HFTD - Distribution - Tier 3 - 1QU CoRE ¦ 2QU LoRE | Red Flag Warning - Catastrophic Fires | 2048 | 1.7899e-07 | 1.7899e-07 | 18552.3348 | 319.4911 | 11216.5626 | 7016.281 | 0 | 0 | 0.00018451 | 0.0033206 | 0 | 0.0033206 | 0.0033206 | 0 | 0.0033206 | 0 | 6.1152e-08 | 1.3405e-07 | 0 | 1.3405e-07 | 0 | 1.3723e-05 | 2.7446e-05 | 0 | 2.7446e-05 | [12 empty] | 7.3.3.17.5 (Remote Grid) Updates to grid topology to minimize risk of ignition in HFTDs Remote GridWLDFRContact from objectAggregated | WLDFR | HFTD - Distribution - Tier 2 - 2QU CoRE ¦ 2QU LoRE | Red Flag Warning - Small Fires | Contact from object | Aggregated | 2048 | 2.9424e-05 | 543.1039 | 0.01598 | 2048 | Mitigation | 0.95 | 45 | 0 | esc | 0.00097009 | 2.8544e-08 | 0.00097009 | 2.8544e-08
[79 empty] | WLDFR | HFTD - Distribution - Tier 3 - 1QU CoRE ¦ 2QU LoRE | Red Flag Warning - Catastrophic Fires | 2049 | 1.7899e-07 | 1.7899e-07 | 18552.3348 | 319.4911 | 11216.5626 | 7016.281 | 0 | 0 | 0.00018451 | 0.0033206 | 0 | 0.0033206 | 0.0033206 | 0 | 0.0033206 | 0 | 6.1152e-08 | 1.3405e-07 | 0 | 1.3405e-07 | 0 | 1.3723e-05 | 2.7446e-05 | 0 | 2.7446e-05 | [12 empty] | 7.3.3.17.5 (Remote Grid) Updates to grid topology to minimize risk of ignition in HFTDs Remote GridWLDFRContact from objectAggregated | WLDFR | HFTD - Distribution - Tier 2 - 2QU CoRE ¦ 2QU LoRE | Red Flag Warning - Small Fires | Contact from object | Aggregated | 2049 | 2.9424e-05 | 543.1039 | 0.01598 | 2049 | Mitigation | 0.95 | 45 | 0 | esc | 0.00097009 | 2.8544e-08 | 0.00097009 | 2.8544e-08
[79 empty] | WLDFR | HFTD - Distribution - Tier 3 - 1QU CoRE ¦ 2QU LoRE | Red Flag Warning - Catastrophic Fires | 2050 | 1.7899e-07 | 1.7899e-07 | 18552.3348 | 319.4911 | 11216.5626 | 7016.281 | 0 | 0 | 0.00018451 | 0.0033206 | 0 | 0.0033206 | 0.0033206 | 0 | 0.0033206 | 0 | 6.1152e-08 | 1.3405e-07 | 0 | 1.3405e-07 | 0 | 1.3723e-05 | 2.7446e-05 | 0 | 2.7446e-05 | [12 empty] | 7.3.3.17.5 (Remote Grid) Updates to grid topology to minimize risk of ignition in HFTDs Remote GridWLDFRContact from objectAggregated | WLDFR | HFTD - Distribution - Tier 2 - 2QU CoRE ¦ 2QU LoRE | Red Flag Warning - Small Fires | Contact from object | Aggregated | 2050 | 2.9424e-05 | 543.1039 | 0.01598 | 2050 | Mitigation | 0.95 | 45 | 0 | esc | 0.00097009 | 2.8544e-08 | 0.00097009 | 2.8544e-08
[79 empty] | WLDFR | HFTD - Distribution - Tier 3 - 1QU CoRE ¦ 2QU LoRE | Red Flag Warning - Catastrophic Fires | 2051 | 1.7899e-07 | 1.7899e-07 | 18552.3348 | 319.4911 | 11216.5626 | 7016.281 | 0 | 0 | 0.00018451 | 0.0033206 | 0 | 0.0033206 | 0.0033206 | 0 | 0.0033206 | 0 | 6.1152e-08 | 1.3405e-07 | 0 | 1.3405e-07 | 0 | 1.4374e-05 | 2.8747e-05 | 0 | 2.8747e-05 | [12 empty] | 7.3.3.17.5 (Remote Grid) Updates to grid topology to minimize risk of ignition in HFTDs Remote GridWLDFRContact from objectAggregated | WLDFR | HFTD - Distribution - Tier 2 - 2QU CoRE ¦ 2QU LoRE | Red Flag Warning - Small Fires | Contact from object | Aggregated | 2051 | 2.9424e-05 | 543.1039 | 0.01598 | 2051 | Mitigation | 0.95 | 45 | 0 | esc | 0.00097009 | 2.8544e-08 | 0.00097009 | 2.8544e-08
[79 empty] | WLDFR | HFTD - Distribution - Tier 3 - 1QU CoRE ¦ 2QU LoRE | Red Flag Warning - Catastrophic Fires | 2052 | 1.7899e-07 | 1.7899e-07 | 18552.3348 | 319.4911 | 11216.5626 | 7016.281 | 0 | 0 | 0.00018451 | 0.0033206 | 0 | 0.0033206 | 0.0033206 | 0 | 0.0033206 | 0 | 6.1152e-08 | 1.3405e-07 | 0 | 1.3405e-07 | 0 | 1.4374e-05 | 2.8747e-05 | 0 | 2.8747e-05 | [12 empty] | 7.3.3.17.5 (Remote Grid) Updates to grid topology to minimize risk of ignition in HFTDs Remote GridWLDFRContact from objectAggregated | WLDFR | HFTD - Distribution - Tier 2 - 2QU CoRE ¦ 2QU LoRE | Red Flag Warning - Small Fires | Contact from object | Aggregated | 2052 | 2.9424e-05 | 543.1039 | 0.01598 | 2052 | Mitigation | 0.95 | 45 | 0 | esc | 0.00097009 | 2.8544e-08 | 0.00097009 | 2.8544e-08
[79 empty] | WLDFR | HFTD - Distribution - Tier 3 - 1QU CoRE ¦ 2QU LoRE | Red Flag Warning - Catastrophic Fires | 2053 | 1.7899e-07 | 1.7899e-07 | 19462.1283 | 340.5356 | 11757.1413 | 7364.4514 | 0 | 0 | 0.00018451 | 0.0034835 | 0 | 0.0034835 | 0.0034835 | 0 | 0.0034835 | 0 | 6.401e-08 | 1.4031e-07 | 0 | 1.4031e-07 | 0 | 1.4374e-05 | 2.8747e-05 | 0 | 2.8747e-05 | [12 empty] | 7.3.3.17.5 (Remote Grid) Updates to grid topology to minimize risk of ignition in HFTDs Remote GridWLDFRContact from objectAggregated | WLDFR | HFTD - Distribution - Tier 2 - 2QU CoRE ¦ 2QU LoRE | Red Flag Warning - Small Fires | Contact from object | Aggregated | 2053 | 2.9424e-05 | 543.1039 | 0.01598 | 2053 | Mitigation | 0.95 | 45 | 0 | esc | 0.00097009 | 2.8544e-08 | 0.00097009 | 2.8544e-08
[79 empty] | WLDFR | HFTD - Distribution - Tier 3 - 1QU CoRE ¦ 2QU LoRE | Red Flag Warning - Catastrophic Fires | 2054 | 1.7899e-07 | 1.7899e-07 | 19462.1283 | 340.5356 | 11757.1413 | 7364.4514 | 0 | 0 | 0.00018451 | 0.0034835 | 0 | 0.0034835 | 0.0034835 | 0 | 0.0034835 | 0 | 6.401e-08 | 1.4031e-07 | 0 | 1.4031e-07 | 0 | 1.4374e-05 | 2.8747e-05 | 0 | 2.8747e-05 | [12 empty] | 7.3.3.17.5 (Remote Grid) Updates to grid topology to minimize risk of ignition in HFTDs Remote GridWLDFRContact from objectAggregated | WLDFR | HFTD - Distribution - Tier 2 - 2QU CoRE ¦ 2QU LoRE | Red Flag Warning - Small Fires | Contact from object | Aggregated | 2054 | 2.9424e-05 | 543.1039 | 0.01598 | 2054 | Mitigation | 0.95 | 45 | 0 | esc | 0.00097009 | 2.8544e-08 | 0.00097009 | 2.8544e-08
[79 empty] | WLDFR | HFTD - Distribution - Tier 3 - 1QU CoRE ¦ 2QU LoRE | Red Flag Warning - Catastrophic Fires | 2055 | 1.7899e-07 | 1.7899e-07 | 19462.1283 | 340.5356 | 11757.1413 | 7364.4514 | 0 | 0 | 0.00018451 | 0.0034835 | 0 | 0.0034835 | 0.0034835 | 0 | 0.0034835 | 0 | 6.401e-08 | 1.4031e-07 | 0 | 1.4031e-07 | 0 | 1.4374e-05 | 2.8747e-05 | 0 | 2.8747e-05 | [12 empty] | 7.3.3.17.5 (Remote Grid) Updates to grid topology to minimize risk of ignition in HFTDs Remote GridWLDFRContact from objectAggregated | WLDFR | HFTD - Distribution - Tier 2 - 2QU CoRE ¦ 2QU LoRE | Red Flag Warning - Small Fires | Contact from object | Aggregated | 2055 | 2.9424e-05 | 543.1039 | 0.01598 | 2055 | Mitigation | 0.95 | 45 | 0 | esc | 0.00097009 | 2.8544e-08 | 0.00097009 | 2.8544e-08
[79 empty] | WLDFR | HFTD - Distribution - Tier 3 - 1QU CoRE ¦ 2QU LoRE | Red Flag Warning - Catastrophic Fires | 2056 | 1.7899e-07 | 1.7899e-07 | 19462.1283 | 340.5356 | 11757.1413 | 7364.4514 | 0 | 0 | 0.00018451 | 0.0034835 | 0 | 0.0034835 | 0.0034835 | 0 | 0.0034835 | 0 | 6.401e-08 | 1.4031e-07 | 0 | 1.4031e-07 | 0 | 1.508e-05 | 3.016e-05 | 0 | 3.016e-05 | [12 empty] | 7.3.3.17.5 (Remote Grid) Updates to grid topology to minimize risk of ignition in HFTDs Remote GridWLDFRContact from objectAggregated | WLDFR | HFTD - Distribution - Tier 2 - 2QU CoRE ¦ 2QU LoRE | Red Flag Warning - Small Fires | Contact from object | Aggregated | 2056 | 2.9424e-05 | 543.1039 | 0.01598 | 2056 | Mitigation | 0.95 | 45 | 0 | esc | 0.00097009 | 2.8544e-08 | 0.00097009 | 2.8544e-08
[79 empty] | WLDFR | HFTD - Distribution - Tier 3 - 1QU CoRE ¦ 2QU LoRE | Red Flag Warning - Catastrophic Fires | 2057 | 1.7899e-07 | 1.7899e-07 | 19462.1283 | 340.5356 | 11757.1413 | 7364.4514 | 0 | 0 | 0.00018451 | 0.0034835 | 0 | 0.0034835 | 0.0034835 | 0 | 0.0034835 | 0 | 6.401e-08 | 1.4031e-07 | 0 | 1.4031e-07 | 0 | 1.508e-05 | 3.016e-05 | 0 | 3.016e-05 | [12 empty] | 7.3.3.17.5 (Remote Grid) Updates to grid topology to minimize risk of ignition in HFTDs Remote GridWLDFRContact from objectAggregated | WLDFR | HFTD - Distribution - Tier 2 - 2QU CoRE ¦ 2QU LoRE | Red Flag Warning - Small Fires | Contact from object | Aggregated | 2057 | 2.9424e-05 | 543.1039 | 0.01598 | 2057 | Mitigation | 0.95 | 45 | 0 | esc | 0.00097009 | 2.8544e-08 | 0.00097009 | 2.8544e-08
[79 empty] | WLDFR | HFTD - Distribution - Tier 3 - 1QU CoRE ¦ 2QU LoRE | Red Flag Warning - Catastrophic Fires | 2058 | 1.7899e-07 | 1.7899e-07 | 20390.4035 | 362.3049 | 12307.8747 | 7720.2238 | 0 | 0 | 0.00018451 | 0.0036496 | 0 | 0.0036496 | 0.0036496 | 0 | 0.0036496 | 0 | 6.6905e-08 | 1.4666e-07 | 0 | 1.4666e-07 | 0 | 1.508e-05 | 3.016e-05 | 0 | 3.016e-05 | [12 empty] | 7.3.3.17.5 (Remote Grid) Updates to grid topology to minimize risk of ignition in HFTDs Remote GridWLDFRContact from objectAggregated | WLDFR | HFTD - Distribution - Tier 2 - 2QU CoRE ¦ 2QU LoRE | Red Flag Warning - Small Fires | Contact from object | Aggregated | 2058 | 2.9424e-05 | 543.1039 | 0.01598 | 2058 | Mitigation | 0.95 | 45 | 0 | esc | 0.00097009 | 2.8544e-08 | 0.00097009 | 2.8544e-08
[79 empty] | WLDFR | HFTD - Distribution - Tier 3 - 1QU CoRE ¦ 2QU LoRE | Red Flag Warning - Catastrophic Fires | 2059 | 1.7899e-07 | 1.7899e-07 | 20390.4035 | 362.3049 | 12307.8747 | 7720.2238 | 0 | 0 | 0.00018451 | 0.0036496 | 0 | 0.0036496 | 0.0036496 | 0 | 0.0036496 | 0 | 6.6905e-08 | 1.4666e-07 | 0 | 1.4666e-07 | 0 | 1.508e-05 | 3.016e-05 | 0 | 3.016e-05 | [12 empty] | 7.3.3.17.5 (Remote Grid) Updates to grid topology to minimize risk of ignition in HFTDs Remote GridWLDFRContact from objectAggregated | WLDFR | HFTD - Distribution - Tier 2 - 2QU CoRE ¦ 2QU LoRE | Red Flag Warning - Small Fires | Contact from object | Aggregated | 2059 | 2.9424e-05 | 543.1039 | 0.01598 | 2059 | Mitigation | 0.95 | 45 | 0 | esc | 0.00097009 | 2.8544e-08 | 0.00097009 | 2.8544e-08
[79 empty] | WLDFR | HFTD - Distribution - Tier 3 - 1QU CoRE ¦ 2QU LoRE | Red Flag Warning - Catastrophic Fires | 2060 | 1.7899e-07 | 1.7899e-07 | 20390.4035 | 362.3049 | 12307.8747 | 7720.2238 | 0 | 0 | 0.00018451 | 0.0036496 | 0 | 0.0036496 | 0.0036496 | 0 | 0.0036496 | 0 | 6.6905e-08 | 1.4666e-07 | 0 | 1.4666e-07 | 0 | 1.508e-05 | 3.016e-05 | 0 | 3.016e-05 | [12 empty] | 7.3.3.17.5 (Remote Grid) Updates to grid topology to minimize risk of ignition in HFTDs Remote GridWLDFRContact from objectAggregated | WLDFR | HFTD - Distribution - Tier 2 - 2QU CoRE ¦ 2QU LoRE | Red Flag Warning - Small Fires | Contact from object | Aggregated | 2060 | 2.9424e-05 | 543.1039 | 0.01598 | 2060 | Mitigation | 0.95 | 45 | 0 | esc | 0.00097009 | 2.8544e-08 | 0.00097009 | 2.8544e-08
[79 empty] | WLDFR | HFTD - Distribution - Tier 3 - 1QU CoRE ¦ 2QU LoRE | Red Flag Warning - Catastrophic Fires | 2061 | 1.7899e-07 | 1.7899e-07 | 20390.4035 | 362.3049 | 12307.8747 | 7720.2238 | 0 | 0 | 0.00018451 | 0.0036496 | 0 | 0.0036496 | 0.0036496 | 0 | 0.0036496 | 0 | 0 | 1.4666e-07 | 0 | 1.4666e-07 | 0 | 1.5832e-05 | 3.1664e-05 | 0 | 3.1664e-05 | [12 empty] | 7.3.3.17.5 (Remote Grid) Updates to grid topology to minimize risk of ignition in HFTDs Remote GridWLDFRContact from objectAggregated | WLDFR | HFTD - Distribution - Tier 2 - 2QU CoRE ¦ 2QU LoRE | Red Flag Warning - Small Fires | Contact from object | Aggregated | 2061 | 2.9424e-05 | 543.1039 | 0.01598 | 2061 | Mitigation | 0.95 | 45 | 0 | esc | 0.00097009 | 2.8544e-08 | 0.00097009 | 2.8544e-08
[79 empty] | WLDFR | HFTD - Distribution - Tier 3 - 1QU CoRE ¦ 2QU LoRE | Red Flag Warning - Catastrophic Fires | 2062 | 1.7899e-07 | 1.7899e-07 | 20390.4035 | 362.3049 | 12307.8747 | 7720.2238 | 0 | 0 | 0.00018451 | 0.0036496 | 0 | 0.0036496 | 0.0036496 | 0 | 0.0036496 | 0 | 0 | 0 | 0 | 0 | 0 | 1.5832e-05 | 3.1664e-05 | 0 | 3.1664e-05 | [12 empty] | 7.3.3.17.5 (Remote Grid) Updates to grid topology to minimize risk of ignition in HFTDs Remote GridWLDFRContact from objectAggregated | WLDFR | HFTD - Distribution - Tier 2 - 2QU CoRE ¦ 2QU LoRE | Red Flag Warning - Small Fires | Contact from object | Aggregated | 2062 | 2.9424e-05 | 543.1039 | 0.01598 | 2062 | Mitigation | 0.95 | 45 | 0 | esc | 0.00097009 | 2.8544e-08 | 0.00097009 | 2.8544e-08
[79 empty] | WLDFR | HFTD - Distribution - Tier 3 - 1QU CoRE ¦ 2QU LoRE | Red Flag Warning - Catastrophic Fires | 2063 | 1.7899e-07 | 1.7899e-07 | 21325.9188 | 384.5316 | 12862.0997 | 8079.2876 | 0 | 0 | 0.00018451 | 0.0038171 | 0 | 0.0038171 | 0.0038171 | 0 | 0.0038171 | 0 | 9.1999e-07 | 0 | 0 | 0 | 0 | 1.5832e-05 | 3.1664e-05 | 0 | 3.1664e-05 | [12 empty] | 7.3.3.17.5 (Remote Grid) Updates to grid topology to minimize risk of ignition in HFTDs Remote GridWLDFRContact from objectAggregated | WLDFR | HFTD - Distribution - Tier 2 - 2QU CoRE ¦ 2QU LoRE | Red Flag Warning - Small Fires | Contact from object | Aggregated | 2063 | 2.9424e-05 | 543.1039 | 0.01598 | 2063 | Mitigation | 0.95 | 45 | 0 | esc | 0.00097009 | 2.8544e-08 | 0.00097009 | 2.8544e-08
[79 empty] | WLDFR | HFTD - Distribution - Tier 3 - 1QU CoRE ¦ 2QU LoRE | Red Flag Warning - Catastrophic Fires | 2064 | 1.7899e-07 | 1.7899e-07 | 21325.9188 | 384.5316 | 12862.0997 | 8079.2876 | 0 | 0 | 0.00018451 | 0.0038171 | 0 | 0.0038171 | 0.0038171 | 0 | 0.0038171 | 0 | 9.5371e-07 | 2.0906e-06 | 0 | 2.0906e-06 | 0 | 1.5832e-05 | 3.1664e-05 | 0 | 3.1664e-05 | [12 empty] | 7.3.3.17.5 (Remote Grid) Updates to grid topology to minimize risk of ignition in HFTDs Remote GridWLDFRContact from objectAggregated | WLDFR | HFTD - Distribution - Tier 2 - 2QU CoRE ¦ 2QU LoRE | Red Flag Warning - Small Fires | Contact from object | Aggregated | 2064 | 2.9424e-05 | 543.1039 | 0.01598 | 2064 | Mitigation | 0.95 | 45 | 0 | esc | 0.00097009 | 2.8544e-08 | 0.00097009 | 2.8544e-08
[79 empty] | WLDFR | HFTD - Distribution - Tier 3 - 1QU CoRE ¦ 2QU LoRE | Red Flag Warning - Catastrophic Fires | 2065 | 1.7899e-07 | 1.7899e-07 | 21325.9188 | 384.5316 | 12862.0997 | 8079.2876 | 0 | 0 | 0.00018451 | 0.0038171 | 0 | 0.0038171 | 0.0038171 | 0 | 0.0038171 | 0 | 9.5371e-07 | 2.0906e-06 | 0 | 2.0906e-06 | 0 | 1.5832e-05 | 3.1664e-05 | 0 | 3.1664e-05 | [12 empty] | 7.3.3.17.5 (Remote Grid) Updates to grid topology to minimize risk of ignition in HFTDs Remote GridWLDFRContact from objectAggregated | WLDFR | HFTD - Distribution - Tier 2 - 2QU CoRE ¦ 2QU LoRE | Red Flag Warning - Small Fires | Contact from object | Aggregated | 2065 | 2.9424e-05 | 543.1039 | 0.01598 | 2065 | Mitigation | 0.95 | 45 | 0 | esc | 0.00097009 | 2.8544e-08 | 0.00097009 | 2.8544e-08
[79 empty] | WLDFR | HFTD - Distribution - Tier 3 - 1QU CoRE ¦ 2QU LoRE | Red Flag Warning - Catastrophic Fires | 2066 | 1.7899e-07 | 1.7899e-07 | 21325.9188 | 384.5316 | 12862.0997 | 8079.2876 | 0 | 0 | 0.00018451 | 0.0038171 | 0 | 0.0038171 | 0.0038171 | 0 | 0.0038171 | 0 | 9.5371e-07 | 2.0906e-06 | 0 | 2.0906e-06 | 0 | 1.6621e-05 | 3.3241e-05 | 0 | 3.3241e-05 | [12 empty] | 7.3.3.17.5 (Remote Grid) Updates to grid topology to minimize risk of ignition in HFTDs Remote GridWLDFRContact from objectAggregated | WLDFR | HFTD - Distribution - Tier 2 - 2QU CoRE ¦ 2QU LoRE | Red Flag Warning - Small Fires | Contact from object | Aggregated | 2066 | 2.9424e-05 | 543.1039 | 0.01598 | 2066 | Mitigation | 0.95 | 45 | 0 | esc | 0.00097009 | 2.8544e-08 | 0.00097009 | 2.8544e-08
[79 empty] | WLDFR | HFTD - Distribution - Tier 3 - 1QU CoRE ¦ 2QU LoRE | Red Flag Warning - Catastrophic Fires | 2067 | 0 | 1.7899e-07 | 21325.9188 | 384.5316 | 12862.0997 | 8079.2876 | 0 | 0 | 0.00018451 | 0 | 0 | 0 | 0.0038171 | 0 | 0.0038171 | 0 | 9.5371e-07 | 2.0906e-06 | 0 | 2.0906e-06 | 0 | 1.6621e-05 | 3.3241e-05 | 0 | 3.3241e-05 | [12 empty] | 7.3.3.17.5 (Remote Grid) Updates to grid topology to minimize risk of ignition in HFTDs Remote GridWLDFRContact from objectAggregated | WLDFR | HFTD - Distribution - Tier 2 - 2QU CoRE ¦ 2QU LoRE | Red Flag Warning - Small Fires | Contact from object | Aggregated | 2067 | 2.9424e-05 | 543.1039 | 0.01598 | 2067 | Mitigation | 0.95 | 45 | 0 | esc | 0 | 0 | 0.00097009 | 2.8544e-08
[79 empty] | WLDFR | HFTD - Distribution - Tier 3 - 1QU CoRE ¦ 2QU LoRE | Red Flag Warning - Destructive Fires | 2022 | 2.2531e-08 | 0 | 8807.9522 | 222.2294 | 8585.7228 | 0 | 0 | 0 | 2.3226e-05 | 0.00019845 | 0 | 0.00019845 | 0 | 0 | 0 | 0 | 9.5371e-07 | 2.0906e-06 | 0 | 2.0906e-06 | 0 | 1.6621e-05 | 3.3241e-05 | 0 | 3.3241e-05 | [12 empty] | 7.3.3.17.5 (Remote Grid) Updates to grid topology to minimize risk of ignition in HFTDs Remote GridWLDFRContaminationAggregated | WLDFR | HFTD - Distribution - Tier 2 - 2QU CoRE ¦ 2QU LoRE | Red Flag Warning - Small Fires | Contamination | Aggregated | 2022 | 2.5978e-07 | 543.1039 | 0.00014109 | 2022 | Mitigation | 0.95 | 45 | 0 | esc | 0.00097009 | 2.5201e-10 | 0 | 0
[79 empty] | WLDFR | HFTD - Distribution - Tier 3 - 1QU CoRE ¦ 2QU LoRE | Red Flag Warning - Destructive Fires | 2023 | 2.2531e-08 | 2.2531e-08 | 9129.7461 | 233.2301 | 8896.516 | 0 | 0 | 0 | 2.3226e-05 | 0.0002057 | 0 | 0.0002057 | 0.0002057 | 0 | 0.0002057 | 0 | 9.962e-07 | 2.1837e-06 | 0 | 2.1837e-06 | 0 | 1.6621e-05 | 3.3241e-05 | 0 | 3.3241e-05 | [12 empty] | 7.3.3.17.5 (Remote Grid) Updates to grid topology to minimize risk of ignition in HFTDs Remote GridWLDFRContaminationAggregated | WLDFR | HFTD - Distribution - Tier 2 - 2QU CoRE ¦ 2QU LoRE | Red Flag Warning - Small Fires | Contamination | Aggregated | 2023 | 2.5978e-07 | 543.1039 | 0.00014109 | 2023 | Mitigation | 0.95 | 45 | 0 | esc | 0.00097009 | 2.5201e-10 | 0.00097009 | 2.5201e-10
[79 empty] | WLDFR | HFTD - Distribution - Tier 3 - 1QU CoRE ¦ 2QU LoRE | Red Flag Warning - Destructive Fires | 2024 | 2.2531e-08 | 2.2531e-08 | 9129.7461 | 233.2301 | 8896.516 | 0 | 0 | 0 | 2.3226e-05 | 0.0002057 | 0 | 0.0002057 | 0.0002057 | 0 | 0.0002057 | 0 | 9.962e-07 | 2.1837e-06 | 0 | 2.1837e-06 | 0 | 0 | 3.3241e-05 | 0 | 3.3241e-05 | [12 empty] | 7.3.3.17.5 (Remote Grid) Updates to grid topology to minimize risk of ignition in HFTDs Remote GridWLDFRContaminationAggregated | WLDFR | HFTD - Distribution - Tier 2 - 2QU CoRE ¦ 2QU LoRE | Red Flag Warning - Small Fires | Contamination | Aggregated | 2024 | 2.5978e-07 | 543.1039 | 0.00014109 | 2024 | Mitigation | 0.95 | 45 | 0 | esc | 0.00097009 | 2.5201e-10 | 0.00097009 | 2.5201e-10
[79 empty] | WLDFR | HFTD - Distribution - Tier 3 - 1QU CoRE ¦ 2QU LoRE | Red Flag Warning - Destructive Fires | 2025 | 2.2531e-08 | 2.2531e-08 | 9129.7461 | 233.2301 | 8896.516 | 0 | 0 | 0 | 2.3226e-05 | 0.0002057 | 0 | 0.0002057 | 0.0002057 | 0 | 0.0002057 | 0 | 9.962e-07 | 2.1837e-06 | 0 | 2.1837e-06 | 0 | 0 | 0 | 0 | 0 | [12 empty] | 7.3.3.17.5 (Remote Grid) Updates to grid topology to minimize risk of ignition in HFTDs Remote GridWLDFRContaminationAggregated | WLDFR | HFTD - Distribution - Tier 2 - 2QU CoRE ¦ 2QU LoRE | Red Flag Warning - Small Fires | Contamination | Aggregated | 2025 | 2.5978e-07 | 543.1039 | 0.00014109 | 2025 | Mitigation | 0.95 | 45 | 0 | esc | 0.00097009 | 2.5201e-10 | 0.00097009 | 2.5201e-10
[79 empty] | WLDFR | HFTD - Distribution - Tier 3 - 1QU CoRE ¦ 2QU LoRE | Red Flag Warning - Destructive Fires | 2026 | 2.2531e-08 | 2.2531e-08 | 9129.7461 | 233.2301 | 8896.516 | 0 | 0 | 0 | 2.3226e-05 | 0.0002057 | 0 | 0.0002057 | 0.0002057 | 0 | 0.0002057 | 0 | 9.962e-07 | 2.1837e-06 | 0 | 2.1837e-06 | 0 | 0 | 0 | 0 | 0 | [12 empty] | 7.3.3.17.5 (Remote Grid) Updates to grid topology to minimize risk of ignition in HFTDs Remote GridWLDFRContaminationAggregated | WLDFR | HFTD - Distribution - Tier 2 - 2QU CoRE ¦ 2QU LoRE | Red Flag Warning - Small Fires | Contamination | Aggregated | 2026 | 2.5978e-07 | 543.1039 | 0.00014109 | 2026 | Mitigation | 0.95 | 45 | 0 | esc | 0.00097009 | 2.5201e-10 | 0.00097009 | 2.5201e-10
[79 empty] | WLDFR | HFTD - Distribution - Tier 3 - 1QU CoRE ¦ 2QU LoRE | Red Flag Warning - Destructive Fires | 2027 | 2.2531e-08 | 2.2531e-08 | 9129.7461 | 233.2301 | 8896.516 | 0 | 0 | 0 | 2.3226e-05 | 0.0002057 | 0 | 0.0002057 | 0.0002057 | 0 | 0.0002057 | 0 | 9.962e-07 | 2.1837e-06 | 0 | 2.1837e-06 | 0 | 2.8557e-05 | 0 | 0 | 0 | [12 empty] | 7.3.3.17.5 (Remote Grid) Updates to grid topology to minimize risk of ignition in HFTDs Remote GridWLDFRContaminationAggregated | WLDFR | HFTD - Distribution - Tier 2 - 2QU CoRE ¦ 2QU LoRE | Red Flag Warning - Small Fires | Contamination | Aggregated | 2027 | 2.5978e-07 | 543.1039 | 0.00014109 | 2027 | Mitigation | 0.95 | 45 | 0 | esc | 0.00097009 | 2.5201e-10 | 0.00097009 | 2.5201e-10
[79 empty] | WLDFR | HFTD - Distribution - Tier 3 - 1QU CoRE ¦ 2QU LoRE | Red Flag Warning - Destructive Fires | 2028 | 2.2531e-08 | 2.2531e-08 | 9534.9221 | 247.273 | 9287.6491 | 0 | 0 | 0 | 2.3226e-05 | 0.00021483 | 0 | 0.00021483 | 0.00021483 | 0 | 0.00021483 | 0 | 1.0434e-06 | 2.2872e-06 | 0 | 2.2872e-06 | 0 | 2.9601e-05 | 5.9201e-05 | 0 | 5.9201e-05 | [12 empty] | 7.3.3.17.5 (Remote Grid) Updates to grid topology to minimize risk of ignition in HFTDs Remote GridWLDFRContaminationAggregated | WLDFR | HFTD - Distribution - Tier 2 - 2QU CoRE ¦ 2QU LoRE | Red Flag Warning - Small Fires | Contamination | Aggregated | 2028 | 2.5978e-07 | 543.1039 | 0.00014109 | 2028 | Mitigation | 0.95 | 45 | 0 | esc | 0.00097009 | 2.5201e-10 | 0.00097009 | 2.5201e-10
[79 empty] | WLDFR | HFTD - Distribution - Tier 3 - 1QU CoRE ¦ 2QU LoRE | Red Flag Warning - Destructive Fires | 2029 | 2.2531e-08 | 2.2531e-08 | 9534.9221 | 247.273 | 9287.6491 | 0 | 0 | 0 | 2.3226e-05 | 0.00021483 | 0 | 0.00021483 | 0.00021483 | 0 | 0.00021483 | 0 | 1.0434e-06 | 2.2872e-06 | 0 | 2.2872e-06 | 0 | 2.9601e-05 | 5.9201e-05 | 0 | 5.9201e-05 | [12 empty] | 7.3.3.17.5 (Remote Grid) Updates to grid topology to minimize risk of ignition in HFTDs Remote GridWLDFRContaminationAggregated | WLDFR | HFTD - Distribution - Tier 2 - 2QU CoRE ¦ 2QU LoRE | Red Flag Warning - Small Fires | Contamination | Aggregated | 2029 | 2.5978e-07 | 543.1039 | 0.00014109 | 2029 | Mitigation | 0.95 | 45 | 0 | esc | 0.00097009 | 2.5201e-10 | 0.00097009 | 2.5201e-10
[79 empty] | WLDFR | HFTD - Distribution - Tier 3 - 1QU CoRE ¦ 2QU LoRE | Red Flag Warning - Destructive Fires | 2030 | 2.2531e-08 | 2.2531e-08 | 9534.9221 | 247.273 | 9287.6491 | 0 | 0 | 0 | 2.3226e-05 | 0.00021483 | 0 | 0.00021483 | 0.00021483 | 0 | 0.00021483 | 0 | 1.0434e-06 | 2.2872e-06 | 0 | 2.2872e-06 | 0 | 2.9601e-05 | 5.9201e-05 | 0 | 5.9201e-05 | [12 empty] | 7.3.3.17.5 (Remote Grid) Updates to grid topology to minimize risk of ignition in HFTDs Remote GridWLDFRContaminationAggregated | WLDFR | HFTD - Distribution - Tier 2 - 2QU CoRE ¦ 2QU LoRE | Red Flag Warning - Small Fires | Contamination | Aggregated | 2030 | 2.5978e-07 | 543.1039 | 0.00014109 | 2030 | Mitigation | 0.95 | 45 | 0 | esc | 0.00097009 | 2.5201e-10 | 0.00097009 | 2.5201e-10
[79 empty] | WLDFR | HFTD - Distribution - Tier 3 - 1QU CoRE ¦ 2QU LoRE | Red Flag Warning - Destructive Fires | 2031 | 2.2531e-08 | 2.2531e-08 | 9534.9221 | 247.273 | 9287.6491 | 0 | 0 | 0 | 2.3226e-05 | 0.00021483 | 0 | 0.00021483 | 0.00021483 | 0 | 0.00021483 | 0 | 1.0434e-06 | 2.2872e-06 | 0 | 2.2872e-06 | 0 | 2.9601e-05 | 5.9201e-05 | 0 | 5.9201e-05 | [12 empty] | 7.3.3.17.5 (Remote Grid) Updates to grid topology to minimize risk of ignition in HFTDs Remote GridWLDFRContaminationAggregated | WLDFR | HFTD - Distribution - Tier 2 - 2QU CoRE ¦ 2QU LoRE | Red Flag Warning - Small Fires | Contamination | Aggregated | 2031 | 2.5978e-07 | 543.1039 | 0.00014109 | 2031 | Mitigation | 0.95 | 45 | 0 | esc | 0.00097009 | 2.5201e-10 | 0.00097009 | 2.5201e-10
[79 empty] | WLDFR | HFTD - Distribution - Tier 3 - 1QU CoRE ¦ 2QU LoRE | Red Flag Warning - Destructive Fires | 2032 | 2.2531e-08 | 2.2531e-08 | 9534.9221 | 247.273 | 9287.6491 | 0 | 0 | 0 | 2.3226e-05 | 0.00021483 | 0 | 0.00021483 | 0.00021483 | 0 | 0.00021483 | 0 | 1.0434e-06 | 2.2872e-06 | 0 | 2.2872e-06 | 0 | 2.9601e-05 | 5.9201e-05 | 0 | 5.9201e-05 | [12 empty] | 7.3.3.17.5 (Remote Grid) Updates to grid topology to minimize risk of ignition in HFTDs Remote GridWLDFRContaminationAggregated | WLDFR | HFTD - Distribution - Tier 2 - 2QU CoRE ¦ 2QU LoRE | Red Flag Warning - Small Fires | Contamination | Aggregated | 2032 | 2.5978e-07 | 543.1039 | 0.00014109 | 2032 | Mitigation | 0.95 | 45 | 0 | esc | 0.00097009 | 2.5201e-10 | 0.00097009 | 2.5201e-10
[79 empty] | WLDFR | HFTD - Distribution - Tier 3 - 1QU CoRE ¦ 2QU LoRE | Red Flag Warning - Destructive Fires | 2033 | 2.2531e-08 | 2.2531e-08 | 9984.8474 | 263.1074 | 9721.74 | 0 | 0 | 0 | 2.3226e-05 | 0.00022497 | 0 | 0.00022497 | 0.00022497 | 0 | 0.00022497 | 0 | 1.0947e-06 | 2.3996e-06 | 0 | 2.3996e-06 | 0 | 3.0914e-05 | 6.1829e-05 | 0 | 6.1829e-05 | [12 empty] | 7.3.3.17.5 (Remote Grid) Updates to grid topology to minimize risk of ignition in HFTDs Remote GridWLDFRContaminationAggregated | WLDFR | HFTD - Distribution - Tier 2 - 2QU CoRE ¦ 2QU LoRE | Red Flag Warning - Small Fires | Contamination | Aggregated | 2033 | 2.5978e-07 | 543.1039 | 0.00014109 | 2033 | Mitigation | 0.95 | 45 | 0 | esc | 0.00097009 | 2.5201e-10 | 0.00097009 | 2.5201e-10
[79 empty] | WLDFR | HFTD - Distribution - Tier 3 - 1QU CoRE ¦ 2QU LoRE | Red Flag Warning - Destructive Fires | 2034 | 2.2531e-08 | 2.2531e-08 | 9984.8474 | 263.1074 | 9721.74 | 0 | 0 | 0 | 2.3226e-05 | 0.00022497 | 0 | 0.00022497 | 0.00022497 | 0 | 0.00022497 | 0 | 1.0947e-06 | 2.3996e-06 | 0 | 2.3996e-06 | 0 | 3.0914e-05 | 6.1829e-05 | 0 | 6.1829e-05 | [12 empty] | 7.3.3.17.5 (Remote Grid) Updates to grid topology to minimize risk of ignition in HFTDs Remote GridWLDFRContaminationAggregated | WLDFR | HFTD - Distribution - Tier 2 - 2QU CoRE ¦ 2QU LoRE | Red Flag Warning - Small Fires | Contamination | Aggregated | 2034 | 2.5978e-07 | 543.1039 | 0.00014109 | 2034 | Mitigation | 0.95 | 45 | 0 | esc | 0.00097009 | 2.5201e-10 | 0.00097009 | 2.5201e-10
[79 empty] | WLDFR | HFTD - Distribution - Tier 3 - 1QU CoRE ¦ 2QU LoRE | Red Flag Warning - Destructive Fires | 2035 | 2.2531e-08 | 2.2531e-08 | 9984.8474 | 263.1074 | 9721.74 | 0 | 0 | 0 | 2.3226e-05 | 0.00022497 | 0 | 0.00022497 | 0.00022497 | 0 | 0.00022497 | 0 | 1.0947e-06 | 2.3996e-06 | 0 | 2.3996e-06 | 0 | 3.0914e-05 | 6.1829e-05 | 0 | 6.1829e-05 | [12 empty] | 7.3.3.17.5 (Remote Grid) Updates to grid topology to minimize risk of ignition in HFTDs Remote GridWLDFRContaminationAggregated | WLDFR | HFTD - Distribution - Tier 2 - 2QU CoRE ¦ 2QU LoRE | Red Flag Warning - Small Fires | Contamination | Aggregated | 2035 | 2.5978e-07 | 543.1039 | 0.00014109 | 2035 | Mitigation | 0.95 | 45 | 0 | esc | 0.00097009 | 2.5201e-10 | 0.00097009 | 2.5201e-10
[79 empty] | WLDFR | HFTD - Distribution - Tier 3 - 1QU CoRE ¦ 2QU LoRE | Red Flag Warning - Destructive Fires | 2036 | 2.2531e-08 | 2.2531e-08 | 9984.8474 | 263.1074 | 9721.74 | 0 | 0 | 0 | 2.3226e-05 | 0.00022497 | 0 | 0.00022497 | 0.00022497 | 0 | 0.00022497 | 0 | 1.0947e-06 | 2.3996e-06 | 0 | 2.3996e-06 | 0 | 3.0914e-05 | 6.1829e-05 | 0 | 6.1829e-05 | [12 empty] | 7.3.3.17.5 (Remote Grid) Updates to grid topology to minimize risk of ignition in HFTDs Remote GridWLDFRContaminationAggregated | WLDFR | HFTD - Distribution - Tier 2 - 2QU CoRE ¦ 2QU LoRE | Red Flag Warning - Small Fires | Contamination | Aggregated | 2036 | 2.5978e-07 | 543.1039 | 0.00014109 | 2036 | Mitigation | 0.95 | 45 | 0 | esc | 0.00097009 | 2.5201e-10 | 0.00097009 | 2.5201e-10
[79 empty] | WLDFR | HFTD - Distribution - Tier 3 - 1QU CoRE ¦ 2QU LoRE | Red Flag Warning - Destructive Fires | 2037 | 2.2531e-08 | 2.2531e-08 | 9984.8474 | 263.1074 | 9721.74 | 0 | 0 | 0 | 2.3226e-05 | 0.00022497 | 0 | 0.00022497 | 0.00022497 | 0 | 0.00022497 | 0 | 1.0947e-06 | 2.3996e-06 | 0 | 2.3996e-06 | 0 | 3.0914e-05 | 6.1829e-05 | 0 | 6.1829e-05 | [12 empty] | 7.3.3.17.5 (Remote Grid) Updates to grid topology to minimize risk of ignition in HFTDs Remote GridWLDFRContaminationAggregated | WLDFR | HFTD - Distribution - Tier 2 - 2QU CoRE ¦ 2QU LoRE | Red Flag Warning - Small Fires | Contamination | Aggregated | 2037 | 2.5978e-07 | 543.1039 | 0.00014109 | 2037 | Mitigation | 0.95 | 45 | 0 | esc | 0.00097009 | 2.5201e-10 | 0.00097009 | 2.5201e-10
[79 empty] | WLDFR | HFTD - Distribution - Tier 3 - 1QU CoRE ¦ 2QU LoRE | Red Flag Warning - Destructive Fires | 2038 | 2.2531e-08 | 2.2531e-08 | 10472.8261 | 280.5544 | 10192.2718 | 0 | 0 | 0 | 2.3226e-05 | 0.00023596 | 0 | 0.00023596 | 0.00023596 | 0 | 0.00023596 | 0 | 1.1493e-06 | 2.5193e-06 | 0 | 2.5193e-06 | 0 | 3.2373e-05 | 6.4746e-05 | 0 | 6.4746e-05 | [12 empty] | 7.3.3.17.5 (Remote Grid) Updates to grid topology to minimize risk of ignition in HFTDs Remote GridWLDFRContaminationAggregated | WLDFR | HFTD - Distribution - Tier 2 - 2QU CoRE ¦ 2QU LoRE | Red Flag Warning - Small Fires | Contamination | Aggregated | 2038 | 2.5978e-07 | 543.1039 | 0.00014109 | 2038 | Mitigation | 0.95 | 45 | 0 | esc | 0.00097009 | 2.5201e-10 | 0.00097009 | 2.5201e-10
[79 empty] | WLDFR | HFTD - Distribution - Tier 3 - 1QU CoRE ¦ 2QU LoRE | Red Flag Warning - Destructive Fires | 2039 | 2.2531e-08 | 2.2531e-08 | 10472.8261 | 280.5544 | 10192.2718 | 0 | 0 | 0 | 2.3226e-05 | 0.00023596 | 0 | 0.00023596 | 0.00023596 | 0 | 0.00023596 | 0 | 1.1493e-06 | 2.5193e-06 | 0 | 2.5193e-06 | 0 | 3.2373e-05 | 6.4746e-05 | 0 | 6.4746e-05 | [12 empty] | 7.3.3.17.5 (Remote Grid) Updates to grid topology to minimize risk of ignition in HFTDs Remote GridWLDFRContaminationAggregated | WLDFR | HFTD - Distribution - Tier 2 - 2QU CoRE ¦ 2QU LoRE | Red Flag Warning - Small Fires | Contamination | Aggregated | 2039 | 2.5978e-07 | 543.1039 | 0.00014109 | 2039 | Mitigation | 0.95 | 45 | 0 | esc | 0.00097009 | 2.5201e-10 | 0.00097009 | 2.5201e-10
[79 empty] | WLDFR | HFTD - Distribution - Tier 3 - 1QU CoRE ¦ 2QU LoRE | Red Flag Warning - Destructive Fires | 2040 | 2.2531e-08 | 2.2531e-08 | 10472.8261 | 280.5544 | 10192.2718 | 0 | 0 | 0 | 2.3226e-05 | 0.00023596 | 0 | 0.00023596 | 0.00023596 | 0 | 0.00023596 | 0 | 1.1493e-06 | 2.5193e-06 | 0 | 2.5193e-06 | 0 | 3.2373e-05 | 6.4746e-05 | 0 | 6.4746e-05 | [12 empty] | 7.3.3.17.5 (Remote Grid) Updates to grid topology to minimize risk of ignition in HFTDs Remote GridWLDFRContaminationAggregated | WLDFR | HFTD - Distribution - Tier 2 - 2QU CoRE ¦ 2QU LoRE | Red Flag Warning - Small Fires | Contamination | Aggregated | 2040 | 2.5978e-07 | 543.1039 | 0.00014109 | 2040 | Mitigation | 0.95 | 45 | 0 | esc | 0.00097009 | 2.5201e-10 | 0.00097009 | 2.5201e-10
[79 empty] | WLDFR | HFTD - Distribution - Tier 3 - 1QU CoRE ¦ 2QU LoRE | Red Flag Warning - Destructive Fires | 2041 | 2.2531e-08 | 2.2531e-08 | 10472.8261 | 280.5544 | 10192.2718 | 0 | 0 | 0 | 2.3226e-05 | 0.00023596 | 0 | 0.00023596 | 0.00023596 | 0 | 0.00023596 | 0 | 1.1493e-06 | 2.5193e-06 | 0 | 2.5193e-06 | 0 | 3.2373e-05 | 6.4746e-05 | 0 | 6.4746e-05 | [12 empty] | 7.3.3.17.5 (Remote Grid) Updates to grid topology to minimize risk of ignition in HFTDs Remote GridWLDFRContaminationAggregated | WLDFR | HFTD - Distribution - Tier 2 - 2QU CoRE ¦ 2QU LoRE | Red Flag Warning - Small Fires | Contamination | Aggregated | 2041 | 2.5978e-07 | 543.1039 | 0.00014109 | 2041 | Mitigation | 0.95 | 45 | 0 | esc | 0.00097009 | 2.5201e-10 | 0.00097009 | 2.5201e-10
[79 empty] | WLDFR | HFTD - Distribution - Tier 3 - 1QU CoRE ¦ 2QU LoRE | Red Flag Warning - Destructive Fires | 2042 | 2.2531e-08 | 2.2531e-08 | 10472.8261 | 280.5544 | 10192.2718 | 0 | 0 | 0 | 2.3226e-05 | 0.00023596 | 0 | 0.00023596 | 0.00023596 | 0 | 0.00023596 | 0 | 1.1493e-06 | 2.5193e-06 | 0 | 2.5193e-06 | 0 | 3.2373e-05 | 6.4746e-05 | 0 | 6.4746e-05 | [12 empty] | 7.3.3.17.5 (Remote Grid) Updates to grid topology to minimize risk of ignition in HFTDs Remote GridWLDFRContaminationAggregated | WLDFR | HFTD - Distribution - Tier 2 - 2QU CoRE ¦ 2QU LoRE | Red Flag Warning - Small Fires | Contamination | Aggregated | 2042 | 2.5978e-07 | 543.1039 | 0.00014109 | 2042 | Mitigation | 0.95 | 45 | 0 | esc | 0.00097009 | 2.5201e-10 | 0.00097009 | 2.5201e-10
[79 empty] | WLDFR | HFTD - Distribution - Tier 3 - 1QU CoRE ¦ 2QU LoRE | Red Flag Warning - Destructive Fires | 2043 | 2.2531e-08 | 2.2531e-08 | 10992.1562 | 299.42 | 10692.7362 | 0 | 0 | 0 | 2.3226e-05 | 0.00024766 | 0 | 0.00024766 | 0.00024766 | 0 | 0.00024766 | 0 | 1.2065e-06 | 2.6448e-06 | 0 | 2.6448e-06 | 0 | 3.3955e-05 | 6.791e-05 | 0 | 6.791e-05 | [12 empty] | 7.3.3.17.5 (Remote Grid) Updates to grid topology to minimize risk of ignition in HFTDs Remote GridWLDFRContaminationAggregated | WLDFR | HFTD - Distribution - Tier 2 - 2QU CoRE ¦ 2QU LoRE | Red Flag Warning - Small Fires | Contamination | Aggregated | 2043 | 2.5978e-07 | 543.1039 | 0.00014109 | 2043 | Mitigation | 0.95 | 45 | 0 | esc | 0.00097009 | 2.5201e-10 | 0.00097009 | 2.5201e-10
[79 empty] | WLDFR | HFTD - Distribution - Tier 3 - 1QU CoRE ¦ 2QU LoRE | Red Flag Warning - Destructive Fires | 2044 | 2.2531e-08 | 2.2531e-08 | 10992.1562 | 299.42 | 10692.7362 | 0 | 0 | 0 | 2.3226e-05 | 0.00024766 | 0 | 0.00024766 | 0.00024766 | 0 | 0.00024766 | 0 | 1.2065e-06 | 2.6448e-06 | 0 | 2.6448e-06 | 0 | 3.3955e-05 | 6.791e-05 | 0 | 6.791e-05 | [12 empty] | 7.3.3.17.5 (Remote Grid) Updates to grid topology to minimize risk of ignition in HFTDs Remote GridWLDFRContaminationAggregated | WLDFR | HFTD - Distribution - Tier 2 - 2QU CoRE ¦ 2QU LoRE | Red Flag Warning - Small Fires | Contamination | Aggregated | 2044 | 2.5978e-07 | 543.1039 | 0.00014109 | 2044 | Mitigation | 0.95 | 45 | 0 | esc | 0.00097009 | 2.5201e-10 | 0.00097009 | 2.5201e-10
[79 empty] | WLDFR | HFTD - Distribution - Tier 3 - 1QU CoRE ¦ 2QU LoRE | Red Flag Warning - Destructive Fires | 2045 | 2.2531e-08 | 2.2531e-08 | 10992.1562 | 299.42 | 10692.7362 | 0 | 0 | 0 | 2.3226e-05 | 0.00024766 | 0 | 0.00024766 | 0.00024766 | 0 | 0.00024766 | 0 | 1.2065e-06 | 2.6448e-06 | 0 | 2.6448e-06 | 0 | 3.3955e-05 | 6.791e-05 | 0 | 6.791e-05 | [12 empty] | 7.3.3.17.5 (Remote Grid) Updates to grid topology to minimize risk of ignition in HFTDs Remote GridWLDFRContaminationAggregated | WLDFR | HFTD - Distribution - Tier 2 - 2QU CoRE ¦ 2QU LoRE | Red Flag Warning - Small Fires | Contamination | Aggregated | 2045 | 2.5978e-07 | 543.1039 | 0.00014109 | 2045 | Mitigation | 0.95 | 45 | 0 | esc | 0.00097009 | 2.5201e-10 | 0.00097009 | 2.5201e-10
[79 empty] | WLDFR | HFTD - Distribution - Tier 3 - 1QU CoRE ¦ 2QU LoRE | Red Flag Warning - Destructive Fires | 2046 | 2.2531e-08 | 2.2531e-08 | 10992.1562 | 299.42 | 10692.7362 | 0 | 0 | 0 | 2.3226e-05 | 0.00024766 | 0 | 0.00024766 | 0.00024766 | 0 | 0.00024766 | 0 | 1.2065e-06 | 2.6448e-06 | 0 | 2.6448e-06 | 0 | 3.3955e-05 | 6.791e-05 | 0 | 6.791e-05 | [12 empty] | 7.3.3.17.5 (Remote Grid) Updates to grid topology to minimize risk of ignition in HFTDs Remote GridWLDFRContaminationAggregated | WLDFR | HFTD - Distribution - Tier 2 - 2QU CoRE ¦ 2QU LoRE | Red Flag Warning - Small Fires | Contamination | Aggregated | 2046 | 2.5978e-07 | 543.1039 | 0.00014109 | 2046 | Mitigation | 0.95 | 45 | 0 | esc | 0.00097009 | 2.5201e-10 | 0.00097009 | 2.5201e-10
[79 empty] | WLDFR | HFTD - Distribution - Tier 3 - 1QU CoRE ¦ 2QU LoRE | Red Flag Warning - Destructive Fires | 2047 | 2.2531e-08 | 2.2531e-08 | 10992.1562 | 299.42 | 10692.7362 | 0 | 0 | 0 | 2.3226e-05 | 0.00024766 | 0 | 0.00024766 | 0.00024766 | 0 | 0.00024766 | 0 | 1.2065e-06 | 2.6448e-06 | 0 | 2.6448e-06 | 0 | 3.3955e-05 | 6.791e-05 | 0 | 6.791e-05 | [12 empty] | 7.3.3.17.5 (Remote Grid) Updates to grid topology to minimize risk of ignition in HFTDs Remote GridWLDFRContaminationAggregated | WLDFR | HFTD - Distribution - Tier 2 - 2QU CoRE ¦ 2QU LoRE | Red Flag Warning - Small Fires | Contamination | Aggregated | 2047 | 2.5978e-07 | 543.1039 | 0.00014109 | 2047 | Mitigation | 0.95 | 45 | 0 | esc | 0.00097009 | 2.5201e-10 | 0.00097009 | 2.5201e-10
[79 empty] | WLDFR | HFTD - Distribution - Tier 3 - 1QU CoRE ¦ 2QU LoRE | Red Flag Warning - Destructive Fires | 2048 | 2.2531e-08 | 2.2531e-08 | 11536.0538 | 319.4911 | 11216.5626 | 0 | 0 | 0 | 2.3226e-05 | 0.00025992 | 0 | 0.00025992 | 0.00025992 | 0 | 0.00025992 | 0 | 1.2657e-06 | 2.7745e-06 | 0 | 2.7745e-06 | 0 | 3.5639e-05 | 7.1278e-05 | 0 | 7.1278e-05 | [12 empty] | 7.3.3.17.5 (Remote Grid) Updates to grid topology to minimize risk of ignition in HFTDs Remote GridWLDFRContaminationAggregated | WLDFR | HFTD - Distribution - Tier 2 - 2QU CoRE ¦ 2QU LoRE | Red Flag Warning - Small Fires | Contamination | Aggregated | 2048 | 2.5978e-07 | 543.1039 | 0.00014109 | 2048 | Mitigation | 0.95 | 45 | 0 | esc | 0.00097009 | 2.5201e-10 | 0.00097009 | 2.5201e-10
[79 empty] | WLDFR | HFTD - Distribution - Tier 3 - 1QU CoRE ¦ 2QU LoRE | Red Flag Warning - Destructive Fires | 2049 | 2.2531e-08 | 2.2531e-08 | 11536.0538 | 319.4911 | 11216.5626 | 0 | 0 | 0 | 2.3226e-05 | 0.00025992 | 0 | 0.00025992 | 0.00025992 | 0 | 0.00025992 | 0 | 1.2657e-06 | 2.7745e-06 | 0 | 2.7745e-06 | 0 | 3.5639e-05 | 7.1278e-05 | 0 | 7.1278e-05 | [12 empty] | 7.3.3.17.5 (Remote Grid) Updates to grid topology to minimize risk of ignition in HFTDs Remote GridWLDFRContaminationAggregated | WLDFR | HFTD - Distribution - Tier 2 - 2QU CoRE ¦ 2QU LoRE | Red Flag Warning - Small Fires | Contamination | Aggregated | 2049 | 2.5978e-07 | 543.1039 | 0.00014109 | 2049 | Mitigation | 0.95 | 45 | 0 | esc | 0.00097009 | 2.5201e-10 | 0.00097009 | 2.5201e-10
[79 empty] | WLDFR | HFTD - Distribution - Tier 3 - 1QU CoRE ¦ 2QU LoRE | Red Flag Warning - Destructive Fires | 2050 | 2.2531e-08 | 2.2531e-08 | 11536.0538 | 319.4911 | 11216.5626 | 0 | 0 | 0 | 2.3226e-05 | 0.00025992 | 0 | 0.00025992 | 0.00025992 | 0 | 0.00025992 | 0 | 1.2657e-06 | 2.7745e-06 | 0 | 2.7745e-06 | 0 | 3.5639e-05 | 7.1278e-05 | 0 | 7.1278e-05 | [12 empty] | 7.3.3.17.5 (Remote Grid) Updates to grid topology to minimize risk of ignition in HFTDs Remote GridWLDFRContaminationAggregated | WLDFR | HFTD - Distribution - Tier 2 - 2QU CoRE ¦ 2QU LoRE | Red Flag Warning - Small Fires | Contamination | Aggregated | 2050 | 2.5978e-07 | 543.1039 | 0.00014109 | 2050 | Mitigation | 0.95 | 45 | 0 | esc | 0.00097009 | 2.5201e-10 | 0.00097009 | 2.5201e-10
[79 empty] | WLDFR | HFTD - Distribution - Tier 3 - 1QU CoRE ¦ 2QU LoRE | Red Flag Warning - Destructive Fires | 2051 | 2.2531e-08 | 2.2531e-08 | 11536.0538 | 319.4911 | 11216.5626 | 0 | 0 | 0 | 2.3226e-05 | 0.00025992 | 0 | 0.00025992 | 0.00025992 | 0 | 0.00025992 | 0 | 1.2657e-06 | 2.7745e-06 | 0 | 2.7745e-06 | 0 | 3.5639e-05 | 7.1278e-05 | 0 | 7.1278e-05 | [12 empty] | 7.3.3.17.5 (Remote Grid) Updates to grid topology to minimize risk of ignition in HFTDs Remote GridWLDFRContaminationAggregated | WLDFR | HFTD - Distribution - Tier 2 - 2QU CoRE ¦ 2QU LoRE | Red Flag Warning - Small Fires | Contamination | Aggregated | 2051 | 2.5978e-07 | 543.1039 | 0.00014109 | 2051 | Mitigation | 0.95 | 45 | 0 | esc | 0.00097009 | 2.5201e-10 | 0.00097009 | 2.5201e-10
[79 empty] | WLDFR | HFTD - Distribution - Tier 3 - 1QU CoRE ¦ 2QU LoRE | Red Flag Warning - Destructive Fires | 2052 | 2.2531e-08 | 2.2531e-08 | 11536.0538 | 319.4911 | 11216.5626 | 0 | 0 | 0 | 2.3226e-05 | 0.00025992 | 0 | 0.00025992 | 0.00025992 | 0 | 0.00025992 | 0 | 1.2657e-06 | 2.7745e-06 | 0 | 2.7745e-06 | 0 | 3.5639e-05 | 7.1278e-05 | 0 | 7.1278e-05 | [12 empty] | 7.3.3.17.5 (Remote Grid) Updates to grid topology to minimize risk of ignition in HFTDs Remote GridWLDFRContaminationAggregated | WLDFR | HFTD - Distribution - Tier 2 - 2QU CoRE ¦ 2QU LoRE | Red Flag Warning - Small Fires | Contamination | Aggregated | 2052 | 2.5978e-07 | 543.1039 | 0.00014109 | 2052 | Mitigation | 0.95 | 45 | 0 | esc | 0.00097009 | 2.5201e-10 | 0.00097009 | 2.5201e-10
[79 empty] | WLDFR | HFTD - Distribution - Tier 3 - 1QU CoRE ¦ 2QU LoRE | Red Flag Warning - Destructive Fires | 2053 | 2.2531e-08 | 2.2531e-08 | 12097.6769 | 340.5356 | 11757.1413 | 0 | 0 | 0 | 2.3226e-05 | 0.00027257 | 0 | 0.00027257 | 0.00027257 | 0 | 0.00027257 | 0 | 1.3261e-06 | 2.9068e-06 | 0 | 2.9068e-06 | 0 | 3.7402e-05 | 7.4805e-05 | 0 | 7.4805e-05 | [12 empty] | 7.3.3.17.5 (Remote Grid) Updates to grid topology to minimize risk of ignition in HFTDs Remote GridWLDFRContaminationAggregated | WLDFR | HFTD - Distribution - Tier 2 - 2QU CoRE ¦ 2QU LoRE | Red Flag Warning - Small Fires | Contamination | Aggregated | 2053 | 2.5978e-07 | 543.1039 | 0.00014109 | 2053 | Mitigation | 0.95 | 45 | 0 | esc | 0.00097009 | 2.5201e-10 | 0.00097009 | 2.5201e-10
[79 empty] | WLDFR | HFTD - Distribution - Tier 3 - 1QU CoRE ¦ 2QU LoRE | Red Flag Warning - Destructive Fires | 2054 | 2.2531e-08 | 2.2531e-08 | 12097.6769 | 340.5356 | 11757.1413 | 0 | 0 | 0 | 2.3226e-05 | 0.00027257 | 0 | 0.00027257 | 0.00027257 | 0 | 0.00027257 | 0 | 1.3261e-06 | 2.9068e-06 | 0 | 2.9068e-06 | 0 | 3.7402e-05 | 7.4805e-05 | 0 | 7.4805e-05 | [12 empty] | 7.3.3.17.5 (Remote Grid) Updates to grid topology to minimize risk of ignition in HFTDs Remote GridWLDFRContaminationAggregated | WLDFR | HFTD - Distribution - Tier 2 - 2QU CoRE ¦ 2QU LoRE | Red Flag Warning - Small Fires | Contamination | Aggregated | 2054 | 2.5978e-07 | 543.1039 | 0.00014109 | 2054 | Mitigation | 0.95 | 45 | 0 | esc | 0.00097009 | 2.5201e-10 | 0.00097009 | 2.5201e-10
[79 empty] | WLDFR | HFTD - Distribution - Tier 3 - 1QU CoRE ¦ 2QU LoRE | Red Flag Warning - Destructive Fires | 2055 | 2.2531e-08 | 2.2531e-08 | 12097.6769 | 340.5356 | 11757.1413 | 0 | 0 | 0 | 2.3226e-05 | 0.00027257 | 0 | 0.00027257 | 0.00027257 | 0 | 0.00027257 | 0 | 1.3261e-06 | 2.9068e-06 | 0 | 2.9068e-06 | 0 | 3.7402e-05 | 7.4805e-05 | 0 | 7.4805e-05 | [12 empty] | 7.3.3.17.5 (Remote Grid) Updates to grid topology to minimize risk of ignition in HFTDs Remote GridWLDFRContaminationAggregated | WLDFR | HFTD - Distribution - Tier 2 - 2QU CoRE ¦ 2QU LoRE | Red Flag Warning - Small Fires | Contamination | Aggregated | 2055 | 2.5978e-07 | 543.1039 | 0.00014109 | 2055 | Mitigation | 0.95 | 45 | 0 | esc | 0.00097009 | 2.5201e-10 | 0.00097009 | 2.5201e-10
[79 empty] | WLDFR | HFTD - Distribution - Tier 3 - 1QU CoRE ¦ 2QU LoRE | Red Flag Warning - Destructive Fires | 2056 | 2.2531e-08 | 2.2531e-08 | 12097.6769 | 340.5356 | 11757.1413 | 0 | 0 | 0 | 2.3226e-05 | 0.00027257 | 0 | 0.00027257 | 0.00027257 | 0 | 0.00027257 | 0 | 1.3261e-06 | 2.9068e-06 | 0 | 2.9068e-06 | 0 | 3.7402e-05 | 7.4805e-05 | 0 | 7.4805e-05 | [12 empty] | 7.3.3.17.5 (Remote Grid) Updates to grid topology to minimize risk of ignition in HFTDs Remote GridWLDFRContaminationAggregated | WLDFR | HFTD - Distribution - Tier 2 - 2QU CoRE ¦ 2QU LoRE | Red Flag Warning - Small Fires | Contamination | Aggregated | 2056 | 2.5978e-07 | 543.1039 | 0.00014109 | 2056 | Mitigation | 0.95 | 45 | 0 | esc | 0.00097009 | 2.5201e-10 | 0.00097009 | 2.5201e-10
[79 empty] | WLDFR | HFTD - Distribution - Tier 3 - 1QU CoRE ¦ 2QU LoRE | Red Flag Warning - Destructive Fires | 2057 | 2.2531e-08 | 2.2531e-08 | 12097.6769 | 340.5356 | 11757.1413 | 0 | 0 | 0 | 2.3226e-05 | 0.00027257 | 0 | 0.00027257 | 0.00027257 | 0 | 0.00027257 | 0 | 1.3261e-06 | 2.9068e-06 | 0 | 2.9068e-06 | 0 | 0 | 7.4805e-05 | 0 | 7.4805e-05 | [12 empty] | 7.3.3.17.5 (Remote Grid) Updates to grid topology to minimize risk of ignition in HFTDs Remote GridWLDFRContaminationAggregated | WLDFR | HFTD - Distribution - Tier 2 - 2QU CoRE ¦ 2QU LoRE | Red Flag Warning - Small Fires | Contamination | Aggregated | 2057 | 2.5978e-07 | 543.1039 | 0.00014109 | 2057 | Mitigation | 0.95 | 45 | 0 | esc | 0.00097009 | 2.5201e-10 | 0.00097009 | 2.5201e-10
[79 empty] | WLDFR | HFTD - Distribution - Tier 3 - 1QU CoRE ¦ 2QU LoRE | Red Flag Warning - Destructive Fires | 2058 | 2.2531e-08 | 2.2531e-08 | 12670.1796 | 362.3049 | 12307.8747 | 0 | 0 | 0 | 2.3226e-05 | 0.00028547 | 0 | 0.00028547 | 0.00028547 | 0 | 0.00028547 | 0 | 1.3869e-06 | 3.0402e-06 | 0 | 3.0402e-06 | 0 | 0 | 0 | 0 | 0 | [12 empty] | 7.3.3.17.5 (Remote Grid) Updates to grid topology to minimize risk of ignition in HFTDs Remote GridWLDFRContaminationAggregated | WLDFR | HFTD - Distribution - Tier 2 - 2QU CoRE ¦ 2QU LoRE | Red Flag Warning - Small Fires | Contamination | Aggregated | 2058 | 2.5978e-07 | 543.1039 | 0.00014109 | 2058 | Mitigation | 0.95 | 45 | 0 | esc | 0.00097009 | 2.5201e-10 | 0.00097009 | 2.5201e-10
[79 empty] | WLDFR | HFTD - Distribution - Tier 3 - 1QU CoRE ¦ 2QU LoRE | Red Flag Warning - Destructive Fires | 2059 | 2.2531e-08 | 2.2531e-08 | 12670.1796 | 362.3049 | 12307.8747 | 0 | 0 | 0 | 2.3226e-05 | 0.00028547 | 0 | 0.00028547 | 0.00028547 | 0 | 0.00028547 | 0 | 1.3869e-06 | 3.0402e-06 | 0 | 3.0402e-06 | 0 | 0 | 0 | 0 | 0 | [12 empty] | 7.3.3.17.5 (Remote Grid) Updates to grid topology to minimize risk of ignition in HFTDs Remote GridWLDFRContaminationAggregated | WLDFR | HFTD - Distribution - Tier 2 - 2QU CoRE ¦ 2QU LoRE | Red Flag Warning - Small Fires | Contamination | Aggregated | 2059 | 2.5978e-07 | 543.1039 | 0.00014109 | 2059 | Mitigation | 0.95 | 45 | 0 | esc | 0.00097009 | 2.5201e-10 | 0.00097009 | 2.5201e-10
[79 empty] | WLDFR | HFTD - Distribution - Tier 3 - 1QU CoRE ¦ 2QU LoRE | Red Flag Warning - Destructive Fires | 2060 | 2.2531e-08 | 2.2531e-08 | 12670.1796 | 362.3049 | 12307.8747 | 0 | 0 | 0 | 2.3226e-05 | 0.00028547 | 0 | 0.00028547 | 0.00028547 | 0 | 0.00028547 | 0 | 1.3869e-06 | 3.0402e-06 | 0 | 3.0402e-06 | 0 | 3.1954e-07 | 0 | 0 | 0 | [12 empty] | 7.3.3.17.5 (Remote Grid) Updates to grid topology to minimize risk of ignition in HFTDs Remote GridWLDFRContaminationAggregated | WLDFR | HFTD - Distribution - Tier 2 - 2QU CoRE ¦ 2QU LoRE | Red Flag Warning - Small Fires | Contamination | Aggregated | 2060 | 2.5978e-07 | 543.1039 | 0.00014109 | 2060 | Mitigation | 0.95 | 45 | 0 | esc | 0.00097009 | 2.5201e-10 | 0.00097009 | 2.5201e-10
[79 empty] | WLDFR | HFTD - Distribution - Tier 3 - 1QU CoRE ¦ 2QU LoRE | Red Flag Warning - Destructive Fires | 2061 | 2.2531e-08 | 2.2531e-08 | 12670.1796 | 362.3049 | 12307.8747 | 0 | 0 | 0 | 2.3226e-05 | 0.00028547 | 0 | 0.00028547 | 0.00028547 | 0 | 0.00028547 | 0 | 1.3869e-06 | 3.0402e-06 | 0 | 3.0402e-06 | 0 | 3.3383e-07 | 6.6767e-07 | 0 | 6.6767e-07 | [12 empty] | 7.3.3.17.5 (Remote Grid) Updates to grid topology to minimize risk of ignition in HFTDs Remote GridWLDFRContaminationAggregated | WLDFR | HFTD - Distribution - Tier 2 - 2QU CoRE ¦ 2QU LoRE | Red Flag Warning - Small Fires | Contamination | Aggregated | 2061 | 2.5978e-07 | 543.1039 | 0.00014109 | 2061 | Mitigation | 0.95 | 45 | 0 | esc | 0.00097009 | 2.5201e-10 | 0.00097009 | 2.5201e-10
[79 empty] | WLDFR | HFTD - Distribution - Tier 3 - 1QU CoRE ¦ 2QU LoRE | Red Flag Warning - Destructive Fires | 2062 | 2.2531e-08 | 2.2531e-08 | 12670.1796 | 362.3049 | 12307.8747 | 0 | 0 | 0 | 2.3226e-05 | 0.00028547 | 0 | 0.00028547 | 0.00028547 | 0 | 0.00028547 | 0 | 1.3869e-06 | 3.0402e-06 | 0 | 3.0402e-06 | 0 | 3.3383e-07 | 6.6767e-07 | 0 | 6.6767e-07 | [12 empty] | 7.3.3.17.5 (Remote Grid) Updates to grid topology to minimize risk of ignition in HFTDs Remote GridWLDFRContaminationAggregated | WLDFR | HFTD - Distribution - Tier 2 - 2QU CoRE ¦ 2QU LoRE | Red Flag Warning - Small Fires | Contamination | Aggregated | 2062 | 2.5978e-07 | 543.1039 | 0.00014109 | 2062 | Mitigation | 0.95 | 45 | 0 | esc | 0.00097009 | 2.5201e-10 | 0.00097009 | 2.5201e-10
[79 empty] | WLDFR | HFTD - Distribution - Tier 3 - 1QU CoRE ¦ 2QU LoRE | Red Flag Warning - Destructive Fires | 2063 | 2.2531e-08 | 2.2531e-08 | 13246.6313 | 384.5316 | 12862.0997 | 0 | 0 | 0 | 2.3226e-05 | 0.00029846 | 0 | 0.00029846 | 0.00029846 | 0 | 0.00029846 | 0 | 1.4475e-06 | 3.173e-06 | 0 | 3.173e-06 | 0 | 3.3383e-07 | 6.6767e-07 | 0 | 6.6767e-07 | [12 empty] | 7.3.3.17.5 (Remote Grid) Updates to grid topology to minimize risk of ignition in HFTDs Remote GridWLDFRContaminationAggregated | WLDFR | HFTD - Distribution - Tier 2 - 2QU CoRE ¦ 2QU LoRE | Red Flag Warning - Small Fires | Contamination | Aggregated | 2063 | 2.5978e-07 | 543.1039 | 0.00014109 | 2063 | Mitigation | 0.95 | 45 | 0 | esc | 0.00097009 | 2.5201e-10 | 0.00097009 | 2.5201e-10
[79 empty] | WLDFR | HFTD - Distribution - Tier 3 - 1QU CoRE ¦ 2QU LoRE | Red Flag Warning - Destructive Fires | 2064 | 2.2531e-08 | 2.2531e-08 | 13246.6313 | 384.5316 | 12862.0997 | 0 | 0 | 0 | 2.3226e-05 | 0.00029846 | 0 | 0.00029846 | 0.00029846 | 0 | 0.00029846 | 0 | 1.4475e-06 | 3.173e-06 | 0 | 3.173e-06 | 0 | 3.3383e-07 | 6.6767e-07 | 0 | 6.6767e-07 | [12 empty] | 7.3.3.17.5 (Remote Grid) Updates to grid topology to minimize risk of ignition in HFTDs Remote GridWLDFRContaminationAggregated | WLDFR | HFTD - Distribution - Tier 2 - 2QU CoRE ¦ 2QU LoRE | Red Flag Warning - Small Fires | Contamination | Aggregated | 2064 | 2.5978e-07 | 543.1039 | 0.00014109 | 2064 | Mitigation | 0.95 | 45 | 0 | esc | 0.00097009 | 2.5201e-10 | 0.00097009 | 2.5201e-10
[79 empty] | WLDFR | HFTD - Distribution - Tier 3 - 1QU CoRE ¦ 2QU LoRE | Red Flag Warning - Destructive Fires | 2065 | 2.2531e-08 | 2.2531e-08 | 13246.6313 | 384.5316 | 12862.0997 | 0 | 0 | 0 | 2.3226e-05 | 0.00029846 | 0 | 0.00029846 | 0.00029846 | 0 | 0.00029846 | 0 | 1.4475e-06 | 3.173e-06 | 0 | 3.173e-06 | 0 | 3.3383e-07 | 6.6767e-07 | 0 | 6.6767e-07 | [12 empty] | 7.3.3.17.5 (Remote Grid) Updates to grid topology to minimize risk of ignition in HFTDs Remote GridWLDFRContaminationAggregated | WLDFR | HFTD - Distribution - Tier 2 - 2QU CoRE ¦ 2QU LoRE | Red Flag Warning - Small Fires | Contamination | Aggregated | 2065 | 2.5978e-07 | 543.1039 | 0.00014109 | 2065 | Mitigation | 0.95 | 45 | 0 | esc | 0.00097009 | 2.5201e-10 | 0.00097009 | 2.5201e-10
[79 empty] | WLDFR | HFTD - Distribution - Tier 3 - 1QU CoRE ¦ 2QU LoRE | Red Flag Warning - Destructive Fires | 2066 | 2.2531e-08 | 2.2531e-08 | 13246.6313 | 384.5316 | 12862.0997 | 0 | 0 | 0 | 2.3226e-05 | 0.00029846 | 0 | 0.00029846 | 0.00029846 | 0 | 0.00029846 | 0 | 0 | 3.173e-06 | 0 | 3.173e-06 | 0 | 3.5225e-07 | 7.045e-07 | 0 | 7.045e-07 | [12 empty] | 7.3.3.17.5 (Remote Grid) Updates to grid topology to minimize risk of ignition in HFTDs Remote GridWLDFRContaminationAggregated | WLDFR | HFTD - Distribution - Tier 2 - 2QU CoRE ¦ 2QU LoRE | Red Flag Warning - Small Fires | Contamination | Aggregated | 2066 | 2.5978e-07 | 543.1039 | 0.00014109 | 2066 | Mitigation | 0.95 | 45 | 0 | esc | 0.00097009 | 2.5201e-10 | 0.00097009 | 2.5201e-10
[79 empty] | WLDFR | HFTD - Distribution - Tier 3 - 1QU CoRE ¦ 2QU LoRE | Red Flag Warning - Destructive Fires | 2067 | 0 | 2.2531e-08 | 13246.6313 | 384.5316 | 12862.0997 | 0 | 0 | 0 | 2.3226e-05 | 0 | 0 | 0 | 0.00029846 | 0 | 0.00029846 | 0 | 0 | 0 | 0 | 0 | 0 | 3.5225e-07 | 7.045e-07 | 0 | 7.045e-07 | [12 empty] | 7.3.3.17.5 (Remote Grid) Updates to grid topology to minimize risk of ignition in HFTDs Remote GridWLDFRContaminationAggregated | WLDFR | HFTD - Distribution - Tier 2 - 2QU CoRE ¦ 2QU LoRE | Red Flag Warning - Small Fires | Contamination | Aggregated | 2067 | 2.5978e-07 | 543.1039 | 0.00014109 | 2067 | Mitigation | 0.95 | 45 | 0 | esc | 0 | 0 | 0.00097009 | 2.5201e-10
[79 empty] | WLDFR | HFTD - Distribution - Tier 3 - 1QU CoRE ¦ 2QU LoRE | Red Flag Warning - Large Fires | 2022 | 9.6779e-08 | 0 | 5.2406 | 0.69642 | 2.942 | 1.6022 | 0 | 0 | 9.9764e-05 | 5.0718e-07 | 0 | 5.0718e-07 | 0 | 0 | 0 | 0 | 5.7221e-07 | 0 | 0 | 0 | 0 | 3.5225e-07 | 7.045e-07 | 0 | 7.045e-07 | [12 empty] | 7.3.3.17.5 (Remote Grid) Updates to grid topology to minimize risk of ignition in HFTDs Remote GridWLDFREquipment / facility failureAggregated | WLDFR | HFTD - Distribution - Tier 2 - 2QU CoRE ¦ 2QU LoRE | Red Flag Warning - Small Fires | Equipment / facility failure | Aggregated | 2022 | 0.00011971 | 543.1039 | 0.065015 | 2022 | Mitigation | 0.95 | 45 | 0 | esc | 0.00097009 | 1.1613e-07 | 0 | 0
[79 empty] | WLDFR | HFTD - Distribution - Tier 3 - 1QU CoRE ¦ 2QU LoRE | Red Flag Warning - Large Fires | 2023 | 9.6779e-08 | 9.6779e-08 | 5.475 | 0.71896 | 3.0715 | 1.6846 | 0 | 0 | 9.9764e-05 | 5.2987e-07 | 0 | 5.2987e-07 | 5.2987e-07 | 0 | 5.2987e-07 | 0 | 5.9312e-07 | 1.3001e-06 | 0 | 1.3001e-06 | 0 | 3.5225e-07 | 7.045e-07 | 0 | 7.045e-07 | [12 empty] | 7.3.3.17.5 (Remote Grid) Updates to grid topology to minimize risk of ignition in HFTDs Remote GridWLDFREquipment / facility failureAggregated | WLDFR | HFTD - Distribution - Tier 2 - 2QU CoRE ¦ 2QU LoRE | Red Flag Warning - Small Fires | Equipment / facility failure | Aggregated | 2023 | 0.00011971 | 543.1039 | 0.065015 | 2023 | Mitigation | 0.95 | 45 | 0 | esc | 0.00097009 | 1.1613e-07 | 0.00097009 | 1.1613e-07
[79 empty] | WLDFR | HFTD - Distribution - Tier 3 - 1QU CoRE ¦ 2QU LoRE | Red Flag Warning - Large Fires | 2024 | 9.6779e-08 | 9.6779e-08 | 5.475 | 0.71896 | 3.0715 | 1.6846 | 0 | 0 | 9.9764e-05 | 5.2987e-07 | 0 | 5.2987e-07 | 5.2987e-07 | 0 | 5.2987e-07 | 0 | 5.9312e-07 | 1.3001e-06 | 0 | 1.3001e-06 | 0 | 3.5225e-07 | 7.045e-07 | 0 | 7.045e-07 | [12 empty] | 7.3.3.17.5 (Remote Grid) Updates to grid topology to minimize risk of ignition in HFTDs Remote GridWLDFREquipment / facility failureAggregated | WLDFR | HFTD - Distribution - Tier 2 - 2QU CoRE ¦ 2QU LoRE | Red Flag Warning - Small Fires | Equipment / facility failure | Aggregated | 2024 | 0.00011971 | 543.1039 | 0.065015 | 2024 | Mitigation | 0.95 | 45 | 0 | esc | 0.00097009 | 1.1613e-07 | 0.00097009 | 1.1613e-07
[79 empty] | WLDFR | HFTD - Distribution - Tier 3 - 1QU CoRE ¦ 2QU LoRE | Red Flag Warning - Large Fires | 2025 | 9.6779e-08 | 9.6779e-08 | 5.475 | 0.71896 | 3.0715 | 1.6846 | 0 | 0 | 9.9764e-05 | 5.2987e-07 | 0 | 5.2987e-07 | 5.2987e-07 | 0 | 5.2987e-07 | 0 | 5.9312e-07 | 1.3001e-06 | 0 | 1.3001e-06 | 0 | 3.7319e-07 | 7.4638e-07 | 0 | 7.4638e-07 | [12 empty] | 7.3.3.17.5 (Remote Grid) Updates to grid topology to minimize risk of ignition in HFTDs Remote GridWLDFREquipment / facility failureAggregated | WLDFR | HFTD - Distribution - Tier 2 - 2QU CoRE ¦ 2QU LoRE | Red Flag Warning - Small Fires | Equipment / facility failure | Aggregated | 2025 | 0.00011971 | 543.1039 | 0.065015 | 2025 | Mitigation | 0.95 | 45 | 0 | esc | 0.00097009 | 1.1613e-07 | 0.00097009 | 1.1613e-07
[79 empty] | WLDFR | HFTD - Distribution - Tier 3 - 1QU CoRE ¦ 2QU LoRE | Red Flag Warning - Large Fires | 2026 | 9.6779e-08 | 9.6779e-08 | 5.475 | 0.71896 | 3.0715 | 1.6846 | 0 | 0 | 9.9764e-05 | 5.2987e-07 | 0 | 5.2987e-07 | 5.2987e-07 | 0 | 5.2987e-07 | 0 | 5.9312e-07 | 1.3001e-06 | 0 | 1.3001e-06 | 0 | 3.7319e-07 | 7.4638e-07 | 0 | 7.4638e-07 | [12 empty] | 7.3.3.17.5 (Remote Grid) Updates to grid topology to minimize risk of ignition in HFTDs Remote GridWLDFREquipment / facility failureAggregated | WLDFR | HFTD - Distribution - Tier 2 - 2QU CoRE ¦ 2QU LoRE | Red Flag Warning - Small Fires | Equipment / facility failure | Aggregated | 2026 | 0.00011971 | 543.1039 | 0.065015 | 2026 | Mitigation | 0.95 | 45 | 0 | esc | 0.00097009 | 1.1613e-07 | 0.00097009 | 1.1613e-07
[79 empty] | WLDFR | HFTD - Distribution - Tier 3 - 1QU CoRE ¦ 2QU LoRE | Red Flag Warning - Large Fires | 2027 | 9.6779e-08 | 9.6779e-08 | 5.475 | 0.71896 | 3.0715 | 1.6846 | 0 | 0 | 9.9764e-05 | 5.2987e-07 | 0 | 5.2987e-07 | 5.2987e-07 | 0 | 5.2987e-07 | 0 | 5.9312e-07 | 1.3001e-06 | 0 | 1.3001e-06 | 0 | 3.7319e-07 | 7.4638e-07 | 0 | 7.4638e-07 | [12 empty] | 7.3.3.17.5 (Remote Grid) Updates to grid topology to minimize risk of ignition in HFTDs Remote GridWLDFREquipment / facility failureAggregated | WLDFR | HFTD - Distribution - Tier 2 - 2QU CoRE ¦ 2QU LoRE | Red Flag Warning - Small Fires | Equipment / facility failure | Aggregated | 2027 | 0.00011971 | 543.1039 | 0.065015 | 2027 | Mitigation | 0.95 | 45 | 0 | esc | 0.00097009 | 1.1613e-07 | 0.00097009 | 1.1613e-07
[79 empty] | WLDFR | HFTD - Distribution - Tier 3 - 1QU CoRE ¦ 2QU LoRE | Red Flag Warning - Large Fires | 2028 | 9.6779e-08 | 9.6779e-08 | 5.777 | 0.74734 | 3.238 | 1.7917 | 0 | 0 | 9.9764e-05 | 5.591e-07 | 0 | 5.591e-07 | 5.591e-07 | 0 | 5.591e-07 | 0 | 6.1944e-07 | 1.3578e-06 | 0 | 1.3578e-06 | 0 | 3.7319e-07 | 7.4638e-07 | 0 | 7.4638e-07 | [12 empty] | 7.3.3.17.5 (Remote Grid) Updates to grid topology to minimize risk of ignition in HFTDs Remote GridWLDFREquipment / facility failureAggregated | WLDFR | HFTD - Distribution - Tier 2 - 2QU CoRE ¦ 2QU LoRE | Red Flag Warning - Small Fires | Equipment / facility failure | Aggregated | 2028 | 0.00011971 | 543.1039 | 0.065015 | 2028 | Mitigation | 0.95 | 45 | 0 | esc | 0.00097009 | 1.1613e-07 | 0.00097009 | 1.1613e-07
[79 empty] | WLDFR | HFTD - Distribution - Tier 3 - 1QU CoRE ¦ 2QU LoRE | Red Flag Warning - Large Fires | 2029 | 9.6779e-08 | 9.6779e-08 | 5.777 | 0.74734 | 3.238 | 1.7917 | 0 | 0 | 9.9764e-05 | 5.591e-07 | 0 | 5.591e-07 | 5.591e-07 | 0 | 5.591e-07 | 0 | 6.1944e-07 | 1.3578e-06 | 0 | 1.3578e-06 | 0 | 3.7319e-07 | 7.4638e-07 | 0 | 7.4638e-07 | [12 empty] | 7.3.3.17.5 (Remote Grid) Updates to grid topology to minimize risk of ignition in HFTDs Remote GridWLDFREquipment / facility failureAggregated | WLDFR | HFTD - Distribution - Tier 2 - 2QU CoRE ¦ 2QU LoRE | Red Flag Warning - Small Fires | Equipment / facility failure | Aggregated | 2029 | 0.00011971 | 543.1039 | 0.065015 | 2029 | Mitigation | 0.95 | 45 | 0 | esc | 0.00097009 | 1.1613e-07 | 0.00097009 | 1.1613e-07
[79 empty] | WLDFR | HFTD - Distribution - Tier 3 - 1QU CoRE ¦ 2QU LoRE | Red Flag Warning - Large Fires | 2030 | 9.6779e-08 | 9.6779e-08 | 5.777 | 0.74734 | 3.238 | 1.7917 | 0 | 0 | 9.9764e-05 | 5.591e-07 | 0 | 5.591e-07 | 5.591e-07 | 0 | 5.591e-07 | 0 | 6.1944e-07 | 1.3578e-06 | 0 | 1.3578e-06 | 0 | 3.965e-07 | 7.93e-07 | 0 | 7.93e-07 | [12 empty] | 7.3.3.17.5 (Remote Grid) Updates to grid topology to minimize risk of ignition in HFTDs Remote GridWLDFREquipment / facility failureAggregated | WLDFR | HFTD - Distribution - Tier 2 - 2QU CoRE ¦ 2QU LoRE | Red Flag Warning - Small Fires | Equipment / facility failure | Aggregated | 2030 | 0.00011971 | 543.1039 | 0.065015 | 2030 | Mitigation | 0.95 | 45 | 0 | esc | 0.00097009 | 1.1613e-07 | 0.00097009 | 1.1613e-07
[79 empty] | WLDFR | HFTD - Distribution - Tier 3 - 1QU CoRE ¦ 2QU LoRE | Red Flag Warning - Large Fires | 2031 | 9.6779e-08 | 9.6779e-08 | 5.777 | 0.74734 | 3.238 | 1.7917 | 0 | 0 | 9.9764e-05 | 5.591e-07 | 0 | 5.591e-07 | 5.591e-07 | 0 | 5.591e-07 | 0 | 6.1944e-07 | 1.3578e-06 | 0 | 1.3578e-06 | 0 | 3.965e-07 | 7.93e-07 | 0 | 7.93e-07 | [12 empty] | 7.3.3.17.5 (Remote Grid) Updates to grid topology to minimize risk of ignition in HFTDs Remote GridWLDFREquipment / facility failureAggregated | WLDFR | HFTD - Distribution - Tier 2 - 2QU CoRE ¦ 2QU LoRE | Red Flag Warning - Small Fires | Equipment / facility failure | Aggregated | 2031 | 0.00011971 | 543.1039 | 0.065015 | 2031 | Mitigation | 0.95 | 45 | 0 | esc | 0.00097009 | 1.1613e-07 | 0.00097009 | 1.1613e-07
[79 empty] | WLDFR | HFTD - Distribution - Tier 3 - 1QU CoRE ¦ 2QU LoRE | Red Flag Warning - Large Fires | 2032 | 9.6779e-08 | 9.6779e-08 | 5.777 | 0.74734 | 3.238 | 1.7917 | 0 | 0 | 9.9764e-05 | 5.591e-07 | 0 | 5.591e-07 | 5.591e-07 | 0 | 5.591e-07 | 0 | 6.1944e-07 | 1.3578e-06 | 0 | 1.3578e-06 | 0 | 3.965e-07 | 7.93e-07 | 0 | 7.93e-07 | [12 empty] | 7.3.3.17.5 (Remote Grid) Updates to grid topology to minimize risk of ignition in HFTDs Remote GridWLDFREquipment / facility failureAggregated | WLDFR | HFTD - Distribution - Tier 2 - 2QU CoRE ¦ 2QU LoRE | Red Flag Warning - Small Fires | Equipment / facility failure | Aggregated | 2032 | 0.00011971 | 543.1039 | 0.065015 | 2032 | Mitigation | 0.95 | 45 | 0 | esc | 0.00097009 | 1.1613e-07 | 0.00097009 | 1.1613e-07
[79 empty] | WLDFR | HFTD - Distribution - Tier 3 - 1QU CoRE ¦ 2QU LoRE | Red Flag Warning - Large Fires | 2033 | 9.6779e-08 | 9.6779e-08 | 6.1205 | 0.77885 | 3.4265 | 1.9151 | 0 | 0 | 9.9764e-05 | 5.9234e-07 | 0 | 5.9234e-07 | 5.9234e-07 | 0 | 5.9234e-07 | 0 | 6.4867e-07 | 1.4219e-06 | 0 | 1.4219e-06 | 0 | 3.965e-07 | 7.93e-07 | 0 | 7.93e-07 | [12 empty] | 7.3.3.17.5 (Remote Grid) Updates to grid topology to minimize risk of ignition in HFTDs Remote GridWLDFREquipment / facility failureAggregated | WLDFR | HFTD - Distribution - Tier 2 - 2QU CoRE ¦ 2QU LoRE | Red Flag Warning - Small Fires | Equipment / facility failure | Aggregated | 2033 | 0.00011971 | 543.1039 | 0.065015 | 2033 | Mitigation | 0.95 | 45 | 0 | esc | 0.00097009 | 1.1613e-07 | 0.00097009 | 1.1613e-07
[79 empty] | WLDFR | HFTD - Distribution - Tier 3 - 1QU CoRE ¦ 2QU LoRE | Red Flag Warning - Large Fires | 2034 | 9.6779e-08 | 9.6779e-08 | 6.1205 | 0.77885 | 3.4265 | 1.9151 | 0 | 0 | 9.9764e-05 | 5.9234e-07 | 0 | 5.9234e-07 | 5.9234e-07 | 0 | 5.9234e-07 | 0 | 6.4867e-07 | 1.4219e-06 | 0 | 1.4219e-06 | 0 | 3.965e-07 | 7.93e-07 | 0 | 7.93e-07 | [12 empty] | 7.3.3.17.5 (Remote Grid) Updates to grid topology to minimize risk of ignition in HFTDs Remote GridWLDFREquipment / facility failureAggregated | WLDFR | HFTD - Distribution - Tier 2 - 2QU CoRE ¦ 2QU LoRE | Red Flag Warning - Small Fires | Equipment / facility failure | Aggregated | 2034 | 0.00011971 | 543.1039 | 0.065015 | 2034 | Mitigation | 0.95 | 45 | 0 | esc | 0.00097009 | 1.1613e-07 | 0.00097009 | 1.1613e-07
[79 empty] | WLDFR | HFTD - Distribution - Tier 3 - 1QU CoRE ¦ 2QU LoRE | Red Flag Warning - Large Fires | 2035 | 9.6779e-08 | 9.6779e-08 | 6.1205 | 0.77885 | 3.4265 | 1.9151 | 0 | 0 | 9.9764e-05 | 5.9234e-07 | 0 | 5.9234e-07 | 5.9234e-07 | 0 | 5.9234e-07 | 0 | 6.4867e-07 | 1.4219e-06 | 0 | 1.4219e-06 | 0 | 4.22e-07 | 8.4399e-07 | 0 | 8.4399e-07 | [12 empty] | 7.3.3.17.5 (Remote Grid) Updates to grid topology to minimize risk of ignition in HFTDs Remote GridWLDFREquipment / facility failureAggregated | WLDFR | HFTD - Distribution - Tier 2 - 2QU CoRE ¦ 2QU LoRE | Red Flag Warning - Small Fires | Equipment / facility failure | Aggregated | 2035 | 0.00011971 | 543.1039 | 0.065015 | 2035 | Mitigation | 0.95 | 45 | 0 | esc | 0.00097009 | 1.1613e-07 | 0.00097009 | 1.1613e-07
[79 empty] | WLDFR | HFTD - Distribution - Tier 3 - 1QU CoRE ¦ 2QU LoRE | Red Flag Warning - Large Fires | 2036 | 9.6779e-08 | 9.6779e-08 | 6.1205 | 0.77885 | 3.4265 | 1.9151 | 0 | 0 | 9.9764e-05 | 5.9234e-07 | 0 | 5.9234e-07 | 5.9234e-07 | 0 | 5.9234e-07 | 0 | 6.4867e-07 | 1.4219e-06 | 0 | 1.4219e-06 | 0 | 4.22e-07 | 8.4399e-07 | 0 | 8.4399e-07 | [12 empty] | 7.3.3.17.5 (Remote Grid) Updates to grid topology to minimize risk of ignition in HFTDs Remote GridWLDFREquipment / facility failureAggregated | WLDFR | HFTD - Distribution - Tier 2 - 2QU CoRE ¦ 2QU LoRE | Red Flag Warning - Small Fires | Equipment / facility failure | Aggregated | 2036 | 0.00011971 | 543.1039 | 0.065015 | 2036 | Mitigation | 0.95 | 45 | 0 | esc | 0.00097009 | 1.1613e-07 | 0.00097009 | 1.1613e-07
[79 empty] | WLDFR | HFTD - Distribution - Tier 3 - 1QU CoRE ¦ 2QU LoRE | Red Flag Warning - Large Fires | 2037 | 9.6779e-08 | 9.6779e-08 | 6.1205 | 0.77885 | 3.4265 | 1.9151 | 0 | 0 | 9.9764e-05 | 5.9234e-07 | 0 | 5.9234e-07 | 5.9234e-07 | 0 | 5.9234e-07 | 0 | 6.4867e-07 | 1.4219e-06 | 0 | 1.4219e-06 | 0 | 4.22e-07 | 8.4399e-07 | 0 | 8.4399e-07 | [12 empty] | 7.3.3.17.5 (Remote Grid) Updates to grid topology to minimize risk of ignition in HFTDs Remote GridWLDFREquipment / facility failureAggregated | WLDFR | HFTD - Distribution - Tier 2 - 2QU CoRE ¦ 2QU LoRE | Red Flag Warning - Small Fires | Equipment / facility failure | Aggregated | 2037 | 0.00011971 | 543.1039 | 0.065015 | 2037 | Mitigation | 0.95 | 45 | 0 | esc | 0.00097009 | 1.1613e-07 | 0.00097009 | 1.1613e-07
[79 empty] | WLDFR | HFTD - Distribution - Tier 3 - 1QU CoRE ¦ 2QU LoRE | Red Flag Warning - Large Fires | 2038 | 9.6779e-08 | 9.6779e-08 | 6.5028 | 0.81304 | 3.6355 | 2.0543 | 0 | 0 | 9.9764e-05 | 6.2934e-07 | 0 | 6.2934e-07 | 6.2934e-07 | 0 | 6.2934e-07 | 0 | 6.8037e-07 | 1.4914e-06 | 0 | 1.4914e-06 | 0 | 4.22e-07 | 8.4399e-07 | 0 | 8.4399e-07 | [12 empty] | 7.3.3.17.5 (Remote Grid) Updates to grid topology to minimize risk of ignition in HFTDs Remote GridWLDFREquipment / facility failureAggregated | WLDFR | HFTD - Distribution - Tier 2 - 2QU CoRE ¦ 2QU LoRE | Red Flag Warning - Small Fires | Equipment / facility failure | Aggregated | 2038 | 0.00011971 | 543.1039 | 0.065015 | 2038 | Mitigation | 0.95 | 45 | 0 | esc | 0.00097009 | 1.1613e-07 | 0.00097009 | 1.1613e-07
[79 empty] | WLDFR | HFTD - Distribution - Tier 3 - 1QU CoRE ¦ 2QU LoRE | Red Flag Warning - Large Fires | 2039 | 9.6779e-08 | 9.6779e-08 | 6.5028 | 0.81304 | 3.6355 | 2.0543 | 0 | 0 | 9.9764e-05 | 6.2934e-07 | 0 | 6.2934e-07 | 6.2934e-07 | 0 | 6.2934e-07 | 0 | 6.8037e-07 | 1.4914e-06 | 0 | 1.4914e-06 | 0 | 4.22e-07 | 8.4399e-07 | 0 | 8.4399e-07 | [12 empty] | 7.3.3.17.5 (Remote Grid) Updates to grid topology to minimize risk of ignition in HFTDs Remote GridWLDFREquipment / facility failureAggregated | WLDFR | HFTD - Distribution - Tier 2 - 2QU CoRE ¦ 2QU LoRE | Red Flag Warning - Small Fires | Equipment / facility failure | Aggregated | 2039 | 0.00011971 | 543.1039 | 0.065015 | 2039 | Mitigation | 0.95 | 45 | 0 | esc | 0.00097009 | 1.1613e-07 | 0.00097009 | 1.1613e-07
[79 empty] | WLDFR | HFTD - Distribution - Tier 3 - 1QU CoRE ¦ 2QU LoRE | Red Flag Warning - Large Fires | 2040 | 9.6779e-08 | 9.6779e-08 | 6.5028 | 0.81304 | 3.6355 | 2.0543 | 0 | 0 | 9.9764e-05 | 6.2934e-07 | 0 | 6.2934e-07 | 6.2934e-07 | 0 | 6.2934e-07 | 0 | 6.8037e-07 | 1.4914e-06 | 0 | 1.4914e-06 | 0 | 4.4946e-07 | 8.9892e-07 | 0 | 8.9892e-07 | [12 empty] | 7.3.3.17.5 (Remote Grid) Updates to grid topology to minimize risk of ignition in HFTDs Remote GridWLDFREquipment / facility failureAggregated | WLDFR | HFTD - Distribution - Tier 2 - 2QU CoRE ¦ 2QU LoRE | Red Flag Warning - Small Fires | Equipment / facility failure | Aggregated | 2040 | 0.00011971 | 543.1039 | 0.065015 | 2040 | Mitigation | 0.95 | 45 | 0 | esc | 0.00097009 | 1.1613e-07 | 0.00097009 | 1.1613e-07
[79 empty] | WLDFR | HFTD - Distribution - Tier 3 - 1QU CoRE ¦ 2QU LoRE | Red Flag Warning - Large Fires | 2041 | 9.6779e-08 | 9.6779e-08 | 6.5028 | 0.81304 | 3.6355 | 2.0543 | 0 | 0 | 9.9764e-05 | 6.2934e-07 | 0 | 6.2934e-07 | 6.2934e-07 | 0 | 6.2934e-07 | 0 | 6.8037e-07 | 1.4914e-06 | 0 | 1.4914e-06 | 0 | 4.4946e-07 | 8.9892e-07 | 0 | 8.9892e-07 | [12 empty] | 7.3.3.17.5 (Remote Grid) Updates to grid topology to minimize risk of ignition in HFTDs Remote GridWLDFREquipment / facility failureAggregated | WLDFR | HFTD - Distribution - Tier 2 - 2QU CoRE ¦ 2QU LoRE | Red Flag Warning - Small Fires | Equipment / facility failure | Aggregated | 2041 | 0.00011971 | 543.1039 | 0.065015 | 2041 | Mitigation | 0.95 | 45 | 0 | esc | 0.00097009 | 1.1613e-07 | 0.00097009 | 1.1613e-07
[79 empty] | WLDFR | HFTD - Distribution - Tier 3 - 1QU CoRE ¦ 2QU LoRE | Red Flag Warning - Large Fires | 2042 | 9.6779e-08 | 9.6779e-08 | 6.5028 | 0.81304 | 3.6355 | 2.0543 | 0 | 0 | 9.9764e-05 | 6.2934e-07 | 0 | 6.2934e-07 | 6.2934e-07 | 0 | 6.2934e-07 | 0 | 6.8037e-07 | 1.4914e-06 | 0 | 1.4914e-06 | 0 | 4.4946e-07 | 8.9892e-07 | 0 | 8.9892e-07 | [12 empty] | 7.3.3.17.5 (Remote Grid) Updates to grid topology to minimize risk of ignition in HFTDs Remote GridWLDFREquipment / facility failureAggregated | WLDFR | HFTD - Distribution - Tier 2 - 2QU CoRE ¦ 2QU LoRE | Red Flag Warning - Small Fires | Equipment / facility failure | Aggregated | 2042 | 0.00011971 | 543.1039 | 0.065015 | 2042 | Mitigation | 0.95 | 45 | 0 | esc | 0.00097009 | 1.1613e-07 | 0.00097009 | 1.1613e-07
[79 empty] | WLDFR | HFTD - Distribution - Tier 3 - 1QU CoRE ¦ 2QU LoRE | Red Flag Warning - Large Fires | 2043 | 9.6779e-08 | 9.6779e-08 | 6.9209 | 0.84944 | 3.8632 | 2.2083 | 0 | 0 | 9.9764e-05 | 6.698e-07 | 0 | 6.698e-07 | 6.698e-07 | 0 | 6.698e-07 | 0 | 7.1411e-07 | 1.5653e-06 | 0 | 1.5653e-06 | 0 | 4.4946e-07 | 8.9892e-07 | 0 | 8.9892e-07 | [12 empty] | 7.3.3.17.5 (Remote Grid) Updates to grid topology to minimize risk of ignition in HFTDs Remote GridWLDFREquipment / facility failureAggregated | WLDFR | HFTD - Distribution - Tier 2 - 2QU CoRE ¦ 2QU LoRE | Red Flag Warning - Small Fires | Equipment / facility failure | Aggregated | 2043 | 0.00011971 | 543.1039 | 0.065015 | 2043 | Mitigation | 0.95 | 45 | 0 | esc | 0.00097009 | 1.1613e-07 | 0.00097009 | 1.1613e-07
[79 empty] | WLDFR | HFTD - Distribution - Tier 3 - 1QU CoRE ¦ 2QU LoRE | Red Flag Warning - Large Fires | 2044 | 9.6779e-08 | 9.6779e-08 | 6.9209 | 0.84944 | 3.8632 | 2.2083 | 0 | 0 | 9.9764e-05 | 6.698e-07 | 0 | 6.698e-07 | 6.698e-07 | 0 | 6.698e-07 | 0 | 7.1411e-07 | 1.5653e-06 | 0 | 1.5653e-06 | 0 | 0 | 8.9892e-07 | 0 | 8.9892e-07 | [12 empty] | 7.3.3.17.5 (Remote Grid) Updates to grid topology to minimize risk of ignition in HFTDs Remote GridWLDFREquipment / facility failureAggregated | WLDFR | HFTD - Distribution - Tier 2 - 2QU CoRE ¦ 2QU LoRE | Red Flag Warning - Small Fires | Equipment / facility failure | Aggregated | 2044 | 0.00011971 | 543.1039 | 0.065015 | 2044 | Mitigation | 0.95 | 45 | 0 | esc | 0.00097009 | 1.1613e-07 | 0.00097009 | 1.1613e-07
[79 empty] | WLDFR | HFTD - Distribution - Tier 3 - 1QU CoRE ¦ 2QU LoRE | Red Flag Warning - Large Fires | 2045 | 9.6779e-08 | 9.6779e-08 | 6.9209 | 0.84944 | 3.8632 | 2.2083 | 0 | 0 | 9.9764e-05 | 6.698e-07 | 0 | 6.698e-07 | 6.698e-07 | 0 | 6.698e-07 | 0 | 7.1411e-07 | 1.5653e-06 | 0 | 1.5653e-06 | 0 | 0 | 0 | 0 | 0 | [12 empty] | 7.3.3.17.5 (Remote Grid) Updates to grid topology to minimize risk of ignition in HFTDs Remote GridWLDFREquipment / facility failureAggregated | WLDFR | HFTD - Distribution - Tier 2 - 2QU CoRE ¦ 2QU LoRE | Red Flag Warning - Small Fires | Equipment / facility failure | Aggregated | 2045 | 0.00011971 | 543.1039 | 0.065015 | 2045 | Mitigation | 0.95 | 45 | 0 | esc | 0.00097009 | 1.1613e-07 | 0.00097009 | 1.1613e-07
[79 empty] | WLDFR | HFTD - Distribution - Tier 3 - 1QU CoRE ¦ 2QU LoRE | Red Flag Warning - Large Fires | 2046 | 9.6779e-08 | 9.6779e-08 | 6.9209 | 0.84944 | 3.8632 | 2.2083 | 0 | 0 | 9.9764e-05 | 6.698e-07 | 0 | 6.698e-07 | 6.698e-07 | 0 | 6.698e-07 | 0 | 7.1411e-07 | 1.5653e-06 | 0 | 1.5653e-06 | 0 | 0 | 0 | 0 | 0 | [12 empty] | 7.3.3.17.5 (Remote Grid) Updates to grid topology to minimize risk of ignition in HFTDs Remote GridWLDFREquipment / facility failureAggregated | WLDFR | HFTD - Distribution - Tier 2 - 2QU CoRE ¦ 2QU LoRE | Red Flag Warning - Small Fires | Equipment / facility failure | Aggregated | 2046 | 0.00011971 | 543.1039 | 0.065015 | 2046 | Mitigation | 0.95 | 45 | 0 | esc | 0.00097009 | 1.1613e-07 | 0.00097009 | 1.1613e-07
[79 empty] | WLDFR | HFTD - Distribution - Tier 3 - 1QU CoRE ¦ 2QU LoRE | Red Flag Warning - Large Fires | 2047 | 9.6779e-08 | 9.6779e-08 | 6.9209 | 0.84944 | 3.8632 | 2.2083 | 0 | 0 | 9.9764e-05 | 6.698e-07 | 0 | 6.698e-07 | 6.698e-07 | 0 | 6.698e-07 | 0 | 7.1411e-07 | 1.5653e-06 | 0 | 1.5653e-06 | 0 | 2.4855e-06 | 0 | 0 | 0 | [12 empty] | 7.3.3.17.5 (Remote Grid) Updates to grid topology to minimize risk of ignition in HFTDs Remote GridWLDFREquipment / facility failureAggregated | WLDFR | HFTD - Distribution - Tier 2 - 2QU CoRE ¦ 2QU LoRE | Red Flag Warning - Small Fires | Equipment / facility failure | Aggregated | 2047 | 0.00011971 | 543.1039 | 0.065015 | 2047 | Mitigation | 0.95 | 45 | 0 | esc | 0.00097009 | 1.1613e-07 | 0.00097009 | 1.1613e-07
[79 empty] | WLDFR | HFTD - Distribution - Tier 3 - 1QU CoRE ¦ 2QU LoRE | Red Flag Warning - Large Fires | 2048 | 9.6779e-08 | 9.6779e-08 | 7.3713 | 0.88759 | 4.1075 | 2.3763 | 0 | 0 | 9.9764e-05 | 7.1339e-07 | 0 | 7.1339e-07 | 7.1339e-07 | 0 | 7.1339e-07 | 0 | 7.4944e-07 | 1.6428e-06 | 0 | 1.6428e-06 | 0 | 2.5655e-06 | 5.131e-06 | 0 | 5.131e-06 | [12 empty] | 7.3.3.17.5 (Remote Grid) Updates to grid topology to minimize risk of ignition in HFTDs Remote GridWLDFREquipment / facility failureAggregated | WLDFR | HFTD - Distribution - Tier 2 - 2QU CoRE ¦ 2QU LoRE | Red Flag Warning - Small Fires | Equipment / facility failure | Aggregated | 2048 | 0.00011971 | 543.1039 | 0.065015 | 2048 | Mitigation | 0.95 | 45 | 0 | esc | 0.00097009 | 1.1613e-07 | 0.00097009 | 1.1613e-07
[79 empty] | WLDFR | HFTD - Distribution - Tier 3 - 1QU CoRE ¦ 2QU LoRE | Red Flag Warning - Large Fires | 2049 | 9.6779e-08 | 9.6779e-08 | 7.3713 | 0.88759 | 4.1075 | 2.3763 | 0 | 0 | 9.9764e-05 | 7.1339e-07 | 0 | 7.1339e-07 | 7.1339e-07 | 0 | 7.1339e-07 | 0 | 7.4944e-07 | 1.6428e-06 | 0 | 1.6428e-06 | 0 | 2.5655e-06 | 5.131e-06 | 0 | 5.131e-06 | [12 empty] | 7.3.3.17.5 (Remote Grid) Updates to grid topology to minimize risk of ignition in HFTDs Remote GridWLDFREquipment / facility failureAggregated | WLDFR | HFTD - Distribution - Tier 2 - 2QU CoRE ¦ 2QU LoRE | Red Flag Warning - Small Fires | Equipment / facility failure | Aggregated | 2049 | 0.00011971 | 543.1039 | 0.065015 | 2049 | Mitigation | 0.95 | 45 | 0 | esc | 0.00097009 | 1.1613e-07 | 0.00097009 | 1.1613e-07
[79 empty] | WLDFR | HFTD - Distribution - Tier 3 - 1QU CoRE ¦ 2QU LoRE | Red Flag Warning - Large Fires | 2050 | 9.6779e-08 | 9.6779e-08 | 7.3713 | 0.88759 | 4.1075 | 2.3763 | 0 | 0 | 9.9764e-05 | 7.1339e-07 | 0 | 7.1339e-07 | 7.1339e-07 | 0 | 7.1339e-07 | 0 | 7.4944e-07 | 1.6428e-06 | 0 | 1.6428e-06 | 0 | 2.5655e-06 | 5.131e-06 | 0 | 5.131e-06 | [12 empty] | 7.3.3.17.5 (Remote Grid) Updates to grid topology to minimize risk of ignition in HFTDs Remote GridWLDFREquipment / facility failureAggregated | WLDFR | HFTD - Distribution - Tier 2 - 2QU CoRE ¦ 2QU LoRE | Red Flag Warning - Small Fires | Equipment / facility failure | Aggregated | 2050 | 0.00011971 | 543.1039 | 0.065015 | 2050 | Mitigation | 0.95 | 45 | 0 | esc | 0.00097009 | 1.1613e-07 | 0.00097009 | 1.1613e-07
[79 empty] | WLDFR | HFTD - Distribution - Tier 3 - 1QU CoRE ¦ 2QU LoRE | Red Flag Warning - Large Fires | 2051 | 9.6779e-08 | 9.6779e-08 | 7.3713 | 0.88759 | 4.1075 | 2.3763 | 0 | 0 | 9.9764e-05 | 7.1339e-07 | 0 | 7.1339e-07 | 7.1339e-07 | 0 | 7.1339e-07 | 0 | 7.4944e-07 | 1.6428e-06 | 0 | 1.6428e-06 | 0 | 2.5655e-06 | 5.131e-06 | 0 | 5.131e-06 | [12 empty] | 7.3.3.17.5 (Remote Grid) Updates to grid topology to minimize risk of ignition in HFTDs Remote GridWLDFREquipment / facility failureAggregated | WLDFR | HFTD - Distribution - Tier 2 - 2QU CoRE ¦ 2QU LoRE | Red Flag Warning - Small Fires | Equipment / facility failure | Aggregated | 2051 | 0.00011971 | 543.1039 | 0.065015 | 2051 | Mitigation | 0.95 | 45 | 0 | esc | 0.00097009 | 1.1613e-07 | 0.00097009 | 1.1613e-07
[79 empty] | WLDFR | HFTD - Distribution - Tier 3 - 1QU CoRE ¦ 2QU LoRE | Red Flag Warning - Large Fires | 2052 | 9.6779e-08 | 9.6779e-08 | 7.3713 | 0.88759 | 4.1075 | 2.3763 | 0 | 0 | 9.9764e-05 | 7.1339e-07 | 0 | 7.1339e-07 | 7.1339e-07 | 0 | 7.1339e-07 | 0 | 7.4944e-07 | 1.6428e-06 | 0 | 1.6428e-06 | 0 | 2.5655e-06 | 5.131e-06 | 0 | 5.131e-06 | [12 empty] | 7.3.3.17.5 (Remote Grid) Updates to grid topology to minimize risk of ignition in HFTDs Remote GridWLDFREquipment / facility failureAggregated | WLDFR | HFTD - Distribution - Tier 2 - 2QU CoRE ¦ 2QU LoRE | Red Flag Warning - Small Fires | Equipment / facility failure | Aggregated | 2052 | 0.00011971 | 543.1039 | 0.065015 | 2052 | Mitigation | 0.95 | 45 | 0 | esc | 0.00097009 | 1.1613e-07 | 0.00097009 | 1.1613e-07
[79 empty] | WLDFR | HFTD - Distribution - Tier 3 - 1QU CoRE ¦ 2QU LoRE | Red Flag Warning - Large Fires | 2053 | 9.6779e-08 | 9.6779e-08 | 7.8503 | 0.92702 | 4.3664 | 2.5569 | 0 | 0 | 9.9764e-05 | 7.5975e-07 | 0 | 7.5975e-07 | 7.5975e-07 | 0 | 7.5975e-07 | 0 | 7.8593e-07 | 1.7228e-06 | 0 | 1.7228e-06 | 0 | 2.6675e-06 | 5.335e-06 | 0 | 5.335e-06 | [12 empty] | 7.3.3.17.5 (Remote Grid) Updates to grid topology to minimize risk of ignition in HFTDs Remote GridWLDFREquipment / facility failureAggregated | WLDFR | HFTD - Distribution - Tier 2 - 2QU CoRE ¦ 2QU LoRE | Red Flag Warning - Small Fires | Equipment / facility failure | Aggregated | 2053 | 0.00011971 | 543.1039 | 0.065015 | 2053 | Mitigation | 0.95 | 45 | 0 | esc | 0.00097009 | 1.1613e-07 | 0.00097009 | 1.1613e-07
[79 empty] | WLDFR | HFTD - Distribution - Tier 3 - 1QU CoRE ¦ 2QU LoRE | Red Flag Warning - Large Fires | 2054 | 9.6779e-08 | 9.6779e-08 | 7.8503 | 0.92702 | 4.3664 | 2.5569 | 0 | 0 | 9.9764e-05 | 7.5975e-07 | 0 | 7.5975e-07 | 7.5975e-07 | 0 | 7.5975e-07 | 0 | 7.8593e-07 | 1.7228e-06 | 0 | 1.7228e-06 | 0 | 2.6675e-06 | 5.335e-06 | 0 | 5.335e-06 | [12 empty] | 7.3.3.17.5 (Remote Grid) Updates to grid topology to minimize risk of ignition in HFTDs Remote GridWLDFREquipment / facility failureAggregated | WLDFR | HFTD - Distribution - Tier 2 - 2QU CoRE ¦ 2QU LoRE | Red Flag Warning - Small Fires | Equipment / facility failure | Aggregated | 2054 | 0.00011971 | 543.1039 | 0.065015 | 2054 | Mitigation | 0.95 | 45 | 0 | esc | 0.00097009 | 1.1613e-07 | 0.00097009 | 1.1613e-07
[79 empty] | WLDFR | HFTD - Distribution - Tier 3 - 1QU CoRE ¦ 2QU LoRE | Red Flag Warning - Large Fires | 2055 | 9.6779e-08 | 9.6779e-08 | 7.8503 | 0.92702 | 4.3664 | 2.5569 | 0 | 0 | 9.9764e-05 | 7.5975e-07 | 0 | 7.5975e-07 | 7.5975e-07 | 0 | 7.5975e-07 | 0 | 7.8593e-07 | 1.7228e-06 | 0 | 1.7228e-06 | 0 | 2.6675e-06 | 5.335e-06 | 0 | 5.335e-06 | [12 empty] | 7.3.3.17.5 (Remote Grid) Updates to grid topology to minimize risk of ignition in HFTDs Remote GridWLDFREquipment / facility failureAggregated | WLDFR | HFTD - Distribution - Tier 2 - 2QU CoRE ¦ 2QU LoRE | Red Flag Warning - Small Fires | Equipment / facility failure | Aggregated | 2055 | 0.00011971 | 543.1039 | 0.065015 | 2055 | Mitigation | 0.95 | 45 | 0 | esc | 0.00097009 | 1.1613e-07 | 0.00097009 | 1.1613e-07
[79 empty] | WLDFR | HFTD - Distribution - Tier 3 - 1QU CoRE ¦ 2QU LoRE | Red Flag Warning - Large Fires | 2056 | 9.6779e-08 | 9.6779e-08 | 7.8503 | 0.92702 | 4.3664 | 2.5569 | 0 | 0 | 9.9764e-05 | 7.5975e-07 | 0 | 7.5975e-07 | 7.5975e-07 | 0 | 7.5975e-07 | 0 | 7.8593e-07 | 1.7228e-06 | 0 | 1.7228e-06 | 0 | 2.6675e-06 | 5.335e-06 | 0 | 5.335e-06 | [12 empty] | 7.3.3.17.5 (Remote Grid) Updates to grid topology to minimize risk of ignition in HFTDs Remote GridWLDFREquipment / facility failureAggregated | WLDFR | HFTD - Distribution - Tier 2 - 2QU CoRE ¦ 2QU LoRE | Red Flag Warning - Small Fires | Equipment / facility failure | Aggregated | 2056 | 0.00011971 | 543.1039 | 0.065015 | 2056 | Mitigation | 0.95 | 45 | 0 | esc | 0.00097009 | 1.1613e-07 | 0.00097009 | 1.1613e-07
[79 empty] | WLDFR | HFTD - Distribution - Tier 3 - 1QU CoRE ¦ 2QU LoRE | Red Flag Warning - Large Fires | 2057 | 9.6779e-08 | 9.6779e-08 | 7.8503 | 0.92702 | 4.3664 | 2.5569 | 0 | 0 | 9.9764e-05 | 7.5975e-07 | 0 | 7.5975e-07 | 7.5975e-07 | 0 | 7.5975e-07 | 0 | 7.8593e-07 | 1.7228e-06 | 0 | 1.7228e-06 | 0 | 2.6675e-06 | 5.335e-06 | 0 | 5.335e-06 | [12 empty] | 7.3.3.17.5 (Remote Grid) Updates to grid topology to minimize risk of ignition in HFTDs Remote GridWLDFREquipment / facility failureAggregated | WLDFR | HFTD - Distribution - Tier 2 - 2QU CoRE ¦ 2QU LoRE | Red Flag Warning - Small Fires | Equipment / facility failure | Aggregated | 2057 | 0.00011971 | 543.1039 | 0.065015 | 2057 | Mitigation | 0.95 | 45 | 0 | esc | 0.00097009 | 1.1613e-07 | 0.00097009 | 1.1613e-07
[79 empty] | WLDFR | HFTD - Distribution - Tier 3 - 1QU CoRE ¦ 2QU LoRE | Red Flag Warning - Large Fires | 2058 | 9.6779e-08 | 9.6779e-08 | 8.3524 | 0.96727 | 4.6367 | 2.7484 | 0 | 0 | 9.9764e-05 | 8.0834e-07 | 0 | 8.0834e-07 | 8.0834e-07 | 0 | 8.0834e-07 | 0 | 8.2312e-07 | 1.8043e-06 | 0 | 1.8043e-06 | 0 | 2.7825e-06 | 5.5651e-06 | 0 | 5.5651e-06 | [12 empty] | 7.3.3.17.5 (Remote Grid) Updates to grid topology to minimize risk of ignition in HFTDs Remote GridWLDFREquipment / facility failureAggregated | WLDFR | HFTD - Distribution - Tier 2 - 2QU CoRE ¦ 2QU LoRE | Red Flag Warning - Small Fires | Equipment / facility failure | Aggregated | 2058 | 0.00011971 | 543.1039 | 0.065015 | 2058 | Mitigation | 0.95 | 45 | 0 | esc | 0.00097009 | 1.1613e-07 | 0.00097009 | 1.1613e-07
[79 empty] | WLDFR | HFTD - Distribution - Tier 3 - 1QU CoRE ¦ 2QU LoRE | Red Flag Warning - Large Fires | 2059 | 9.6779e-08 | 9.6779e-08 | 8.3524 | 0.96727 | 4.6367 | 2.7484 | 0 | 0 | 9.9764e-05 | 8.0834e-07 | 0 | 8.0834e-07 | 8.0834e-07 | 0 | 8.0834e-07 | 0 | 8.2312e-07 | 1.8043e-06 | 0 | 1.8043e-06 | 0 | 2.7825e-06 | 5.5651e-06 | 0 | 5.5651e-06 | [12 empty] | 7.3.3.17.5 (Remote Grid) Updates to grid topology to minimize risk of ignition in HFTDs Remote GridWLDFREquipment / facility failureAggregated | WLDFR | HFTD - Distribution - Tier 2 - 2QU CoRE ¦ 2QU LoRE | Red Flag Warning - Small Fires | Equipment / facility failure | Aggregated | 2059 | 0.00011971 | 543.1039 | 0.065015 | 2059 | Mitigation | 0.95 | 45 | 0 | esc | 0.00097009 | 1.1613e-07 | 0.00097009 | 1.1613e-07
[79 empty] | WLDFR | HFTD - Distribution - Tier 3 - 1QU CoRE ¦ 2QU LoRE | Red Flag Warning - Large Fires | 2060 | 9.6779e-08 | 9.6779e-08 | 8.3524 | 0.96727 | 4.6367 | 2.7484 | 0 | 0 | 9.9764e-05 | 8.0834e-07 | 0 | 8.0834e-07 | 8.0834e-07 | 0 | 8.0834e-07 | 0 | 8.2312e-07 | 1.8043e-06 | 0 | 1.8043e-06 | 0 | 2.7825e-06 | 5.5651e-06 | 0 | 5.5651e-06 | [12 empty] | 7.3.3.17.5 (Remote Grid) Updates to grid topology to minimize risk of ignition in HFTDs Remote GridWLDFREquipment / facility failureAggregated | WLDFR | HFTD - Distribution - Tier 2 - 2QU CoRE ¦ 2QU LoRE | Red Flag Warning - Small Fires | Equipment / facility failure | Aggregated | 2060 | 0.00011971 | 543.1039 | 0.065015 | 2060 | Mitigation | 0.95 | 45 | 0 | esc | 0.00097009 | 1.1613e-07 | 0.00097009 | 1.1613e-07
[79 empty] | WLDFR | HFTD - Distribution - Tier 3 - 1QU CoRE ¦ 2QU LoRE | Red Flag Warning - Large Fires | 2061 | 9.6779e-08 | 9.6779e-08 | 8.3524 | 0.96727 | 4.6367 | 2.7484 | 0 | 0 | 9.9764e-05 | 8.0834e-07 | 0 | 8.0834e-07 | 8.0834e-07 | 0 | 8.0834e-07 | 0 | 8.2312e-07 | 1.8043e-06 | 0 | 1.8043e-06 | 0 | 2.7825e-06 | 5.5651e-06 | 0 | 5.5651e-06 | [12 empty] | 7.3.3.17.5 (Remote Grid) Updates to grid topology to minimize risk of ignition in HFTDs Remote GridWLDFREquipment / facility failureAggregated | WLDFR | HFTD - Distribution - Tier 2 - 2QU CoRE ¦ 2QU LoRE | Red Flag Warning - Small Fires | Equipment / facility failure | Aggregated | 2061 | 0.00011971 | 543.1039 | 0.065015 | 2061 | Mitigation | 0.95 | 45 | 0 | esc | 0.00097009 | 1.1613e-07 | 0.00097009 | 1.1613e-07
[79 empty] | WLDFR | HFTD - Distribution - Tier 3 - 1QU CoRE ¦ 2QU LoRE | Red Flag Warning - Large Fires | 2062 | 9.6779e-08 | 9.6779e-08 | 8.3524 | 0.96727 | 4.6367 | 2.7484 | 0 | 0 | 9.9764e-05 | 8.0834e-07 | 0 | 8.0834e-07 | 8.0834e-07 | 0 | 8.0834e-07 | 0 | 8.2312e-07 | 1.8043e-06 | 0 | 1.8043e-06 | 0 | 2.7825e-06 | 5.5651e-06 | 0 | 5.5651e-06 | [12 empty] | 7.3.3.17.5 (Remote Grid) Updates to grid topology to minimize risk of ignition in HFTDs Remote GridWLDFREquipment / facility failureAggregated | WLDFR | HFTD - Distribution - Tier 2 - 2QU CoRE ¦ 2QU LoRE | Red Flag Warning - Small Fires | Equipment / facility failure | Aggregated | 2062 | 0.00011971 | 543.1039 | 0.065015 | 2062 | Mitigation | 0.95 | 45 | 0 | esc | 0.00097009 | 1.1613e-07 | 0.00097009 | 1.1613e-07
[79 empty] | WLDFR | HFTD - Distribution - Tier 3 - 1QU CoRE ¦ 2QU LoRE | Red Flag Warning - Large Fires | 2063 | 9.6779e-08 | 9.6779e-08 | 8.872 | 1.0079 | 4.9153 | 2.9488 | 0 | 0 | 9.9764e-05 | 8.5863e-07 | 0 | 8.5863e-07 | 8.5863e-07 | 0 | 8.5863e-07 | 0 | 8.6057e-07 | 1.8864e-06 | 0 | 1.8864e-06 | 0 | 2.9093e-06 | 5.8186e-06 | 0 | 5.8186e-06 | [12 empty] | 7.3.3.17.5 (Remote Grid) Updates to grid topology to minimize risk of ignition in HFTDs Remote GridWLDFREquipment / facility failureAggregated | WLDFR | HFTD - Distribution - Tier 2 - 2QU CoRE ¦ 2QU LoRE | Red Flag Warning - Small Fires | Equipment / facility failure | Aggregated | 2063 | 0.00011971 | 543.1039 | 0.065015 | 2063 | Mitigation | 0.95 | 45 | 0 | esc | 0.00097009 | 1.1613e-07 | 0.00097009 | 1.1613e-07
[79 empty] | WLDFR | HFTD - Distribution - Tier 3 - 1QU CoRE ¦ 2QU LoRE | Red Flag Warning - Large Fires | 2064 | 9.6779e-08 | 9.6779e-08 | 8.872 | 1.0079 | 4.9153 | 2.9488 | 0 | 0 | 9.9764e-05 | 8.5863e-07 | 0 | 8.5863e-07 | 8.5863e-07 | 0 | 8.5863e-07 | 0 | 8.6057e-07 | 1.8864e-06 | 0 | 1.8864e-06 | 0 | 2.9093e-06 | 5.8186e-06 | 0 | 5.8186e-06 | [12 empty] | 7.3.3.17.5 (Remote Grid) Updates to grid topology to minimize risk of ignition in HFTDs Remote GridWLDFREquipment / facility failureAggregated | WLDFR | HFTD - Distribution - Tier 2 - 2QU CoRE ¦ 2QU LoRE | Red Flag Warning - Small Fires | Equipment / facility failure | Aggregated | 2064 | 0.00011971 | 543.1039 | 0.065015 | 2064 | Mitigation | 0.95 | 45 | 0 | esc | 0.00097009 | 1.1613e-07 | 0.00097009 | 1.1613e-07
[79 empty] | WLDFR | HFTD - Distribution - Tier 3 - 1QU CoRE ¦ 2QU LoRE | Red Flag Warning - Large Fires | 2065 | 9.6779e-08 | 9.6779e-08 | 8.872 | 1.0079 | 4.9153 | 2.9488 | 0 | 0 | 9.9764e-05 | 8.5863e-07 | 0 | 8.5863e-07 | 8.5863e-07 | 0 | 8.5863e-07 | 0 | 8.6057e-07 | 1.8864e-06 | 0 | 1.8864e-06 | 0 | 2.9093e-06 | 5.8186e-06 | 0 | 5.8186e-06 | [12 empty] | 7.3.3.17.5 (Remote Grid) Updates to grid topology to minimize risk of ignition in HFTDs Remote GridWLDFREquipment / facility failureAggregated | WLDFR | HFTD - Distribution - Tier 2 - 2QU CoRE ¦ 2QU LoRE | Red Flag Warning - Small Fires | Equipment / facility failure | Aggregated | 2065 | 0.00011971 | 543.1039 | 0.065015 | 2065 | Mitigation | 0.95 | 45 | 0 | esc | 0.00097009 | 1.1613e-07 | 0.00097009 | 1.1613e-07
[79 empty] | WLDFR | HFTD - Distribution - Tier 3 - 1QU CoRE ¦ 2QU LoRE | Red Flag Warning - Large Fires | 2066 | 9.6779e-08 | 9.6779e-08 | 8.872 | 1.0079 | 4.9153 | 2.9488 | 0 | 0 | 9.9764e-05 | 8.5863e-07 | 0 | 8.5863e-07 | 8.5863e-07 | 0 | 8.5863e-07 | 0 | 8.6057e-07 | 1.8864e-06 | 0 | 1.8864e-06 | 0 | 2.9093e-06 | 5.8186e-06 | 0 | 5.8186e-06 | [12 empty] | 7.3.3.17.5 (Remote Grid) Updates to grid topology to minimize risk of ignition in HFTDs Remote GridWLDFREquipment / facility failureAggregated | WLDFR | HFTD - Distribution - Tier 2 - 2QU CoRE ¦ 2QU LoRE | Red Flag Warning - Small Fires | Equipment / facility failure | Aggregated | 2066 | 0.00011971 | 543.1039 | 0.065015 | 2066 | Mitigation | 0.95 | 45 | 0 | esc | 0.00097009 | 1.1613e-07 | 0.00097009 | 1.1613e-07
[79 empty] | WLDFR | HFTD - Distribution - Tier 3 - 1QU CoRE ¦ 2QU LoRE | Red Flag Warning - Large Fires | 2067 | 0 | 9.6779e-08 | 8.872 | 1.0079 | 4.9153 | 2.9488 | 0 | 0 | 9.9764e-05 | 0 | 0 | 0 | 8.5863e-07 | 0 | 8.5863e-07 | 0 | 8.6057e-07 | 1.8864e-06 | 0 | 1.8864e-06 | 0 | 2.9093e-06 | 5.8186e-06 | 0 | 5.8186e-06 | [12 empty] | 7.3.3.17.5 (Remote Grid) Updates to grid topology to minimize risk of ignition in HFTDs Remote GridWLDFREquipment / facility failureAggregated | WLDFR | HFTD - Distribution - Tier 2 - 2QU CoRE ¦ 2QU LoRE | Red Flag Warning - Small Fires | Equipment / facility failure | Aggregated | 2067 | 0.00011971 | 543.1039 | 0.065015 | 2067 | Mitigation | 0.95 | 45 | 0 | esc | 0 | 0 | 0.00097009 | 1.1613e-07
[79 empty] | WLDFR | HFTD - Distribution - Tier 3 - 1QU CoRE ¦ 2QU LoRE | Red Flag Warning - Small Fires | 2022 | 7.5068e-07 | 0 | 0.077901 | 0.036425 | 0.0015809 | 0.039895 | 0 | 0 | 0.00078851 | 5.8478e-08 | 0 | 5.8478e-08 | 0 | 0 | 0 | 0 | 8.9783e-07 | 1.9681e-06 | 0 | 1.9681e-06 | 0 | 3.0465e-06 | 6.0931e-06 | 0 | 6.0931e-06 | [12 empty] | 7.3.3.17.5 (Remote Grid) Updates to grid topology to minimize risk of ignition in HFTDs Remote GridWLDFRVegetation ContactAggregated | WLDFR | HFTD - Distribution - Tier 2 - 2QU CoRE ¦ 2QU LoRE | Red Flag Warning - Small Fires | Vegetation Contact | Aggregated | 2022 | 0.00050313 | 543.1039 | 0.27325 | 2022 | Mitigation | 0.95 | 45 | 0 | esc | 0.00097009 | 4.8808e-07 | 0 | 0
[79 empty] | WLDFR | HFTD - Distribution - Tier 3 - 1QU CoRE ¦ 2QU LoRE | Red Flag Warning - Small Fires | 2023 | 7.5068e-07 | 7.5068e-07 | 0.080408 | 0.03759 | 0.0016314 | 0.041187 | 0 | 0 | 0.00078851 | 6.0361e-08 | 0 | 6.0361e-08 | 6.0361e-08 | 0 | 6.0361e-08 | 0 | 8.9783e-07 | 1.9681e-06 | 0 | 1.9681e-06 | 0 | 3.0465e-06 | 6.0931e-06 | 0 | 6.0931e-06 | [12 empty] | 7.3.3.17.5 (Remote Grid) Updates to grid topology to minimize risk of ignition in HFTDs Remote GridWLDFRVegetation ContactAggregated | WLDFR | HFTD - Distribution - Tier 2 - 2QU CoRE ¦ 2QU LoRE | Red Flag Warning - Small Fires | Vegetation Contact | Aggregated | 2023 | 0.00050313 | 543.1039 | 0.27325 | 2023 | Mitigation | 0.95 | 45 | 0 | esc | 0.00097009 | 4.8808e-07 | 0.00097009 | 4.8808e-07
[79 empty] | WLDFR | HFTD - Distribution - Tier 3 - 1QU CoRE ¦ 2QU LoRE | Red Flag Warning - Small Fires | 2024 | 7.5068e-07 | 7.5068e-07 | 0.080408 | 0.03759 | 0.0016314 | 0.041187 | 0 | 0 | 0.00078851 | 6.0361e-08 | 0 | 6.0361e-08 | 6.0361e-08 | 0 | 6.0361e-08 | 0 | 8.9783e-07 | 1.9681e-06 | 0 | 1.9681e-06 | 0 | 3.0465e-06 | 6.0931e-06 | 0 | 6.0931e-06 | [12 empty] | 7.3.3.17.5 (Remote Grid) Updates to grid topology to minimize risk of ignition in HFTDs Remote GridWLDFRVegetation ContactAggregated | WLDFR | HFTD - Distribution - Tier 2 - 2QU CoRE ¦ 2QU LoRE | Red Flag Warning - Small Fires | Vegetation Contact | Aggregated | 2024 | 0.00050313 | 543.1039 | 0.27325 | 2024 | Mitigation | 0.95 | 45 | 0 | esc | 0.00097009 | 4.8808e-07 | 0.00097009 | 4.8808e-07
[79 empty] | WLDFR | HFTD - Distribution - Tier 3 - 1QU CoRE ¦ 2QU LoRE | Red Flag Warning - Small Fires | 2025 | 7.5068e-07 | 7.5068e-07 | 0.080408 | 0.03759 | 0.0016314 | 0.041187 | 0 | 0 | 0.00078851 | 6.0361e-08 | 0 | 6.0361e-08 | 6.0361e-08 | 0 | 6.0361e-08 | 0 | 0 | 1.9681e-06 | 0 | 1.9681e-06 | 0 | 3.0465e-06 | 6.0931e-06 | 0 | 6.0931e-06 | [12 empty] | 7.3.3.17.5 (Remote Grid) Updates to grid topology to minimize risk of ignition in HFTDs Remote GridWLDFRVegetation ContactAggregated | WLDFR | HFTD - Distribution - Tier 2 - 2QU CoRE ¦ 2QU LoRE | Red Flag Warning - Small Fires | Vegetation Contact | Aggregated | 2025 | 0.00050313 | 543.1039 | 0.27325 | 2025 | Mitigation | 0.95 | 45 | 0 | esc | 0.00097009 | 4.8808e-07 | 0.00097009 | 4.8808e-07
[79 empty] | WLDFR | HFTD - Distribution - Tier 3 - 1QU CoRE ¦ 2QU LoRE | Red Flag Warning - Small Fires | 2026 | 7.5068e-07 | 7.5068e-07 | 0.080408 | 0.03759 | 0.0016314 | 0.041187 | 0 | 0 | 0.00078851 | 6.0361e-08 | 0 | 6.0361e-08 | 6.0361e-08 | 0 | 6.0361e-08 | 0 | 0 | 0 | 0 | 0 | 0 | 3.0465e-06 | 6.0931e-06 | 0 | 6.0931e-06 | [12 empty] | 7.3.3.17.5 (Remote Grid) Updates to grid topology to minimize risk of ignition in HFTDs Remote GridWLDFRVegetation ContactAggregated | WLDFR | HFTD - Distribution - Tier 2 - 2QU CoRE ¦ 2QU LoRE | Red Flag Warning - Small Fires | Vegetation Contact | Aggregated | 2026 | 0.00050313 | 543.1039 | 0.27325 | 2026 | Mitigation | 0.95 | 45 | 0 | esc | 0.00097009 | 4.8808e-07 | 0.00097009 | 4.8808e-07
[79 empty] | WLDFR | HFTD - Distribution - Tier 3 - 1QU CoRE ¦ 2QU LoRE | Red Flag Warning - Small Fires | 2027 | 7.5068e-07 | 7.5068e-07 | 0.080408 | 0.03759 | 0.0016314 | 0.041187 | 0 | 0 | 0.00078851 | 6.0361e-08 | 0 | 6.0361e-08 | 6.0361e-08 | 0 | 6.0361e-08 | 0 | 3.7706e-08 | 0 | 0 | 0 | 0 | 3.1929e-06 | 6.3857e-06 | 0 | 6.3857e-06 | [12 empty] | 7.3.3.17.5 (Remote Grid) Updates to grid topology to minimize risk of ignition in HFTDs Remote GridWLDFRVegetation ContactAggregated | WLDFR | HFTD - Distribution - Tier 2 - 2QU CoRE ¦ 2QU LoRE | Red Flag Warning - Small Fires | Vegetation Contact | Aggregated | 2027 | 0.00050313 | 543.1039 | 0.27325 | 2027 | Mitigation | 0.95 | 45 | 0 | esc | 0.00097009 | 4.8808e-07 | 0.00097009 | 4.8808e-07
[79 empty] | WLDFR | HFTD - Distribution - Tier 3 - 1QU CoRE ¦ 2QU LoRE | Red Flag Warning - Small Fires | 2028 | 7.5068e-07 | 7.5068e-07 | 0.083606 | 0.039055 | 0.001695 | 0.042856 | 0 | 0 | 0.00078851 | 6.2762e-08 | 0 | 6.2762e-08 | 6.2762e-08 | 0 | 6.2762e-08 | 0 | 3.9393e-08 | 8.635e-08 | 0 | 8.635e-08 | 0 | 3.1929e-06 | 6.3857e-06 | 0 | 6.3857e-06 | [12 empty] | 7.3.3.17.5 (Remote Grid) Updates to grid topology to minimize risk of ignition in HFTDs Remote GridWLDFRVegetation ContactAggregated | WLDFR | HFTD - Distribution - Tier 2 - 2QU CoRE ¦ 2QU LoRE | Red Flag Warning - Small Fires | Vegetation Contact | Aggregated | 2028 | 0.00050313 | 543.1039 | 0.27325 | 2028 | Mitigation | 0.95 | 45 | 0 | esc | 0.00097009 | 4.8808e-07 | 0.00097009 | 4.8808e-07
[79 empty] | WLDFR | HFTD - Distribution - Tier 3 - 1QU CoRE ¦ 2QU LoRE | Red Flag Warning - Small Fires | 2029 | 7.5068e-07 | 7.5068e-07 | 0.083606 | 0.039055 | 0.001695 | 0.042856 | 0 | 0 | 0.00078851 | 6.2762e-08 | 0 | 6.2762e-08 | 6.2762e-08 | 0 | 6.2762e-08 | 0 | 3.9393e-08 | 8.635e-08 | 0 | 8.635e-08 | 0 | 3.1929e-06 | 6.3857e-06 | 0 | 6.3857e-06 | [12 empty] | 7.3.3.17.5 (Remote Grid) Updates to grid topology to minimize risk of ignition in HFTDs Remote GridWLDFRVegetation ContactAggregated | WLDFR | HFTD - Distribution - Tier 2 - 2QU CoRE ¦ 2QU LoRE | Red Flag Warning - Small Fires | Vegetation Contact | Aggregated | 2029 | 0.00050313 | 543.1039 | 0.27325 | 2029 | Mitigation | 0.95 | 45 | 0 | esc | 0.00097009 | 4.8808e-07 | 0.00097009 | 4.8808e-07
[79 empty] | WLDFR | HFTD - Distribution - Tier 3 - 1QU CoRE ¦ 2QU LoRE | Red Flag Warning - Small Fires | 2030 | 7.5068e-07 | 7.5068e-07 | 0.083606 | 0.039055 | 0.001695 | 0.042856 | 0 | 0 | 0.00078851 | 6.2762e-08 | 0 | 6.2762e-08 | 6.2762e-08 | 0 | 6.2762e-08 | 0 | 3.9393e-08 | 8.635e-08 | 0 | 8.635e-08 | 0 | 3.1929e-06 | 6.3857e-06 | 0 | 6.3857e-06 | [12 empty] | 7.3.3.17.5 (Remote Grid) Updates to grid topology to minimize risk of ignition in HFTDs Remote GridWLDFRVegetation ContactAggregated | WLDFR | HFTD - Distribution - Tier 2 - 2QU CoRE ¦ 2QU LoRE | Red Flag Warning - Small Fires | Vegetation Contact | Aggregated | 2030 | 0.00050313 | 543.1039 | 0.27325 | 2030 | Mitigation | 0.95 | 45 | 0 | esc | 0.00097009 | 4.8808e-07 | 0.00097009 | 4.8808e-07
[79 empty] | WLDFR | HFTD - Distribution - Tier 3 - 1QU CoRE ¦ 2QU LoRE | Red Flag Warning - Small Fires | 2031 | 7.5068e-07 | 7.5068e-07 | 0.083606 | 0.039055 | 0.001695 | 0.042856 | 0 | 0 | 0.00078851 | 6.2762e-08 | 0 | 6.2762e-08 | 6.2762e-08 | 0 | 6.2762e-08 | 0 | 3.9393e-08 | 8.635e-08 | 0 | 8.635e-08 | 0 | 0 | 6.3857e-06 | 0 | 6.3857e-06 | [12 empty] | 7.3.3.17.5 (Remote Grid) Updates to grid topology to minimize risk of ignition in HFTDs Remote GridWLDFRVegetation ContactAggregated | WLDFR | HFTD - Distribution - Tier 2 - 2QU CoRE ¦ 2QU LoRE | Red Flag Warning - Small Fires | Vegetation Contact | Aggregated | 2031 | 0.00050313 | 543.1039 | 0.27325 | 2031 | Mitigation | 0.95 | 45 | 0 | esc | 0.00097009 | 4.8808e-07 | 0.00097009 | 4.8808e-07
[79 empty] | WLDFR | HFTD - Distribution - Tier 3 - 1QU CoRE ¦ 2QU LoRE | Red Flag Warning - Small Fires | 2032 | 7.5068e-07 | 7.5068e-07 | 0.083606 | 0.039055 | 0.001695 | 0.042856 | 0 | 0 | 0.00078851 | 6.2762e-08 | 0 | 6.2762e-08 | 6.2762e-08 | 0 | 6.2762e-08 | 0 | 3.9393e-08 | 8.635e-08 | 0 | 8.635e-08 | 0 | 0 | 0 | 0 | 0 | [12 empty] | 7.3.3.17.5 (Remote Grid) Updates to grid topology to minimize risk of ignition in HFTDs Remote GridWLDFRVegetation ContactAggregated | WLDFR | HFTD - Distribution - Tier 2 - 2QU CoRE ¦ 2QU LoRE | Red Flag Warning - Small Fires | Vegetation Contact | Aggregated | 2032 | 0.00050313 | 543.1039 | 0.27325 | 2032 | Mitigation | 0.95 | 45 | 0 | esc | 0.00097009 | 4.8808e-07 | 0.00097009 | 4.8808e-07
[79 empty] | WLDFR | HFTD - Distribution - Tier 3 - 1QU CoRE ¦ 2QU LoRE | Red Flag Warning - Small Fires | 2033 | 7.5068e-07 | 7.5068e-07 | 0.087211 | 0.040679 | 0.0017655 | 0.044766 | 0 | 0 | 0.00078851 | 6.5467e-08 | 0 | 6.5467e-08 | 6.5467e-08 | 0 | 6.5467e-08 | 0 | 4.1565e-08 | 9.1112e-08 | 0 | 9.1112e-08 | 0 | 0 | 0 | 0 | 0 | [12 empty] | 7.3.3.17.5 (Remote Grid) Updates to grid topology to minimize risk of ignition in HFTDs Remote GridWLDFRVegetation ContactAggregated | WLDFR | HFTD - Distribution - Tier 2 - 2QU CoRE ¦ 2QU LoRE | Red Flag Warning - Small Fires | Vegetation Contact | Aggregated | 2033 | 0.00050313 | 543.1039 | 0.27325 | 2033 | Mitigation | 0.95 | 45 | 0 | esc | 0.00097009 | 4.8808e-07 | 0.00097009 | 4.8808e-07
[79 empty] | WLDFR | HFTD - Distribution - Tier 3 - 1QU CoRE ¦ 2QU LoRE | Red Flag Warning - Small Fires | 2034 | 7.5068e-07 | 7.5068e-07 | 0.087211 | 0.040679 | 0.0017655 | 0.044766 | 0 | 0 | 0.00078851 | 6.5467e-08 | 0 | 6.5467e-08 | 6.5467e-08 | 0 | 6.5467e-08 | 0 | 4.1565e-08 | 9.1112e-08 | 0 | 9.1112e-08 | 0 | 0.0011463 | 0 | 0 | 0 | [12 empty] | 7.3.3.17.5 (Remote Grid) Updates to grid topology to minimize risk of ignition in HFTDs Remote GridWLDFRVegetation ContactAggregated | WLDFR | HFTD - Distribution - Tier 2 - 2QU CoRE ¦ 2QU LoRE | Red Flag Warning - Small Fires | Vegetation Contact | Aggregated | 2034 | 0.00050313 | 543.1039 | 0.27325 | 2034 | Mitigation | 0.95 | 45 | 0 | esc | 0.00097009 | 4.8808e-07 | 0.00097009 | 4.8808e-07
[79 empty] | WLDFR | HFTD - Distribution - Tier 3 - 1QU CoRE ¦ 2QU LoRE | Red Flag Warning - Small Fires | 2035 | 7.5068e-07 | 7.5068e-07 | 0.087211 | 0.040679 | 0.0017655 | 0.044766 | 0 | 0 | 0.00078851 | 6.5467e-08 | 0 | 6.5467e-08 | 6.5467e-08 | 0 | 6.5467e-08 | 0 | 4.1565e-08 | 9.1112e-08 | 0 | 9.1112e-08 | 0 | 0.0011883 | 0.0023766 | 0 | 0.0023766 | [12 empty] | 7.3.3.17.5 (Remote Grid) Updates to grid topology to minimize risk of ignition in HFTDs Remote GridWLDFRVegetation ContactAggregated | WLDFR | HFTD - Distribution - Tier 2 - 2QU CoRE ¦ 2QU LoRE | Red Flag Warning - Small Fires | Vegetation Contact | Aggregated | 2035 | 0.00050313 | 543.1039 | 0.27325 | 2035 | Mitigation | 0.95 | 45 | 0 | esc | 0.00097009 | 4.8808e-07 | 0.00097009 | 4.8808e-07
[79 empty] | WLDFR | HFTD - Distribution - Tier 3 - 1QU CoRE ¦ 2QU LoRE | Red Flag Warning - Small Fires | 2036 | 7.5068e-07 | 7.5068e-07 | 0.087211 | 0.040679 | 0.0017655 | 0.044766 | 0 | 0 | 0.00078851 | 6.5467e-08 | 0 | 6.5467e-08 | 6.5467e-08 | 0 | 6.5467e-08 | 0 | 4.1565e-08 | 9.1112e-08 | 0 | 9.1112e-08 | 0 | 0.0011883 | 0.0023766 | 0 | 0.0023766 | [12 empty] | 7.3.3.17.5 (Remote Grid) Updates to grid topology to minimize risk of ignition in HFTDs Remote GridWLDFRVegetation ContactAggregated | WLDFR | HFTD - Distribution - Tier 2 - 2QU CoRE ¦ 2QU LoRE | Red Flag Warning - Small Fires | Vegetation Contact | Aggregated | 2036 | 0.00050313 | 543.1039 | 0.27325 | 2036 | Mitigation | 0.95 | 45 | 0 | esc | 0.00097009 | 4.8808e-07 | 0.00097009 | 4.8808e-07
[79 empty] | WLDFR | HFTD - Distribution - Tier 3 - 1QU CoRE ¦ 2QU LoRE | Red Flag Warning - Small Fires | 2037 | 7.5068e-07 | 7.5068e-07 | 0.087211 | 0.040679 | 0.0017655 | 0.044766 | 0 | 0 | 0.00078851 | 6.5467e-08 | 0 | 6.5467e-08 | 6.5467e-08 | 0 | 6.5467e-08 | 0 | 4.1565e-08 | 9.1112e-08 | 0 | 9.1112e-08 | 0 | 0.0011883 | 0.0023766 | 0 | 0.0023766 | [12 empty] | 7.3.3.17.5 (Remote Grid) Updates to grid topology to minimize risk of ignition in HFTDs Remote GridWLDFRVegetation ContactAggregated | WLDFR | HFTD - Distribution - Tier 2 - 2QU CoRE ¦ 2QU LoRE | Red Flag Warning - Small Fires | Vegetation Contact | Aggregated | 2037 | 0.00050313 | 543.1039 | 0.27325 | 2037 | Mitigation | 0.95 | 45 | 0 | esc | 0.00097009 | 4.8808e-07 | 0.00097009 | 4.8808e-07
[79 empty] | WLDFR | HFTD - Distribution - Tier 3 - 1QU CoRE ¦ 2QU LoRE | Red Flag Warning - Small Fires | 2038 | 7.5068e-07 | 7.5068e-07 | 0.091184 | 0.042438 | 0.0018418 | 0.046905 | 0 | 0 | 0.00078851 | 6.845e-08 | 0 | 6.845e-08 | 6.845e-08 | 0 | 6.845e-08 | 0 | 4.4037e-08 | 9.653e-08 | 0 | 9.653e-08 | 0 | 0.0011883 | 0.0023766 | 0 | 0.0023766 | [12 empty] | 7.3.3.17.5 (Remote Grid) Updates to grid topology to minimize risk of ignition in HFTDs Remote GridWLDFRVegetation ContactAggregated | WLDFR | HFTD - Distribution - Tier 2 - 2QU CoRE ¦ 2QU LoRE | Red Flag Warning - Small Fires | Vegetation Contact | Aggregated | 2038 | 0.00050313 | 543.1039 | 0.27325 | 2038 | Mitigation | 0.95 | 45 | 0 | esc | 0.00097009 | 4.8808e-07 | 0.00097009 | 4.8808e-07
[79 empty] | WLDFR | HFTD - Distribution - Tier 3 - 1QU CoRE ¦ 2QU LoRE | Red Flag Warning - Small Fires | 2039 | 7.5068e-07 | 7.5068e-07 | 0.091184 | 0.042438 | 0.0018418 | 0.046905 | 0 | 0 | 0.00078851 | 6.845e-08 | 0 | 6.845e-08 | 6.845e-08 | 0 | 6.845e-08 | 0 | 4.4037e-08 | 9.653e-08 | 0 | 9.653e-08 | 0 | 0.0011883 | 0.0023766 | 0 | 0.0023766 | [12 empty] | 7.3.3.17.5 (Remote Grid) Updates to grid topology to minimize risk of ignition in HFTDs Remote GridWLDFRVegetation ContactAggregated | WLDFR | HFTD - Distribution - Tier 2 - 2QU CoRE ¦ 2QU LoRE | Red Flag Warning - Small Fires | Vegetation Contact | Aggregated | 2039 | 0.00050313 | 543.1039 | 0.27325 | 2039 | Mitigation | 0.95 | 45 | 0 | esc | 0.00097009 | 4.8808e-07 | 0.00097009 | 4.8808e-07
[79 empty] | WLDFR | HFTD - Distribution - Tier 3 - 1QU CoRE ¦ 2QU LoRE | Red Flag Warning - Small Fires | 2040 | 7.5068e-07 | 7.5068e-07 | 0.091184 | 0.042438 | 0.0018418 | 0.046905 | 0 | 0 | 0.00078851 | 6.845e-08 | 0 | 6.845e-08 | 6.845e-08 | 0 | 6.845e-08 | 0 | 4.4037e-08 | 9.653e-08 | 0 | 9.653e-08 | 0 | 0.0012413 | 0.0024825 | 0 | 0.0024825 | [12 empty] | 7.3.3.17.5 (Remote Grid) Updates to grid topology to minimize risk of ignition in HFTDs Remote GridWLDFRVegetation ContactAggregated | WLDFR | HFTD - Distribution - Tier 2 - 2QU CoRE ¦ 2QU LoRE | Red Flag Warning - Small Fires | Vegetation Contact | Aggregated | 2040 | 0.00050313 | 543.1039 | 0.27325 | 2040 | Mitigation | 0.95 | 45 | 0 | esc | 0.00097009 | 4.8808e-07 | 0.00097009 | 4.8808e-07
[79 empty] | WLDFR | HFTD - Distribution - Tier 3 - 1QU CoRE ¦ 2QU LoRE | Red Flag Warning - Small Fires | 2041 | 7.5068e-07 | 7.5068e-07 | 0.091184 | 0.042438 | 0.0018418 | 0.046905 | 0 | 0 | 0.00078851 | 6.845e-08 | 0 | 6.845e-08 | 6.845e-08 | 0 | 6.845e-08 | 0 | 4.4037e-08 | 9.653e-08 | 0 | 9.653e-08 | 0 | 0.0012413 | 0.0024825 | 0 | 0.0024825 | [12 empty] | 7.3.3.17.5 (Remote Grid) Updates to grid topology to minimize risk of ignition in HFTDs Remote GridWLDFRVegetation ContactAggregated | WLDFR | HFTD - Distribution - Tier 2 - 2QU CoRE ¦ 2QU LoRE | Red Flag Warning - Small Fires | Vegetation Contact | Aggregated | 2041 | 0.00050313 | 543.1039 | 0.27325 | 2041 | Mitigation | 0.95 | 45 | 0 | esc | 0.00097009 | 4.8808e-07 | 0.00097009 | 4.8808e-07
[79 empty] | WLDFR | HFTD - Distribution - Tier 3 - 1QU CoRE ¦ 2QU LoRE | Red Flag Warning - Small Fires | 2042 | 7.5068e-07 | 7.5068e-07 | 0.091184 | 0.042438 | 0.0018418 | 0.046905 | 0 | 0 | 0.00078851 | 6.845e-08 | 0 | 6.845e-08 | 6.845e-08 | 0 | 6.845e-08 | 0 | 4.4037e-08 | 9.653e-08 | 0 | 9.653e-08 | 0 | 0.0012413 | 0.0024825 | 0 | 0.0024825 | [12 empty] | 7.3.3.17.5 (Remote Grid) Updates to grid topology to minimize risk of ignition in HFTDs Remote GridWLDFRVegetation ContactAggregated | WLDFR | HFTD - Distribution - Tier 2 - 2QU CoRE ¦ 2QU LoRE | Red Flag Warning - Small Fires | Vegetation Contact | Aggregated | 2042 | 0.00050313 | 543.1039 | 0.27325 | 2042 | Mitigation | 0.95 | 45 | 0 | esc | 0.00097009 | 4.8808e-07 | 0.00097009 | 4.8808e-07
[79 empty] | WLDFR | HFTD - Distribution - Tier 3 - 1QU CoRE ¦ 2QU LoRE | Red Flag Warning - Small Fires | 2043 | 7.5068e-07 | 7.5068e-07 | 0.095486 | 0.044306 | 0.0019228 | 0.049257 | 0 | 0 | 0.00078851 | 7.1679e-08 | 0 | 7.1679e-08 | 7.1679e-08 | 0 | 7.1679e-08 | 0 | 4.6788e-08 | 1.0256e-07 | 0 | 1.0256e-07 | 0 | 0.0012413 | 0.0024825 | 0 | 0.0024825 | [12 empty] | 7.3.3.17.5 (Remote Grid) Updates to grid topology to minimize risk of ignition in HFTDs Remote GridWLDFRVegetation ContactAggregated | WLDFR | HFTD - Distribution - Tier 2 - 2QU CoRE ¦ 2QU LoRE | Red Flag Warning - Small Fires | Vegetation Contact | Aggregated | 2043 | 0.00050313 | 543.1039 | 0.27325 | 2043 | Mitigation | 0.95 | 45 | 0 | esc | 0.00097009 | 4.8808e-07 | 0.00097009 | 4.8808e-07
[79 empty] | WLDFR | HFTD - Distribution - Tier 3 - 1QU CoRE ¦ 2QU LoRE | Red Flag Warning - Small Fires | 2044 | 7.5068e-07 | 7.5068e-07 | 0.095486 | 0.044306 | 0.0019228 | 0.049257 | 0 | 0 | 0.00078851 | 7.1679e-08 | 0 | 7.1679e-08 | 7.1679e-08 | 0 | 7.1679e-08 | 0 | 4.6788e-08 | 1.0256e-07 | 0 | 1.0256e-07 | 0 | 0.0012413 | 0.0024825 | 0 | 0.0024825 | [12 empty] | 7.3.3.17.5 (Remote Grid) Updates to grid topology to minimize risk of ignition in HFTDs Remote GridWLDFRVegetation ContactAggregated | WLDFR | HFTD - Distribution - Tier 2 - 2QU CoRE ¦ 2QU LoRE | Red Flag Warning - Small Fires | Vegetation Contact | Aggregated | 2044 | 0.00050313 | 543.1039 | 0.27325 | 2044 | Mitigation | 0.95 | 45 | 0 | esc | 0.00097009 | 4.8808e-07 | 0.00097009 | 4.8808e-07
[79 empty] | WLDFR | HFTD - Distribution - Tier 3 - 1QU CoRE ¦ 2QU LoRE | Red Flag Warning - Small Fires | 2045 | 7.5068e-07 | 7.5068e-07 | 0.095486 | 0.044306 | 0.0019228 | 0.049257 | 0 | 0 | 0.00078851 | 7.1679e-08 | 0 | 7.1679e-08 | 7.1679e-08 | 0 | 7.1679e-08 | 0 | 4.6788e-08 | 1.0256e-07 | 0 | 1.0256e-07 | 0 | 0.0013001 | 0.0026002 | 0 | 0.0026002 | [12 empty] | 7.3.3.17.5 (Remote Grid) Updates to grid topology to minimize risk of ignition in HFTDs Remote GridWLDFRVegetation ContactAggregated | WLDFR | HFTD - Distribution - Tier 2 - 2QU CoRE ¦ 2QU LoRE | Red Flag Warning - Small Fires | Vegetation Contact | Aggregated | 2045 | 0.00050313 | 543.1039 | 0.27325 | 2045 | Mitigation | 0.95 | 45 | 0 | esc | 0.00097009 | 4.8808e-07 | 0.00097009 | 4.8808e-07
[79 empty] | WLDFR | HFTD - Distribution - Tier 3 - 1QU CoRE ¦ 2QU LoRE | Red Flag Warning - Small Fires | 2046 | 7.5068e-07 | 7.5068e-07 | 0.095486 | 0.044306 | 0.0019228 | 0.049257 | 0 | 0 | 0.00078851 | 7.1679e-08 | 0 | 7.1679e-08 | 7.1679e-08 | 0 | 7.1679e-08 | 0 | 4.6788e-08 | 1.0256e-07 | 0 | 1.0256e-07 | 0 | 0.0013001 | 0.0026002 | 0 | 0.0026002 | [12 empty] | 7.3.3.17.5 (Remote Grid) Updates to grid topology to minimize risk of ignition in HFTDs Remote GridWLDFRVegetation ContactAggregated | WLDFR | HFTD - Distribution - Tier 2 - 2QU CoRE ¦ 2QU LoRE | Red Flag Warning - Small Fires | Vegetation Contact | Aggregated | 2046 | 0.00050313 | 543.1039 | 0.27325 | 2046 | Mitigation | 0.95 | 45 | 0 | esc | 0.00097009 | 4.8808e-07 | 0.00097009 | 4.8808e-07
[79 empty] | WLDFR | HFTD - Distribution - Tier 3 - 1QU CoRE ¦ 2QU LoRE | Red Flag Warning - Small Fires | 2047 | 7.5068e-07 | 7.5068e-07 | 0.095486 | 0.044306 | 0.0019228 | 0.049257 | 0 | 0 | 0.00078851 | 7.1679e-08 | 0 | 7.1679e-08 | 7.1679e-08 | 0 | 7.1679e-08 | 0 | 4.6788e-08 | 1.0256e-07 | 0 | 1.0256e-07 | 0 | 0.0013001 | 0.0026002 | 0 | 0.0026002 | [12 empty] | 7.3.3.17.5 (Remote Grid) Updates to grid topology to minimize risk of ignition in HFTDs Remote GridWLDFRVegetation ContactAggregated | WLDFR | HFTD - Distribution - Tier 2 - 2QU CoRE ¦ 2QU LoRE | Red Flag Warning - Small Fires | Vegetation Contact | Aggregated | 2047 | 0.00050313 | 543.1039 | 0.27325 | 2047 | Mitigation | 0.95 | 45 | 0 | esc | 0.00097009 | 4.8808e-07 | 0.00097009 | 4.8808e-07
[79 empty] | WLDFR | HFTD - Distribution - Tier 3 - 1QU CoRE ¦ 2QU LoRE | Red Flag Warning - Small Fires | 2048 | 7.5068e-07 | 7.5068e-07 | 0.10007 | 0.04626 | 0.0020076 | 0.051804 | 0 | 0 | 0.00078851 | 7.5122e-08 | 0 | 7.5122e-08 | 7.5122e-08 | 0 | 7.5122e-08 | 0 | 4.9796e-08 | 1.0915e-07 | 0 | 1.0915e-07 | 0 | 0.0013001 | 0.0026002 | 0 | 0.0026002 | [12 empty] | 7.3.3.17.5 (Remote Grid) Updates to grid topology to minimize risk of ignition in HFTDs Remote GridWLDFRVegetation ContactAggregated | WLDFR | HFTD - Distribution - Tier 2 - 2QU CoRE ¦ 2QU LoRE | Red Flag Warning - Small Fires | Vegetation Contact | Aggregated | 2048 | 0.00050313 | 543.1039 | 0.27325 | 2048 | Mitigation | 0.95 | 45 | 0 | esc | 0.00097009 | 4.8808e-07 | 0.00097009 | 4.8808e-07
[79 empty] | WLDFR | HFTD - Distribution - Tier 3 - 1QU CoRE ¦ 2QU LoRE | Red Flag Warning - Small Fires | 2049 | 7.5068e-07 | 7.5068e-07 | 0.10007 | 0.04626 | 0.0020076 | 0.051804 | 0 | 0 | 0.00078851 | 7.5122e-08 | 0 | 7.5122e-08 | 7.5122e-08 | 0 | 7.5122e-08 | 0 | 4.9796e-08 | 1.0915e-07 | 0 | 1.0915e-07 | 0 | 0.0013001 | 0.0026002 | 0 | 0.0026002 | [12 empty] | 7.3.3.17.5 (Remote Grid) Updates to grid topology to minimize risk of ignition in HFTDs Remote GridWLDFRVegetation ContactAggregated | WLDFR | HFTD - Distribution - Tier 2 - 2QU CoRE ¦ 2QU LoRE | Red Flag Warning - Small Fires | Vegetation Contact | Aggregated | 2049 | 0.00050313 | 543.1039 | 0.27325 | 2049 | Mitigation | 0.95 | 45 | 0 | esc | 0.00097009 | 4.8808e-07 | 0.00097009 | 4.8808e-07
[79 empty] | WLDFR | HFTD - Distribution - Tier 3 - 1QU CoRE ¦ 2QU LoRE | Red Flag Warning - Small Fires | 2050 | 7.5068e-07 | 7.5068e-07 | 0.10007 | 0.04626 | 0.0020076 | 0.051804 | 0 | 0 | 0.00078851 | 7.5122e-08 | 0 | 7.5122e-08 | 7.5122e-08 | 0 | 7.5122e-08 | 0 | 4.9796e-08 | 1.0915e-07 | 0 | 1.0915e-07 | 0 | 0.001364 | 0.002728 | 0 | 0.002728 | [12 empty] | 7.3.3.17.5 (Remote Grid) Updates to grid topology to minimize risk of ignition in HFTDs Remote GridWLDFRVegetation ContactAggregated | WLDFR | HFTD - Distribution - Tier 2 - 2QU CoRE ¦ 2QU LoRE | Red Flag Warning - Small Fires | Vegetation Contact | Aggregated | 2050 | 0.00050313 | 543.1039 | 0.27325 | 2050 | Mitigation | 0.95 | 45 | 0 | esc | 0.00097009 | 4.8808e-07 | 0.00097009 | 4.8808e-07
[79 empty] | WLDFR | HFTD - Distribution - Tier 3 - 1QU CoRE ¦ 2QU LoRE | Red Flag Warning - Small Fires | 2051 | 7.5068e-07 | 7.5068e-07 | 0.10007 | 0.04626 | 0.0020076 | 0.051804 | 0 | 0 | 0.00078851 | 7.5122e-08 | 0 | 7.5122e-08 | 7.5122e-08 | 0 | 7.5122e-08 | 0 | 4.9796e-08 | 1.0915e-07 | 0 | 1.0915e-07 | 0 | 0.001364 | 0.002728 | 0 | 0.002728 | [12 empty] | 7.3.3.17.5 (Remote Grid) Updates to grid topology to minimize risk of ignition in HFTDs Remote GridWLDFRVegetation ContactAggregated | WLDFR | HFTD - Distribution - Tier 2 - 2QU CoRE ¦ 2QU LoRE | Red Flag Warning - Small Fires | Vegetation Contact | Aggregated | 2051 | 0.00050313 | 543.1039 | 0.27325 | 2051 | Mitigation | 0.95 | 45 | 0 | esc | 0.00097009 | 4.8808e-07 | 0.00097009 | 4.8808e-07
[79 empty] | WLDFR | HFTD - Distribution - Tier 3 - 1QU CoRE ¦ 2QU LoRE | Red Flag Warning - Small Fires | 2052 | 7.5068e-07 | 7.5068e-07 | 0.10007 | 0.04626 | 0.0020076 | 0.051804 | 0 | 0 | 0.00078851 | 7.5122e-08 | 0 | 7.5122e-08 | 7.5122e-08 | 0 | 7.5122e-08 | 0 | 4.9796e-08 | 1.0915e-07 | 0 | 1.0915e-07 | 0 | 0.001364 | 0.002728 | 0 | 0.002728 | [12 empty] | 7.3.3.17.5 (Remote Grid) Updates to grid topology to minimize risk of ignition in HFTDs Remote GridWLDFRVegetation ContactAggregated | WLDFR | HFTD - Distribution - Tier 2 - 2QU CoRE ¦ 2QU LoRE | Red Flag Warning - Small Fires | Vegetation Contact | Aggregated | 2052 | 0.00050313 | 543.1039 | 0.27325 | 2052 | Mitigation | 0.95 | 45 | 0 | esc | 0.00097009 | 4.8808e-07 | 0.00097009 | 4.8808e-07
[79 empty] | WLDFR | HFTD - Distribution - Tier 3 - 1QU CoRE ¦ 2QU LoRE | Red Flag Warning - Small Fires | 2053 | 7.5068e-07 | 7.5068e-07 | 0.10489 | 0.048274 | 0.002095 | 0.054525 | 0 | 0 | 0.00078851 | 7.8742e-08 | 0 | 7.8742e-08 | 7.8742e-08 | 0 | 7.8742e-08 | 0 | 5.3037e-08 | 1.1626e-07 | 0 | 1.1626e-07 | 0 | 0.001364 | 0.002728 | 0 | 0.002728 | [12 empty] | 7.3.3.17.5 (Remote Grid) Updates to grid topology to minimize risk of ignition in HFTDs Remote GridWLDFRVegetation ContactAggregated | WLDFR | HFTD - Distribution - Tier 2 - 2QU CoRE ¦ 2QU LoRE | Red Flag Warning - Small Fires | Vegetation Contact | Aggregated | 2053 | 0.00050313 | 543.1039 | 0.27325 | 2053 | Mitigation | 0.95 | 45 | 0 | esc | 0.00097009 | 4.8808e-07 | 0.00097009 | 4.8808e-07
[79 empty] | WLDFR | HFTD - Distribution - Tier 3 - 1QU CoRE ¦ 2QU LoRE | Red Flag Warning - Small Fires | 2054 | 7.5068e-07 | 7.5068e-07 | 0.10489 | 0.048274 | 0.002095 | 0.054525 | 0 | 0 | 0.00078851 | 7.8742e-08 | 0 | 7.8742e-08 | 7.8742e-08 | 0 | 7.8742e-08 | 0 | 5.3037e-08 | 1.1626e-07 | 0 | 1.1626e-07 | 0 | 0.001364 | 0.002728 | 0 | 0.002728 | [12 empty] | 7.3.3.17.5 (Remote Grid) Updates to grid topology to minimize risk of ignition in HFTDs Remote GridWLDFRVegetation ContactAggregated | WLDFR | HFTD - Distribution - Tier 2 - 2QU CoRE ¦ 2QU LoRE | Red Flag Warning - Small Fires | Vegetation Contact | Aggregated | 2054 | 0.00050313 | 543.1039 | 0.27325 | 2054 | Mitigation | 0.95 | 45 | 0 | esc | 0.00097009 | 4.8808e-07 | 0.00097009 | 4.8808e-07
[79 empty] | WLDFR | HFTD - Distribution - Tier 3 - 1QU CoRE ¦ 2QU LoRE | Red Flag Warning - Small Fires | 2055 | 7.5068e-07 | 7.5068e-07 | 0.10489 | 0.048274 | 0.002095 | 0.054525 | 0 | 0 | 0.00078851 | 7.8742e-08 | 0 | 7.8742e-08 | 7.8742e-08 | 0 | 7.8742e-08 | 0 | 5.3037e-08 | 1.1626e-07 | 0 | 1.1626e-07 | 0 | 0.001432 | 0.002864 | 0 | 0.002864 | [12 empty] | 7.3.3.17.5 (Remote Grid) Updates to grid topology to minimize risk of ignition in HFTDs Remote GridWLDFRVegetation ContactAggregated | WLDFR | HFTD - Distribution - Tier 2 - 2QU CoRE ¦ 2QU LoRE | Red Flag Warning - Small Fires | Vegetation Contact | Aggregated | 2055 | 0.00050313 | 543.1039 | 0.27325 | 2055 | Mitigation | 0.95 | 45 | 0 | esc | 0.00097009 | 4.8808e-07 | 0.00097009 | 4.8808e-07
[79 empty] | WLDFR | HFTD - Distribution - Tier 3 - 1QU CoRE ¦ 2QU LoRE | Red Flag Warning - Small Fires | 2056 | 7.5068e-07 | 7.5068e-07 | 0.10489 | 0.048274 | 0.002095 | 0.054525 | 0 | 0 | 0.00078851 | 7.8742e-08 | 0 | 7.8742e-08 | 7.8742e-08 | 0 | 7.8742e-08 | 0 | 5.3037e-08 | 1.1626e-07 | 0 | 1.1626e-07 | 0 | 0.001432 | 0.002864 | 0 | 0.002864 | [12 empty] | 7.3.3.17.5 (Remote Grid) Updates to grid topology to minimize risk of ignition in HFTDs Remote GridWLDFRVegetation ContactAggregated | WLDFR | HFTD - Distribution - Tier 2 - 2QU CoRE ¦ 2QU LoRE | Red Flag Warning - Small Fires | Vegetation Contact | Aggregated | 2056 | 0.00050313 | 543.1039 | 0.27325 | 2056 | Mitigation | 0.95 | 45 | 0 | esc | 0.00097009 | 4.8808e-07 | 0.00097009 | 4.8808e-07
[79 empty] | WLDFR | HFTD - Distribution - Tier 3 - 1QU CoRE ¦ 2QU LoRE | Red Flag Warning - Small Fires | 2057 | 7.5068e-07 | 7.5068e-07 | 0.10489 | 0.048274 | 0.002095 | 0.054525 | 0 | 0 | 0.00078851 | 7.8742e-08 | 0 | 7.8742e-08 | 7.8742e-08 | 0 | 7.8742e-08 | 0 | 5.3037e-08 | 1.1626e-07 | 0 | 1.1626e-07 | 0 | 0.001432 | 0.002864 | 0 | 0.002864 | [12 empty] | 7.3.3.17.5 (Remote Grid) Updates to grid topology to minimize risk of ignition in HFTDs Remote GridWLDFRVegetation ContactAggregated | WLDFR | HFTD - Distribution - Tier 2 - 2QU CoRE ¦ 2QU LoRE | Red Flag Warning - Small Fires | Vegetation Contact | Aggregated | 2057 | 0.00050313 | 543.1039 | 0.27325 | 2057 | Mitigation | 0.95 | 45 | 0 | esc | 0.00097009 | 4.8808e-07 | 0.00097009 | 4.8808e-07
[79 empty] | WLDFR | HFTD - Distribution - Tier 3 - 1QU CoRE ¦ 2QU LoRE | Red Flag Warning - Small Fires | 2058 | 7.5068e-07 | 7.5068e-07 | 0.1099 | 0.050325 | 0.0021839 | 0.057393 | 0 | 0 | 0.00078851 | 8.2501e-08 | 0 | 8.2501e-08 | 8.2501e-08 | 0 | 8.2501e-08 | 0 | 5.6483e-08 | 1.2381e-07 | 0 | 1.2381e-07 | 0 | 0.001432 | 0.002864 | 0 | 0.002864 | [12 empty] | 7.3.3.17.5 (Remote Grid) Updates to grid topology to minimize risk of ignition in HFTDs Remote GridWLDFRVegetation ContactAggregated | WLDFR | HFTD - Distribution - Tier 2 - 2QU CoRE ¦ 2QU LoRE | Red Flag Warning - Small Fires | Vegetation Contact | Aggregated | 2058 | 0.00050313 | 543.1039 | 0.27325 | 2058 | Mitigation | 0.95 | 45 | 0 | esc | 0.00097009 | 4.8808e-07 | 0.00097009 | 4.8808e-07
[79 empty] | WLDFR | HFTD - Distribution - Tier 3 - 1QU CoRE ¦ 2QU LoRE | Red Flag Warning - Small Fires | 2059 | 7.5068e-07 | 7.5068e-07 | 0.1099 | 0.050325 | 0.0021839 | 0.057393 | 0 | 0 | 0.00078851 | 8.2501e-08 | 0 | 8.2501e-08 | 8.2501e-08 | 0 | 8.2501e-08 | 0 | 5.6483e-08 | 1.2381e-07 | 0 | 1.2381e-07 | 0 | 0.001432 | 0.002864 | 0 | 0.002864 | [12 empty] | 7.3.3.17.5 (Remote Grid) Updates to grid topology to minimize risk of ignition in HFTDs Remote GridWLDFRVegetation ContactAggregated | WLDFR | HFTD - Distribution - Tier 2 - 2QU CoRE ¦ 2QU LoRE | Red Flag Warning - Small Fires | Vegetation Contact | Aggregated | 2059 | 0.00050313 | 543.1039 | 0.27325 | 2059 | Mitigation | 0.95 | 45 | 0 | esc | 0.00097009 | 4.8808e-07 | 0.00097009 | 4.8808e-07
[79 empty] | WLDFR | HFTD - Distribution - Tier 3 - 1QU CoRE ¦ 2QU LoRE | Red Flag Warning - Small Fires | 2060 | 7.5068e-07 | 7.5068e-07 | 0.1099 | 0.050325 | 0.0021839 | 0.057393 | 0 | 0 | 0.00078851 | 8.2501e-08 | 0 | 8.2501e-08 | 8.2501e-08 | 0 | 8.2501e-08 | 0 | 5.6483e-08 | 1.2381e-07 | 0 | 1.2381e-07 | 0 | 0.0015033 | 0.0030067 | 0 | 0.0030067 | [12 empty] | 7.3.3.17.5 (Remote Grid) Updates to grid topology to minimize risk of ignition in HFTDs Remote GridWLDFRVegetation ContactAggregated | WLDFR | HFTD - Distribution - Tier 2 - 2QU CoRE ¦ 2QU LoRE | Red Flag Warning - Small Fires | Vegetation Contact | Aggregated | 2060 | 0.00050313 | 543.1039 | 0.27325 | 2060 | Mitigation | 0.95 | 45 | 0 | esc | 0.00097009 | 4.8808e-07 | 0.00097009 | 4.8808e-07
[79 empty] | WLDFR | HFTD - Distribution - Tier 3 - 1QU CoRE ¦ 2QU LoRE | Red Flag Warning - Small Fires | 2061 | 7.5068e-07 | 7.5068e-07 | 0.1099 | 0.050325 | 0.0021839 | 0.057393 | 0 | 0 | 0.00078851 | 8.2501e-08 | 0 | 8.2501e-08 | 8.2501e-08 | 0 | 8.2501e-08 | 0 | 5.6483e-08 | 1.2381e-07 | 0 | 1.2381e-07 | 0 | 0.0015033 | 0.0030067 | 0 | 0.0030067 | [12 empty] | 7.3.3.17.5 (Remote Grid) Updates to grid topology to minimize risk of ignition in HFTDs Remote GridWLDFRVegetation ContactAggregated | WLDFR | HFTD - Distribution - Tier 2 - 2QU CoRE ¦ 2QU LoRE | Red Flag Warning - Small Fires | Vegetation Contact | Aggregated | 2061 | 0.00050313 | 543.1039 | 0.27325 | 2061 | Mitigation | 0.95 | 45 | 0 | esc | 0.00097009 | 4.8808e-07 | 0.00097009 | 4.8808e-07
[79 empty] | WLDFR | HFTD - Distribution - Tier 3 - 1QU CoRE ¦ 2QU LoRE | Red Flag Warning - Small Fires | 2062 | 7.5068e-07 | 7.5068e-07 | 0.1099 | 0.050325 | 0.0021839 | 0.057393 | 0 | 0 | 0.00078851 | 8.2501e-08 | 0 | 8.2501e-08 | 8.2501e-08 | 0 | 8.2501e-08 | 0 | 5.6483e-08 | 1.2381e-07 | 0 | 1.2381e-07 | 0 | 0.0015033 | 0.0030067 | 0 | 0.0030067 | [12 empty] | 7.3.3.17.5 (Remote Grid) Updates to grid topology to minimize risk of ignition in HFTDs Remote GridWLDFRVegetation ContactAggregated | WLDFR | HFTD - Distribution - Tier 2 - 2QU CoRE ¦ 2QU LoRE | Red Flag Warning - Small Fires | Vegetation Contact | Aggregated | 2062 | 0.00050313 | 543.1039 | 0.27325 | 2062 | Mitigation | 0.95 | 45 | 0 | esc | 0.00097009 | 4.8808e-07 | 0.00097009 | 4.8808e-07
[79 empty] | WLDFR | HFTD - Distribution - Tier 3 - 1QU CoRE ¦ 2QU LoRE | Red Flag Warning - Small Fires | 2063 | 7.5068e-07 | 7.5068e-07 | 0.11504 | 0.052388 | 0.0022734 | 0.060377 | 0 | 0 | 0.00078851 | 8.6357e-08 | 0 | 8.6357e-08 | 8.6357e-08 | 0 | 8.6357e-08 | 0 | 6.0095e-08 | 1.3173e-07 | 0 | 1.3173e-07 | 0 | 0.0015033 | 0.0030067 | 0 | 0.0030067 | [12 empty] | 7.3.3.17.5 (Remote Grid) Updates to grid topology to minimize risk of ignition in HFTDs Remote GridWLDFRVegetation ContactAggregated | WLDFR | HFTD - Distribution - Tier 2 - 2QU CoRE ¦ 2QU LoRE | Red Flag Warning - Small Fires | Vegetation Contact | Aggregated | 2063 | 0.00050313 | 543.1039 | 0.27325 | 2063 | Mitigation | 0.95 | 45 | 0 | esc | 0.00097009 | 4.8808e-07 | 0.00097009 | 4.8808e-07
[79 empty] | WLDFR | HFTD - Distribution - Tier 3 - 1QU CoRE ¦ 2QU LoRE | Red Flag Warning - Small Fires | 2064 | 7.5068e-07 | 7.5068e-07 | 0.11504 | 0.052388 | 0.0022734 | 0.060377 | 0 | 0 | 0.00078851 | 8.6357e-08 | 0 | 8.6357e-08 | 8.6357e-08 | 0 | 8.6357e-08 | 0 | 6.0095e-08 | 1.3173e-07 | 0 | 1.3173e-07 | 0 | 0 | 0.0030067 | 0 | 0.0030067 | [12 empty] | 7.3.3.17.5 (Remote Grid) Updates to grid topology to minimize risk of ignition in HFTDs Remote GridWLDFRVegetation ContactAggregated | WLDFR | HFTD - Distribution - Tier 2 - 2QU CoRE ¦ 2QU LoRE | Red Flag Warning - Small Fires | Vegetation Contact | Aggregated | 2064 | 0.00050313 | 543.1039 | 0.27325 | 2064 | Mitigation | 0.95 | 45 | 0 | esc | 0.00097009 | 4.8808e-07 | 0.00097009 | 4.8808e-07
[79 empty] | WLDFR | HFTD - Distribution - Tier 3 - 1QU CoRE ¦ 2QU LoRE | Red Flag Warning - Small Fires | 2065 | 7.5068e-07 | 7.5068e-07 | 0.11504 | 0.052388 | 0.0022734 | 0.060377 | 0 | 0 | 0.00078851 | 8.6357e-08 | 0 | 8.6357e-08 | 8.6357e-08 | 0 | 8.6357e-08 | 0 | 6.0095e-08 | 1.3173e-07 | 0 | 1.3173e-07 | 0 | 0 | 0 | 0 | 0 | [12 empty] | 7.3.3.17.5 (Remote Grid) Updates to grid topology to minimize risk of ignition in HFTDs Remote GridWLDFRVegetation ContactAggregated | WLDFR | HFTD - Distribution - Tier 2 - 2QU CoRE ¦ 2QU LoRE | Red Flag Warning - Small Fires | Vegetation Contact | Aggregated | 2065 | 0.00050313 | 543.1039 | 0.27325 | 2065 | Mitigation | 0.95 | 45 | 0 | esc | 0.00097009 | 4.8808e-07 | 0.00097009 | 4.8808e-07
[79 empty] | WLDFR | HFTD - Distribution - Tier 3 - 1QU CoRE ¦ 2QU LoRE | Red Flag Warning - Small Fires | 2066 | 7.5068e-07 | 7.5068e-07 | 0.11504 | 0.052388 | 0.0022734 | 0.060377 | 0 | 0 | 0.00078851 | 8.6357e-08 | 0 | 8.6357e-08 | 8.6357e-08 | 0 | 8.6357e-08 | 0 | 6.0095e-08 | 1.3173e-07 | 0 | 1.3173e-07 | 0 | 0 | 0 | 0 | 0 | [12 empty] | 7.3.3.17.5 (Remote Grid) Updates to grid topology to minimize risk of ignition in HFTDs Remote GridWLDFRVegetation ContactAggregated | WLDFR | HFTD - Distribution - Tier 2 - 2QU CoRE ¦ 2QU LoRE | Red Flag Warning - Small Fires | Vegetation Contact | Aggregated | 2066 | 0.00050313 | 543.1039 | 0.27325 | 2066 | Mitigation | 0.95 | 45 | 0 | esc | 0.00097009 | 4.8808e-07 | 0.00097009 | 4.8808e-07
[79 empty] | WLDFR | HFTD - Distribution - Tier 3 - 1QU CoRE ¦ 2QU LoRE | Red Flag Warning - Small Fires | 2067 | 0 | 7.5068e-07 | 0.11504 | 0.052388 | 0.0022734 | 0.060377 | 0 | 0 | 0.00078851 | 0 | 0 | 0 | 8.6357e-08 | 0 | 8.6357e-08 | 0 | 6.0095e-08 | 1.3173e-07 | 0 | 1.3173e-07 | 0 | 0.00013 | 0 | 0 | 0 | [12 empty] | 7.3.3.17.5 (Remote Grid) Updates to grid topology to minimize risk of ignition in HFTDs Remote GridWLDFRVegetation ContactAggregated | WLDFR | HFTD - Distribution - Tier 2 - 2QU CoRE ¦ 2QU LoRE | Red Flag Warning - Small Fires | Vegetation Contact | Aggregated | 2067 | 0.00050313 | 543.1039 | 0.27325 | 2067 | Mitigation | 0.95 | 45 | 0 | esc | 0 | 0 | 0.00097009 | 4.8808e-07
[79 empty] | WLDFR | HFTD - Distribution - Tier 3 - 1QU CoRE ¦ 3QU LoRE | Non-Red Flag Warning - Catastrophic Fires | 2022 | 2.7399e-09 | 0 | 14146.1306 | 222.2294 | 8585.7228 | 5338.1784 | 0 | 0 | 3.015e-06 | 3.8759e-05 | 0 | 3.8759e-05 | 0 | 0 | 0 | 0 | 6.3834e-08 | 1.3993e-07 | 0 | 1.3993e-07 | 0 | 0.00013475 | 0.00026949 | 0 | 0.00026949 | [12 empty] | 7.3.3.17.5 (Remote Grid) Updates to grid topology to minimize risk of ignition in HFTDs Remote GridWLDFRWire-to-wire contactAggregated | WLDFR | HFTD - Distribution - Tier 2 - 2QU CoRE ¦ 2QU LoRE | Red Flag Warning - Small Fires | Wire-to-wire contact | Aggregated | 2022 | 1.3936e-05 | 543.1039 | 0.0075686 | 2022 | Mitigation | 0.95 | 45 | 0 | esc | 0.00097009 | 1.3519e-08 | 0 | 0
[79 empty] | WLDFR | HFTD - Distribution - Tier 3 - 1QU CoRE ¦ 3QU LoRE | Non-Red Flag Warning - Catastrophic Fires | 2023 | 2.7399e-09 | 2.7399e-09 | 14664.6376 | 233.2301 | 8896.516 | 5534.8915 | 0 | 0 | 3.015e-06 | 4.0179e-05 | 0 | 4.0179e-05 | 4.0179e-05 | 0 | 4.0179e-05 | 0 | 6.3834e-08 | 1.3993e-07 | 0 | 1.3993e-07 | 0 | 0.00013475 | 0.00026949 | 0 | 0.00026949 | [12 empty] | 7.3.3.17.5 (Remote Grid) Updates to grid topology to minimize risk of ignition in HFTDs Remote GridWLDFRWire-to-wire contactAggregated | WLDFR | HFTD - Distribution - Tier 2 - 2QU CoRE ¦ 2QU LoRE | Red Flag Warning - Small Fires | Wire-to-wire contact | Aggregated | 2023 | 1.3936e-05 | 543.1039 | 0.0075686 | 2023 | Mitigation | 0.95 | 45 | 0 | esc | 0.00097009 | 1.3519e-08 | 0.00097009 | 1.3519e-08
[79 empty] | WLDFR | HFTD - Distribution - Tier 3 - 1QU CoRE ¦ 3QU LoRE | Non-Red Flag Warning - Catastrophic Fires | 2024 | 2.7399e-09 | 2.7399e-09 | 14664.6376 | 233.2301 | 8896.516 | 5534.8915 | 0 | 0 | 3.015e-06 | 4.0179e-05 | 0 | 4.0179e-05 | 4.0179e-05 | 0 | 4.0179e-05 | 0 | 6.3834e-08 | 1.3993e-07 | 0 | 1.3993e-07 | 0 | 0.00013475 | 0.00026949 | 0 | 0.00026949 | [12 empty] | 7.3.3.17.5 (Remote Grid) Updates to grid topology to minimize risk of ignition in HFTDs Remote GridWLDFRWire-to-wire contactAggregated | WLDFR | HFTD - Distribution - Tier 2 - 2QU CoRE ¦ 2QU LoRE | Red Flag Warning - Small Fires | Wire-to-wire contact | Aggregated | 2024 | 1.3936e-05 | 543.1039 | 0.0075686 | 2024 | Mitigation | 0.95 | 45 | 0 | esc | 0.00097009 | 1.3519e-08 | 0.00097009 | 1.3519e-08
[79 empty] | WLDFR | HFTD - Distribution - Tier 3 - 1QU CoRE ¦ 3QU LoRE | Non-Red Flag Warning - Catastrophic Fires | 2025 | 2.7399e-09 | 2.7399e-09 | 14664.6376 | 233.2301 | 8896.516 | 5534.8915 | 0 | 0 | 3.015e-06 | 4.0179e-05 | 0 | 4.0179e-05 | 4.0179e-05 | 0 | 4.0179e-05 | 0 | 6.3834e-08 | 1.3993e-07 | 0 | 1.3993e-07 | 0 | 0.00013475 | 0.00026949 | 0 | 0.00026949 | [12 empty] | 7.3.3.17.5 (Remote Grid) Updates to grid topology to minimize risk of ignition in HFTDs Remote GridWLDFRWire-to-wire contactAggregated | WLDFR | HFTD - Distribution - Tier 2 - 2QU CoRE ¦ 2QU LoRE | Red Flag Warning - Small Fires | Wire-to-wire contact | Aggregated | 2025 | 1.3936e-05 | 543.1039 | 0.0075686 | 2025 | Mitigation | 0.95 | 45 | 0 | esc | 0.00097009 | 1.3519e-08 | 0.00097009 | 1.3519e-08
[79 empty] | WLDFR | HFTD - Distribution - Tier 3 - 1QU CoRE ¦ 3QU LoRE | Non-Red Flag Warning - Catastrophic Fires | 2026 | 2.7399e-09 | 2.7399e-09 | 14664.6376 | 233.2301 | 8896.516 | 5534.8915 | 0 | 0 | 3.015e-06 | 4.0179e-05 | 0 | 4.0179e-05 | 4.0179e-05 | 0 | 4.0179e-05 | 0 | 6.3834e-08 | 1.3993e-07 | 0 | 1.3993e-07 | 0 | 0.00013475 | 0.00026949 | 0 | 0.00026949 | [12 empty] | 7.3.3.17.5 (Remote Grid) Updates to grid topology to minimize risk of ignition in HFTDs Remote GridWLDFRWire-to-wire contactAggregated | WLDFR | HFTD - Distribution - Tier 2 - 2QU CoRE ¦ 2QU LoRE | Red Flag Warning - Small Fires | Wire-to-wire contact | Aggregated | 2026 | 1.3936e-05 | 543.1039 | 0.0075686 | 2026 | Mitigation | 0.95 | 45 | 0 | esc | 0.00097009 | 1.3519e-08 | 0.00097009 | 1.3519e-08
[79 empty] | WLDFR | HFTD - Distribution - Tier 3 - 1QU CoRE ¦ 3QU LoRE | Non-Red Flag Warning - Catastrophic Fires | 2027 | 2.7399e-09 | 2.7399e-09 | 14664.6376 | 233.2301 | 8896.516 | 5534.8915 | 0 | 0 | 3.015e-06 | 4.0179e-05 | 0 | 4.0179e-05 | 4.0179e-05 | 0 | 4.0179e-05 | 0 | 6.7656e-08 | 1.483e-07 | 0 | 1.483e-07 | 0 | 0.00014073 | 0.00028145 | 0 | 0.00028145 | [12 empty] | 7.3.3.17.5 (Remote Grid) Updates to grid topology to minimize risk of ignition in HFTDs Remote GridWLDFRWire-to-wire contactAggregated | WLDFR | HFTD - Distribution - Tier 2 - 2QU CoRE ¦ 2QU LoRE | Red Flag Warning - Small Fires | Wire-to-wire contact | Aggregated | 2027 | 1.3936e-05 | 543.1039 | 0.0075686 | 2027 | Mitigation | 0.95 | 45 | 0 | esc | 0.00097009 | 1.3519e-08 | 0.00097009 | 1.3519e-08
[79 empty] | WLDFR | HFTD - Distribution - Tier 3 - 1QU CoRE ¦ 3QU LoRE | Non-Red Flag Warning - Catastrophic Fires | 2028 | 2.7399e-09 | 2.7399e-09 | 15317.9909 | 247.273 | 9287.6491 | 5783.0689 | 0 | 0 | 3.015e-06 | 4.1969e-05 | 0 | 4.1969e-05 | 4.1969e-05 | 0 | 4.1969e-05 | 0 | 6.7656e-08 | 1.483e-07 | 0 | 1.483e-07 | 0 | 0.00014073 | 0.00028145 | 0 | 0.00028145 | [12 empty] | 7.3.3.17.5 (Remote Grid) Updates to grid topology to minimize risk of ignition in HFTDs Remote GridWLDFRWire-to-wire contactAggregated | WLDFR | HFTD - Distribution - Tier 2 - 2QU CoRE ¦ 2QU LoRE | Red Flag Warning - Small Fires | Wire-to-wire contact | Aggregated | 2028 | 1.3936e-05 | 543.1039 | 0.0075686 | 2028 | Mitigation | 0.95 | 45 | 0 | esc | 0.00097009 | 1.3519e-08 | 0.00097009 | 1.3519e-08
[79 empty] | WLDFR | HFTD - Distribution - Tier 3 - 1QU CoRE ¦ 3QU LoRE | Non-Red Flag Warning - Catastrophic Fires | 2029 | 2.7399e-09 | 2.7399e-09 | 15317.9909 | 247.273 | 9287.6491 | 5783.0689 | 0 | 0 | 3.015e-06 | 4.1969e-05 | 0 | 4.1969e-05 | 4.1969e-05 | 0 | 4.1969e-05 | 0 | 6.7656e-08 | 1.483e-07 | 0 | 1.483e-07 | 0 | 0.00014073 | 0.00028145 | 0 | 0.00028145 | [12 empty] | 7.3.3.17.5 (Remote Grid) Updates to grid topology to minimize risk of ignition in HFTDs Remote GridWLDFRWire-to-wire contactAggregated | WLDFR | HFTD - Distribution - Tier 2 - 2QU CoRE ¦ 2QU LoRE | Red Flag Warning - Small Fires | Wire-to-wire contact | Aggregated | 2029 | 1.3936e-05 | 543.1039 | 0.0075686 | 2029 | Mitigation | 0.95 | 45 | 0 | esc | 0.00097009 | 1.3519e-08 | 0.00097009 | 1.3519e-08
[79 empty] | WLDFR | HFTD - Distribution - Tier 3 - 1QU CoRE ¦ 3QU LoRE | Non-Red Flag Warning - Catastrophic Fires | 2030 | 2.7399e-09 | 2.7399e-09 | 15317.9909 | 247.273 | 9287.6491 | 5783.0689 | 0 | 0 | 3.015e-06 | 4.1969e-05 | 0 | 4.1969e-05 | 4.1969e-05 | 0 | 4.1969e-05 | 0 | 0 | 1.483e-07 | 0 | 1.483e-07 | 0 | 0.00014073 | 0.00028145 | 0 | 0.00028145 | [12 empty] | 7.3.3.17.5 (Remote Grid) Updates to grid topology to minimize risk of ignition in HFTDs Remote GridWLDFRWire-to-wire contactAggregated | WLDFR | HFTD - Distribution - Tier 2 - 2QU CoRE ¦ 2QU LoRE | Red Flag Warning - Small Fires | Wire-to-wire contact | Aggregated | 2030 | 1.3936e-05 | 543.1039 | 0.0075686 | 2030 | Mitigation | 0.95 | 45 | 0 | esc | 0.00097009 | 1.3519e-08 | 0.00097009 | 1.3519e-08
[79 empty] | WLDFR | HFTD - Distribution - Tier 3 - 1QU CoRE ¦ 3QU LoRE | Non-Red Flag Warning - Catastrophic Fires | 2031 | 2.7399e-09 | 2.7399e-09 | 15317.9909 | 247.273 | 9287.6491 | 5783.0689 | 0 | 0 | 3.015e-06 | 4.1969e-05 | 0 | 4.1969e-05 | 4.1969e-05 | 0 | 4.1969e-05 | 0 | 0 | 0 | 0 | 0 | 0 | 0.00014073 | 0.00028145 | 0 | 0.00028145 | [12 empty] | 7.3.3.17.5 (Remote Grid) Updates to grid topology to minimize risk of ignition in HFTDs Remote GridWLDFRWire-to-wire contactAggregated | WLDFR | HFTD - Distribution - Tier 2 - 2QU CoRE ¦ 2QU LoRE | Red Flag Warning - Small Fires | Wire-to-wire contact | Aggregated | 2031 | 1.3936e-05 | 543.1039 | 0.0075686 | 2031 | Mitigation | 0.95 | 45 | 0 | esc | 0.00097009 | 1.3519e-08 | 0.00097009 | 1.3519e-08
[79 empty] | WLDFR | HFTD - Distribution - Tier 3 - 1QU CoRE ¦ 3QU LoRE | Non-Red Flag Warning - Catastrophic Fires | 2032 | 2.7399e-09 | 2.7399e-09 | 15317.9909 | 247.273 | 9287.6491 | 5783.0689 | 0 | 0 | 3.015e-06 | 4.1969e-05 | 0 | 4.1969e-05 | 4.1969e-05 | 0 | 4.1969e-05 | 0 | 2.0186e-07 | 0 | 0 | 0 | 0 | 0.00014737 | 0.00029473 | 0 | 0.00029473 | [12 empty] | 7.3.3.17.5 (Remote Grid) Updates to grid topology to minimize risk of ignition in HFTDs Remote GridWLDFRWire-to-wire contactAggregated | WLDFR | HFTD - Distribution - Tier 2 - 2QU CoRE ¦ 2QU LoRE | Red Flag Warning - Small Fires | Wire-to-wire contact | Aggregated | 2032 | 1.3936e-05 | 543.1039 | 0.0075686 | 2032 | Mitigation | 0.95 | 45 | 0 | esc | 0.00097009 | 1.3519e-08 | 0.00097009 | 1.3519e-08
[79 empty] | WLDFR | HFTD - Distribution - Tier 3 - 1QU CoRE ¦ 3QU LoRE | Non-Red Flag Warning - Catastrophic Fires | 2033 | 2.7399e-09 | 2.7399e-09 | 16044.1264 | 263.1074 | 9721.74 | 6059.2791 | 0 | 0 | 3.015e-06 | 4.3959e-05 | 0 | 4.3959e-05 | 4.3959e-05 | 0 | 4.3959e-05 | 0 | 2.0836e-07 | 4.5673e-07 | 0 | 4.5673e-07 | 0 | 0.00014737 | 0.00029473 | 0 | 0.00029473 | [12 empty] | 7.3.3.17.5 (Remote Grid) Updates to grid topology to minimize risk of ignition in HFTDs Remote GridWLDFRWire-to-wire contactAggregated | WLDFR | HFTD - Distribution - Tier 2 - 2QU CoRE ¦ 2QU LoRE | Red Flag Warning - Small Fires | Wire-to-wire contact | Aggregated | 2033 | 1.3936e-05 | 543.1039 | 0.0075686 | 2033 | Mitigation | 0.95 | 45 | 0 | esc | 0.00097009 | 1.3519e-08 | 0.00097009 | 1.3519e-08
[79 empty] | WLDFR | HFTD - Distribution - Tier 3 - 1QU CoRE ¦ 3QU LoRE | Non-Red Flag Warning - Catastrophic Fires | 2034 | 2.7399e-09 | 2.7399e-09 | 16044.1264 | 263.1074 | 9721.74 | 6059.2791 | 0 | 0 | 3.015e-06 | 4.3959e-05 | 0 | 4.3959e-05 | 4.3959e-05 | 0 | 4.3959e-05 | 0 | 2.0836e-07 | 4.5673e-07 | 0 | 4.5673e-07 | 0 | 0.00014737 | 0.00029473 | 0 | 0.00029473 | [12 empty] | 7.3.3.17.5 (Remote Grid) Updates to grid topology to minimize risk of ignition in HFTDs Remote GridWLDFRWire-to-wire contactAggregated | WLDFR | HFTD - Distribution - Tier 2 - 2QU CoRE ¦ 2QU LoRE | Red Flag Warning - Small Fires | Wire-to-wire contact | Aggregated | 2034 | 1.3936e-05 | 543.1039 | 0.0075686 | 2034 | Mitigation | 0.95 | 45 | 0 | esc | 0.00097009 | 1.3519e-08 | 0.00097009 | 1.3519e-08
[79 empty] | WLDFR | HFTD - Distribution - Tier 3 - 1QU CoRE ¦ 3QU LoRE | Non-Red Flag Warning - Catastrophic Fires | 2035 | 2.7399e-09 | 2.7399e-09 | 16044.1264 | 263.1074 | 9721.74 | 6059.2791 | 0 | 0 | 3.015e-06 | 4.3959e-05 | 0 | 4.3959e-05 | 4.3959e-05 | 0 | 4.3959e-05 | 0 | 2.0836e-07 | 4.5673e-07 | 0 | 4.5673e-07 | 0 | 0.00014737 | 0.00029473 | 0 | 0.00029473 | [12 empty] | 7.3.3.17.5 (Remote Grid) Updates to grid topology to minimize risk of ignition in HFTDs Remote GridWLDFRWire-to-wire contactAggregated | WLDFR | HFTD - Distribution - Tier 2 - 2QU CoRE ¦ 2QU LoRE | Red Flag Warning - Small Fires | Wire-to-wire contact | Aggregated | 2035 | 1.3936e-05 | 543.1039 | 0.0075686 | 2035 | Mitigation | 0.95 | 45 | 0 | esc | 0.00097009 | 1.3519e-08 | 0.00097009 | 1.3519e-08
[79 empty] | WLDFR | HFTD - Distribution - Tier 3 - 1QU CoRE ¦ 3QU LoRE | Non-Red Flag Warning - Catastrophic Fires | 2036 | 2.7399e-09 | 2.7399e-09 | 16044.1264 | 263.1074 | 9721.74 | 6059.2791 | 0 | 0 | 3.015e-06 | 4.3959e-05 | 0 | 4.3959e-05 | 4.3959e-05 | 0 | 4.3959e-05 | 0 | 2.0836e-07 | 4.5673e-07 | 0 | 4.5673e-07 | 0 | 0.00014737 | 0.00029473 | 0 | 0.00029473 | [12 empty] | 7.3.3.17.5 (Remote Grid) Updates to grid topology to minimize risk of ignition in HFTDs Remote GridWLDFRWire-to-wire contactAggregated | WLDFR | HFTD - Distribution - Tier 2 - 2QU CoRE ¦ 2QU LoRE | Red Flag Warning - Small Fires | Wire-to-wire contact | Aggregated | 2036 | 1.3936e-05 | 543.1039 | 0.0075686 | 2036 | Mitigation | 0.95 | 45 | 0 | esc | 0.00097009 | 1.3519e-08 | 0.00097009 | 1.3519e-08
[79 empty] | WLDFR | HFTD - Distribution - Tier 3 - 1QU CoRE ¦ 3QU LoRE | Non-Red Flag Warning - Catastrophic Fires | 2037 | 2.7399e-09 | 2.7399e-09 | 16044.1264 | 263.1074 | 9721.74 | 6059.2791 | 0 | 0 | 3.015e-06 | 4.3959e-05 | 0 | 4.3959e-05 | 4.3959e-05 | 0 | 4.3959e-05 | 0 | 2.0836e-07 | 4.5673e-07 | 0 | 4.5673e-07 | 0 | 0.00015457 | 0.00030914 | 0 | 0.00030914 | [12 empty] | 7.3.3.17.5 (Remote Grid) Updates to grid topology to minimize risk of ignition in HFTDs Remote GridWLDFRWire-to-wire contactAggregated | WLDFR | HFTD - Distribution - Tier 2 - 2QU CoRE ¦ 2QU LoRE | Red Flag Warning - Small Fires | Wire-to-wire contact | Aggregated | 2037 | 1.3936e-05 | 543.1039 | 0.0075686 | 2037 | Mitigation | 0.95 | 45 | 0 | esc | 0.00097009 | 1.3519e-08 | 0.00097009 | 1.3519e-08
[79 empty] | WLDFR | HFTD - Distribution - Tier 3 - 1QU CoRE ¦ 3QU LoRE | Non-Red Flag Warning - Catastrophic Fires | 2038 | 2.7399e-09 | 2.7399e-09 | 16832.3912 | 280.5544 | 10192.2718 | 6359.5651 | 0 | 0 | 3.015e-06 | 4.6119e-05 | 0 | 4.6119e-05 | 4.6119e-05 | 0 | 4.6119e-05 | 0 | 2.1665e-07 | 4.749e-07 | 0 | 4.749e-07 | 0 | 0.00015457 | 0.00030914 | 0 | 0.00030914 | [12 empty] | 7.3.3.17.5 (Remote Grid) Updates to grid topology to minimize risk of ignition in HFTDs Remote GridWLDFRWire-to-wire contactAggregated | WLDFR | HFTD - Distribution - Tier 2 - 2QU CoRE ¦ 2QU LoRE | Red Flag Warning - Small Fires | Wire-to-wire contact | Aggregated | 2038 | 1.3936e-05 | 543.1039 | 0.0075686 | 2038 | Mitigation | 0.95 | 45 | 0 | esc | 0.00097009 | 1.3519e-08 | 0.00097009 | 1.3519e-08
[79 empty] | WLDFR | HFTD - Distribution - Tier 3 - 1QU CoRE ¦ 3QU LoRE | Non-Red Flag Warning - Catastrophic Fires | 2039 | 2.7399e-09 | 2.7399e-09 | 16832.3912 | 280.5544 | 10192.2718 | 6359.5651 | 0 | 0 | 3.015e-06 | 4.6119e-05 | 0 | 4.6119e-05 | 4.6119e-05 | 0 | 4.6119e-05 | 0 | 2.1665e-07 | 4.749e-07 | 0 | 4.749e-07 | 0 | 0.00015457 | 0.00030914 | 0 | 0.00030914 | [12 empty] | 7.3.3.17.5 (Remote Grid) Updates to grid topology to minimize risk of ignition in HFTDs Remote GridWLDFRWire-to-wire contactAggregated | WLDFR | HFTD - Distribution - Tier 2 - 2QU CoRE ¦ 2QU LoRE | Red Flag Warning - Small Fires | Wire-to-wire contact | Aggregated | 2039 | 1.3936e-05 | 543.1039 | 0.0075686 | 2039 | Mitigation | 0.95 | 45 | 0 | esc | 0.00097009 | 1.3519e-08 | 0.00097009 | 1.3519e-08
[79 empty] | WLDFR | HFTD - Distribution - Tier 3 - 1QU CoRE ¦ 3QU LoRE | Non-Red Flag Warning - Catastrophic Fires | 2040 | 2.7399e-09 | 2.7399e-09 | 16832.3912 | 280.5544 | 10192.2718 | 6359.5651 | 0 | 0 | 3.015e-06 | 4.6119e-05 | 0 | 4.6119e-05 | 4.6119e-05 | 0 | 4.6119e-05 | 0 | 2.1665e-07 | 4.749e-07 | 0 | 4.749e-07 | 0 | 0.00015457 | 0.00030914 | 0 | 0.00030914 | [12 empty] | 7.3.3.17.5 (Remote Grid) Updates to grid topology to minimize risk of ignition in HFTDs Remote GridWLDFRWire-to-wire contactAggregated | WLDFR | HFTD - Distribution - Tier 2 - 2QU CoRE ¦ 2QU LoRE | Red Flag Warning - Small Fires | Wire-to-wire contact | Aggregated | 2040 | 1.3936e-05 | 543.1039 | 0.0075686 | 2040 | Mitigation | 0.95 | 45 | 0 | esc | 0.00097009 | 1.3519e-08 | 0.00097009 | 1.3519e-08
[79 empty] | WLDFR | HFTD - Distribution - Tier 3 - 1QU CoRE ¦ 3QU LoRE | Non-Red Flag Warning - Catastrophic Fires | 2041 | 2.7399e-09 | 2.7399e-09 | 16832.3912 | 280.5544 | 10192.2718 | 6359.5651 | 0 | 0 | 3.015e-06 | 4.6119e-05 | 0 | 4.6119e-05 | 4.6119e-05 | 0 | 4.6119e-05 | 0 | 2.1665e-07 | 4.749e-07 | 0 | 4.749e-07 | 0 | 0.00015457 | 0.00030914 | 0 | 0.00030914 | [12 empty] | 7.3.3.17.5 (Remote Grid) Updates to grid topology to minimize risk of ignition in HFTDs Remote GridWLDFRWire-to-wire contactAggregated | WLDFR | HFTD - Distribution - Tier 2 - 2QU CoRE ¦ 2QU LoRE | Red Flag Warning - Small Fires | Wire-to-wire contact | Aggregated | 2041 | 1.3936e-05 | 543.1039 | 0.0075686 | 2041 | Mitigation | 0.95 | 45 | 0 | esc | 0.00097009 | 1.3519e-08 | 0.00097009 | 1.3519e-08
[79 empty] | WLDFR | HFTD - Distribution - Tier 3 - 1QU CoRE ¦ 3QU LoRE | Non-Red Flag Warning - Catastrophic Fires | 2042 | 2.7399e-09 | 2.7399e-09 | 16832.3912 | 280.5544 | 10192.2718 | 6359.5651 | 0 | 0 | 3.015e-06 | 4.6119e-05 | 0 | 4.6119e-05 | 4.6119e-05 | 0 | 4.6119e-05 | 0 | 2.1665e-07 | 4.749e-07 | 0 | 4.749e-07 | 0 | 0.00016223 | 0.00032447 | 0 | 0.00032447 | [12 empty] | 7.3.3.17.5 (Remote Grid) Updates to grid topology to minimize risk of ignition in HFTDs Remote GridWLDFRWire-to-wire contactAggregated | WLDFR | HFTD - Distribution - Tier 2 - 2QU CoRE ¦ 2QU LoRE | Red Flag Warning - Small Fires | Wire-to-wire contact | Aggregated | 2042 | 1.3936e-05 | 543.1039 | 0.0075686 | 2042 | Mitigation | 0.95 | 45 | 0 | esc | 0.00097009 | 1.3519e-08 | 0.00097009 | 1.3519e-08
[79 empty] | WLDFR | HFTD - Distribution - Tier 3 - 1QU CoRE ¦ 3QU LoRE | Non-Red Flag Warning - Catastrophic Fires | 2043 | 2.7399e-09 | 2.7399e-09 | 17672.0852 | 299.42 | 10692.7362 | 6679.929 | 0 | 0 | 3.015e-06 | 4.8419e-05 | 0 | 4.8419e-05 | 4.8419e-05 | 0 | 4.8419e-05 | 0 | 2.2599e-07 | 4.9537e-07 | 0 | 4.9537e-07 | 0 | 0.00016223 | 0.00032447 | 0 | 0.00032447 | [12 empty] | 7.3.3.17.5 (Remote Grid) Updates to grid topology to minimize risk of ignition in HFTDs Remote GridWLDFRWire-to-wire contactAggregated | WLDFR | HFTD - Distribution - Tier 2 - 2QU CoRE ¦ 2QU LoRE | Red Flag Warning - Small Fires | Wire-to-wire contact | Aggregated | 2043 | 1.3936e-05 | 543.1039 | 0.0075686 | 2043 | Mitigation | 0.95 | 45 | 0 | esc | 0.00097009 | 1.3519e-08 | 0.00097009 | 1.3519e-08
[79 empty] | WLDFR | HFTD - Distribution - Tier 3 - 1QU CoRE ¦ 3QU LoRE | Non-Red Flag Warning - Catastrophic Fires | 2044 | 2.7399e-09 | 2.7399e-09 | 17672.0852 | 299.42 | 10692.7362 | 6679.929 | 0 | 0 | 3.015e-06 | 4.8419e-05 | 0 | 4.8419e-05 | 4.8419e-05 | 0 | 4.8419e-05 | 0 | 2.2599e-07 | 4.9537e-07 | 0 | 4.9537e-07 | 0 | 0.00016223 | 0.00032447 | 0 | 0.00032447 | [12 empty] | 7.3.3.17.5 (Remote Grid) Updates to grid topology to minimize risk of ignition in HFTDs Remote GridWLDFRWire-to-wire contactAggregated | WLDFR | HFTD - Distribution - Tier 2 - 2QU CoRE ¦ 2QU LoRE | Red Flag Warning - Small Fires | Wire-to-wire contact | Aggregated | 2044 | 1.3936e-05 | 543.1039 | 0.0075686 | 2044 | Mitigation | 0.95 | 45 | 0 | esc | 0.00097009 | 1.3519e-08 | 0.00097009 | 1.3519e-08
[79 empty] | WLDFR | HFTD - Distribution - Tier 3 - 1QU CoRE ¦ 3QU LoRE | Non-Red Flag Warning - Catastrophic Fires | 2045 | 2.7399e-09 | 2.7399e-09 | 17672.0852 | 299.42 | 10692.7362 | 6679.929 | 0 | 0 | 3.015e-06 | 4.8419e-05 | 0 | 4.8419e-05 | 4.8419e-05 | 0 | 4.8419e-05 | 0 | 2.2599e-07 | 4.9537e-07 | 0 | 4.9537e-07 | 0 | 0.00016223 | 0.00032447 | 0 | 0.00032447 | [12 empty] | 7.3.3.17.5 (Remote Grid) Updates to grid topology to minimize risk of ignition in HFTDs Remote GridWLDFRWire-to-wire contactAggregated | WLDFR | HFTD - Distribution - Tier 2 - 2QU CoRE ¦ 2QU LoRE | Red Flag Warning - Small Fires | Wire-to-wire contact | Aggregated | 2045 | 1.3936e-05 | 543.1039 | 0.0075686 | 2045 | Mitigation | 0.95 | 45 | 0 | esc | 0.00097009 | 1.3519e-08 | 0.00097009 | 1.3519e-08
[79 empty] | WLDFR | HFTD - Distribution - Tier 3 - 1QU CoRE ¦ 3QU LoRE | Non-Red Flag Warning - Catastrophic Fires | 2046 | 2.7399e-09 | 2.7399e-09 | 17672.0852 | 299.42 | 10692.7362 | 6679.929 | 0 | 0 | 3.015e-06 | 4.8419e-05 | 0 | 4.8419e-05 | 4.8419e-05 | 0 | 4.8419e-05 | 0 | 2.2599e-07 | 4.9537e-07 | 0 | 4.9537e-07 | 0 | 0.00016223 | 0.00032447 | 0 | 0.00032447 | [12 empty] | 7.3.3.17.5 (Remote Grid) Updates to grid topology to minimize risk of ignition in HFTDs Remote GridWLDFRWire-to-wire contactAggregated | WLDFR | HFTD - Distribution - Tier 2 - 2QU CoRE ¦ 2QU LoRE | Red Flag Warning - Small Fires | Wire-to-wire contact | Aggregated | 2046 | 1.3936e-05 | 543.1039 | 0.0075686 | 2046 | Mitigation | 0.95 | 45 | 0 | esc | 0.00097009 | 1.3519e-08 | 0.00097009 | 1.3519e-08
[79 empty] | WLDFR | HFTD - Distribution - Tier 3 - 1QU CoRE ¦ 3QU LoRE | Non-Red Flag Warning - Catastrophic Fires | 2047 | 2.7399e-09 | 2.7399e-09 | 17672.0852 | 299.42 | 10692.7362 | 6679.929 | 0 | 0 | 3.015e-06 | 4.8419e-05 | 0 | 4.8419e-05 | 4.8419e-05 | 0 | 4.8419e-05 | 0 | 2.2599e-07 | 4.9537e-07 | 0 | 4.9537e-07 | 0 | 0.00017026 | 0.00034052 | 0 | 0.00034052 | [12 empty] | 7.3.3.17.5 (Remote Grid) Updates to grid topology to minimize risk of ignition in HFTDs Remote GridWLDFRWire-to-wire contactAggregated | WLDFR | HFTD - Distribution - Tier 2 - 2QU CoRE ¦ 2QU LoRE | Red Flag Warning - Small Fires | Wire-to-wire contact | Aggregated | 2047 | 1.3936e-05 | 543.1039 | 0.0075686 | 2047 | Mitigation | 0.95 | 45 | 0 | esc | 0.00097009 | 1.3519e-08 | 0.00097009 | 1.3519e-08
[79 empty] | WLDFR | HFTD - Distribution - Tier 3 - 1QU CoRE ¦ 3QU LoRE | Non-Red Flag Warning - Catastrophic Fires | 2048 | 2.7399e-09 | 2.7399e-09 | 18552.3348 | 319.4911 | 11216.5626 | 7016.281 | 0 | 0 | 3.015e-06 | 5.0831e-05 | 0 | 5.0831e-05 | 5.0831e-05 | 0 | 5.0831e-05 | 0 | 2.3628e-07 | 5.1794e-07 | 0 | 5.1794e-07 | 0 | 0.00017026 | 0.00034052 | 0 | 0.00034052 | [12 empty] | 7.3.3.17.5 (Remote Grid) Updates to grid topology to minimize risk of ignition in HFTDs Remote GridWLDFRWire-to-wire contactAggregated | WLDFR | HFTD - Distribution - Tier 2 - 2QU CoRE ¦ 2QU LoRE | Red Flag Warning - Small Fires | Wire-to-wire contact | Aggregated | 2048 | 1.3936e-05 | 543.1039 | 0.0075686 | 2048 | Mitigation | 0.95 | 45 | 0 | esc | 0.00097009 | 1.3519e-08 | 0.00097009 | 1.3519e-08
[79 empty] | WLDFR | HFTD - Distribution - Tier 3 - 1QU CoRE ¦ 3QU LoRE | Non-Red Flag Warning - Catastrophic Fires | 2049 | 2.7399e-09 | 2.7399e-09 | 18552.3348 | 319.4911 | 11216.5626 | 7016.281 | 0 | 0 | 3.015e-06 | 5.0831e-05 | 0 | 5.0831e-05 | 5.0831e-05 | 0 | 5.0831e-05 | 0 | 2.3628e-07 | 5.1794e-07 | 0 | 5.1794e-07 | 0 | 0.00017026 | 0.00034052 | 0 | 0.00034052 | [12 empty] | 7.3.3.17.5 (Remote Grid) Updates to grid topology to minimize risk of ignition in HFTDs Remote GridWLDFRWire-to-wire contactAggregated | WLDFR | HFTD - Distribution - Tier 2 - 2QU CoRE ¦ 2QU LoRE | Red Flag Warning - Small Fires | Wire-to-wire contact | Aggregated | 2049 | 1.3936e-05 | 543.1039 | 0.0075686 | 2049 | Mitigation | 0.95 | 45 | 0 | esc | 0.00097009 | 1.3519e-08 | 0.00097009 | 1.3519e-08
[79 empty] | WLDFR | HFTD - Distribution - Tier 3 - 1QU CoRE ¦ 3QU LoRE | Non-Red Flag Warning - Catastrophic Fires | 2050 | 2.7399e-09 | 2.7399e-09 | 18552.3348 | 319.4911 | 11216.5626 | 7016.281 | 0 | 0 | 3.015e-06 | 5.0831e-05 | 0 | 5.0831e-05 | 5.0831e-05 | 0 | 5.0831e-05 | 0 | 2.3628e-07 | 5.1794e-07 | 0 | 5.1794e-07 | 0 | 0.00017026 | 0.00034052 | 0 | 0.00034052 | [12 empty] | 7.3.3.17.5 (Remote Grid) Updates to grid topology to minimize risk of ignition in HFTDs Remote GridWLDFRWire-to-wire contactAggregated | WLDFR | HFTD - Distribution - Tier 2 - 2QU CoRE ¦ 2QU LoRE | Red Flag Warning - Small Fires | Wire-to-wire contact | Aggregated | 2050 | 1.3936e-05 | 543.1039 | 0.0075686 | 2050 | Mitigation | 0.95 | 45 | 0 | esc | 0.00097009 | 1.3519e-08 | 0.00097009 | 1.3519e-08
[79 empty] | WLDFR | HFTD - Distribution - Tier 3 - 1QU CoRE ¦ 3QU LoRE | Non-Red Flag Warning - Catastrophic Fires | 2051 | 2.7399e-09 | 2.7399e-09 | 18552.3348 | 319.4911 | 11216.5626 | 7016.281 | 0 | 0 | 3.015e-06 | 5.0831e-05 | 0 | 5.0831e-05 | 5.0831e-05 | 0 | 5.0831e-05 | 0 | 2.3628e-07 | 5.1794e-07 | 0 | 5.1794e-07 | 0 | 0 | 0.00034052 | 0 | 0.00034052 | [12 empty] | 7.3.3.17.5 (Remote Grid) Updates to grid topology to minimize risk of ignition in HFTDs Remote GridWLDFRWire-to-wire contactAggregated | WLDFR | HFTD - Distribution - Tier 2 - 2QU CoRE ¦ 2QU LoRE | Red Flag Warning - Small Fires | Wire-to-wire contact | Aggregated | 2051 | 1.3936e-05 | 543.1039 | 0.0075686 | 2051 | Mitigation | 0.95 | 45 | 0 | esc | 0.00097009 | 1.3519e-08 | 0.00097009 | 1.3519e-08
[79 empty] | WLDFR | HFTD - Distribution - Tier 3 - 1QU CoRE ¦ 3QU LoRE | Non-Red Flag Warning - Catastrophic Fires | 2052 | 2.7399e-09 | 2.7399e-09 | 18552.3348 | 319.4911 | 11216.5626 | 7016.281 | 0 | 0 | 3.015e-06 | 5.0831e-05 | 0 | 5.0831e-05 | 5.0831e-05 | 0 | 5.0831e-05 | 0 | 2.3628e-07 | 5.1794e-07 | 0 | 5.1794e-07 | 0 | 0 | 0 | 0 | 0 | [12 empty] | 7.3.3.17.5 (Remote Grid) Updates to grid topology to minimize risk of ignition in HFTDs Remote GridWLDFRWire-to-wire contactAggregated | WLDFR | HFTD - Distribution - Tier 2 - 2QU CoRE ¦ 2QU LoRE | Red Flag Warning - Small Fires | Wire-to-wire contact | Aggregated | 2052 | 1.3936e-05 | 543.1039 | 0.0075686 | 2052 | Mitigation | 0.95 | 45 | 0 | esc | 0.00097009 | 1.3519e-08 | 0.00097009 | 1.3519e-08
[79 empty] | WLDFR | HFTD - Distribution - Tier 3 - 1QU CoRE ¦ 3QU LoRE | Non-Red Flag Warning - Catastrophic Fires | 2053 | 2.7399e-09 | 2.7399e-09 | 19462.1283 | 340.5356 | 11757.1413 | 7364.4514 | 0 | 0 | 3.015e-06 | 5.3324e-05 | 0 | 5.3324e-05 | 5.3324e-05 | 0 | 5.3324e-05 | 0 | 2.4743e-07 | 5.4237e-07 | 0 | 5.4237e-07 | 0 | 0 | 0 | 0 | 0 | [12 empty] | 7.3.3.17.5 (Remote Grid) Updates to grid topology to minimize risk of ignition in HFTDs Remote GridWLDFRWire-to-wire contactAggregated | WLDFR | HFTD - Distribution - Tier 2 - 2QU CoRE ¦ 2QU LoRE | Red Flag Warning - Small Fires | Wire-to-wire contact | Aggregated | 2053 | 1.3936e-05 | 543.1039 | 0.0075686 | 2053 | Mitigation | 0.95 | 45 | 0 | esc | 0.00097009 | 1.3519e-08 | 0.00097009 | 1.3519e-08
[79 empty] | WLDFR | HFTD - Distribution - Tier 3 - 1QU CoRE ¦ 3QU LoRE | Non-Red Flag Warning - Catastrophic Fires | 2054 | 2.7399e-09 | 2.7399e-09 | 19462.1283 | 340.5356 | 11757.1413 | 7364.4514 | 0 | 0 | 3.015e-06 | 5.3324e-05 | 0 | 5.3324e-05 | 5.3324e-05 | 0 | 5.3324e-05 | 0 | 2.4743e-07 | 5.4237e-07 | 0 | 5.4237e-07 | 0 | 7.9642e-07 | 0 | 0 | 0 | [12 empty] | 7.3.3.17.5 (Remote Grid) Updates to grid topology to minimize risk of ignition in HFTDs Remote GridWLDFRWire-to-wire contactAggregated | WLDFR | HFTD - Distribution - Tier 2 - 2QU CoRE ¦ 2QU LoRE | Red Flag Warning - Small Fires | Wire-to-wire contact | Aggregated | 2054 | 1.3936e-05 | 543.1039 | 0.0075686 | 2054 | Mitigation | 0.95 | 45 | 0 | esc | 0.00097009 | 1.3519e-08 | 0.00097009 | 1.3519e-08
[79 empty] | WLDFR | HFTD - Distribution - Tier 3 - 1QU CoRE ¦ 3QU LoRE | Non-Red Flag Warning - Catastrophic Fires | 2055 | 2.7399e-09 | 2.7399e-09 | 19462.1283 | 340.5356 | 11757.1413 | 7364.4514 | 0 | 0 | 3.015e-06 | 5.3324e-05 | 0 | 5.3324e-05 | 5.3324e-05 | 0 | 5.3324e-05 | 0 | 2.4743e-07 | 5.4237e-07 | 0 | 5.4237e-07 | 0 | 8.3206e-07 | 1.6641e-06 | 0 | 1.6641e-06 | [12 empty] | 7.3.3.17.5 (Remote Grid) Updates to grid topology to minimize risk of ignition in HFTDs Remote GridWLDFRWire-to-wire contactAggregated | WLDFR | HFTD - Distribution - Tier 2 - 2QU CoRE ¦ 2QU LoRE | Red Flag Warning - Small Fires | Wire-to-wire contact | Aggregated | 2055 | 1.3936e-05 | 543.1039 | 0.0075686 | 2055 | Mitigation | 0.95 | 45 | 0 | esc | 0.00097009 | 1.3519e-08 | 0.00097009 | 1.3519e-08
[79 empty] | WLDFR | HFTD - Distribution - Tier 3 - 1QU CoRE ¦ 3QU LoRE | Non-Red Flag Warning - Catastrophic Fires | 2056 | 2.7399e-09 | 2.7399e-09 | 19462.1283 | 340.5356 | 11757.1413 | 7364.4514 | 0 | 0 | 3.015e-06 | 5.3324e-05 | 0 | 5.3324e-05 | 5.3324e-05 | 0 | 5.3324e-05 | 0 | 2.4743e-07 | 5.4237e-07 | 0 | 5.4237e-07 | 0 | 8.3206e-07 | 1.6641e-06 | 0 | 1.6641e-06 | [12 empty] | 7.3.3.17.5 (Remote Grid) Updates to grid topology to minimize risk of ignition in HFTDs Remote GridWLDFRWire-to-wire contactAggregated | WLDFR | HFTD - Distribution - Tier 2 - 2QU CoRE ¦ 2QU LoRE | Red Flag Warning - Small Fires | Wire-to-wire contact | Aggregated | 2056 | 1.3936e-05 | 543.1039 | 0.0075686 | 2056 | Mitigation | 0.95 | 45 | 0 | esc | 0.00097009 | 1.3519e-08 | 0.00097009 | 1.3519e-08
[79 empty] | WLDFR | HFTD - Distribution - Tier 3 - 1QU CoRE ¦ 3QU LoRE | Non-Red Flag Warning - Catastrophic Fires | 2057 | 2.7399e-09 | 2.7399e-09 | 19462.1283 | 340.5356 | 11757.1413 | 7364.4514 | 0 | 0 | 3.015e-06 | 5.3324e-05 | 0 | 5.3324e-05 | 5.3324e-05 | 0 | 5.3324e-05 | 0 | 2.4743e-07 | 5.4237e-07 | 0 | 5.4237e-07 | 0 | 8.3206e-07 | 1.6641e-06 | 0 | 1.6641e-06 | [12 empty] | 7.3.3.17.5 (Remote Grid) Updates to grid topology to minimize risk of ignition in HFTDs Remote GridWLDFRWire-to-wire contactAggregated | WLDFR | HFTD - Distribution - Tier 2 - 2QU CoRE ¦ 2QU LoRE | Red Flag Warning - Small Fires | Wire-to-wire contact | Aggregated | 2057 | 1.3936e-05 | 543.1039 | 0.0075686 | 2057 | Mitigation | 0.95 | 45 | 0 | esc | 0.00097009 | 1.3519e-08 | 0.00097009 | 1.3519e-08
[79 empty] | WLDFR | HFTD - Distribution - Tier 3 - 1QU CoRE ¦ 3QU LoRE | Non-Red Flag Warning - Catastrophic Fires | 2058 | 2.7399e-09 | 2.7399e-09 | 20390.4035 | 362.3049 | 12307.8747 | 7720.2238 | 0 | 0 | 3.015e-06 | 5.5867e-05 | 0 | 5.5867e-05 | 5.5867e-05 | 0 | 5.5867e-05 | 0 | 2.5931e-07 | 5.6842e-07 | 0 | 5.6842e-07 | 0 | 8.3206e-07 | 1.6641e-06 | 0 | 1.6641e-06 | [12 empty] | 7.3.3.17.5 (Remote Grid) Updates to grid topology to minimize risk of ignition in HFTDs Remote GridWLDFRWire-to-wire contactAggregated | WLDFR | HFTD - Distribution - Tier 2 - 2QU CoRE ¦ 2QU LoRE | Red Flag Warning - Small Fires | Wire-to-wire contact | Aggregated | 2058 | 1.3936e-05 | 543.1039 | 0.0075686 | 2058 | Mitigation | 0.95 | 45 | 0 | esc | 0.00097009 | 1.3519e-08 | 0.00097009 | 1.3519e-08
[79 empty] | WLDFR | HFTD - Distribution - Tier 3 - 1QU CoRE ¦ 3QU LoRE | Non-Red Flag Warning - Catastrophic Fires | 2059 | 2.7399e-09 | 2.7399e-09 | 20390.4035 | 362.3049 | 12307.8747 | 7720.2238 | 0 | 0 | 3.015e-06 | 5.5867e-05 | 0 | 5.5867e-05 | 5.5867e-05 | 0 | 5.5867e-05 | 0 | 2.5931e-07 | 5.6842e-07 | 0 | 5.6842e-07 | 0 | 8.3206e-07 | 1.6641e-06 | 0 | 1.6641e-06 | [12 empty] | 7.3.3.17.5 (Remote Grid) Updates to grid topology to minimize risk of ignition in HFTDs Remote GridWLDFRWire-to-wire contactAggregated | WLDFR | HFTD - Distribution - Tier 2 - 2QU CoRE ¦ 2QU LoRE | Red Flag Warning - Small Fires | Wire-to-wire contact | Aggregated | 2059 | 1.3936e-05 | 543.1039 | 0.0075686 | 2059 | Mitigation | 0.95 | 45 | 0 | esc | 0.00097009 | 1.3519e-08 | 0.00097009 | 1.3519e-08
[79 empty] | WLDFR | HFTD - Distribution - Tier 3 - 1QU CoRE ¦ 3QU LoRE | Non-Red Flag Warning - Catastrophic Fires | 2060 | 2.7399e-09 | 2.7399e-09 | 20390.4035 | 362.3049 | 12307.8747 | 7720.2238 | 0 | 0 | 3.015e-06 | 5.5867e-05 | 0 | 5.5867e-05 | 5.5867e-05 | 0 | 5.5867e-05 | 0 | 2.5931e-07 | 5.6842e-07 | 0 | 5.6842e-07 | 0 | 8.7795e-07 | 1.7559e-06 | 0 | 1.7559e-06 | [12 empty] | 7.3.3.17.5 (Remote Grid) Updates to grid topology to minimize risk of ignition in HFTDs Remote GridWLDFRWire-to-wire contactAggregated | WLDFR | HFTD - Distribution - Tier 2 - 2QU CoRE ¦ 2QU LoRE | Red Flag Warning - Small Fires | Wire-to-wire contact | Aggregated | 2060 | 1.3936e-05 | 543.1039 | 0.0075686 | 2060 | Mitigation | 0.95 | 45 | 0 | esc | 0.00097009 | 1.3519e-08 | 0.00097009 | 1.3519e-08
[79 empty] | WLDFR | HFTD - Distribution - Tier 3 - 1QU CoRE ¦ 3QU LoRE | Non-Red Flag Warning - Catastrophic Fires | 2061 | 2.7399e-09 | 2.7399e-09 | 20390.4035 | 362.3049 | 12307.8747 | 7720.2238 | 0 | 0 | 3.015e-06 | 5.5867e-05 | 0 | 5.5867e-05 | 5.5867e-05 | 0 | 5.5867e-05 | 0 | 2.5931e-07 | 5.6842e-07 | 0 | 5.6842e-07 | 0 | 8.7795e-07 | 1.7559e-06 | 0 | 1.7559e-06 | [12 empty] | 7.3.3.17.5 (Remote Grid) Updates to grid topology to minimize risk of ignition in HFTDs Remote GridWLDFRWire-to-wire contactAggregated | WLDFR | HFTD - Distribution - Tier 2 - 2QU CoRE ¦ 2QU LoRE | Red Flag Warning - Small Fires | Wire-to-wire contact | Aggregated | 2061 | 1.3936e-05 | 543.1039 | 0.0075686 | 2061 | Mitigation | 0.95 | 45 | 0 | esc | 0.00097009 | 1.3519e-08 | 0.00097009 | 1.3519e-08
[79 empty] | WLDFR | HFTD - Distribution - Tier 3 - 1QU CoRE ¦ 3QU LoRE | Non-Red Flag Warning - Catastrophic Fires | 2062 | 2.7399e-09 | 2.7399e-09 | 20390.4035 | 362.3049 | 12307.8747 | 7720.2238 | 0 | 0 | 3.015e-06 | 5.5867e-05 | 0 | 5.5867e-05 | 5.5867e-05 | 0 | 5.5867e-05 | 0 | 2.5931e-07 | 5.6842e-07 | 0 | 5.6842e-07 | 0 | 8.7795e-07 | 1.7559e-06 | 0 | 1.7559e-06 | [12 empty] | 7.3.3.17.5 (Remote Grid) Updates to grid topology to minimize risk of ignition in HFTDs Remote GridWLDFRWire-to-wire contactAggregated | WLDFR | HFTD - Distribution - Tier 2 - 2QU CoRE ¦ 2QU LoRE | Red Flag Warning - Small Fires | Wire-to-wire contact | Aggregated | 2062 | 1.3936e-05 | 543.1039 | 0.0075686 | 2062 | Mitigation | 0.95 | 45 | 0 | esc | 0.00097009 | 1.3519e-08 | 0.00097009 | 1.3519e-08
[79 empty] | WLDFR | HFTD - Distribution - Tier 3 - 1QU CoRE ¦ 3QU LoRE | Non-Red Flag Warning - Catastrophic Fires | 2063 | 2.7399e-09 | 2.7399e-09 | 21325.9188 | 384.5316 | 12862.0997 | 8079.2876 | 0 | 0 | 3.015e-06 | 5.843e-05 | 0 | 5.843e-05 | 5.843e-05 | 0 | 5.843e-05 | 0 | 2.7181e-07 | 5.9582e-07 | 0 | 5.9582e-07 | 0 | 8.7795e-07 | 1.7559e-06 | 0 | 1.7559e-06 | [12 empty] | 7.3.3.17.5 (Remote Grid) Updates to grid topology to minimize risk of ignition in HFTDs Remote GridWLDFRWire-to-wire contactAggregated | WLDFR | HFTD - Distribution - Tier 2 - 2QU CoRE ¦ 2QU LoRE | Red Flag Warning - Small Fires | Wire-to-wire contact | Aggregated | 2063 | 1.3936e-05 | 543.1039 | 0.0075686 | 2063 | Mitigation | 0.95 | 45 | 0 | esc | 0.00097009 | 1.3519e-08 | 0.00097009 | 1.3519e-08
[79 empty] | WLDFR | HFTD - Distribution - Tier 3 - 1QU CoRE ¦ 3QU LoRE | Non-Red Flag Warning - Catastrophic Fires | 2064 | 2.7399e-09 | 2.7399e-09 | 21325.9188 | 384.5316 | 12862.0997 | 8079.2876 | 0 | 0 | 3.015e-06 | 5.843e-05 | 0 | 5.843e-05 | 5.843e-05 | 0 | 5.843e-05 | 0 | 2.7181e-07 | 5.9582e-07 | 0 | 5.9582e-07 | 0 | 8.7795e-07 | 1.7559e-06 | 0 | 1.7559e-06 | [12 empty] | 7.3.3.17.5 (Remote Grid) Updates to grid topology to minimize risk of ignition in HFTDs Remote GridWLDFRWire-to-wire contactAggregated | WLDFR | HFTD - Distribution - Tier 2 - 2QU CoRE ¦ 2QU LoRE | Red Flag Warning - Small Fires | Wire-to-wire contact | Aggregated | 2064 | 1.3936e-05 | 543.1039 | 0.0075686 | 2064 | Mitigation | 0.95 | 45 | 0 | esc | 0.00097009 | 1.3519e-08 | 0.00097009 | 1.3519e-08
[79 empty] | WLDFR | HFTD - Distribution - Tier 3 - 1QU CoRE ¦ 3QU LoRE | Non-Red Flag Warning - Catastrophic Fires | 2065 | 2.7399e-09 | 2.7399e-09 | 21325.9188 | 384.5316 | 12862.0997 | 8079.2876 | 0 | 0 | 3.015e-06 | 5.843e-05 | 0 | 5.843e-05 | 5.843e-05 | 0 | 5.843e-05 | 0 | 2.7181e-07 | 5.9582e-07 | 0 | 5.9582e-07 | 0 | 9.3015e-07 | 1.8603e-06 | 0 | 1.8603e-06 | [12 empty] | 7.3.3.17.5 (Remote Grid) Updates to grid topology to minimize risk of ignition in HFTDs Remote GridWLDFRWire-to-wire contactAggregated | WLDFR | HFTD - Distribution - Tier 2 - 2QU CoRE ¦ 2QU LoRE | Red Flag Warning - Small Fires | Wire-to-wire contact | Aggregated | 2065 | 1.3936e-05 | 543.1039 | 0.0075686 | 2065 | Mitigation | 0.95 | 45 | 0 | esc | 0.00097009 | 1.3519e-08 | 0.00097009 | 1.3519e-08
[79 empty] | WLDFR | HFTD - Distribution - Tier 3 - 1QU CoRE ¦ 3QU LoRE | Non-Red Flag Warning - Catastrophic Fires | 2066 | 2.7399e-09 | 2.7399e-09 | 21325.9188 | 384.5316 | 12862.0997 | 8079.2876 | 0 | 0 | 3.015e-06 | 5.843e-05 | 0 | 5.843e-05 | 5.843e-05 | 0 | 5.843e-05 | 0 | 2.7181e-07 | 5.9582e-07 | 0 | 5.9582e-07 | 0 | 9.3015e-07 | 1.8603e-06 | 0 | 1.8603e-06 | [12 empty] | 7.3.3.17.5 (Remote Grid) Updates to grid topology to minimize risk of ignition in HFTDs Remote GridWLDFRWire-to-wire contactAggregated | WLDFR | HFTD - Distribution - Tier 2 - 2QU CoRE ¦ 2QU LoRE | Red Flag Warning - Small Fires | Wire-to-wire contact | Aggregated | 2066 | 1.3936e-05 | 543.1039 | 0.0075686 | 2066 | Mitigation | 0.95 | 45 | 0 | esc | 0.00097009 | 1.3519e-08 | 0.00097009 | 1.3519e-08
[79 empty] | WLDFR | HFTD - Distribution - Tier 3 - 1QU CoRE ¦ 3QU LoRE | Non-Red Flag Warning - Catastrophic Fires | 2067 | 0 | 2.7399e-09 | 21325.9188 | 384.5316 | 12862.0997 | 8079.2876 | 0 | 0 | 3.015e-06 | 0 | 0 | 0 | 5.843e-05 | 0 | 5.843e-05 | 0 | 2.7181e-07 | 5.9582e-07 | 0 | 5.9582e-07 | 0 | 9.3015e-07 | 1.8603e-06 | 0 | 1.8603e-06 | [12 empty] | 7.3.3.17.5 (Remote Grid) Updates to grid topology to minimize risk of ignition in HFTDs Remote GridWLDFRWire-to-wire contactAggregated | WLDFR | HFTD - Distribution - Tier 2 - 2QU CoRE ¦ 2QU LoRE | Red Flag Warning - Small Fires | Wire-to-wire contact | Aggregated | 2067 | 1.3936e-05 | 543.1039 | 0.0075686 | 2067 | Mitigation | 0.95 | 45 | 0 | esc | 0 | 0 | 0.00097009 | 1.3519e-08
[79 empty] | WLDFR | HFTD - Distribution - Tier 3 - 1QU CoRE ¦ 3QU LoRE | Non-Red Flag Warning - Destructive Fires | 2022 | 3.9944e-09 | 0 | 8807.9522 | 222.2294 | 8585.7228 | 0 | 0 | 0 | 4.2307e-06 | 3.5182e-05 | 0 | 3.5182e-05 | 0 | 0 | 0 | 0 | 2.8479e-07 | 6.2426e-07 | 0 | 6.2426e-07 | 0 | 9.3015e-07 | 1.8603e-06 | 0 | 1.8603e-06 | [12 empty] | 7.3.3.17.5 (Remote Grid) Updates to grid topology to minimize risk of ignition in HFTDs Remote GridWLDFRContact from objectAggregated | WLDFR | HFTD - Distribution - Tier 2 - 2QU CoRE ¦ 3QU LoRE | Non-Red Flag Warning - Catastrophic Fires | Contact from object | Aggregated | 2022 | 1.951e-06 | 946.5765 | 0.0018467 | 2022 | Mitigation | 0.95 | 45 | 0 | esc | 0.00097009 | 1.8926e-09 | 0 | 0
[79 empty] | WLDFR | HFTD - Distribution - Tier 3 - 1QU CoRE ¦ 3QU LoRE | Non-Red Flag Warning - Destructive Fires | 2023 | 3.9944e-09 | 3.9944e-09 | 9129.7461 | 233.2301 | 8896.516 | 0 | 0 | 0 | 4.2307e-06 | 3.6468e-05 | 0 | 3.6468e-05 | 3.6468e-05 | 0 | 3.6468e-05 | 0 | 2.8479e-07 | 6.2426e-07 | 0 | 6.2426e-07 | 0 | 9.3015e-07 | 1.8603e-06 | 0 | 1.8603e-06 | [12 empty] | 7.3.3.17.5 (Remote Grid) Updates to grid topology to minimize risk of ignition in HFTDs Remote GridWLDFRContact from objectAggregated | WLDFR | HFTD - Distribution - Tier 2 - 2QU CoRE ¦ 3QU LoRE | Non-Red Flag Warning - Catastrophic Fires | Contact from object | Aggregated | 2023 | 1.951e-06 | 946.5765 | 0.0018467 | 2023 | Mitigation | 0.95 | 45 | 0 | esc | 0.00097009 | 1.8926e-09 | 0.00097009 | 1.8926e-09
[79 empty] | WLDFR | HFTD - Distribution - Tier 3 - 1QU CoRE ¦ 3QU LoRE | Non-Red Flag Warning - Destructive Fires | 2024 | 3.9944e-09 | 3.9944e-09 | 9129.7461 | 233.2301 | 8896.516 | 0 | 0 | 0 | 4.2307e-06 | 3.6468e-05 | 0 | 3.6468e-05 | 3.6468e-05 | 0 | 3.6468e-05 | 0 | 2.8479e-07 | 6.2426e-07 | 0 | 6.2426e-07 | 0 | 9.8825e-07 | 1.9765e-06 | 0 | 1.9765e-06 | [12 empty] | 7.3.3.17.5 (Remote Grid) Updates to grid topology to minimize risk of ignition in HFTDs Remote GridWLDFRContact from objectAggregated | WLDFR | HFTD - Distribution - Tier 2 - 2QU CoRE ¦ 3QU LoRE | Non-Red Flag Warning - Catastrophic Fires | Contact from object | Aggregated | 2024 | 1.951e-06 | 946.5765 | 0.0018467 | 2024 | Mitigation | 0.95 | 45 | 0 | esc | 0.00097009 | 1.8926e-09 | 0.00097009 | 1.8926e-09
[79 empty] | WLDFR | HFTD - Distribution - Tier 3 - 1QU CoRE ¦ 3QU LoRE | Non-Red Flag Warning - Destructive Fires | 2025 | 3.9944e-09 | 3.9944e-09 | 9129.7461 | 233.2301 | 8896.516 | 0 | 0 | 0 | 4.2307e-06 | 3.6468e-05 | 0 | 3.6468e-05 | 3.6468e-05 | 0 | 3.6468e-05 | 0 | 2.8479e-07 | 6.2426e-07 | 0 | 6.2426e-07 | 0 | 9.8825e-07 | 1.9765e-06 | 0 | 1.9765e-06 | [12 empty] | 7.3.3.17.5 (Remote Grid) Updates to grid topology to minimize risk of ignition in HFTDs Remote GridWLDFRContact from objectAggregated | WLDFR | HFTD - Distribution - Tier 2 - 2QU CoRE ¦ 3QU LoRE | Non-Red Flag Warning - Catastrophic Fires | Contact from object | Aggregated | 2025 | 1.951e-06 | 946.5765 | 0.0018467 | 2025 | Mitigation | 0.95 | 45 | 0 | esc | 0.00097009 | 1.8926e-09 | 0.00097009 | 1.8926e-09
[79 empty] | WLDFR | HFTD - Distribution - Tier 3 - 1QU CoRE ¦ 3QU LoRE | Non-Red Flag Warning - Destructive Fires | 2026 | 3.9944e-09 | 3.9944e-09 | 9129.7461 | 233.2301 | 8896.516 | 0 | 0 | 0 | 4.2307e-06 | 3.6468e-05 | 0 | 3.6468e-05 | 3.6468e-05 | 0 | 3.6468e-05 | 0 | 2.8479e-07 | 6.2426e-07 | 0 | 6.2426e-07 | 0 | 9.8825e-07 | 1.9765e-06 | 0 | 1.9765e-06 | [12 empty] | 7.3.3.17.5 (Remote Grid) Updates to grid topology to minimize risk of ignition in HFTDs Remote GridWLDFRContact from objectAggregated | WLDFR | HFTD - Distribution - Tier 2 - 2QU CoRE ¦ 3QU LoRE | Non-Red Flag Warning - Catastrophic Fires | Contact from object | Aggregated | 2026 | 1.951e-06 | 946.5765 | 0.0018467 | 2026 | Mitigation | 0.95 | 45 | 0 | esc | 0.00097009 | 1.8926e-09 | 0.00097009 | 1.8926e-09
[79 empty] | WLDFR | HFTD - Distribution - Tier 3 - 1QU CoRE ¦ 3QU LoRE | Non-Red Flag Warning - Destructive Fires | 2027 | 3.9944e-09 | 3.9944e-09 | 9129.7461 | 233.2301 | 8896.516 | 0 | 0 | 0 | 4.2307e-06 | 3.6468e-05 | 0 | 3.6468e-05 | 3.6468e-05 | 0 | 3.6468e-05 | 0 | 2.981e-07 | 6.5344e-07 | 0 | 6.5344e-07 | 0 | 9.8825e-07 | 1.9765e-06 | 0 | 1.9765e-06 | [12 empty] | 7.3.3.17.5 (Remote Grid) Updates to grid topology to minimize risk of ignition in HFTDs Remote GridWLDFRContact from objectAggregated | WLDFR | HFTD - Distribution - Tier 2 - 2QU CoRE ¦ 3QU LoRE | Non-Red Flag Warning - Catastrophic Fires | Contact from object | Aggregated | 2027 | 1.951e-06 | 946.5765 | 0.0018467 | 2027 | Mitigation | 0.95 | 45 | 0 | esc | 0.00097009 | 1.8926e-09 | 0.00097009 | 1.8926e-09
[79 empty] | WLDFR | HFTD - Distribution - Tier 3 - 1QU CoRE ¦ 3QU LoRE | Non-Red Flag Warning - Destructive Fires | 2028 | 3.9944e-09 | 3.9944e-09 | 9534.9221 | 247.273 | 9287.6491 | 0 | 0 | 0 | 4.2307e-06 | 3.8086e-05 | 0 | 3.8086e-05 | 3.8086e-05 | 0 | 3.8086e-05 | 0 | 2.981e-07 | 6.5344e-07 | 0 | 6.5344e-07 | 0 | 9.8825e-07 | 1.9765e-06 | 0 | 1.9765e-06 | [12 empty] | 7.3.3.17.5 (Remote Grid) Updates to grid topology to minimize risk of ignition in HFTDs Remote GridWLDFRContact from objectAggregated | WLDFR | HFTD - Distribution - Tier 2 - 2QU CoRE ¦ 3QU LoRE | Non-Red Flag Warning - Catastrophic Fires | Contact from object | Aggregated | 2028 | 1.951e-06 | 946.5765 | 0.0018467 | 2028 | Mitigation | 0.95 | 45 | 0 | esc | 0.00097009 | 1.8926e-09 | 0.00097009 | 1.8926e-09
[79 empty] | WLDFR | HFTD - Distribution - Tier 3 - 1QU CoRE ¦ 3QU LoRE | Non-Red Flag Warning - Destructive Fires | 2029 | 3.9944e-09 | 3.9944e-09 | 9534.9221 | 247.273 | 9287.6491 | 0 | 0 | 0 | 4.2307e-06 | 3.8086e-05 | 0 | 3.8086e-05 | 3.8086e-05 | 0 | 3.8086e-05 | 0 | 2.981e-07 | 6.5344e-07 | 0 | 6.5344e-07 | 0 | 1.0518e-06 | 2.1036e-06 | 0 | 2.1036e-06 | [12 empty] | 7.3.3.17.5 (Remote Grid) Updates to grid topology to minimize risk of ignition in HFTDs Remote GridWLDFRContact from objectAggregated | WLDFR | HFTD - Distribution - Tier 2 - 2QU CoRE ¦ 3QU LoRE | Non-Red Flag Warning - Catastrophic Fires | Contact from object | Aggregated | 2029 | 1.951e-06 | 946.5765 | 0.0018467 | 2029 | Mitigation | 0.95 | 45 | 0 | esc | 0.00097009 | 1.8926e-09 | 0.00097009 | 1.8926e-09
[79 empty] | WLDFR | HFTD - Distribution - Tier 3 - 1QU CoRE ¦ 3QU LoRE | Non-Red Flag Warning - Destructive Fires | 2030 | 3.9944e-09 | 3.9944e-09 | 9534.9221 | 247.273 | 9287.6491 | 0 | 0 | 0 | 4.2307e-06 | 3.8086e-05 | 0 | 3.8086e-05 | 3.8086e-05 | 0 | 3.8086e-05 | 0 | 2.981e-07 | 6.5344e-07 | 0 | 6.5344e-07 | 0 | 1.0518e-06 | 2.1036e-06 | 0 | 2.1036e-06 | [12 empty] | 7.3.3.17.5 (Remote Grid) Updates to grid topology to minimize risk of ignition in HFTDs Remote GridWLDFRContact from objectAggregated | WLDFR | HFTD - Distribution - Tier 2 - 2QU CoRE ¦ 3QU LoRE | Non-Red Flag Warning - Catastrophic Fires | Contact from object | Aggregated | 2030 | 1.951e-06 | 946.5765 | 0.0018467 | 2030 | Mitigation | 0.95 | 45 | 0 | esc | 0.00097009 | 1.8926e-09 | 0.00097009 | 1.8926e-09
[79 empty] | WLDFR | HFTD - Distribution - Tier 3 - 1QU CoRE ¦ 3QU LoRE | Non-Red Flag Warning - Destructive Fires | 2031 | 3.9944e-09 | 3.9944e-09 | 9534.9221 | 247.273 | 9287.6491 | 0 | 0 | 0 | 4.2307e-06 | 3.8086e-05 | 0 | 3.8086e-05 | 3.8086e-05 | 0 | 3.8086e-05 | 0 | 2.981e-07 | 6.5344e-07 | 0 | 6.5344e-07 | 0 | 1.0518e-06 | 2.1036e-06 | 0 | 2.1036e-06 | [12 empty] | 7.3.3.17.5 (Remote Grid) Updates to grid topology to minimize risk of ignition in HFTDs Remote GridWLDFRContact from objectAggregated | WLDFR | HFTD - Distribution - Tier 2 - 2QU CoRE ¦ 3QU LoRE | Non-Red Flag Warning - Catastrophic Fires | Contact from object | Aggregated | 2031 | 1.951e-06 | 946.5765 | 0.0018467 | 2031 | Mitigation | 0.95 | 45 | 0 | esc | 0.00097009 | 1.8926e-09 | 0.00097009 | 1.8926e-09
[79 empty] | WLDFR | HFTD - Distribution - Tier 3 - 1QU CoRE ¦ 3QU LoRE | Non-Red Flag Warning - Destructive Fires | 2032 | 3.9944e-09 | 3.9944e-09 | 9534.9221 | 247.273 | 9287.6491 | 0 | 0 | 0 | 4.2307e-06 | 3.8086e-05 | 0 | 3.8086e-05 | 3.8086e-05 | 0 | 3.8086e-05 | 0 | 3.1158e-07 | 6.8299e-07 | 0 | 6.8299e-07 | 0 | 1.0518e-06 | 2.1036e-06 | 0 | 2.1036e-06 | [12 empty] | 7.3.3.17.5 (Remote Grid) Updates to grid topology to minimize risk of ignition in HFTDs Remote GridWLDFRContact from objectAggregated | WLDFR | HFTD - Distribution - Tier 2 - 2QU CoRE ¦ 3QU LoRE | Non-Red Flag Warning - Catastrophic Fires | Contact from object | Aggregated | 2032 | 1.951e-06 | 946.5765 | 0.0018467 | 2032 | Mitigation | 0.95 | 45 | 0 | esc | 0.00097009 | 1.8926e-09 | 0.00097009 | 1.8926e-09
[79 empty] | WLDFR | HFTD - Distribution - Tier 3 - 1QU CoRE ¦ 3QU LoRE | Non-Red Flag Warning - Destructive Fires | 2033 | 3.9944e-09 | 3.9944e-09 | 9984.8474 | 263.1074 | 9721.74 | 0 | 0 | 0 | 4.2307e-06 | 3.9883e-05 | 0 | 3.9883e-05 | 3.9883e-05 | 0 | 3.9883e-05 | 0 | 3.1158e-07 | 6.8299e-07 | 0 | 6.8299e-07 | 0 | 1.0518e-06 | 2.1036e-06 | 0 | 2.1036e-06 | [12 empty] | 7.3.3.17.5 (Remote Grid) Updates to grid topology to minimize risk of ignition in HFTDs Remote GridWLDFRContact from objectAggregated | WLDFR | HFTD - Distribution - Tier 2 - 2QU CoRE ¦ 3QU LoRE | Non-Red Flag Warning - Catastrophic Fires | Contact from object | Aggregated | 2033 | 1.951e-06 | 946.5765 | 0.0018467 | 2033 | Mitigation | 0.95 | 45 | 0 | esc | 0.00097009 | 1.8926e-09 | 0.00097009 | 1.8926e-09
[79 empty] | WLDFR | HFTD - Distribution - Tier 3 - 1QU CoRE ¦ 3QU LoRE | Non-Red Flag Warning - Destructive Fires | 2034 | 3.9944e-09 | 3.9944e-09 | 9984.8474 | 263.1074 | 9721.74 | 0 | 0 | 0 | 4.2307e-06 | 3.9883e-05 | 0 | 3.9883e-05 | 3.9883e-05 | 0 | 3.9883e-05 | 0 | 3.1158e-07 | 6.8299e-07 | 0 | 6.8299e-07 | 0 | 1.1202e-06 | 2.2405e-06 | 0 | 2.2405e-06 | [12 empty] | 7.3.3.17.5 (Remote Grid) Updates to grid topology to minimize risk of ignition in HFTDs Remote GridWLDFRContact from objectAggregated | WLDFR | HFTD - Distribution - Tier 2 - 2QU CoRE ¦ 3QU LoRE | Non-Red Flag Warning - Catastrophic Fires | Contact from object | Aggregated | 2034 | 1.951e-06 | 946.5765 | 0.0018467 | 2034 | Mitigation | 0.95 | 45 | 0 | esc | 0.00097009 | 1.8926e-09 | 0.00097009 | 1.8926e-09
[79 empty] | WLDFR | HFTD - Distribution - Tier 3 - 1QU CoRE ¦ 3QU LoRE | Non-Red Flag Warning - Destructive Fires | 2035 | 3.9944e-09 | 3.9944e-09 | 9984.8474 | 263.1074 | 9721.74 | 0 | 0 | 0 | 4.2307e-06 | 3.9883e-05 | 0 | 3.9883e-05 | 3.9883e-05 | 0 | 3.9883e-05 | 0 | 0 | 6.8299e-07 | 0 | 6.8299e-07 | 0 | 1.1202e-06 | 2.2405e-06 | 0 | 2.2405e-06 | [12 empty] | 7.3.3.17.5 (Remote Grid) Updates to grid topology to minimize risk of ignition in HFTDs Remote GridWLDFRContact from objectAggregated | WLDFR | HFTD - Distribution - Tier 2 - 2QU CoRE ¦ 3QU LoRE | Non-Red Flag Warning - Catastrophic Fires | Contact from object | Aggregated | 2035 | 1.951e-06 | 946.5765 | 0.0018467 | 2035 | Mitigation | 0.95 | 45 | 0 | esc | 0.00097009 | 1.8926e-09 | 0.00097009 | 1.8926e-09
[79 empty] | WLDFR | HFTD - Distribution - Tier 3 - 1QU CoRE ¦ 3QU LoRE | Non-Red Flag Warning - Destructive Fires | 2036 | 3.9944e-09 | 3.9944e-09 | 9984.8474 | 263.1074 | 9721.74 | 0 | 0 | 0 | 4.2307e-06 | 3.9883e-05 | 0 | 3.9883e-05 | 3.9883e-05 | 0 | 3.9883e-05 | 0 | 0 | 0 | 0 | 0 | 0 | 1.1202e-06 | 2.2405e-06 | 0 | 2.2405e-06 | [12 empty] | 7.3.3.17.5 (Remote Grid) Updates to grid topology to minimize risk of ignition in HFTDs Remote GridWLDFRContact from objectAggregated | WLDFR | HFTD - Distribution - Tier 2 - 2QU CoRE ¦ 3QU LoRE | Non-Red Flag Warning - Catastrophic Fires | Contact from object | Aggregated | 2036 | 1.951e-06 | 946.5765 | 0.0018467 | 2036 | Mitigation | 0.95 | 45 | 0 | esc | 0.00097009 | 1.8926e-09 | 0.00097009 | 1.8926e-09
[79 empty] | WLDFR | HFTD - Distribution - Tier 3 - 1QU CoRE ¦ 3QU LoRE | Non-Red Flag Warning - Destructive Fires | 2037 | 3.9944e-09 | 3.9944e-09 | 9984.8474 | 263.1074 | 9721.74 | 0 | 0 | 0 | 4.2307e-06 | 3.9883e-05 | 0 | 3.9883e-05 | 3.9883e-05 | 0 | 3.9883e-05 | 0 | 1.0692e-05 | 0 | 0 | 0 | 0 | 1.1202e-06 | 2.2405e-06 | 0 | 2.2405e-06 | [12 empty] | 7.3.3.17.5 (Remote Grid) Updates to grid topology to minimize risk of ignition in HFTDs Remote GridWLDFRContact from objectAggregated | WLDFR | HFTD - Distribution - Tier 2 - 2QU CoRE ¦ 3QU LoRE | Non-Red Flag Warning - Catastrophic Fires | Contact from object | Aggregated | 2037 | 1.951e-06 | 946.5765 | 0.0018467 | 2037 | Mitigation | 0.95 | 45 | 0 | esc | 0.00097009 | 1.8926e-09 | 0.00097009 | 1.8926e-09
[79 empty] | WLDFR | HFTD - Distribution - Tier 3 - 1QU CoRE ¦ 3QU LoRE | Non-Red Flag Warning - Destructive Fires | 2038 | 3.9944e-09 | 3.9944e-09 | 10472.8261 | 280.5544 | 10192.2718 | 0 | 0 | 0 | 4.2307e-06 | 4.1833e-05 | 0 | 4.1833e-05 | 4.1833e-05 | 0 | 4.1833e-05 | 0 | 1.1084e-05 | 2.4297e-05 | 0 | 2.4297e-05 | 0 | 0 | 2.2405e-06 | 0 | 2.2405e-06 | [12 empty] | 7.3.3.17.5 (Remote Grid) Updates to grid topology to minimize risk of ignition in HFTDs Remote GridWLDFRContact from objectAggregated | WLDFR | HFTD - Distribution - Tier 2 - 2QU CoRE ¦ 3QU LoRE | Non-Red Flag Warning - Catastrophic Fires | Contact from object | Aggregated | 2038 | 1.951e-06 | 946.5765 | 0.0018467 | 2038 | Mitigation | 0.95 | 45 | 0 | esc | 0.00097009 | 1.8926e-09 | 0.00097009 | 1.8926e-09
[79 empty] | WLDFR | HFTD - Distribution - Tier 3 - 1QU CoRE ¦ 3QU LoRE | Non-Red Flag Warning - Destructive Fires | 2039 | 3.9944e-09 | 3.9944e-09 | 10472.8261 | 280.5544 | 10192.2718 | 0 | 0 | 0 | 4.2307e-06 | 4.1833e-05 | 0 | 4.1833e-05 | 4.1833e-05 | 0 | 4.1833e-05 | 0 | 1.1084e-05 | 2.4297e-05 | 0 | 2.4297e-05 | 0 | 0 | 0 | 0 | 0 | [12 empty] | 7.3.3.17.5 (Remote Grid) Updates to grid topology to minimize risk of ignition in HFTDs Remote GridWLDFRContact from objectAggregated | WLDFR | HFTD - Distribution - Tier 2 - 2QU CoRE ¦ 3QU LoRE | Non-Red Flag Warning - Catastrophic Fires | Contact from object | Aggregated | 2039 | 1.951e-06 | 946.5765 | 0.0018467 | 2039 | Mitigation | 0.95 | 45 | 0 | esc | 0.00097009 | 1.8926e-09 | 0.00097009 | 1.8926e-09
[79 empty] | WLDFR | HFTD - Distribution - Tier 3 - 1QU CoRE ¦ 3QU LoRE | Non-Red Flag Warning - Destructive Fires | 2040 | 3.9944e-09 | 3.9944e-09 | 10472.8261 | 280.5544 | 10192.2718 | 0 | 0 | 0 | 4.2307e-06 | 4.1833e-05 | 0 | 4.1833e-05 | 4.1833e-05 | 0 | 4.1833e-05 | 0 | 1.1084e-05 | 2.4297e-05 | 0 | 2.4297e-05 | 0 | 0 | 0 | 0 | 0 | [12 empty] | 7.3.3.17.5 (Remote Grid) Updates to grid topology to minimize risk of ignition in HFTDs Remote GridWLDFRContact from objectAggregated | WLDFR | HFTD - Distribution - Tier 2 - 2QU CoRE ¦ 3QU LoRE | Non-Red Flag Warning - Catastrophic Fires | Contact from object | Aggregated | 2040 | 1.951e-06 | 946.5765 | 0.0018467 | 2040 | Mitigation | 0.95 | 45 | 0 | esc | 0.00097009 | 1.8926e-09 | 0.00097009 | 1.8926e-09
[79 empty] | WLDFR | HFTD - Distribution - Tier 3 - 1QU CoRE ¦ 3QU LoRE | Non-Red Flag Warning - Destructive Fires | 2041 | 3.9944e-09 | 3.9944e-09 | 10472.8261 | 280.5544 | 10192.2718 | 0 | 0 | 0 | 4.2307e-06 | 4.1833e-05 | 0 | 4.1833e-05 | 4.1833e-05 | 0 | 4.1833e-05 | 0 | 1.1084e-05 | 2.4297e-05 | 0 | 2.4297e-05 | 0 | 9.6931e-08 | 0 | 0 | 0 | [12 empty] | 7.3.3.17.5 (Remote Grid) Updates to grid topology to minimize risk of ignition in HFTDs Remote GridWLDFRContact from objectAggregated | WLDFR | HFTD - Distribution - Tier 2 - 2QU CoRE ¦ 3QU LoRE | Non-Red Flag Warning - Catastrophic Fires | Contact from object | Aggregated | 2041 | 1.951e-06 | 946.5765 | 0.0018467 | 2041 | Mitigation | 0.95 | 45 | 0 | esc | 0.00097009 | 1.8926e-09 | 0.00097009 | 1.8926e-09
[79 empty] | WLDFR | HFTD - Distribution - Tier 3 - 1QU CoRE ¦ 3QU LoRE | Non-Red Flag Warning - Destructive Fires | 2042 | 3.9944e-09 | 3.9944e-09 | 10472.8261 | 280.5544 | 10192.2718 | 0 | 0 | 0 | 4.2307e-06 | 4.1833e-05 | 0 | 4.1833e-05 | 4.1833e-05 | 0 | 4.1833e-05 | 0 | 1.1084e-05 | 2.4297e-05 | 0 | 2.4297e-05 | 0 | 1.0005e-07 | 2.001e-07 | 0 | 2.001e-07 | [12 empty] | 7.3.3.17.5 (Remote Grid) Updates to grid topology to minimize risk of ignition in HFTDs Remote GridWLDFRContact from objectAggregated | WLDFR | HFTD - Distribution - Tier 2 - 2QU CoRE ¦ 3QU LoRE | Non-Red Flag Warning - Catastrophic Fires | Contact from object | Aggregated | 2042 | 1.951e-06 | 946.5765 | 0.0018467 | 2042 | Mitigation | 0.95 | 45 | 0 | esc | 0.00097009 | 1.8926e-09 | 0.00097009 | 1.8926e-09
[79 empty] | WLDFR | HFTD - Distribution - Tier 3 - 1QU CoRE ¦ 3QU LoRE | Non-Red Flag Warning - Destructive Fires | 2043 | 3.9944e-09 | 3.9944e-09 | 10992.1562 | 299.42 | 10692.7362 | 0 | 0 | 0 | 4.2307e-06 | 4.3907e-05 | 0 | 4.3907e-05 | 4.3907e-05 | 0 | 4.3907e-05 | 0 | 1.1578e-05 | 2.538e-05 | 0 | 2.538e-05 | 0 | 1.0005e-07 | 2.001e-07 | 0 | 2.001e-07 | [12 empty] | 7.3.3.17.5 (Remote Grid) Updates to grid topology to minimize risk of ignition in HFTDs Remote GridWLDFRContact from objectAggregated | WLDFR | HFTD - Distribution - Tier 2 - 2QU CoRE ¦ 3QU LoRE | Non-Red Flag Warning - Catastrophic Fires | Contact from object | Aggregated | 2043 | 1.951e-06 | 946.5765 | 0.0018467 | 2043 | Mitigation | 0.95 | 45 | 0 | esc | 0.00097009 | 1.8926e-09 | 0.00097009 | 1.8926e-09
[79 empty] | WLDFR | HFTD - Distribution - Tier 3 - 1QU CoRE ¦ 3QU LoRE | Non-Red Flag Warning - Destructive Fires | 2044 | 3.9944e-09 | 3.9944e-09 | 10992.1562 | 299.42 | 10692.7362 | 0 | 0 | 0 | 4.2307e-06 | 4.3907e-05 | 0 | 4.3907e-05 | 4.3907e-05 | 0 | 4.3907e-05 | 0 | 1.1578e-05 | 2.538e-05 | 0 | 2.538e-05 | 0 | 1.0005e-07 | 2.001e-07 | 0 | 2.001e-07 | [12 empty] | 7.3.3.17.5 (Remote Grid) Updates to grid topology to minimize risk of ignition in HFTDs Remote GridWLDFRContact from objectAggregated | WLDFR | HFTD - Distribution - Tier 2 - 2QU CoRE ¦ 3QU LoRE | Non-Red Flag Warning - Catastrophic Fires | Contact from object | Aggregated | 2044 | 1.951e-06 | 946.5765 | 0.0018467 | 2044 | Mitigation | 0.95 | 45 | 0 | esc | 0.00097009 | 1.8926e-09 | 0.00097009 | 1.8926e-09
[79 empty] | WLDFR | HFTD - Distribution - Tier 3 - 1QU CoRE ¦ 3QU LoRE | Non-Red Flag Warning - Destructive Fires | 2045 | 3.9944e-09 | 3.9944e-09 | 10992.1562 | 299.42 | 10692.7362 | 0 | 0 | 0 | 4.2307e-06 | 4.3907e-05 | 0 | 4.3907e-05 | 4.3907e-05 | 0 | 4.3907e-05 | 0 | 1.1578e-05 | 2.538e-05 | 0 | 2.538e-05 | 0 | 1.0005e-07 | 2.001e-07 | 0 | 2.001e-07 | [12 empty] | 7.3.3.17.5 (Remote Grid) Updates to grid topology to minimize risk of ignition in HFTDs Remote GridWLDFRContact from objectAggregated | WLDFR | HFTD - Distribution - Tier 2 - 2QU CoRE ¦ 3QU LoRE | Non-Red Flag Warning - Catastrophic Fires | Contact from object | Aggregated | 2045 | 1.951e-06 | 946.5765 | 0.0018467 | 2045 | Mitigation | 0.95 | 45 | 0 | esc | 0.00097009 | 1.8926e-09 | 0.00097009 | 1.8926e-09
[79 empty] | WLDFR | HFTD - Distribution - Tier 3 - 1QU CoRE ¦ 3QU LoRE | Non-Red Flag Warning - Destructive Fires | 2046 | 3.9944e-09 | 3.9944e-09 | 10992.1562 | 299.42 | 10692.7362 | 0 | 0 | 0 | 4.2307e-06 | 4.3907e-05 | 0 | 4.3907e-05 | 4.3907e-05 | 0 | 4.3907e-05 | 0 | 1.1578e-05 | 2.538e-05 | 0 | 2.538e-05 | 0 | 1.0005e-07 | 2.001e-07 | 0 | 2.001e-07 | [12 empty] | 7.3.3.17.5 (Remote Grid) Updates to grid topology to minimize risk of ignition in HFTDs Remote GridWLDFRContact from objectAggregated | WLDFR | HFTD - Distribution - Tier 2 - 2QU CoRE ¦ 3QU LoRE | Non-Red Flag Warning - Catastrophic Fires | Contact from object | Aggregated | 2046 | 1.951e-06 | 946.5765 | 0.0018467 | 2046 | Mitigation | 0.95 | 45 | 0 | esc | 0.00097009 | 1.8926e-09 | 0.00097009 | 1.8926e-09
[79 empty] | WLDFR | HFTD - Distribution - Tier 3 - 1QU CoRE ¦ 3QU LoRE | Non-Red Flag Warning - Destructive Fires | 2047 | 3.9944e-09 | 3.9944e-09 | 10992.1562 | 299.42 | 10692.7362 | 0 | 0 | 0 | 4.2307e-06 | 4.3907e-05 | 0 | 4.3907e-05 | 4.3907e-05 | 0 | 4.3907e-05 | 0 | 1.1578e-05 | 2.538e-05 | 0 | 2.538e-05 | 0 | 1.0403e-07 | 2.0806e-07 | 0 | 2.0806e-07 | [12 empty] | 7.3.3.17.5 (Remote Grid) Updates to grid topology to minimize risk of ignition in HFTDs Remote GridWLDFRContact from objectAggregated | WLDFR | HFTD - Distribution - Tier 2 - 2QU CoRE ¦ 3QU LoRE | Non-Red Flag Warning - Catastrophic Fires | Contact from object | Aggregated | 2047 | 1.951e-06 | 946.5765 | 0.0018467 | 2047 | Mitigation | 0.95 | 45 | 0 | esc | 0.00097009 | 1.8926e-09 | 0.00097009 | 1.8926e-09
[79 empty] | WLDFR | HFTD - Distribution - Tier 3 - 1QU CoRE ¦ 3QU LoRE | Non-Red Flag Warning - Destructive Fires | 2048 | 3.9944e-09 | 3.9944e-09 | 11536.0538 | 319.4911 | 11216.5626 | 0 | 0 | 0 | 4.2307e-06 | 4.608e-05 | 0 | 4.608e-05 | 4.608e-05 | 0 | 4.608e-05 | 0 | 1.2127e-05 | 2.6583e-05 | 0 | 2.6583e-05 | 0 | 1.0403e-07 | 2.0806e-07 | 0 | 2.0806e-07 | [12 empty] | 7.3.3.17.5 (Remote Grid) Updates to grid topology to minimize risk of ignition in HFTDs Remote GridWLDFRContact from objectAggregated | WLDFR | HFTD - Distribution - Tier 2 - 2QU CoRE ¦ 3QU LoRE | Non-Red Flag Warning - Catastrophic Fires | Contact from object | Aggregated | 2048 | 1.951e-06 | 946.5765 | 0.0018467 | 2048 | Mitigation | 0.95 | 45 | 0 | esc | 0.00097009 | 1.8926e-09 | 0.00097009 | 1.8926e-09
[79 empty] | WLDFR | HFTD - Distribution - Tier 3 - 1QU CoRE ¦ 3QU LoRE | Non-Red Flag Warning - Destructive Fires | 2049 | 3.9944e-09 | 3.9944e-09 | 11536.0538 | 319.4911 | 11216.5626 | 0 | 0 | 0 | 4.2307e-06 | 4.608e-05 | 0 | 4.608e-05 | 4.608e-05 | 0 | 4.608e-05 | 0 | 1.2127e-05 | 2.6583e-05 | 0 | 2.6583e-05 | 0 | 1.0403e-07 | 2.0806e-07 | 0 | 2.0806e-07 | [12 empty] | 7.3.3.17.5 (Remote Grid) Updates to grid topology to minimize risk of ignition in HFTDs Remote GridWLDFRContact from objectAggregated | WLDFR | HFTD - Distribution - Tier 2 - 2QU CoRE ¦ 3QU LoRE | Non-Red Flag Warning - Catastrophic Fires | Contact from object | Aggregated | 2049 | 1.951e-06 | 946.5765 | 0.0018467 | 2049 | Mitigation | 0.95 | 45 | 0 | esc | 0.00097009 | 1.8926e-09 | 0.00097009 | 1.8926e-09
[79 empty] | WLDFR | HFTD - Distribution - Tier 3 - 1QU CoRE ¦ 3QU LoRE | Non-Red Flag Warning - Destructive Fires | 2050 | 3.9944e-09 | 3.9944e-09 | 11536.0538 | 319.4911 | 11216.5626 | 0 | 0 | 0 | 4.2307e-06 | 4.608e-05 | 0 | 4.608e-05 | 4.608e-05 | 0 | 4.608e-05 | 0 | 1.2127e-05 | 2.6583e-05 | 0 | 2.6583e-05 | 0 | 1.0403e-07 | 2.0806e-07 | 0 | 2.0806e-07 | [12 empty] | 7.3.3.17.5 (Remote Grid) Updates to grid topology to minimize risk of ignition in HFTDs Remote GridWLDFRContact from objectAggregated | WLDFR | HFTD - Distribution - Tier 2 - 2QU CoRE ¦ 3QU LoRE | Non-Red Flag Warning - Catastrophic Fires | Contact from object | Aggregated | 2050 | 1.951e-06 | 946.5765 | 0.0018467 | 2050 | Mitigation | 0.95 | 45 | 0 | esc | 0.00097009 | 1.8926e-09 | 0.00097009 | 1.8926e-09
[79 empty] | WLDFR | HFTD - Distribution - Tier 3 - 1QU CoRE ¦ 3QU LoRE | Non-Red Flag Warning - Destructive Fires | 2051 | 3.9944e-09 | 3.9944e-09 | 11536.0538 | 319.4911 | 11216.5626 | 0 | 0 | 0 | 4.2307e-06 | 4.608e-05 | 0 | 4.608e-05 | 4.608e-05 | 0 | 4.608e-05 | 0 | 1.2127e-05 | 2.6583e-05 | 0 | 2.6583e-05 | 0 | 1.0403e-07 | 2.0806e-07 | 0 | 2.0806e-07 | [12 empty] | 7.3.3.17.5 (Remote Grid) Updates to grid topology to minimize risk of ignition in HFTDs Remote GridWLDFRContact from objectAggregated | WLDFR | HFTD - Distribution - Tier 2 - 2QU CoRE ¦ 3QU LoRE | Non-Red Flag Warning - Catastrophic Fires | Contact from object | Aggregated | 2051 | 1.951e-06 | 946.5765 | 0.0018467 | 2051 | Mitigation | 0.95 | 45 | 0 | esc | 0.00097009 | 1.8926e-09 | 0.00097009 | 1.8926e-09
[79 empty] | WLDFR | HFTD - Distribution - Tier 3 - 1QU CoRE ¦ 3QU LoRE | Non-Red Flag Warning - Destructive Fires | 2052 | 3.9944e-09 | 3.9944e-09 | 11536.0538 | 319.4911 | 11216.5626 | 0 | 0 | 0 | 4.2307e-06 | 4.608e-05 | 0 | 4.608e-05 | 4.608e-05 | 0 | 4.608e-05 | 0 | 1.2127e-05 | 2.6583e-05 | 0 | 2.6583e-05 | 0 | 1.0852e-07 | 2.1703e-07 | 0 | 2.1703e-07 | [12 empty] | 7.3.3.17.5 (Remote Grid) Updates to grid topology to minimize risk of ignition in HFTDs Remote GridWLDFRContact from objectAggregated | WLDFR | HFTD - Distribution - Tier 2 - 2QU CoRE ¦ 3QU LoRE | Non-Red Flag Warning - Catastrophic Fires | Contact from object | Aggregated | 2052 | 1.951e-06 | 946.5765 | 0.0018467 | 2052 | Mitigation | 0.95 | 45 | 0 | esc | 0.00097009 | 1.8926e-09 | 0.00097009 | 1.8926e-09
[79 empty] | WLDFR | HFTD - Distribution - Tier 3 - 1QU CoRE ¦ 3QU LoRE | Non-Red Flag Warning - Destructive Fires | 2053 | 3.9944e-09 | 3.9944e-09 | 12097.6769 | 340.5356 | 11757.1413 | 0 | 0 | 0 | 4.2307e-06 | 4.8323e-05 | 0 | 4.8323e-05 | 4.8323e-05 | 0 | 4.8323e-05 | 0 | 1.2723e-05 | 2.7889e-05 | 0 | 2.7889e-05 | 0 | 1.0852e-07 | 2.1703e-07 | 0 | 2.1703e-07 | [12 empty] | 7.3.3.17.5 (Remote Grid) Updates to grid topology to minimize risk of ignition in HFTDs Remote GridWLDFRContact from objectAggregated | WLDFR | HFTD - Distribution - Tier 2 - 2QU CoRE ¦ 3QU LoRE | Non-Red Flag Warning - Catastrophic Fires | Contact from object | Aggregated | 2053 | 1.951e-06 | 946.5765 | 0.0018467 | 2053 | Mitigation | 0.95 | 45 | 0 | esc | 0.00097009 | 1.8926e-09 | 0.00097009 | 1.8926e-09
[79 empty] | WLDFR | HFTD - Distribution - Tier 3 - 1QU CoRE ¦ 3QU LoRE | Non-Red Flag Warning - Destructive Fires | 2054 | 3.9944e-09 | 3.9944e-09 | 12097.6769 | 340.5356 | 11757.1413 | 0 | 0 | 0 | 4.2307e-06 | 4.8323e-05 | 0 | 4.8323e-05 | 4.8323e-05 | 0 | 4.8323e-05 | 0 | 1.2723e-05 | 2.7889e-05 | 0 | 2.7889e-05 | 0 | 1.0852e-07 | 2.1703e-07 | 0 | 2.1703e-07 | [12 empty] | 7.3.3.17.5 (Remote Grid) Updates to grid topology to minimize risk of ignition in HFTDs Remote GridWLDFRContact from objectAggregated | WLDFR | HFTD - Distribution - Tier 2 - 2QU CoRE ¦ 3QU LoRE | Non-Red Flag Warning - Catastrophic Fires | Contact from object | Aggregated | 2054 | 1.951e-06 | 946.5765 | 0.0018467 | 2054 | Mitigation | 0.95 | 45 | 0 | esc | 0.00097009 | 1.8926e-09 | 0.00097009 | 1.8926e-09
[79 empty] | WLDFR | HFTD - Distribution - Tier 3 - 1QU CoRE ¦ 3QU LoRE | Non-Red Flag Warning - Destructive Fires | 2055 | 3.9944e-09 | 3.9944e-09 | 12097.6769 | 340.5356 | 11757.1413 | 0 | 0 | 0 | 4.2307e-06 | 4.8323e-05 | 0 | 4.8323e-05 | 4.8323e-05 | 0 | 4.8323e-05 | 0 | 1.2723e-05 | 2.7889e-05 | 0 | 2.7889e-05 | 0 | 1.0852e-07 | 2.1703e-07 | 0 | 2.1703e-07 | [12 empty] | 7.3.3.17.5 (Remote Grid) Updates to grid topology to minimize risk of ignition in HFTDs Remote GridWLDFRContact from objectAggregated | WLDFR | HFTD - Distribution - Tier 2 - 2QU CoRE ¦ 3QU LoRE | Non-Red Flag Warning - Catastrophic Fires | Contact from object | Aggregated | 2055 | 1.951e-06 | 946.5765 | 0.0018467 | 2055 | Mitigation | 0.95 | 45 | 0 | esc | 0.00097009 | 1.8926e-09 | 0.00097009 | 1.8926e-09
[79 empty] | WLDFR | HFTD - Distribution - Tier 3 - 1QU CoRE ¦ 3QU LoRE | Non-Red Flag Warning - Destructive Fires | 2056 | 3.9944e-09 | 3.9944e-09 | 12097.6769 | 340.5356 | 11757.1413 | 0 | 0 | 0 | 4.2307e-06 | 4.8323e-05 | 0 | 4.8323e-05 | 4.8323e-05 | 0 | 4.8323e-05 | 0 | 1.2723e-05 | 2.7889e-05 | 0 | 2.7889e-05 | 0 | 1.0852e-07 | 2.1703e-07 | 0 | 2.1703e-07 | [12 empty] | 7.3.3.17.5 (Remote Grid) Updates to grid topology to minimize risk of ignition in HFTDs Remote GridWLDFRContact from objectAggregated | WLDFR | HFTD - Distribution - Tier 2 - 2QU CoRE ¦ 3QU LoRE | Non-Red Flag Warning - Catastrophic Fires | Contact from object | Aggregated | 2056 | 1.951e-06 | 946.5765 | 0.0018467 | 2056 | Mitigation | 0.95 | 45 | 0 | esc | 0.00097009 | 1.8926e-09 | 0.00097009 | 1.8926e-09
[79 empty] | WLDFR | HFTD - Distribution - Tier 3 - 1QU CoRE ¦ 3QU LoRE | Non-Red Flag Warning - Destructive Fires | 2057 | 3.9944e-09 | 3.9944e-09 | 12097.6769 | 340.5356 | 11757.1413 | 0 | 0 | 0 | 4.2307e-06 | 4.8323e-05 | 0 | 4.8323e-05 | 4.8323e-05 | 0 | 4.8323e-05 | 0 | 1.2723e-05 | 2.7889e-05 | 0 | 2.7889e-05 | 0 | 1.1346e-07 | 2.2692e-07 | 0 | 2.2692e-07 | [12 empty] | 7.3.3.17.5 (Remote Grid) Updates to grid topology to minimize risk of ignition in HFTDs Remote GridWLDFRContact from objectAggregated | WLDFR | HFTD - Distribution - Tier 2 - 2QU CoRE ¦ 3QU LoRE | Non-Red Flag Warning - Catastrophic Fires | Contact from object | Aggregated | 2057 | 1.951e-06 | 946.5765 | 0.0018467 | 2057 | Mitigation | 0.95 | 45 | 0 | esc | 0.00097009 | 1.8926e-09 | 0.00097009 | 1.8926e-09
[79 empty] | WLDFR | HFTD - Distribution - Tier 3 - 1QU CoRE ¦ 3QU LoRE | Non-Red Flag Warning - Destructive Fires | 2058 | 3.9944e-09 | 3.9944e-09 | 12670.1796 | 362.3049 | 12307.8747 | 0 | 0 | 0 | 4.2307e-06 | 5.061e-05 | 0 | 5.061e-05 | 5.061e-05 | 0 | 5.061e-05 | 0 | 1.3358e-05 | 2.928e-05 | 0 | 2.928e-05 | 0 | 1.1346e-07 | 2.2692e-07 | 0 | 2.2692e-07 | [12 empty] | 7.3.3.17.5 (Remote Grid) Updates to grid topology to minimize risk of ignition in HFTDs Remote GridWLDFRContact from objectAggregated | WLDFR | HFTD - Distribution - Tier 2 - 2QU CoRE ¦ 3QU LoRE | Non-Red Flag Warning - Catastrophic Fires | Contact from object | Aggregated | 2058 | 1.951e-06 | 946.5765 | 0.0018467 | 2058 | Mitigation | 0.95 | 45 | 0 | esc | 0.00097009 | 1.8926e-09 | 0.00097009 | 1.8926e-09
[79 empty] | WLDFR | HFTD - Distribution - Tier 3 - 1QU CoRE ¦ 3QU LoRE | Non-Red Flag Warning - Destructive Fires | 2059 | 3.9944e-09 | 3.9944e-09 | 12670.1796 | 362.3049 | 12307.8747 | 0 | 0 | 0 | 4.2307e-06 | 5.061e-05 | 0 | 5.061e-05 | 5.061e-05 | 0 | 5.061e-05 | 0 | 1.3358e-05 | 2.928e-05 | 0 | 2.928e-05 | 0 | 1.1346e-07 | 2.2692e-07 | 0 | 2.2692e-07 | [12 empty] | 7.3.3.17.5 (Remote Grid) Updates to grid topology to minimize risk of ignition in HFTDs Remote GridWLDFRContact from objectAggregated | WLDFR | HFTD - Distribution - Tier 2 - 2QU CoRE ¦ 3QU LoRE | Non-Red Flag Warning - Catastrophic Fires | Contact from object | Aggregated | 2059 | 1.951e-06 | 946.5765 | 0.0018467 | 2059 | Mitigation | 0.95 | 45 | 0 | esc | 0.00097009 | 1.8926e-09 | 0.00097009 | 1.8926e-09
[79 empty] | WLDFR | HFTD - Distribution - Tier 3 - 1QU CoRE ¦ 3QU LoRE | Non-Red Flag Warning - Destructive Fires | 2060 | 3.9944e-09 | 3.9944e-09 | 12670.1796 | 362.3049 | 12307.8747 | 0 | 0 | 0 | 4.2307e-06 | 5.061e-05 | 0 | 5.061e-05 | 5.061e-05 | 0 | 5.061e-05 | 0 | 1.3358e-05 | 2.928e-05 | 0 | 2.928e-05 | 0 | 1.1346e-07 | 2.2692e-07 | 0 | 2.2692e-07 | [12 empty] | 7.3.3.17.5 (Remote Grid) Updates to grid topology to minimize risk of ignition in HFTDs Remote GridWLDFRContact from objectAggregated | WLDFR | HFTD - Distribution - Tier 2 - 2QU CoRE ¦ 3QU LoRE | Non-Red Flag Warning - Catastrophic Fires | Contact from object | Aggregated | 2060 | 1.951e-06 | 946.5765 | 0.0018467 | 2060 | Mitigation | 0.95 | 45 | 0 | esc | 0.00097009 | 1.8926e-09 | 0.00097009 | 1.8926e-09
[79 empty] | WLDFR | HFTD - Distribution - Tier 3 - 1QU CoRE ¦ 3QU LoRE | Non-Red Flag Warning - Destructive Fires | 2061 | 3.9944e-09 | 3.9944e-09 | 12670.1796 | 362.3049 | 12307.8747 | 0 | 0 | 0 | 4.2307e-06 | 5.061e-05 | 0 | 5.061e-05 | 5.061e-05 | 0 | 5.061e-05 | 0 | 1.3358e-05 | 2.928e-05 | 0 | 2.928e-05 | 0 | 1.1346e-07 | 2.2692e-07 | 0 | 2.2692e-07 | [12 empty] | 7.3.3.17.5 (Remote Grid) Updates to grid topology to minimize risk of ignition in HFTDs Remote GridWLDFRContact from objectAggregated | WLDFR | HFTD - Distribution - Tier 2 - 2QU CoRE ¦ 3QU LoRE | Non-Red Flag Warning - Catastrophic Fires | Contact from object | Aggregated | 2061 | 1.951e-06 | 946.5765 | 0.0018467 | 2061 | Mitigation | 0.95 | 45 | 0 | esc | 0.00097009 | 1.8926e-09 | 0.00097009 | 1.8926e-09
[79 empty] | WLDFR | HFTD - Distribution - Tier 3 - 1QU CoRE ¦ 3QU LoRE | Non-Red Flag Warning - Destructive Fires | 2062 | 3.9944e-09 | 3.9944e-09 | 12670.1796 | 362.3049 | 12307.8747 | 0 | 0 | 0 | 4.2307e-06 | 5.061e-05 | 0 | 5.061e-05 | 5.061e-05 | 0 | 5.061e-05 | 0 | 1.3358e-05 | 2.928e-05 | 0 | 2.928e-05 | 0 | 1.1881e-07 | 2.3762e-07 | 0 | 2.3762e-07 | [12 empty] | 7.3.3.17.5 (Remote Grid) Updates to grid topology to minimize risk of ignition in HFTDs Remote GridWLDFRContact from objectAggregated | WLDFR | HFTD - Distribution - Tier 2 - 2QU CoRE ¦ 3QU LoRE | Non-Red Flag Warning - Catastrophic Fires | Contact from object | Aggregated | 2062 | 1.951e-06 | 946.5765 | 0.0018467 | 2062 | Mitigation | 0.95 | 45 | 0 | esc | 0.00097009 | 1.8926e-09 | 0.00097009 | 1.8926e-09
[79 empty] | WLDFR | HFTD - Distribution - Tier 3 - 1QU CoRE ¦ 3QU LoRE | Non-Red Flag Warning - Destructive Fires | 2063 | 3.9944e-09 | 3.9944e-09 | 13246.6313 | 384.5316 | 12862.0997 | 0 | 0 | 0 | 4.2307e-06 | 5.2912e-05 | 0 | 5.2912e-05 | 5.2912e-05 | 0 | 5.2912e-05 | 0 | 1.4023e-05 | 3.0739e-05 | 0 | 3.0739e-05 | 0 | 1.1881e-07 | 2.3762e-07 | 0 | 2.3762e-07 | [12 empty] | 7.3.3.17.5 (Remote Grid) Updates to grid topology to minimize risk of ignition in HFTDs Remote GridWLDFRContact from objectAggregated | WLDFR | HFTD - Distribution - Tier 2 - 2QU CoRE ¦ 3QU LoRE | Non-Red Flag Warning - Catastrophic Fires | Contact from object | Aggregated | 2063 | 1.951e-06 | 946.5765 | 0.0018467 | 2063 | Mitigation | 0.95 | 45 | 0 | esc | 0.00097009 | 1.8926e-09 | 0.00097009 | 1.8926e-09
[79 empty] | WLDFR | HFTD - Distribution - Tier 3 - 1QU CoRE ¦ 3QU LoRE | Non-Red Flag Warning - Destructive Fires | 2064 | 3.9944e-09 | 3.9944e-09 | 13246.6313 | 384.5316 | 12862.0997 | 0 | 0 | 0 | 4.2307e-06 | 5.2912e-05 | 0 | 5.2912e-05 | 5.2912e-05 | 0 | 5.2912e-05 | 0 | 1.4023e-05 | 3.0739e-05 | 0 | 3.0739e-05 | 0 | 1.1881e-07 | 2.3762e-07 | 0 | 2.3762e-07 | [12 empty] | 7.3.3.17.5 (Remote Grid) Updates to grid topology to minimize risk of ignition in HFTDs Remote GridWLDFRContact from objectAggregated | WLDFR | HFTD - Distribution - Tier 2 - 2QU CoRE ¦ 3QU LoRE | Non-Red Flag Warning - Catastrophic Fires | Contact from object | Aggregated | 2064 | 1.951e-06 | 946.5765 | 0.0018467 | 2064 | Mitigation | 0.95 | 45 | 0 | esc | 0.00097009 | 1.8926e-09 | 0.00097009 | 1.8926e-09
[79 empty] | WLDFR | HFTD - Distribution - Tier 3 - 1QU CoRE ¦ 3QU LoRE | Non-Red Flag Warning - Destructive Fires | 2065 | 3.9944e-09 | 3.9944e-09 | 13246.6313 | 384.5316 | 12862.0997 | 0 | 0 | 0 | 4.2307e-06 | 5.2912e-05 | 0 | 5.2912e-05 | 5.2912e-05 | 0 | 5.2912e-05 | 0 | 1.4023e-05 | 3.0739e-05 | 0 | 3.0739e-05 | 0 | 1.1881e-07 | 2.3762e-07 | 0 | 2.3762e-07 | [12 empty] | 7.3.3.17.5 (Remote Grid) Updates to grid topology to minimize risk of ignition in HFTDs Remote GridWLDFRContact from objectAggregated | WLDFR | HFTD - Distribution - Tier 2 - 2QU CoRE ¦ 3QU LoRE | Non-Red Flag Warning - Catastrophic Fires | Contact from object | Aggregated | 2065 | 1.951e-06 | 946.5765 | 0.0018467 | 2065 | Mitigation | 0.95 | 45 | 0 | esc | 0.00097009 | 1.8926e-09 | 0.00097009 | 1.8926e-09
[79 empty] | WLDFR | HFTD - Distribution - Tier 3 - 1QU CoRE ¦ 3QU LoRE | Non-Red Flag Warning - Destructive Fires | 2066 | 3.9944e-09 | 3.9944e-09 | 13246.6313 | 384.5316 | 12862.0997 | 0 | 0 | 0 | 4.2307e-06 | 5.2912e-05 | 0 | 5.2912e-05 | 5.2912e-05 | 0 | 5.2912e-05 | 0 | 1.4023e-05 | 3.0739e-05 | 0 | 3.0739e-05 | 0 | 1.1881e-07 | 2.3762e-07 | 0 | 2.3762e-07 | [12 empty] | 7.3.3.17.5 (Remote Grid) Updates to grid topology to minimize risk of ignition in HFTDs Remote GridWLDFRContact from objectAggregated | WLDFR | HFTD - Distribution - Tier 2 - 2QU CoRE ¦ 3QU LoRE | Non-Red Flag Warning - Catastrophic Fires | Contact from object | Aggregated | 2066 | 1.951e-06 | 946.5765 | 0.0018467 | 2066 | Mitigation | 0.95 | 45 | 0 | esc | 0.00097009 | 1.8926e-09 | 0.00097009 | 1.8926e-09
[79 empty] | WLDFR | HFTD - Distribution - Tier 3 - 1QU CoRE ¦ 3QU LoRE | Non-Red Flag Warning - Destructive Fires | 2067 | 0 | 3.9944e-09 | 13246.6313 | 384.5316 | 12862.0997 | 0 | 0 | 0 | 4.2307e-06 | 0 | 0 | 0 | 5.2912e-05 | 0 | 5.2912e-05 | 0 | 1.4023e-05 | 3.0739e-05 | 0 | 3.0739e-05 | 0 | 1.2452e-07 | 2.4904e-07 | 0 | 2.4904e-07 | [12 empty] | 7.3.3.17.5 (Remote Grid) Updates to grid topology to minimize risk of ignition in HFTDs Remote GridWLDFRContact from objectAggregated | WLDFR | HFTD - Distribution - Tier 2 - 2QU CoRE ¦ 3QU LoRE | Non-Red Flag Warning - Catastrophic Fires | Contact from object | Aggregated | 2067 | 1.951e-06 | 946.5765 | 0.0018467 | 2067 | Mitigation | 0.95 | 45 | 0 | esc | 0 | 0 | 0.00097009 | 1.8926e-09
[79 empty] | WLDFR | HFTD - Distribution - Tier 3 - 1QU CoRE ¦ 3QU LoRE | Non-Red Flag Warning - Large Fires | 2022 | 4.0239e-08 | 0 | 5.2406 | 0.69642 | 2.942 | 1.6022 | 0 | 0 | 4.2455e-05 | 2.1088e-07 | 0 | 2.1088e-07 | 0 | 0 | 0 | 0 | 1.4711e-05 | 3.2246e-05 | 0 | 3.2246e-05 | 0 | 1.2452e-07 | 2.4904e-07 | 0 | 2.4904e-07 | [12 empty] | 7.3.3.17.5 (Remote Grid) Updates to grid topology to minimize risk of ignition in HFTDs Remote GridWLDFRContaminationAggregated | WLDFR | HFTD - Distribution - Tier 2 - 2QU CoRE ¦ 3QU LoRE | Non-Red Flag Warning - Catastrophic Fires | Contamination | Aggregated | 2022 | 3.161e-08 | 946.5765 | 2.9921e-05 | 2022 | Mitigation | 0.95 | 45 | 0 | esc | 0.00097009 | 3.0664e-11 | 0 | 0
[79 empty] | WLDFR | HFTD - Distribution - Tier 3 - 1QU CoRE ¦ 3QU LoRE | Non-Red Flag Warning - Large Fires | 2023 | 4.0239e-08 | 4.0239e-08 | 5.475 | 0.71896 | 3.0715 | 1.6846 | 0 | 0 | 4.2455e-05 | 2.2031e-07 | 0 | 2.2031e-07 | 2.2031e-07 | 0 | 2.2031e-07 | 0 | 1.4711e-05 | 3.2246e-05 | 0 | 3.2246e-05 | 0 | 1.2452e-07 | 2.4904e-07 | 0 | 2.4904e-07 | [12 empty] | 7.3.3.17.5 (Remote Grid) Updates to grid topology to minimize risk of ignition in HFTDs Remote GridWLDFRContaminationAggregated | WLDFR | HFTD - Distribution - Tier 2 - 2QU CoRE ¦ 3QU LoRE | Non-Red Flag Warning - Catastrophic Fires | Contamination | Aggregated | 2023 | 3.161e-08 | 946.5765 | 2.9921e-05 | 2023 | Mitigation | 0.95 | 45 | 0 | esc | 0.00097009 | 3.0664e-11 | 0.00097009 | 3.0664e-11
[79 empty] | WLDFR | HFTD - Distribution - Tier 3 - 1QU CoRE ¦ 3QU LoRE | Non-Red Flag Warning - Large Fires | 2024 | 4.0239e-08 | 4.0239e-08 | 5.475 | 0.71896 | 3.0715 | 1.6846 | 0 | 0 | 4.2455e-05 | 2.2031e-07 | 0 | 2.2031e-07 | 2.2031e-07 | 0 | 2.2031e-07 | 0 | 1.4711e-05 | 3.2246e-05 | 0 | 3.2246e-05 | 0 | 1.2452e-07 | 2.4904e-07 | 0 | 2.4904e-07 | [12 empty] | 7.3.3.17.5 (Remote Grid) Updates to grid topology to minimize risk of ignition in HFTDs Remote GridWLDFRContaminationAggregated | WLDFR | HFTD - Distribution - Tier 2 - 2QU CoRE ¦ 3QU LoRE | Non-Red Flag Warning - Catastrophic Fires | Contamination | Aggregated | 2024 | 3.161e-08 | 946.5765 | 2.9921e-05 | 2024 | Mitigation | 0.95 | 45 | 0 | esc | 0.00097009 | 3.0664e-11 | 0.00097009 | 3.0664e-11
[79 empty] | WLDFR | HFTD - Distribution - Tier 3 - 1QU CoRE ¦ 3QU LoRE | Non-Red Flag Warning - Large Fires | 2025 | 4.0239e-08 | 4.0239e-08 | 5.475 | 0.71896 | 3.0715 | 1.6846 | 0 | 0 | 4.2455e-05 | 2.2031e-07 | 0 | 2.2031e-07 | 2.2031e-07 | 0 | 2.2031e-07 | 0 | 1.4711e-05 | 3.2246e-05 | 0 | 3.2246e-05 | 0 | 0 | 2.4904e-07 | 0 | 2.4904e-07 | [12 empty] | 7.3.3.17.5 (Remote Grid) Updates to grid topology to minimize risk of ignition in HFTDs Remote GridWLDFRContaminationAggregated | WLDFR | HFTD - Distribution - Tier 2 - 2QU CoRE ¦ 3QU LoRE | Non-Red Flag Warning - Catastrophic Fires | Contamination | Aggregated | 2025 | 3.161e-08 | 946.5765 | 2.9921e-05 | 2025 | Mitigation | 0.95 | 45 | 0 | esc | 0.00097009 | 3.0664e-11 | 0.00097009 | 3.0664e-11
[79 empty] | WLDFR | HFTD - Distribution - Tier 3 - 1QU CoRE ¦ 3QU LoRE | Non-Red Flag Warning - Large Fires | 2026 | 4.0239e-08 | 4.0239e-08 | 5.475 | 0.71896 | 3.0715 | 1.6846 | 0 | 0 | 4.2455e-05 | 2.2031e-07 | 0 | 2.2031e-07 | 2.2031e-07 | 0 | 2.2031e-07 | 0 | 1.4711e-05 | 3.2246e-05 | 0 | 3.2246e-05 | 0 | 0 | 0 | 0 | 0 | [12 empty] | 7.3.3.17.5 (Remote Grid) Updates to grid topology to minimize risk of ignition in HFTDs Remote GridWLDFRContaminationAggregated | WLDFR | HFTD - Distribution - Tier 2 - 2QU CoRE ¦ 3QU LoRE | Non-Red Flag Warning - Catastrophic Fires | Contamination | Aggregated | 2026 | 3.161e-08 | 946.5765 | 2.9921e-05 | 2026 | Mitigation | 0.95 | 45 | 0 | esc | 0.00097009 | 3.0664e-11 | 0.00097009 | 3.0664e-11
[79 empty] | WLDFR | HFTD - Distribution - Tier 3 - 1QU CoRE ¦ 3QU LoRE | Non-Red Flag Warning - Large Fires | 2027 | 4.0239e-08 | 4.0239e-08 | 5.475 | 0.71896 | 3.0715 | 1.6846 | 0 | 0 | 4.2455e-05 | 2.2031e-07 | 0 | 2.2031e-07 | 2.2031e-07 | 0 | 2.2031e-07 | 0 | 1.5412e-05 | 3.3784e-05 | 0 | 3.3784e-05 | 0 | 0 | 0 | 0 | 0 | [12 empty] | 7.3.3.17.5 (Remote Grid) Updates to grid topology to minimize risk of ignition in HFTDs Remote GridWLDFRContaminationAggregated | WLDFR | HFTD - Distribution - Tier 2 - 2QU CoRE ¦ 3QU LoRE | Non-Red Flag Warning - Catastrophic Fires | Contamination | Aggregated | 2027 | 3.161e-08 | 946.5765 | 2.9921e-05 | 2027 | Mitigation | 0.95 | 45 | 0 | esc | 0.00097009 | 3.0664e-11 | 0.00097009 | 3.0664e-11
[79 empty] | WLDFR | HFTD - Distribution - Tier 3 - 1QU CoRE ¦ 3QU LoRE | Non-Red Flag Warning - Large Fires | 2028 | 4.0239e-08 | 4.0239e-08 | 5.777 | 0.74734 | 3.238 | 1.7917 | 0 | 0 | 4.2455e-05 | 2.3246e-07 | 0 | 2.3246e-07 | 2.3246e-07 | 0 | 2.3246e-07 | 0 | 1.5412e-05 | 3.3784e-05 | 0 | 3.3784e-05 | 0 | 1.1801e-05 | 0 | 0 | 0 | [12 empty] | 7.3.3.17.5 (Remote Grid) Updates to grid topology to minimize risk of ignition in HFTDs Remote GridWLDFRContaminationAggregated | WLDFR | HFTD - Distribution - Tier 2 - 2QU CoRE ¦ 3QU LoRE | Non-Red Flag Warning - Catastrophic Fires | Contamination | Aggregated | 2028 | 3.161e-08 | 946.5765 | 2.9921e-05 | 2028 | Mitigation | 0.95 | 45 | 0 | esc | 0.00097009 | 3.0664e-11 | 0.00097009 | 3.0664e-11
[79 empty] | WLDFR | HFTD - Distribution - Tier 3 - 1QU CoRE ¦ 3QU LoRE | Non-Red Flag Warning - Large Fires | 2029 | 4.0239e-08 | 4.0239e-08 | 5.777 | 0.74734 | 3.238 | 1.7917 | 0 | 0 | 4.2455e-05 | 2.3246e-07 | 0 | 2.3246e-07 | 2.3246e-07 | 0 | 2.3246e-07 | 0 | 1.5412e-05 | 3.3784e-05 | 0 | 3.3784e-05 | 0 | 1.2233e-05 | 2.4467e-05 | 0 | 2.4467e-05 | [12 empty] | 7.3.3.17.5 (Remote Grid) Updates to grid topology to minimize risk of ignition in HFTDs Remote GridWLDFRContaminationAggregated | WLDFR | HFTD - Distribution - Tier 2 - 2QU CoRE ¦ 3QU LoRE | Non-Red Flag Warning - Catastrophic Fires | Contamination | Aggregated | 2029 | 3.161e-08 | 946.5765 | 2.9921e-05 | 2029 | Mitigation | 0.95 | 45 | 0 | esc | 0.00097009 | 3.0664e-11 | 0.00097009 | 3.0664e-11
[79 empty] | WLDFR | HFTD - Distribution - Tier 3 - 1QU CoRE ¦ 3QU LoRE | Non-Red Flag Warning - Large Fires | 2030 | 4.0239e-08 | 4.0239e-08 | 5.777 | 0.74734 | 3.238 | 1.7917 | 0 | 0 | 4.2455e-05 | 2.3246e-07 | 0 | 2.3246e-07 | 2.3246e-07 | 0 | 2.3246e-07 | 0 | 1.5412e-05 | 3.3784e-05 | 0 | 3.3784e-05 | 0 | 1.2233e-05 | 2.4467e-05 | 0 | 2.4467e-05 | [12 empty] | 7.3.3.17.5 (Remote Grid) Updates to grid topology to minimize risk of ignition in HFTDs Remote GridWLDFRContaminationAggregated | WLDFR | HFTD - Distribution - Tier 2 - 2QU CoRE ¦ 3QU LoRE | Non-Red Flag Warning - Catastrophic Fires | Contamination | Aggregated | 2030 | 3.161e-08 | 946.5765 | 2.9921e-05 | 2030 | Mitigation | 0.95 | 45 | 0 | esc | 0.00097009 | 3.0664e-11 | 0.00097009 | 3.0664e-11
[79 empty] | WLDFR | HFTD - Distribution - Tier 3 - 1QU CoRE ¦ 3QU LoRE | Non-Red Flag Warning - Large Fires | 2031 | 4.0239e-08 | 4.0239e-08 | 5.777 | 0.74734 | 3.238 | 1.7917 | 0 | 0 | 4.2455e-05 | 2.3246e-07 | 0 | 2.3246e-07 | 2.3246e-07 | 0 | 2.3246e-07 | 0 | 1.5412e-05 | 3.3784e-05 | 0 | 3.3784e-05 | 0 | 1.2233e-05 | 2.4467e-05 | 0 | 2.4467e-05 | [12 empty] | 7.3.3.17.5 (Remote Grid) Updates to grid topology to minimize risk of ignition in HFTDs Remote GridWLDFRContaminationAggregated | WLDFR | HFTD - Distribution - Tier 2 - 2QU CoRE ¦ 3QU LoRE | Non-Red Flag Warning - Catastrophic Fires | Contamination | Aggregated | 2031 | 3.161e-08 | 946.5765 | 2.9921e-05 | 2031 | Mitigation | 0.95 | 45 | 0 | esc | 0.00097009 | 3.0664e-11 | 0.00097009 | 3.0664e-11
[79 empty] | WLDFR | HFTD - Distribution - Tier 3 - 1QU CoRE ¦ 3QU LoRE | Non-Red Flag Warning - Large Fires | 2032 | 4.0239e-08 | 4.0239e-08 | 5.777 | 0.74734 | 3.238 | 1.7917 | 0 | 0 | 4.2455e-05 | 2.3246e-07 | 0 | 2.3246e-07 | 2.3246e-07 | 0 | 2.3246e-07 | 0 | 1.6119e-05 | 3.5334e-05 | 0 | 3.5334e-05 | 0 | 1.2233e-05 | 2.4467e-05 | 0 | 2.4467e-05 | [12 empty] | 7.3.3.17.5 (Remote Grid) Updates to grid topology to minimize risk of ignition in HFTDs Remote GridWLDFRContaminationAggregated | WLDFR | HFTD - Distribution - Tier 2 - 2QU CoRE ¦ 3QU LoRE | Non-Red Flag Warning - Catastrophic Fires | Contamination | Aggregated | 2032 | 3.161e-08 | 946.5765 | 2.9921e-05 | 2032 | Mitigation | 0.95 | 45 | 0 | esc | 0.00097009 | 3.0664e-11 | 0.00097009 | 3.0664e-11
[79 empty] | WLDFR | HFTD - Distribution - Tier 3 - 1QU CoRE ¦ 3QU LoRE | Non-Red Flag Warning - Large Fires | 2033 | 4.0239e-08 | 4.0239e-08 | 6.1205 | 0.77885 | 3.4265 | 1.9151 | 0 | 0 | 4.2455e-05 | 2.4628e-07 | 0 | 2.4628e-07 | 2.4628e-07 | 0 | 2.4628e-07 | 0 | 1.6119e-05 | 3.5334e-05 | 0 | 3.5334e-05 | 0 | 1.2233e-05 | 2.4467e-05 | 0 | 2.4467e-05 | [12 empty] | 7.3.3.17.5 (Remote Grid) Updates to grid topology to minimize risk of ignition in HFTDs Remote GridWLDFRContaminationAggregated | WLDFR | HFTD - Distribution - Tier 2 - 2QU CoRE ¦ 3QU LoRE | Non-Red Flag Warning - Catastrophic Fires | Contamination | Aggregated | 2033 | 3.161e-08 | 946.5765 | 2.9921e-05 | 2033 | Mitigation | 0.95 | 45 | 0 | esc | 0.00097009 | 3.0664e-11 | 0.00097009 | 3.0664e-11
[79 empty] | WLDFR | HFTD - Distribution - Tier 3 - 1QU CoRE ¦ 3QU LoRE | Non-Red Flag Warning - Large Fires | 2034 | 4.0239e-08 | 4.0239e-08 | 6.1205 | 0.77885 | 3.4265 | 1.9151 | 0 | 0 | 4.2455e-05 | 2.4628e-07 | 0 | 2.4628e-07 | 2.4628e-07 | 0 | 2.4628e-07 | 0 | 1.6119e-05 | 3.5334e-05 | 0 | 3.5334e-05 | 0 | 1.2778e-05 | 2.5557e-05 | 0 | 2.5557e-05 | [12 empty] | 7.3.3.17.5 (Remote Grid) Updates to grid topology to minimize risk of ignition in HFTDs Remote GridWLDFRContaminationAggregated | WLDFR | HFTD - Distribution - Tier 2 - 2QU CoRE ¦ 3QU LoRE | Non-Red Flag Warning - Catastrophic Fires | Contamination | Aggregated | 2034 | 3.161e-08 | 946.5765 | 2.9921e-05 | 2034 | Mitigation | 0.95 | 45 | 0 | esc | 0.00097009 | 3.0664e-11 | 0.00097009 | 3.0664e-11
[79 empty] | WLDFR | HFTD - Distribution - Tier 3 - 1QU CoRE ¦ 3QU LoRE | Non-Red Flag Warning - Large Fires | 2035 | 4.0239e-08 | 4.0239e-08 | 6.1205 | 0.77885 | 3.4265 | 1.9151 | 0 | 0 | 4.2455e-05 | 2.4628e-07 | 0 | 2.4628e-07 | 2.4628e-07 | 0 | 2.4628e-07 | 0 | 1.6119e-05 | 3.5334e-05 | 0 | 3.5334e-05 | 0 | 1.2778e-05 | 2.5557e-05 | 0 | 2.5557e-05 | [12 empty] | 7.3.3.17.5 (Remote Grid) Updates to grid topology to minimize risk of ignition in HFTDs Remote GridWLDFRContaminationAggregated | WLDFR | HFTD - Distribution - Tier 2 - 2QU CoRE ¦ 3QU LoRE | Non-Red Flag Warning - Catastrophic Fires | Contamination | Aggregated | 2035 | 3.161e-08 | 946.5765 | 2.9921e-05 | 2035 | Mitigation | 0.95 | 45 | 0 | esc | 0.00097009 | 3.0664e-11 | 0.00097009 | 3.0664e-11
[79 empty] | WLDFR | HFTD - Distribution - Tier 3 - 1QU CoRE ¦ 3QU LoRE | Non-Red Flag Warning - Large Fires | 2036 | 4.0239e-08 | 4.0239e-08 | 6.1205 | 0.77885 | 3.4265 | 1.9151 | 0 | 0 | 4.2455e-05 | 2.4628e-07 | 0 | 2.4628e-07 | 2.4628e-07 | 0 | 2.4628e-07 | 0 | 1.6119e-05 | 3.5334e-05 | 0 | 3.5334e-05 | 0 | 1.2778e-05 | 2.5557e-05 | 0 | 2.5557e-05 | [12 empty] | 7.3.3.17.5 (Remote Grid) Updates to grid topology to minimize risk of ignition in HFTDs Remote GridWLDFRContaminationAggregated | WLDFR | HFTD - Distribution - Tier 2 - 2QU CoRE ¦ 3QU LoRE | Non-Red Flag Warning - Catastrophic Fires | Contamination | Aggregated | 2036 | 3.161e-08 | 946.5765 | 2.9921e-05 | 2036 | Mitigation | 0.95 | 45 | 0 | esc | 0.00097009 | 3.0664e-11 | 0.00097009 | 3.0664e-11
[79 empty] | WLDFR | HFTD - Distribution - Tier 3 - 1QU CoRE ¦ 3QU LoRE | Non-Red Flag Warning - Large Fires | 2037 | 4.0239e-08 | 4.0239e-08 | 6.1205 | 0.77885 | 3.4265 | 1.9151 | 0 | 0 | 4.2455e-05 | 2.4628e-07 | 0 | 2.4628e-07 | 2.4628e-07 | 0 | 2.4628e-07 | 0 | 1.6823e-05 | 3.6877e-05 | 0 | 3.6877e-05 | 0 | 1.2778e-05 | 2.5557e-05 | 0 | 2.5557e-05 | [12 empty] | 7.3.3.17.5 (Remote Grid) Updates to grid topology to minimize risk of ignition in HFTDs Remote GridWLDFRContaminationAggregated | WLDFR | HFTD - Distribution - Tier 2 - 2QU CoRE ¦ 3QU LoRE | Non-Red Flag Warning - Catastrophic Fires | Contamination | Aggregated | 2037 | 3.161e-08 | 946.5765 | 2.9921e-05 | 2037 | Mitigation | 0.95 | 45 | 0 | esc | 0.00097009 | 3.0664e-11 | 0.00097009 | 3.0664e-11
[79 empty] | WLDFR | HFTD - Distribution - Tier 3 - 1QU CoRE ¦ 3QU LoRE | Non-Red Flag Warning - Large Fires | 2038 | 4.0239e-08 | 4.0239e-08 | 6.5028 | 0.81304 | 3.6355 | 2.0543 | 0 | 0 | 4.2455e-05 | 2.6167e-07 | 0 | 2.6167e-07 | 2.6167e-07 | 0 | 2.6167e-07 | 0 | 1.6823e-05 | 3.6877e-05 | 0 | 3.6877e-05 | 0 | 1.2778e-05 | 2.5557e-05 | 0 | 2.5557e-05 | [12 empty] | 7.3.3.17.5 (Remote Grid) Updates to grid topology to minimize risk of ignition in HFTDs Remote GridWLDFRContaminationAggregated | WLDFR | HFTD - Distribution - Tier 2 - 2QU CoRE ¦ 3QU LoRE | Non-Red Flag Warning - Catastrophic Fires | Contamination | Aggregated | 2038 | 3.161e-08 | 946.5765 | 2.9921e-05 | 2038 | Mitigation | 0.95 | 45 | 0 | esc | 0.00097009 | 3.0664e-11 | 0.00097009 | 3.0664e-11
[79 empty] | WLDFR | HFTD - Distribution - Tier 3 - 1QU CoRE ¦ 3QU LoRE | Non-Red Flag Warning - Large Fires | 2039 | 4.0239e-08 | 4.0239e-08 | 6.5028 | 0.81304 | 3.6355 | 2.0543 | 0 | 0 | 4.2455e-05 | 2.6167e-07 | 0 | 2.6167e-07 | 2.6167e-07 | 0 | 2.6167e-07 | 0 | 1.6823e-05 | 3.6877e-05 | 0 | 3.6877e-05 | 0 | 1.3384e-05 | 2.6768e-05 | 0 | 2.6768e-05 | [12 empty] | 7.3.3.17.5 (Remote Grid) Updates to grid topology to minimize risk of ignition in HFTDs Remote GridWLDFRContaminationAggregated | WLDFR | HFTD - Distribution - Tier 2 - 2QU CoRE ¦ 3QU LoRE | Non-Red Flag Warning - Catastrophic Fires | Contamination | Aggregated | 2039 | 3.161e-08 | 946.5765 | 2.9921e-05 | 2039 | Mitigation | 0.95 | 45 | 0 | esc | 0.00097009 | 3.0664e-11 | 0.00097009 | 3.0664e-11
[79 empty] | WLDFR | HFTD - Distribution - Tier 3 - 1QU CoRE ¦ 3QU LoRE | Non-Red Flag Warning - Large Fires | 2040 | 4.0239e-08 | 4.0239e-08 | 6.5028 | 0.81304 | 3.6355 | 2.0543 | 0 | 0 | 4.2455e-05 | 2.6167e-07 | 0 | 2.6167e-07 | 2.6167e-07 | 0 | 2.6167e-07 | 0 | 0 | 3.6877e-05 | 0 | 3.6877e-05 | 0 | 1.3384e-05 | 2.6768e-05 | 0 | 2.6768e-05 | [12 empty] | 7.3.3.17.5 (Remote Grid) Updates to grid topology to minimize risk of ignition in HFTDs Remote GridWLDFRContaminationAggregated | WLDFR | HFTD - Distribution - Tier 2 - 2QU CoRE ¦ 3QU LoRE | Non-Red Flag Warning - Catastrophic Fires | Contamination | Aggregated | 2040 | 3.161e-08 | 946.5765 | 2.9921e-05 | 2040 | Mitigation | 0.95 | 45 | 0 | esc | 0.00097009 | 3.0664e-11 | 0.00097009 | 3.0664e-11
[79 empty] | WLDFR | HFTD - Distribution - Tier 3 - 1QU CoRE ¦ 3QU LoRE | Non-Red Flag Warning - Large Fires | 2041 | 4.0239e-08 | 4.0239e-08 | 6.5028 | 0.81304 | 3.6355 | 2.0543 | 0 | 0 | 4.2455e-05 | 2.6167e-07 | 0 | 2.6167e-07 | 2.6167e-07 | 0 | 2.6167e-07 | 0 | 0 | 0 | 0 | 0 | 0 | 1.3384e-05 | 2.6768e-05 | 0 | 2.6768e-05 | [12 empty] | 7.3.3.17.5 (Remote Grid) Updates to grid topology to minimize risk of ignition in HFTDs Remote GridWLDFRContaminationAggregated | WLDFR | HFTD - Distribution - Tier 2 - 2QU CoRE ¦ 3QU LoRE | Non-Red Flag Warning - Catastrophic Fires | Contamination | Aggregated | 2041 | 3.161e-08 | 946.5765 | 2.9921e-05 | 2041 | Mitigation | 0.95 | 45 | 0 | esc | 0.00097009 | 3.0664e-11 | 0.00097009 | 3.0664e-11
[79 empty] | WLDFR | HFTD - Distribution - Tier 3 - 1QU CoRE ¦ 3QU LoRE | Non-Red Flag Warning - Large Fires | 2042 | 4.0239e-08 | 4.0239e-08 | 6.5028 | 0.81304 | 3.6355 | 2.0543 | 0 | 0 | 4.2455e-05 | 2.6167e-07 | 0 | 2.6167e-07 | 2.6167e-07 | 0 | 2.6167e-07 | 0 | 1.2144e-06 | 0 | 0 | 0 | 0 | 1.3384e-05 | 2.6768e-05 | 0 | 2.6768e-05 | [12 empty] | 7.3.3.17.5 (Remote Grid) Updates to grid topology to minimize risk of ignition in HFTDs Remote GridWLDFRContaminationAggregated | WLDFR | HFTD - Distribution - Tier 2 - 2QU CoRE ¦ 3QU LoRE | Non-Red Flag Warning - Catastrophic Fires | Contamination | Aggregated | 2042 | 3.161e-08 | 946.5765 | 2.9921e-05 | 2042 | Mitigation | 0.95 | 45 | 0 | esc | 0.00097009 | 3.0664e-11 | 0.00097009 | 3.0664e-11
[79 empty] | WLDFR | HFTD - Distribution - Tier 3 - 1QU CoRE ¦ 3QU LoRE | Non-Red Flag Warning - Large Fires | 2043 | 4.0239e-08 | 4.0239e-08 | 6.9209 | 0.84944 | 3.8632 | 2.2083 | 0 | 0 | 4.2455e-05 | 2.7849e-07 | 0 | 2.7849e-07 | 2.7849e-07 | 0 | 2.7849e-07 | 0 | 1.2587e-06 | 2.7592e-06 | 0 | 2.7592e-06 | 0 | 1.3384e-05 | 2.6768e-05 | 0 | 2.6768e-05 | [12 empty] | 7.3.3.17.5 (Remote Grid) Updates to grid topology to minimize risk of ignition in HFTDs Remote GridWLDFRContaminationAggregated | WLDFR | HFTD - Distribution - Tier 2 - 2QU CoRE ¦ 3QU LoRE | Non-Red Flag Warning - Catastrophic Fires | Contamination | Aggregated | 2043 | 3.161e-08 | 946.5765 | 2.9921e-05 | 2043 | Mitigation | 0.95 | 45 | 0 | esc | 0.00097009 | 3.0664e-11 | 0.00097009 | 3.0664e-11
[79 empty] | WLDFR | HFTD - Distribution - Tier 3 - 1QU CoRE ¦ 3QU LoRE | Non-Red Flag Warning - Large Fires | 2044 | 4.0239e-08 | 4.0239e-08 | 6.9209 | 0.84944 | 3.8632 | 2.2083 | 0 | 0 | 4.2455e-05 | 2.7849e-07 | 0 | 2.7849e-07 | 2.7849e-07 | 0 | 2.7849e-07 | 0 | 1.2587e-06 | 2.7592e-06 | 0 | 2.7592e-06 | 0 | 1.4042e-05 | 2.8083e-05 | 0 | 2.8083e-05 | [12 empty] | 7.3.3.17.5 (Remote Grid) Updates to grid topology to minimize risk of ignition in HFTDs Remote GridWLDFRContaminationAggregated | WLDFR | HFTD - Distribution - Tier 2 - 2QU CoRE ¦ 3QU LoRE | Non-Red Flag Warning - Catastrophic Fires | Contamination | Aggregated | 2044 | 3.161e-08 | 946.5765 | 2.9921e-05 | 2044 | Mitigation | 0.95 | 45 | 0 | esc | 0.00097009 | 3.0664e-11 | 0.00097009 | 3.0664e-11
[79 empty] | WLDFR | HFTD - Distribution - Tier 3 - 1QU CoRE ¦ 3QU LoRE | Non-Red Flag Warning - Large Fires | 2045 | 4.0239e-08 | 4.0239e-08 | 6.9209 | 0.84944 | 3.8632 | 2.2083 | 0 | 0 | 4.2455e-05 | 2.7849e-07 | 0 | 2.7849e-07 | 2.7849e-07 | 0 | 2.7849e-07 | 0 | 1.2587e-06 | 2.7592e-06 | 0 | 2.7592e-06 | 0 | 1.4042e-05 | 2.8083e-05 | 0 | 2.8083e-05 | [12 empty] | 7.3.3.17.5 (Remote Grid) Updates to grid topology to minimize risk of ignition in HFTDs Remote GridWLDFRContaminationAggregated | WLDFR | HFTD - Distribution - Tier 2 - 2QU CoRE ¦ 3QU LoRE | Non-Red Flag Warning - Catastrophic Fires | Contamination | Aggregated | 2045 | 3.161e-08 | 946.5765 | 2.9921e-05 | 2045 | Mitigation | 0.95 | 45 | 0 | esc | 0.00097009 | 3.0664e-11 | 0.00097009 | 3.0664e-11
[79 empty] | WLDFR | HFTD - Distribution - Tier 3 - 1QU CoRE ¦ 3QU LoRE | Non-Red Flag Warning - Large Fires | 2046 | 4.0239e-08 | 4.0239e-08 | 6.9209 | 0.84944 | 3.8632 | 2.2083 | 0 | 0 | 4.2455e-05 | 2.7849e-07 | 0 | 2.7849e-07 | 2.7849e-07 | 0 | 2.7849e-07 | 0 | 1.2587e-06 | 2.7592e-06 | 0 | 2.7592e-06 | 0 | 1.4042e-05 | 2.8083e-05 | 0 | 2.8083e-05 | [12 empty] | 7.3.3.17.5 (Remote Grid) Updates to grid topology to minimize risk of ignition in HFTDs Remote GridWLDFRContaminationAggregated | WLDFR | HFTD - Distribution - Tier 2 - 2QU CoRE ¦ 3QU LoRE | Non-Red Flag Warning - Catastrophic Fires | Contamination | Aggregated | 2046 | 3.161e-08 | 946.5765 | 2.9921e-05 | 2046 | Mitigation | 0.95 | 45 | 0 | esc | 0.00097009 | 3.0664e-11 | 0.00097009 | 3.0664e-11
[79 empty] | WLDFR | HFTD - Distribution - Tier 3 - 1QU CoRE ¦ 3QU LoRE | Non-Red Flag Warning - Large Fires | 2047 | 4.0239e-08 | 4.0239e-08 | 6.9209 | 0.84944 | 3.8632 | 2.2083 | 0 | 0 | 4.2455e-05 | 2.7849e-07 | 0 | 2.7849e-07 | 2.7849e-07 | 0 | 2.7849e-07 | 0 | 1.2587e-06 | 2.7592e-06 | 0 | 2.7592e-06 | 0 | 1.4042e-05 | 2.8083e-05 | 0 | 2.8083e-05 | [12 empty] | 7.3.3.17.5 (Remote Grid) Updates to grid topology to minimize risk of ignition in HFTDs Remote GridWLDFRContaminationAggregated | WLDFR | HFTD - Distribution - Tier 2 - 2QU CoRE ¦ 3QU LoRE | Non-Red Flag Warning - Catastrophic Fires | Contamination | Aggregated | 2047 | 3.161e-08 | 946.5765 | 2.9921e-05 | 2047 | Mitigation | 0.95 | 45 | 0 | esc | 0.00097009 | 3.0664e-11 | 0.00097009 | 3.0664e-11
[79 empty] | WLDFR | HFTD - Distribution - Tier 3 - 1QU CoRE ¦ 3QU LoRE | Non-Red Flag Warning - Large Fires | 2048 | 4.0239e-08 | 4.0239e-08 | 7.3713 | 0.88759 | 4.1075 | 2.3763 | 0 | 0 | 4.2455e-05 | 2.9662e-07 | 0 | 2.9662e-07 | 2.9662e-07 | 0 | 2.9662e-07 | 0 | 1.3146e-06 | 2.8816e-06 | 0 | 2.8816e-06 | 0 | 1.4042e-05 | 2.8083e-05 | 0 | 2.8083e-05 | [12 empty] | 7.3.3.17.5 (Remote Grid) Updates to grid topology to minimize risk of ignition in HFTDs Remote GridWLDFRContaminationAggregated | WLDFR | HFTD - Distribution - Tier 2 - 2QU CoRE ¦ 3QU LoRE | Non-Red Flag Warning - Catastrophic Fires | Contamination | Aggregated | 2048 | 3.161e-08 | 946.5765 | 2.9921e-05 | 2048 | Mitigation | 0.95 | 45 | 0 | esc | 0.00097009 | 3.0664e-11 | 0.00097009 | 3.0664e-11
[79 empty] | WLDFR | HFTD - Distribution - Tier 3 - 1QU CoRE ¦ 3QU LoRE | Non-Red Flag Warning - Large Fires | 2049 | 4.0239e-08 | 4.0239e-08 | 7.3713 | 0.88759 | 4.1075 | 2.3763 | 0 | 0 | 4.2455e-05 | 2.9662e-07 | 0 | 2.9662e-07 | 2.9662e-07 | 0 | 2.9662e-07 | 0 | 1.3146e-06 | 2.8816e-06 | 0 | 2.8816e-06 | 0 | 1.4742e-05 | 2.9484e-05 | 0 | 2.9484e-05 | [12 empty] | 7.3.3.17.5 (Remote Grid) Updates to grid topology to minimize risk of ignition in HFTDs Remote GridWLDFRContaminationAggregated | WLDFR | HFTD - Distribution - Tier 2 - 2QU CoRE ¦ 3QU LoRE | Non-Red Flag Warning - Catastrophic Fires | Contamination | Aggregated | 2049 | 3.161e-08 | 946.5765 | 2.9921e-05 | 2049 | Mitigation | 0.95 | 45 | 0 | esc | 0.00097009 | 3.0664e-11 | 0.00097009 | 3.0664e-11
[79 empty] | WLDFR | HFTD - Distribution - Tier 3 - 1QU CoRE ¦ 3QU LoRE | Non-Red Flag Warning - Large Fires | 2050 | 4.0239e-08 | 4.0239e-08 | 7.3713 | 0.88759 | 4.1075 | 2.3763 | 0 | 0 | 4.2455e-05 | 2.9662e-07 | 0 | 2.9662e-07 | 2.9662e-07 | 0 | 2.9662e-07 | 0 | 1.3146e-06 | 2.8816e-06 | 0 | 2.8816e-06 | 0 | 1.4742e-05 | 2.9484e-05 | 0 | 2.9484e-05 | [12 empty] | 7.3.3.17.5 (Remote Grid) Updates to grid topology to minimize risk of ignition in HFTDs Remote GridWLDFRContaminationAggregated | WLDFR | HFTD - Distribution - Tier 2 - 2QU CoRE ¦ 3QU LoRE | Non-Red Flag Warning - Catastrophic Fires | Contamination | Aggregated | 2050 | 3.161e-08 | 946.5765 | 2.9921e-05 | 2050 | Mitigation | 0.95 | 45 | 0 | esc | 0.00097009 | 3.0664e-11 | 0.00097009 | 3.0664e-11
[79 empty] | WLDFR | HFTD - Distribution - Tier 3 - 1QU CoRE ¦ 3QU LoRE | Non-Red Flag Warning - Large Fires | 2051 | 4.0239e-08 | 4.0239e-08 | 7.3713 | 0.88759 | 4.1075 | 2.3763 | 0 | 0 | 4.2455e-05 | 2.9662e-07 | 0 | 2.9662e-07 | 2.9662e-07 | 0 | 2.9662e-07 | 0 | 1.3146e-06 | 2.8816e-06 | 0 | 2.8816e-06 | 0 | 1.4742e-05 | 2.9484e-05 | 0 | 2.9484e-05 | [12 empty] | 7.3.3.17.5 (Remote Grid) Updates to grid topology to minimize risk of ignition in HFTDs Remote GridWLDFRContaminationAggregated | WLDFR | HFTD - Distribution - Tier 2 - 2QU CoRE ¦ 3QU LoRE | Non-Red Flag Warning - Catastrophic Fires | Contamination | Aggregated | 2051 | 3.161e-08 | 946.5765 | 2.9921e-05 | 2051 | Mitigation | 0.95 | 45 | 0 | esc | 0.00097009 | 3.0664e-11 | 0.00097009 | 3.0664e-11
[79 empty] | WLDFR | HFTD - Distribution - Tier 3 - 1QU CoRE ¦ 3QU LoRE | Non-Red Flag Warning - Large Fires | 2052 | 4.0239e-08 | 4.0239e-08 | 7.3713 | 0.88759 | 4.1075 | 2.3763 | 0 | 0 | 4.2455e-05 | 2.9662e-07 | 0 | 2.9662e-07 | 2.9662e-07 | 0 | 2.9662e-07 | 0 | 1.3146e-06 | 2.8816e-06 | 0 | 2.8816e-06 | 0 | 1.4742e-05 | 2.9484e-05 | 0 | 2.9484e-05 | [12 empty] | 7.3.3.17.5 (Remote Grid) Updates to grid topology to minimize risk of ignition in HFTDs Remote GridWLDFRContaminationAggregated | WLDFR | HFTD - Distribution - Tier 2 - 2QU CoRE ¦ 3QU LoRE | Non-Red Flag Warning - Catastrophic Fires | Contamination | Aggregated | 2052 | 3.161e-08 | 946.5765 | 2.9921e-05 | 2052 | Mitigation | 0.95 | 45 | 0 | esc | 0.00097009 | 3.0664e-11 | 0.00097009 | 3.0664e-11
[79 empty] | WLDFR | HFTD - Distribution - Tier 3 - 1QU CoRE ¦ 3QU LoRE | Non-Red Flag Warning - Large Fires | 2053 | 4.0239e-08 | 4.0239e-08 | 7.8503 | 0.92702 | 4.3664 | 2.5569 | 0 | 0 | 4.2455e-05 | 3.1589e-07 | 0 | 3.1589e-07 | 3.1589e-07 | 0 | 3.1589e-07 | 0 | 1.3766e-06 | 3.0176e-06 | 0 | 3.0176e-06 | 0 | 1.4742e-05 | 2.9484e-05 | 0 | 2.9484e-05 | [12 empty] | 7.3.3.17.5 (Remote Grid) Updates to grid topology to minimize risk of ignition in HFTDs Remote GridWLDFRContaminationAggregated | WLDFR | HFTD - Distribution - Tier 2 - 2QU CoRE ¦ 3QU LoRE | Non-Red Flag Warning - Catastrophic Fires | Contamination | Aggregated | 2053 | 3.161e-08 | 946.5765 | 2.9921e-05 | 2053 | Mitigation | 0.95 | 45 | 0 | esc | 0.00097009 | 3.0664e-11 | 0.00097009 | 3.0664e-11
[79 empty] | WLDFR | HFTD - Distribution - Tier 3 - 1QU CoRE ¦ 3QU LoRE | Non-Red Flag Warning - Large Fires | 2054 | 4.0239e-08 | 4.0239e-08 | 7.8503 | 0.92702 | 4.3664 | 2.5569 | 0 | 0 | 4.2455e-05 | 3.1589e-07 | 0 | 3.1589e-07 | 3.1589e-07 | 0 | 3.1589e-07 | 0 | 1.3766e-06 | 3.0176e-06 | 0 | 3.0176e-06 | 0 | 1.5477e-05 | 3.0953e-05 | 0 | 3.0953e-05 | [12 empty] | 7.3.3.17.5 (Remote Grid) Updates to grid topology to minimize risk of ignition in HFTDs Remote GridWLDFRContaminationAggregated | WLDFR | HFTD - Distribution - Tier 2 - 2QU CoRE ¦ 3QU LoRE | Non-Red Flag Warning - Catastrophic Fires | Contamination | Aggregated | 2054 | 3.161e-08 | 946.5765 | 2.9921e-05 | 2054 | Mitigation | 0.95 | 45 | 0 | esc | 0.00097009 | 3.0664e-11 | 0.00097009 | 3.0664e-11
[79 empty] | WLDFR | HFTD - Distribution - Tier 3 - 1QU CoRE ¦ 3QU LoRE | Non-Red Flag Warning - Large Fires | 2055 | 4.0239e-08 | 4.0239e-08 | 7.8503 | 0.92702 | 4.3664 | 2.5569 | 0 | 0 | 4.2455e-05 | 3.1589e-07 | 0 | 3.1589e-07 | 3.1589e-07 | 0 | 3.1589e-07 | 0 | 1.3766e-06 | 3.0176e-06 | 0 | 3.0176e-06 | 0 | 1.5477e-05 | 3.0953e-05 | 0 | 3.0953e-05 | [12 empty] | 7.3.3.17.5 (Remote Grid) Updates to grid topology to minimize risk of ignition in HFTDs Remote GridWLDFRContaminationAggregated | WLDFR | HFTD - Distribution - Tier 2 - 2QU CoRE ¦ 3QU LoRE | Non-Red Flag Warning - Catastrophic Fires | Contamination | Aggregated | 2055 | 3.161e-08 | 946.5765 | 2.9921e-05 | 2055 | Mitigation | 0.95 | 45 | 0 | esc | 0.00097009 | 3.0664e-11 | 0.00097009 | 3.0664e-11
[79 empty] | WLDFR | HFTD - Distribution - Tier 3 - 1QU CoRE ¦ 3QU LoRE | Non-Red Flag Warning - Large Fires | 2056 | 4.0239e-08 | 4.0239e-08 | 7.8503 | 0.92702 | 4.3664 | 2.5569 | 0 | 0 | 4.2455e-05 | 3.1589e-07 | 0 | 3.1589e-07 | 3.1589e-07 | 0 | 3.1589e-07 | 0 | 1.3766e-06 | 3.0176e-06 | 0 | 3.0176e-06 | 0 | 1.5477e-05 | 3.0953e-05 | 0 | 3.0953e-05 | [12 empty] | 7.3.3.17.5 (Remote Grid) Updates to grid topology to minimize risk of ignition in HFTDs Remote GridWLDFRContaminationAggregated | WLDFR | HFTD - Distribution - Tier 2 - 2QU CoRE ¦ 3QU LoRE | Non-Red Flag Warning - Catastrophic Fires | Contamination | Aggregated | 2056 | 3.161e-08 | 946.5765 | 2.9921e-05 | 2056 | Mitigation | 0.95 | 45 | 0 | esc | 0.00097009 | 3.0664e-11 | 0.00097009 | 3.0664e-11
[79 empty] | WLDFR | HFTD - Distribution - Tier 3 - 1QU CoRE ¦ 3QU LoRE | Non-Red Flag Warning - Large Fires | 2057 | 4.0239e-08 | 4.0239e-08 | 7.8503 | 0.92702 | 4.3664 | 2.5569 | 0 | 0 | 4.2455e-05 | 3.1589e-07 | 0 | 3.1589e-07 | 3.1589e-07 | 0 | 3.1589e-07 | 0 | 1.3766e-06 | 3.0176e-06 | 0 | 3.0176e-06 | 0 | 1.5477e-05 | 3.0953e-05 | 0 | 3.0953e-05 | [12 empty] | 7.3.3.17.5 (Remote Grid) Updates to grid topology to minimize risk of ignition in HFTDs Remote GridWLDFRContaminationAggregated | WLDFR | HFTD - Distribution - Tier 2 - 2QU CoRE ¦ 3QU LoRE | Non-Red Flag Warning - Catastrophic Fires | Contamination | Aggregated | 2057 | 3.161e-08 | 946.5765 | 2.9921e-05 | 2057 | Mitigation | 0.95 | 45 | 0 | esc | 0.00097009 | 3.0664e-11 | 0.00097009 | 3.0664e-11
[79 empty] | WLDFR | HFTD - Distribution - Tier 3 - 1QU CoRE ¦ 3QU LoRE | Non-Red Flag Warning - Large Fires | 2058 | 4.0239e-08 | 4.0239e-08 | 8.3524 | 0.96727 | 4.6367 | 2.7484 | 0 | 0 | 4.2455e-05 | 3.3609e-07 | 0 | 3.3609e-07 | 3.3609e-07 | 0 | 3.3609e-07 | 0 | 1.4439e-06 | 3.1651e-06 | 0 | 3.1651e-06 | 0 | 0 | 3.0953e-05 | 0 | 3.0953e-05 | [12 empty] | 7.3.3.17.5 (Remote Grid) Updates to grid topology to minimize risk of ignition in HFTDs Remote GridWLDFRContaminationAggregated | WLDFR | HFTD - Distribution - Tier 2 - 2QU CoRE ¦ 3QU LoRE | Non-Red Flag Warning - Catastrophic Fires | Contamination | Aggregated | 2058 | 3.161e-08 | 946.5765 | 2.9921e-05 | 2058 | Mitigation | 0.95 | 45 | 0 | esc | 0.00097009 | 3.0664e-11 | 0.00097009 | 3.0664e-11
[79 empty] | WLDFR | HFTD - Distribution - Tier 3 - 1QU CoRE ¦ 3QU LoRE | Non-Red Flag Warning - Large Fires | 2059 | 4.0239e-08 | 4.0239e-08 | 8.3524 | 0.96727 | 4.6367 | 2.7484 | 0 | 0 | 4.2455e-05 | 3.3609e-07 | 0 | 3.3609e-07 | 3.3609e-07 | 0 | 3.3609e-07 | 0 | 1.4439e-06 | 3.1651e-06 | 0 | 3.1651e-06 | 0 | 0 | 0 | 0 | 0 | [12 empty] | 7.3.3.17.5 (Remote Grid) Updates to grid topology to minimize risk of ignition in HFTDs Remote GridWLDFRContaminationAggregated | WLDFR | HFTD - Distribution - Tier 2 - 2QU CoRE ¦ 3QU LoRE | Non-Red Flag Warning - Catastrophic Fires | Contamination | Aggregated | 2059 | 3.161e-08 | 946.5765 | 2.9921e-05 | 2059 | Mitigation | 0.95 | 45 | 0 | esc | 0.00097009 | 3.0664e-11 | 0.00097009 | 3.0664e-11
[79 empty] | WLDFR | HFTD - Distribution - Tier 3 - 1QU CoRE ¦ 3QU LoRE | Non-Red Flag Warning - Large Fires | 2060 | 4.0239e-08 | 4.0239e-08 | 8.3524 | 0.96727 | 4.6367 | 2.7484 | 0 | 0 | 4.2455e-05 | 3.3609e-07 | 0 | 3.3609e-07 | 3.3609e-07 | 0 | 3.3609e-07 | 0 | 1.4439e-06 | 3.1651e-06 | 0 | 3.1651e-06 | 0 | 0 | 0 | 0 | 0 | [12 empty] | 7.3.3.17.5 (Remote Grid) Updates to grid topology to minimize risk of ignition in HFTDs Remote GridWLDFRContaminationAggregated | WLDFR | HFTD - Distribution - Tier 2 - 2QU CoRE ¦ 3QU LoRE | Non-Red Flag Warning - Catastrophic Fires | Contamination | Aggregated | 2060 | 3.161e-08 | 946.5765 | 2.9921e-05 | 2060 | Mitigation | 0.95 | 45 | 0 | esc | 0.00097009 | 3.0664e-11 | 0.00097009 | 3.0664e-11
[79 empty] | WLDFR | HFTD - Distribution - Tier 3 - 1QU CoRE ¦ 3QU LoRE | Non-Red Flag Warning - Large Fires | 2061 | 4.0239e-08 | 4.0239e-08 | 8.3524 | 0.96727 | 4.6367 | 2.7484 | 0 | 0 | 4.2455e-05 | 3.3609e-07 | 0 | 3.3609e-07 | 3.3609e-07 | 0 | 3.3609e-07 | 0 | 1.4439e-06 | 3.1651e-06 | 0 | 3.1651e-06 | 0 | 2.684e-05 | 0 | 0 | 0 | [12 empty] | 7.3.3.17.5 (Remote Grid) Updates to grid topology to minimize risk of ignition in HFTDs Remote GridWLDFRContaminationAggregated | WLDFR | HFTD - Distribution - Tier 2 - 2QU CoRE ¦ 3QU LoRE | Non-Red Flag Warning - Catastrophic Fires | Contamination | Aggregated | 2061 | 3.161e-08 | 946.5765 | 2.9921e-05 | 2061 | Mitigation | 0.95 | 45 | 0 | esc | 0.00097009 | 3.0664e-11 | 0.00097009 | 3.0664e-11
[79 empty] | WLDFR | HFTD - Distribution - Tier 3 - 1QU CoRE ¦ 3QU LoRE | Non-Red Flag Warning - Large Fires | 2062 | 4.0239e-08 | 4.0239e-08 | 8.3524 | 0.96727 | 4.6367 | 2.7484 | 0 | 0 | 4.2455e-05 | 3.3609e-07 | 0 | 3.3609e-07 | 3.3609e-07 | 0 | 3.3609e-07 | 0 | 1.4439e-06 | 3.1651e-06 | 0 | 3.1651e-06 | 0 | 2.7821e-05 | 5.5641e-05 | 0 | 5.5641e-05 | [12 empty] | 7.3.3.17.5 (Remote Grid) Updates to grid topology to minimize risk of ignition in HFTDs Remote GridWLDFRContaminationAggregated | WLDFR | HFTD - Distribution - Tier 2 - 2QU CoRE ¦ 3QU LoRE | Non-Red Flag Warning - Catastrophic Fires | Contamination | Aggregated | 2062 | 3.161e-08 | 946.5765 | 2.9921e-05 | 2062 | Mitigation | 0.95 | 45 | 0 | esc | 0.00097009 | 3.0664e-11 | 0.00097009 | 3.0664e-11
[79 empty] | WLDFR | HFTD - Distribution - Tier 3 - 1QU CoRE ¦ 3QU LoRE | Non-Red Flag Warning - Large Fires | 2063 | 4.0239e-08 | 4.0239e-08 | 8.872 | 1.0079 | 4.9153 | 2.9488 | 0 | 0 | 4.2455e-05 | 3.57e-07 | 0 | 3.57e-07 | 3.57e-07 | 0 | 3.57e-07 | 0 | 1.5155e-06 | 3.322e-06 | 0 | 3.322e-06 | 0 | 2.7821e-05 | 5.5641e-05 | 0 | 5.5641e-05 | [12 empty] | 7.3.3.17.5 (Remote Grid) Updates to grid topology to minimize risk of ignition in HFTDs Remote GridWLDFRContaminationAggregated | WLDFR | HFTD - Distribution - Tier 2 - 2QU CoRE ¦ 3QU LoRE | Non-Red Flag Warning - Catastrophic Fires | Contamination | Aggregated | 2063 | 3.161e-08 | 946.5765 | 2.9921e-05 | 2063 | Mitigation | 0.95 | 45 | 0 | esc | 0.00097009 | 3.0664e-11 | 0.00097009 | 3.0664e-11
[79 empty] | WLDFR | HFTD - Distribution - Tier 3 - 1QU CoRE ¦ 3QU LoRE | Non-Red Flag Warning - Large Fires | 2064 | 4.0239e-08 | 4.0239e-08 | 8.872 | 1.0079 | 4.9153 | 2.9488 | 0 | 0 | 4.2455e-05 | 3.57e-07 | 0 | 3.57e-07 | 3.57e-07 | 0 | 3.57e-07 | 0 | 1.5155e-06 | 3.322e-06 | 0 | 3.322e-06 | 0 | 2.7821e-05 | 5.5641e-05 | 0 | 5.5641e-05 | [12 empty] | 7.3.3.17.5 (Remote Grid) Updates to grid topology to minimize risk of ignition in HFTDs Remote GridWLDFRContaminationAggregated | WLDFR | HFTD - Distribution - Tier 2 - 2QU CoRE ¦ 3QU LoRE | Non-Red Flag Warning - Catastrophic Fires | Contamination | Aggregated | 2064 | 3.161e-08 | 946.5765 | 2.9921e-05 | 2064 | Mitigation | 0.95 | 45 | 0 | esc | 0.00097009 | 3.0664e-11 | 0.00097009 | 3.0664e-11
[79 empty] | WLDFR | HFTD - Distribution - Tier 3 - 1QU CoRE ¦ 3QU LoRE | Non-Red Flag Warning - Large Fires | 2065 | 4.0239e-08 | 4.0239e-08 | 8.872 | 1.0079 | 4.9153 | 2.9488 | 0 | 0 | 4.2455e-05 | 3.57e-07 | 0 | 3.57e-07 | 3.57e-07 | 0 | 3.57e-07 | 0 | 1.5155e-06 | 3.322e-06 | 0 | 3.322e-06 | 0 | 2.7821e-05 | 5.5641e-05 | 0 | 5.5641e-05 | [12 empty] | 7.3.3.17.5 (Remote Grid) Updates to grid topology to minimize risk of ignition in HFTDs Remote GridWLDFRContaminationAggregated | WLDFR | HFTD - Distribution - Tier 2 - 2QU CoRE ¦ 3QU LoRE | Non-Red Flag Warning - Catastrophic Fires | Contamination | Aggregated | 2065 | 3.161e-08 | 946.5765 | 2.9921e-05 | 2065 | Mitigation | 0.95 | 45 | 0 | esc | 0.00097009 | 3.0664e-11 | 0.00097009 | 3.0664e-11
[79 empty] | WLDFR | HFTD - Distribution - Tier 3 - 1QU CoRE ¦ 3QU LoRE | Non-Red Flag Warning - Large Fires | 2066 | 4.0239e-08 | 4.0239e-08 | 8.872 | 1.0079 | 4.9153 | 2.9488 | 0 | 0 | 4.2455e-05 | 3.57e-07 | 0 | 3.57e-07 | 3.57e-07 | 0 | 3.57e-07 | 0 | 1.5155e-06 | 3.322e-06 | 0 | 3.322e-06 | 0 | 2.7821e-05 | 5.5641e-05 | 0 | 5.5641e-05 | [12 empty] | 7.3.3.17.5 (Remote Grid) Updates to grid topology to minimize risk of ignition in HFTDs Remote GridWLDFRContaminationAggregated | WLDFR | HFTD - Distribution - Tier 2 - 2QU CoRE ¦ 3QU LoRE | Non-Red Flag Warning - Catastrophic Fires | Contamination | Aggregated | 2066 | 3.161e-08 | 946.5765 | 2.9921e-05 | 2066 | Mitigation | 0.95 | 45 | 0 | esc | 0.00097009 | 3.0664e-11 | 0.00097009 | 3.0664e-11
[79 empty] | WLDFR | HFTD - Distribution - Tier 3 - 1QU CoRE ¦ 3QU LoRE | Non-Red Flag Warning - Large Fires | 2067 | 0 | 4.0239e-08 | 8.872 | 1.0079 | 4.9153 | 2.9488 | 0 | 0 | 4.2455e-05 | 0 | 0 | 0 | 3.57e-07 | 0 | 3.57e-07 | 0 | 1.5155e-06 | 3.322e-06 | 0 | 3.322e-06 | 0 | 2.9055e-05 | 5.8111e-05 | 0 | 5.8111e-05 | [12 empty] | 7.3.3.17.5 (Remote Grid) Updates to grid topology to minimize risk of ignition in HFTDs Remote GridWLDFRContaminationAggregated | WLDFR | HFTD - Distribution - Tier 2 - 2QU CoRE ¦ 3QU LoRE | Non-Red Flag Warning - Catastrophic Fires | Contamination | Aggregated | 2067 | 3.161e-08 | 946.5765 | 2.9921e-05 | 2067 | Mitigation | 0.95 | 45 | 0 | esc | 0 | 0 | 0.00097009 | 3.0664e-11
[79 empty] | WLDFR | HFTD - Distribution - Tier 3 - 1QU CoRE ¦ 3QU LoRE | Non-Red Flag Warning - Small Fires | 2022 | 3.7683e-06 | 0 | 0.077901 | 0.036425 | 0.0015809 | 0.039895 | 0 | 0 | 0.0039708 | 2.9355e-07 | 0 | 2.9355e-07 | 0 | 0 | 0 | 0 | 1.5905e-06 | 3.4864e-06 | 0 | 3.4864e-06 | 0 | 2.9055e-05 | 5.8111e-05 | 0 | 5.8111e-05 | [12 empty] | 7.3.3.17.5 (Remote Grid) Updates to grid topology to minimize risk of ignition in HFTDs Remote GridWLDFREquipment / facility failureAggregated | WLDFR | HFTD - Distribution - Tier 2 - 2QU CoRE ¦ 3QU LoRE | Non-Red Flag Warning - Catastrophic Fires | Equipment / facility failure | Aggregated | 2022 | 7.0623e-08 | 946.5765 | 6.685e-05 | 2022 | Mitigation | 0.95 | 45 | 0 | esc | 0.00097009 | 6.851e-11 | 0 | 0
[79 empty] | WLDFR | HFTD - Distribution - Tier 3 - 1QU CoRE ¦ 3QU LoRE | Non-Red Flag Warning - Small Fires | 2023 | 3.7683e-06 | 3.7683e-06 | 0.080408 | 0.03759 | 0.0016314 | 0.041187 | 0 | 0 | 0.0039708 | 3.03e-07 | 0 | 3.03e-07 | 3.03e-07 | 0 | 3.03e-07 | 0 | 1.5905e-06 | 3.4864e-06 | 0 | 3.4864e-06 | 0 | 2.9055e-05 | 5.8111e-05 | 0 | 5.8111e-05 | [12 empty] | 7.3.3.17.5 (Remote Grid) Updates to grid topology to minimize risk of ignition in HFTDs Remote GridWLDFREquipment / facility failureAggregated | WLDFR | HFTD - Distribution - Tier 2 - 2QU CoRE ¦ 3QU LoRE | Non-Red Flag Warning - Catastrophic Fires | Equipment / facility failure | Aggregated | 2023 | 7.0623e-08 | 946.5765 | 6.685e-05 | 2023 | Mitigation | 0.95 | 45 | 0 | esc | 0.00097009 | 6.851e-11 | 0.00097009 | 6.851e-11
[79 empty] | WLDFR | HFTD - Distribution - Tier 3 - 1QU CoRE ¦ 3QU LoRE | Non-Red Flag Warning - Small Fires | 2024 | 3.7683e-06 | 3.7683e-06 | 0.080408 | 0.03759 | 0.0016314 | 0.041187 | 0 | 0 | 0.0039708 | 3.03e-07 | 0 | 3.03e-07 | 3.03e-07 | 0 | 3.03e-07 | 0 | 1.5905e-06 | 3.4864e-06 | 0 | 3.4864e-06 | 0 | 2.9055e-05 | 5.8111e-05 | 0 | 5.8111e-05 | [12 empty] | 7.3.3.17.5 (Remote Grid) Updates to grid topology to minimize risk of ignition in HFTDs Remote GridWLDFREquipment / facility failureAggregated | WLDFR | HFTD - Distribution - Tier 2 - 2QU CoRE ¦ 3QU LoRE | Non-Red Flag Warning - Catastrophic Fires | Equipment / facility failure | Aggregated | 2024 | 7.0623e-08 | 946.5765 | 6.685e-05 | 2024 | Mitigation | 0.95 | 45 | 0 | esc | 0.00097009 | 6.851e-11 | 0.00097009 | 6.851e-11
[79 empty] | WLDFR | HFTD - Distribution - Tier 3 - 1QU CoRE ¦ 3QU LoRE | Non-Red Flag Warning - Small Fires | 2025 | 3.7683e-06 | 3.7683e-06 | 0.080408 | 0.03759 | 0.0016314 | 0.041187 | 0 | 0 | 0.0039708 | 3.03e-07 | 0 | 3.03e-07 | 3.03e-07 | 0 | 3.03e-07 | 0 | 1.5905e-06 | 3.4864e-06 | 0 | 3.4864e-06 | 0 | 2.9055e-05 | 5.8111e-05 | 0 | 5.8111e-05 | [12 empty] | 7.3.3.17.5 (Remote Grid) Updates to grid topology to minimize risk of ignition in HFTDs Remote GridWLDFREquipment / facility failureAggregated | WLDFR | HFTD - Distribution - Tier 2 - 2QU CoRE ¦ 3QU LoRE | Non-Red Flag Warning - Catastrophic Fires | Equipment / facility failure | Aggregated | 2025 | 7.0623e-08 | 946.5765 | 6.685e-05 | 2025 | Mitigation | 0.95 | 45 | 0 | esc | 0.00097009 | 6.851e-11 | 0.00097009 | 6.851e-11
[79 empty] | WLDFR | HFTD - Distribution - Tier 3 - 1QU CoRE ¦ 3QU LoRE | Non-Red Flag Warning - Small Fires | 2026 | 3.7683e-06 | 3.7683e-06 | 0.080408 | 0.03759 | 0.0016314 | 0.041187 | 0 | 0 | 0.0039708 | 3.03e-07 | 0 | 3.03e-07 | 3.03e-07 | 0 | 3.03e-07 | 0 | 1.5905e-06 | 3.4864e-06 | 0 | 3.4864e-06 | 0 | 3.0426e-05 | 6.0853e-05 | 0 | 6.0853e-05 | [12 empty] | 7.3.3.17.5 (Remote Grid) Updates to grid topology to minimize risk of ignition in HFTDs Remote GridWLDFREquipment / facility failureAggregated | WLDFR | HFTD - Distribution - Tier 2 - 2QU CoRE ¦ 3QU LoRE | Non-Red Flag Warning - Catastrophic Fires | Equipment / facility failure | Aggregated | 2026 | 7.0623e-08 | 946.5765 | 6.685e-05 | 2026 | Mitigation | 0.95 | 45 | 0 | esc | 0.00097009 | 6.851e-11 | 0.00097009 | 6.851e-11
[79 empty] | WLDFR | HFTD - Distribution - Tier 3 - 1QU CoRE ¦ 3QU LoRE | Non-Red Flag Warning - Small Fires | 2027 | 3.7683e-06 | 3.7683e-06 | 0.080408 | 0.03759 | 0.0016314 | 0.041187 | 0 | 0 | 0.0039708 | 3.03e-07 | 0 | 3.03e-07 | 3.03e-07 | 0 | 3.03e-07 | 0 | 1.6679e-06 | 3.6561e-06 | 0 | 3.6561e-06 | 0 | 3.0426e-05 | 6.0853e-05 | 0 | 6.0853e-05 | [12 empty] | 7.3.3.17.5 (Remote Grid) Updates to grid topology to minimize risk of ignition in HFTDs Remote GridWLDFREquipment / facility failureAggregated | WLDFR | HFTD - Distribution - Tier 2 - 2QU CoRE ¦ 3QU LoRE | Non-Red Flag Warning - Catastrophic Fires | Equipment / facility failure | Aggregated | 2027 | 7.0623e-08 | 946.5765 | 6.685e-05 | 2027 | Mitigation | 0.95 | 45 | 0 | esc | 0.00097009 | 6.851e-11 | 0.00097009 | 6.851e-11
[79 empty] | WLDFR | HFTD - Distribution - Tier 3 - 1QU CoRE ¦ 3QU LoRE | Non-Red Flag Warning - Small Fires | 2028 | 3.7683e-06 | 3.7683e-06 | 0.083606 | 0.039055 | 0.001695 | 0.042856 | 0 | 0 | 0.0039708 | 3.1505e-07 | 0 | 3.1505e-07 | 3.1505e-07 | 0 | 3.1505e-07 | 0 | 1.6679e-06 | 3.6561e-06 | 0 | 3.6561e-06 | 0 | 3.0426e-05 | 6.0853e-05 | 0 | 6.0853e-05 | [12 empty] | 7.3.3.17.5 (Remote Grid) Updates to grid topology to minimize risk of ignition in HFTDs Remote GridWLDFREquipment / facility failureAggregated | WLDFR | HFTD - Distribution - Tier 2 - 2QU CoRE ¦ 3QU LoRE | Non-Red Flag Warning - Catastrophic Fires | Equipment / facility failure | Aggregated | 2028 | 7.0623e-08 | 946.5765 | 6.685e-05 | 2028 | Mitigation | 0.95 | 45 | 0 | esc | 0.00097009 | 6.851e-11 | 0.00097009 | 6.851e-11
[79 empty] | WLDFR | HFTD - Distribution - Tier 3 - 1QU CoRE ¦ 3QU LoRE | Non-Red Flag Warning - Small Fires | 2029 | 3.7683e-06 | 3.7683e-06 | 0.083606 | 0.039055 | 0.001695 | 0.042856 | 0 | 0 | 0.0039708 | 3.1505e-07 | 0 | 3.1505e-07 | 3.1505e-07 | 0 | 3.1505e-07 | 0 | 1.6679e-06 | 3.6561e-06 | 0 | 3.6561e-06 | 0 | 3.0426e-05 | 6.0853e-05 | 0 | 6.0853e-05 | [12 empty] | 7.3.3.17.5 (Remote Grid) Updates to grid topology to minimize risk of ignition in HFTDs Remote GridWLDFREquipment / facility failureAggregated | WLDFR | HFTD - Distribution - Tier 2 - 2QU CoRE ¦ 3QU LoRE | Non-Red Flag Warning - Catastrophic Fires | Equipment / facility failure | Aggregated | 2029 | 7.0623e-08 | 946.5765 | 6.685e-05 | 2029 | Mitigation | 0.95 | 45 | 0 | esc | 0.00097009 | 6.851e-11 | 0.00097009 | 6.851e-11
[79 empty] | WLDFR | HFTD - Distribution - Tier 3 - 1QU CoRE ¦ 3QU LoRE | Non-Red Flag Warning - Small Fires | 2030 | 3.7683e-06 | 3.7683e-06 | 0.083606 | 0.039055 | 0.001695 | 0.042856 | 0 | 0 | 0.0039708 | 3.1505e-07 | 0 | 3.1505e-07 | 3.1505e-07 | 0 | 3.1505e-07 | 0 | 1.6679e-06 | 3.6561e-06 | 0 | 3.6561e-06 | 0 | 3.0426e-05 | 6.0853e-05 | 0 | 6.0853e-05 | [12 empty] | 7.3.3.17.5 (Remote Grid) Updates to grid topology to minimize risk of ignition in HFTDs Remote GridWLDFREquipment / facility failureAggregated | WLDFR | HFTD - Distribution - Tier 2 - 2QU CoRE ¦ 3QU LoRE | Non-Red Flag Warning - Catastrophic Fires | Equipment / facility failure | Aggregated | 2030 | 7.0623e-08 | 946.5765 | 6.685e-05 | 2030 | Mitigation | 0.95 | 45 | 0 | esc | 0.00097009 | 6.851e-11 | 0.00097009 | 6.851e-11
[79 empty] | WLDFR | HFTD - Distribution - Tier 3 - 1QU CoRE ¦ 3QU LoRE | Non-Red Flag Warning - Small Fires | 2031 | 3.7683e-06 | 3.7683e-06 | 0.083606 | 0.039055 | 0.001695 | 0.042856 | 0 | 0 | 0.0039708 | 3.1505e-07 | 0 | 3.1505e-07 | 3.1505e-07 | 0 | 3.1505e-07 | 0 | 1.6679e-06 | 3.6561e-06 | 0 | 3.6561e-06 | 0 | 3.1913e-05 | 6.3827e-05 | 0 | 6.3827e-05 | [12 empty] | 7.3.3.17.5 (Remote Grid) Updates to grid topology to minimize risk of ignition in HFTDs Remote GridWLDFREquipment / facility failureAggregated | WLDFR | HFTD - Distribution - Tier 2 - 2QU CoRE ¦ 3QU LoRE | Non-Red Flag Warning - Catastrophic Fires | Equipment / facility failure | Aggregated | 2031 | 7.0623e-08 | 946.5765 | 6.685e-05 | 2031 | Mitigation | 0.95 | 45 | 0 | esc | 0.00097009 | 6.851e-11 | 0.00097009 | 6.851e-11
[79 empty] | WLDFR | HFTD - Distribution - Tier 3 - 1QU CoRE ¦ 3QU LoRE | Non-Red Flag Warning - Small Fires | 2032 | 3.7683e-06 | 3.7683e-06 | 0.083606 | 0.039055 | 0.001695 | 0.042856 | 0 | 0 | 0.0039708 | 3.1505e-07 | 0 | 3.1505e-07 | 3.1505e-07 | 0 | 3.1505e-07 | 0 | 1.7469e-06 | 3.8292e-06 | 0 | 3.8292e-06 | 0 | 3.1913e-05 | 6.3827e-05 | 0 | 6.3827e-05 | [12 empty] | 7.3.3.17.5 (Remote Grid) Updates to grid topology to minimize risk of ignition in HFTDs Remote GridWLDFREquipment / facility failureAggregated | WLDFR | HFTD - Distribution - Tier 2 - 2QU CoRE ¦ 3QU LoRE | Non-Red Flag Warning - Catastrophic Fires | Equipment / facility failure | Aggregated | 2032 | 7.0623e-08 | 946.5765 | 6.685e-05 | 2032 | Mitigation | 0.95 | 45 | 0 | esc | 0.00097009 | 6.851e-11 | 0.00097009 | 6.851e-11
[79 empty] | WLDFR | HFTD - Distribution - Tier 3 - 1QU CoRE ¦ 3QU LoRE | Non-Red Flag Warning - Small Fires | 2033 | 3.7683e-06 | 3.7683e-06 | 0.087211 | 0.040679 | 0.0017655 | 0.044766 | 0 | 0 | 0.0039708 | 3.2863e-07 | 0 | 3.2863e-07 | 3.2863e-07 | 0 | 3.2863e-07 | 0 | 1.7469e-06 | 3.8292e-06 | 0 | 3.8292e-06 | 0 | 3.1913e-05 | 6.3827e-05 | 0 | 6.3827e-05 | [12 empty] | 7.3.3.17.5 (Remote Grid) Updates to grid topology to minimize risk of ignition in HFTDs Remote GridWLDFREquipment / facility failureAggregated | WLDFR | HFTD - Distribution - Tier 2 - 2QU CoRE ¦ 3QU LoRE | Non-Red Flag Warning - Catastrophic Fires | Equipment / facility failure | Aggregated | 2033 | 7.0623e-08 | 946.5765 | 6.685e-05 | 2033 | Mitigation | 0.95 | 45 | 0 | esc | 0.00097009 | 6.851e-11 | 0.00097009 | 6.851e-11
[79 empty] | WLDFR | HFTD - Distribution - Tier 3 - 1QU CoRE ¦ 3QU LoRE | Non-Red Flag Warning - Small Fires | 2034 | 3.7683e-06 | 3.7683e-06 | 0.087211 | 0.040679 | 0.0017655 | 0.044766 | 0 | 0 | 0.0039708 | 3.2863e-07 | 0 | 3.2863e-07 | 3.2863e-07 | 0 | 3.2863e-07 | 0 | 1.7469e-06 | 3.8292e-06 | 0 | 3.8292e-06 | 0 | 3.1913e-05 | 6.3827e-05 | 0 | 6.3827e-05 | [12 empty] | 7.3.3.17.5 (Remote Grid) Updates to grid topology to minimize risk of ignition in HFTDs Remote GridWLDFREquipment / facility failureAggregated | WLDFR | HFTD - Distribution - Tier 2 - 2QU CoRE ¦ 3QU LoRE | Non-Red Flag Warning - Catastrophic Fires | Equipment / facility failure | Aggregated | 2034 | 7.0623e-08 | 946.5765 | 6.685e-05 | 2034 | Mitigation | 0.95 | 45 | 0 | esc | 0.00097009 | 6.851e-11 | 0.00097009 | 6.851e-11
[79 empty] | WLDFR | HFTD - Distribution - Tier 3 - 1QU CoRE ¦ 3QU LoRE | Non-Red Flag Warning - Small Fires | 2035 | 3.7683e-06 | 3.7683e-06 | 0.087211 | 0.040679 | 0.0017655 | 0.044766 | 0 | 0 | 0.0039708 | 3.2863e-07 | 0 | 3.2863e-07 | 3.2863e-07 | 0 | 3.2863e-07 | 0 | 1.7469e-06 | 3.8292e-06 | 0 | 3.8292e-06 | 0 | 3.1913e-05 | 6.3827e-05 | 0 | 6.3827e-05 | [12 empty] | 7.3.3.17.5 (Remote Grid) Updates to grid topology to minimize risk of ignition in HFTDs Remote GridWLDFREquipment / facility failureAggregated | WLDFR | HFTD - Distribution - Tier 2 - 2QU CoRE ¦ 3QU LoRE | Non-Red Flag Warning - Catastrophic Fires | Equipment / facility failure | Aggregated | 2035 | 7.0623e-08 | 946.5765 | 6.685e-05 | 2035 | Mitigation | 0.95 | 45 | 0 | esc | 0.00097009 | 6.851e-11 | 0.00097009 | 6.851e-11
[79 empty] | WLDFR | HFTD - Distribution - Tier 3 - 1QU CoRE ¦ 3QU LoRE | Non-Red Flag Warning - Small Fires | 2036 | 3.7683e-06 | 3.7683e-06 | 0.087211 | 0.040679 | 0.0017655 | 0.044766 | 0 | 0 | 0.0039708 | 3.2863e-07 | 0 | 3.2863e-07 | 3.2863e-07 | 0 | 3.2863e-07 | 0 | 1.7469e-06 | 3.8292e-06 | 0 | 3.8292e-06 | 0 | 3.3496e-05 | 6.6992e-05 | 0 | 6.6992e-05 | [12 empty] | 7.3.3.17.5 (Remote Grid) Updates to grid topology to minimize risk of ignition in HFTDs Remote GridWLDFREquipment / facility failureAggregated | WLDFR | HFTD - Distribution - Tier 2 - 2QU CoRE ¦ 3QU LoRE | Non-Red Flag Warning - Catastrophic Fires | Equipment / facility failure | Aggregated | 2036 | 7.0623e-08 | 946.5765 | 6.685e-05 | 2036 | Mitigation | 0.95 | 45 | 0 | esc | 0.00097009 | 6.851e-11 | 0.00097009 | 6.851e-11
[79 empty] | WLDFR | HFTD - Distribution - Tier 3 - 1QU CoRE ¦ 3QU LoRE | Non-Red Flag Warning - Small Fires | 2037 | 3.7683e-06 | 3.7683e-06 | 0.087211 | 0.040679 | 0.0017655 | 0.044766 | 0 | 0 | 0.0039708 | 3.2863e-07 | 0 | 3.2863e-07 | 3.2863e-07 | 0 | 3.2863e-07 | 0 | 1.8263e-06 | 4.0034e-06 | 0 | 4.0034e-06 | 0 | 3.3496e-05 | 6.6992e-05 | 0 | 6.6992e-05 | [12 empty] | 7.3.3.17.5 (Remote Grid) Updates to grid topology to minimize risk of ignition in HFTDs Remote GridWLDFREquipment / facility failureAggregated | WLDFR | HFTD - Distribution - Tier 2 - 2QU CoRE ¦ 3QU LoRE | Non-Red Flag Warning - Catastrophic Fires | Equipment / facility failure | Aggregated | 2037 | 7.0623e-08 | 946.5765 | 6.685e-05 | 2037 | Mitigation | 0.95 | 45 | 0 | esc | 0.00097009 | 6.851e-11 | 0.00097009 | 6.851e-11
[79 empty] | WLDFR | HFTD - Distribution - Tier 3 - 1QU CoRE ¦ 3QU LoRE | Non-Red Flag Warning - Small Fires | 2038 | 3.7683e-06 | 3.7683e-06 | 0.091184 | 0.042438 | 0.0018418 | 0.046905 | 0 | 0 | 0.0039708 | 3.4361e-07 | 0 | 3.4361e-07 | 3.4361e-07 | 0 | 3.4361e-07 | 0 | 1.8263e-06 | 4.0034e-06 | 0 | 4.0034e-06 | 0 | 3.3496e-05 | 6.6992e-05 | 0 | 6.6992e-05 | [12 empty] | 7.3.3.17.5 (Remote Grid) Updates to grid topology to minimize risk of ignition in HFTDs Remote GridWLDFREquipment / facility failureAggregated | WLDFR | HFTD - Distribution - Tier 2 - 2QU CoRE ¦ 3QU LoRE | Non-Red Flag Warning - Catastrophic Fires | Equipment / facility failure | Aggregated | 2038 | 7.0623e-08 | 946.5765 | 6.685e-05 | 2038 | Mitigation | 0.95 | 45 | 0 | esc | 0.00097009 | 6.851e-11 | 0.00097009 | 6.851e-11
[79 empty] | WLDFR | HFTD - Distribution - Tier 3 - 1QU CoRE ¦ 3QU LoRE | Non-Red Flag Warning - Small Fires | 2039 | 3.7683e-06 | 3.7683e-06 | 0.091184 | 0.042438 | 0.0018418 | 0.046905 | 0 | 0 | 0.0039708 | 3.4361e-07 | 0 | 3.4361e-07 | 3.4361e-07 | 0 | 3.4361e-07 | 0 | 1.8263e-06 | 4.0034e-06 | 0 | 4.0034e-06 | 0 | 3.3496e-05 | 6.6992e-05 | 0 | 6.6992e-05 | [12 empty] | 7.3.3.17.5 (Remote Grid) Updates to grid topology to minimize risk of ignition in HFTDs Remote GridWLDFREquipment / facility failureAggregated | WLDFR | HFTD - Distribution - Tier 2 - 2QU CoRE ¦ 3QU LoRE | Non-Red Flag Warning - Catastrophic Fires | Equipment / facility failure | Aggregated | 2039 | 7.0623e-08 | 946.5765 | 6.685e-05 | 2039 | Mitigation | 0.95 | 45 | 0 | esc | 0.00097009 | 6.851e-11 | 0.00097009 | 6.851e-11
[79 empty] | WLDFR | HFTD - Distribution - Tier 3 - 1QU CoRE ¦ 3QU LoRE | Non-Red Flag Warning - Small Fires | 2040 | 3.7683e-06 | 3.7683e-06 | 0.091184 | 0.042438 | 0.0018418 | 0.046905 | 0 | 0 | 0.0039708 | 3.4361e-07 | 0 | 3.4361e-07 | 3.4361e-07 | 0 | 3.4361e-07 | 0 | 1.8263e-06 | 4.0034e-06 | 0 | 4.0034e-06 | 0 | 3.3496e-05 | 6.6992e-05 | 0 | 6.6992e-05 | [12 empty] | 7.3.3.17.5 (Remote Grid) Updates to grid topology to minimize risk of ignition in HFTDs Remote GridWLDFREquipment / facility failureAggregated | WLDFR | HFTD - Distribution - Tier 2 - 2QU CoRE ¦ 3QU LoRE | Non-Red Flag Warning - Catastrophic Fires | Equipment / facility failure | Aggregated | 2040 | 7.0623e-08 | 946.5765 | 6.685e-05 | 2040 | Mitigation | 0.95 | 45 | 0 | esc | 0.00097009 | 6.851e-11 | 0.00097009 | 6.851e-11
[79 empty] | WLDFR | HFTD - Distribution - Tier 3 - 1QU CoRE ¦ 3QU LoRE | Non-Red Flag Warning - Small Fires | 2041 | 3.7683e-06 | 3.7683e-06 | 0.091184 | 0.042438 | 0.0018418 | 0.046905 | 0 | 0 | 0.0039708 | 3.4361e-07 | 0 | 3.4361e-07 | 3.4361e-07 | 0 | 3.4361e-07 | 0 | 1.8263e-06 | 4.0034e-06 | 0 | 4.0034e-06 | 0 | 3.5153e-05 | 7.0307e-05 | 0 | 7.0307e-05 | [12 empty] | 7.3.3.17.5 (Remote Grid) Updates to grid topology to minimize risk of ignition in HFTDs Remote GridWLDFREquipment / facility failureAggregated | WLDFR | HFTD - Distribution - Tier 2 - 2QU CoRE ¦ 3QU LoRE | Non-Red Flag Warning - Catastrophic Fires | Equipment / facility failure | Aggregated | 2041 | 7.0623e-08 | 946.5765 | 6.685e-05 | 2041 | Mitigation | 0.95 | 45 | 0 | esc | 0.00097009 | 6.851e-11 | 0.00097009 | 6.851e-11
[79 empty] | WLDFR | HFTD - Distribution - Tier 3 - 1QU CoRE ¦ 3QU LoRE | Non-Red Flag Warning - Small Fires | 2042 | 3.7683e-06 | 3.7683e-06 | 0.091184 | 0.042438 | 0.0018418 | 0.046905 | 0 | 0 | 0.0039708 | 3.4361e-07 | 0 | 3.4361e-07 | 3.4361e-07 | 0 | 3.4361e-07 | 0 | 1.9054e-06 | 4.1767e-06 | 0 | 4.1767e-06 | 0 | 3.5153e-05 | 7.0307e-05 | 0 | 7.0307e-05 | [12 empty] | 7.3.3.17.5 (Remote Grid) Updates to grid topology to minimize risk of ignition in HFTDs Remote GridWLDFREquipment / facility failureAggregated | WLDFR | HFTD - Distribution - Tier 2 - 2QU CoRE ¦ 3QU LoRE | Non-Red Flag Warning - Catastrophic Fires | Equipment / facility failure | Aggregated | 2042 | 7.0623e-08 | 946.5765 | 6.685e-05 | 2042 | Mitigation | 0.95 | 45 | 0 | esc | 0.00097009 | 6.851e-11 | 0.00097009 | 6.851e-11
[79 empty] | WLDFR | HFTD - Distribution - Tier 3 - 1QU CoRE ¦ 3QU LoRE | Non-Red Flag Warning - Small Fires | 2043 | 3.7683e-06 | 3.7683e-06 | 0.095486 | 0.044306 | 0.0019228 | 0.049257 | 0 | 0 | 0.0039708 | 3.5981e-07 | 0 | 3.5981e-07 | 3.5981e-07 | 0 | 3.5981e-07 | 0 | 1.9054e-06 | 4.1767e-06 | 0 | 4.1767e-06 | 0 | 3.5153e-05 | 7.0307e-05 | 0 | 7.0307e-05 | [12 empty] | 7.3.3.17.5 (Remote Grid) Updates to grid topology to minimize risk of ignition in HFTDs Remote GridWLDFREquipment / facility failureAggregated | WLDFR | HFTD - Distribution - Tier 2 - 2QU CoRE ¦ 3QU LoRE | Non-Red Flag Warning - Catastrophic Fires | Equipment / facility failure | Aggregated | 2043 | 7.0623e-08 | 946.5765 | 6.685e-05 | 2043 | Mitigation | 0.95 | 45 | 0 | esc | 0.00097009 | 6.851e-11 | 0.00097009 | 6.851e-11
[79 empty] | WLDFR | HFTD - Distribution - Tier 3 - 1QU CoRE ¦ 3QU LoRE | Non-Red Flag Warning - Small Fires | 2044 | 3.7683e-06 | 3.7683e-06 | 0.095486 | 0.044306 | 0.0019228 | 0.049257 | 0 | 0 | 0.0039708 | 3.5981e-07 | 0 | 3.5981e-07 | 3.5981e-07 | 0 | 3.5981e-07 | 0 | 1.9054e-06 | 4.1767e-06 | 0 | 4.1767e-06 | 0 | 3.5153e-05 | 7.0307e-05 | 0 | 7.0307e-05 | [12 empty] | 7.3.3.17.5 (Remote Grid) Updates to grid topology to minimize risk of ignition in HFTDs Remote GridWLDFREquipment / facility failureAggregated | WLDFR | HFTD - Distribution - Tier 2 - 2QU CoRE ¦ 3QU LoRE | Non-Red Flag Warning - Catastrophic Fires | Equipment / facility failure | Aggregated | 2044 | 7.0623e-08 | 946.5765 | 6.685e-05 | 2044 | Mitigation | 0.95 | 45 | 0 | esc | 0.00097009 | 6.851e-11 | 0.00097009 | 6.851e-11
[79 empty] | WLDFR | HFTD - Distribution - Tier 3 - 1QU CoRE ¦ 3QU LoRE | Non-Red Flag Warning - Small Fires | 2045 | 3.7683e-06 | 3.7683e-06 | 0.095486 | 0.044306 | 0.0019228 | 0.049257 | 0 | 0 | 0.0039708 | 3.5981e-07 | 0 | 3.5981e-07 | 3.5981e-07 | 0 | 3.5981e-07 | 0 | 0 | 4.1767e-06 | 0 | 4.1767e-06 | 0 | 0 | 7.0307e-05 | 0 | 7.0307e-05 | [12 empty] | 7.3.3.17.5 (Remote Grid) Updates to grid topology to minimize risk of ignition in HFTDs Remote GridWLDFREquipment / facility failureAggregated | WLDFR | HFTD - Distribution - Tier 2 - 2QU CoRE ¦ 3QU LoRE | Non-Red Flag Warning - Catastrophic Fires | Equipment / facility failure | Aggregated | 2045 | 7.0623e-08 | 946.5765 | 6.685e-05 | 2045 | Mitigation | 0.95 | 45 | 0 | esc | 0.00097009 | 6.851e-11 | 0.00097009 | 6.851e-11
[79 empty] | WLDFR | HFTD - Distribution - Tier 3 - 1QU CoRE ¦ 3QU LoRE | Non-Red Flag Warning - Small Fires | 2046 | 3.7683e-06 | 3.7683e-06 | 0.095486 | 0.044306 | 0.0019228 | 0.049257 | 0 | 0 | 0.0039708 | 3.5981e-07 | 0 | 3.5981e-07 | 3.5981e-07 | 0 | 3.5981e-07 | 0 | 0 | 0 | 0 | 0 | 0 | 0 | 0 | 0 | 0 | [12 empty] | 7.3.3.17.5 (Remote Grid) Updates to grid topology to minimize risk of ignition in HFTDs Remote GridWLDFREquipment / facility failureAggregated | WLDFR | HFTD - Distribution - Tier 2 - 2QU CoRE ¦ 3QU LoRE | Non-Red Flag Warning - Catastrophic Fires | Equipment / facility failure | Aggregated | 2046 | 7.0623e-08 | 946.5765 | 6.685e-05 | 2046 | Mitigation | 0.95 | 45 | 0 | esc | 0.00097009 | 6.851e-11 | 0.00097009 | 6.851e-11
[79 empty] | WLDFR | HFTD - Distribution - Tier 3 - 1QU CoRE ¦ 3QU LoRE | Non-Red Flag Warning - Small Fires | 2047 | 3.7683e-06 | 3.7683e-06 | 0.095486 | 0.044306 | 0.0019228 | 0.049257 | 0 | 0 | 0.0039708 | 3.5981e-07 | 0 | 3.5981e-07 | 3.5981e-07 | 0 | 3.5981e-07 | 0 | 6.338e-08 | 0 | 0 | 0 | 0 | 0 | 0 | 0 | 0 | [12 empty] | 7.3.3.17.5 (Remote Grid) Updates to grid topology to minimize risk of ignition in HFTDs Remote GridWLDFREquipment / facility failureAggregated | WLDFR | HFTD - Distribution - Tier 2 - 2QU CoRE ¦ 3QU LoRE | Non-Red Flag Warning - Catastrophic Fires | Equipment / facility failure | Aggregated | 2047 | 7.0623e-08 | 946.5765 | 6.685e-05 | 2047 | Mitigation | 0.95 | 45 | 0 | esc | 0.00097009 | 6.851e-11 | 0.00097009 | 6.851e-11
[79 empty] | WLDFR | HFTD - Distribution - Tier 3 - 1QU CoRE ¦ 3QU LoRE | Non-Red Flag Warning - Small Fires | 2048 | 3.7683e-06 | 3.7683e-06 | 0.10007 | 0.04626 | 0.0020076 | 0.051804 | 0 | 0 | 0.0039708 | 3.771e-07 | 0 | 3.771e-07 | 3.771e-07 | 0 | 3.771e-07 | 0 | 6.6215e-08 | 1.4515e-07 | 0 | 1.4515e-07 | 0 | 2.1785e-07 | 0 | 0 | 0 | [12 empty] | 7.3.3.17.5 (Remote Grid) Updates to grid topology to minimize risk of ignition in HFTDs Remote GridWLDFREquipment / facility failureAggregated | WLDFR | HFTD - Distribution - Tier 2 - 2QU CoRE ¦ 3QU LoRE | Non-Red Flag Warning - Catastrophic Fires | Equipment / facility failure | Aggregated | 2048 | 7.0623e-08 | 946.5765 | 6.685e-05 | 2048 | Mitigation | 0.95 | 45 | 0 | esc | 0.00097009 | 6.851e-11 | 0.00097009 | 6.851e-11
[79 empty] | WLDFR | HFTD - Distribution - Tier 3 - 1QU CoRE ¦ 3QU LoRE | Non-Red Flag Warning - Small Fires | 2049 | 3.7683e-06 | 3.7683e-06 | 0.10007 | 0.04626 | 0.0020076 | 0.051804 | 0 | 0 | 0.0039708 | 3.771e-07 | 0 | 3.771e-07 | 3.771e-07 | 0 | 3.771e-07 | 0 | 6.6215e-08 | 1.4515e-07 | 0 | 1.4515e-07 | 0 | 2.276e-07 | 4.5519e-07 | 0 | 4.5519e-07 | [12 empty] | 7.3.3.17.5 (Remote Grid) Updates to grid topology to minimize risk of ignition in HFTDs Remote GridWLDFREquipment / facility failureAggregated | WLDFR | HFTD - Distribution - Tier 2 - 2QU CoRE ¦ 3QU LoRE | Non-Red Flag Warning - Catastrophic Fires | Equipment / facility failure | Aggregated | 2049 | 7.0623e-08 | 946.5765 | 6.685e-05 | 2049 | Mitigation | 0.95 | 45 | 0 | esc | 0.00097009 | 6.851e-11 | 0.00097009 | 6.851e-11
[79 empty] | WLDFR | HFTD - Distribution - Tier 3 - 1QU CoRE ¦ 3QU LoRE | Non-Red Flag Warning - Small Fires | 2050 | 3.7683e-06 | 3.7683e-06 | 0.10007 | 0.04626 | 0.0020076 | 0.051804 | 0 | 0 | 0.0039708 | 3.771e-07 | 0 | 3.771e-07 | 3.771e-07 | 0 | 3.771e-07 | 0 | 6.6215e-08 | 1.4515e-07 | 0 | 1.4515e-07 | 0 | 2.276e-07 | 4.5519e-07 | 0 | 4.5519e-07 | [12 empty] | 7.3.3.17.5 (Remote Grid) Updates to grid topology to minimize risk of ignition in HFTDs Remote GridWLDFREquipment / facility failureAggregated | WLDFR | HFTD - Distribution - Tier 2 - 2QU CoRE ¦ 3QU LoRE | Non-Red Flag Warning - Catastrophic Fires | Equipment / facility failure | Aggregated | 2050 | 7.0623e-08 | 946.5765 | 6.685e-05 | 2050 | Mitigation | 0.95 | 45 | 0 | esc | 0.00097009 | 6.851e-11 | 0.00097009 | 6.851e-11
[79 empty] | WLDFR | HFTD - Distribution - Tier 3 - 1QU CoRE ¦ 3QU LoRE | Non-Red Flag Warning - Small Fires | 2051 | 3.7683e-06 | 3.7683e-06 | 0.10007 | 0.04626 | 0.0020076 | 0.051804 | 0 | 0 | 0.0039708 | 3.771e-07 | 0 | 3.771e-07 | 3.771e-07 | 0 | 3.771e-07 | 0 | 6.6215e-08 | 1.4515e-07 | 0 | 1.4515e-07 | 0 | 2.276e-07 | 4.5519e-07 | 0 | 4.5519e-07 | [12 empty] | 7.3.3.17.5 (Remote Grid) Updates to grid topology to minimize risk of ignition in HFTDs Remote GridWLDFREquipment / facility failureAggregated | WLDFR | HFTD - Distribution - Tier 2 - 2QU CoRE ¦ 3QU LoRE | Non-Red Flag Warning - Catastrophic Fires | Equipment / facility failure | Aggregated | 2051 | 7.0623e-08 | 946.5765 | 6.685e-05 | 2051 | Mitigation | 0.95 | 45 | 0 | esc | 0.00097009 | 6.851e-11 | 0.00097009 | 6.851e-11
[79 empty] | WLDFR | HFTD - Distribution - Tier 3 - 1QU CoRE ¦ 3QU LoRE | Non-Red Flag Warning - Small Fires | 2052 | 3.7683e-06 | 3.7683e-06 | 0.10007 | 0.04626 | 0.0020076 | 0.051804 | 0 | 0 | 0.0039708 | 3.771e-07 | 0 | 3.771e-07 | 3.771e-07 | 0 | 3.771e-07 | 0 | 6.6215e-08 | 1.4515e-07 | 0 | 1.4515e-07 | 0 | 2.276e-07 | 4.5519e-07 | 0 | 4.5519e-07 | [12 empty] | 7.3.3.17.5 (Remote Grid) Updates to grid topology to minimize risk of ignition in HFTDs Remote GridWLDFREquipment / facility failureAggregated | WLDFR | HFTD - Distribution - Tier 2 - 2QU CoRE ¦ 3QU LoRE | Non-Red Flag Warning - Catastrophic Fires | Equipment / facility failure | Aggregated | 2052 | 7.0623e-08 | 946.5765 | 6.685e-05 | 2052 | Mitigation | 0.95 | 45 | 0 | esc | 0.00097009 | 6.851e-11 | 0.00097009 | 6.851e-11
[79 empty] | WLDFR | HFTD - Distribution - Tier 3 - 1QU CoRE ¦ 3QU LoRE | Non-Red Flag Warning - Small Fires | 2053 | 3.7683e-06 | 3.7683e-06 | 0.10489 | 0.048274 | 0.002095 | 0.054525 | 0 | 0 | 0.0039708 | 3.9527e-07 | 0 | 3.9527e-07 | 3.9527e-07 | 0 | 3.9527e-07 | 0 | 6.9868e-08 | 1.5315e-07 | 0 | 1.5315e-07 | 0 | 2.276e-07 | 4.5519e-07 | 0 | 4.5519e-07 | [12 empty] | 7.3.3.17.5 (Remote Grid) Updates to grid topology to minimize risk of ignition in HFTDs Remote GridWLDFREquipment / facility failureAggregated | WLDFR | HFTD - Distribution - Tier 2 - 2QU CoRE ¦ 3QU LoRE | Non-Red Flag Warning - Catastrophic Fires | Equipment / facility failure | Aggregated | 2053 | 7.0623e-08 | 946.5765 | 6.685e-05 | 2053 | Mitigation | 0.95 | 45 | 0 | esc | 0.00097009 | 6.851e-11 | 0.00097009 | 6.851e-11
[79 empty] | WLDFR | HFTD - Distribution - Tier 3 - 1QU CoRE ¦ 3QU LoRE | Non-Red Flag Warning - Small Fires | 2054 | 3.7683e-06 | 3.7683e-06 | 0.10489 | 0.048274 | 0.002095 | 0.054525 | 0 | 0 | 0.0039708 | 3.9527e-07 | 0 | 3.9527e-07 | 3.9527e-07 | 0 | 3.9527e-07 | 0 | 6.9868e-08 | 1.5315e-07 | 0 | 1.5315e-07 | 0 | 2.4015e-07 | 4.803e-07 | 0 | 4.803e-07 | [12 empty] | 7.3.3.17.5 (Remote Grid) Updates to grid topology to minimize risk of ignition in HFTDs Remote GridWLDFREquipment / facility failureAggregated | WLDFR | HFTD - Distribution - Tier 2 - 2QU CoRE ¦ 3QU LoRE | Non-Red Flag Warning - Catastrophic Fires | Equipment / facility failure | Aggregated | 2054 | 7.0623e-08 | 946.5765 | 6.685e-05 | 2054 | Mitigation | 0.95 | 45 | 0 | esc | 0.00097009 | 6.851e-11 | 0.00097009 | 6.851e-11
[79 empty] | WLDFR | HFTD - Distribution - Tier 3 - 1QU CoRE ¦ 3QU LoRE | Non-Red Flag Warning - Small Fires | 2055 | 3.7683e-06 | 3.7683e-06 | 0.10489 | 0.048274 | 0.002095 | 0.054525 | 0 | 0 | 0.0039708 | 3.9527e-07 | 0 | 3.9527e-07 | 3.9527e-07 | 0 | 3.9527e-07 | 0 | 6.9868e-08 | 1.5315e-07 | 0 | 1.5315e-07 | 0 | 2.4015e-07 | 4.803e-07 | 0 | 4.803e-07 | [12 empty] | 7.3.3.17.5 (Remote Grid) Updates to grid topology to minimize risk of ignition in HFTDs Remote GridWLDFREquipment / facility failureAggregated | WLDFR | HFTD - Distribution - Tier 2 - 2QU CoRE ¦ 3QU LoRE | Non-Red Flag Warning - Catastrophic Fires | Equipment / facility failure | Aggregated | 2055 | 7.0623e-08 | 946.5765 | 6.685e-05 | 2055 | Mitigation | 0.95 | 45 | 0 | esc | 0.00097009 | 6.851e-11 | 0.00097009 | 6.851e-11
[79 empty] | WLDFR | HFTD - Distribution - Tier 3 - 1QU CoRE ¦ 3QU LoRE | Non-Red Flag Warning - Small Fires | 2056 | 3.7683e-06 | 3.7683e-06 | 0.10489 | 0.048274 | 0.002095 | 0.054525 | 0 | 0 | 0.0039708 | 3.9527e-07 | 0 | 3.9527e-07 | 3.9527e-07 | 0 | 3.9527e-07 | 0 | 6.9868e-08 | 1.5315e-07 | 0 | 1.5315e-07 | 0 | 2.4015e-07 | 4.803e-07 | 0 | 4.803e-07 | [12 empty] | 7.3.3.17.5 (Remote Grid) Updates to grid topology to minimize risk of ignition in HFTDs Remote GridWLDFREquipment / facility failureAggregated | WLDFR | HFTD - Distribution - Tier 2 - 2QU CoRE ¦ 3QU LoRE | Non-Red Flag Warning - Catastrophic Fires | Equipment / facility failure | Aggregated | 2056 | 7.0623e-08 | 946.5765 | 6.685e-05 | 2056 | Mitigation | 0.95 | 45 | 0 | esc | 0.00097009 | 6.851e-11 | 0.00097009 | 6.851e-11
[79 empty] | WLDFR | HFTD - Distribution - Tier 3 - 1QU CoRE ¦ 3QU LoRE | Non-Red Flag Warning - Small Fires | 2057 | 3.7683e-06 | 3.7683e-06 | 0.10489 | 0.048274 | 0.002095 | 0.054525 | 0 | 0 | 0.0039708 | 3.9527e-07 | 0 | 3.9527e-07 | 3.9527e-07 | 0 | 3.9527e-07 | 0 | 6.9868e-08 | 1.5315e-07 | 0 | 1.5315e-07 | 0 | 2.4015e-07 | 4.803e-07 | 0 | 4.803e-07 | [12 empty] | 7.3.3.17.5 (Remote Grid) Updates to grid topology to minimize risk of ignition in HFTDs Remote GridWLDFREquipment / facility failureAggregated | WLDFR | HFTD - Distribution - Tier 2 - 2QU CoRE ¦ 3QU LoRE | Non-Red Flag Warning - Catastrophic Fires | Equipment / facility failure | Aggregated | 2057 | 7.0623e-08 | 946.5765 | 6.685e-05 | 2057 | Mitigation | 0.95 | 45 | 0 | esc | 0.00097009 | 6.851e-11 | 0.00097009 | 6.851e-11
[79 empty] | WLDFR | HFTD - Distribution - Tier 3 - 1QU CoRE ¦ 3QU LoRE | Non-Red Flag Warning - Small Fires | 2058 | 3.7683e-06 | 3.7683e-06 | 0.1099 | 0.050325 | 0.0021839 | 0.057393 | 0 | 0 | 0.0039708 | 4.1414e-07 | 0 | 4.1414e-07 | 4.1414e-07 | 0 | 4.1414e-07 | 0 | 7.4022e-08 | 1.6226e-07 | 0 | 1.6226e-07 | 0 | 2.4015e-07 | 4.803e-07 | 0 | 4.803e-07 | [12 empty] | 7.3.3.17.5 (Remote Grid) Updates to grid topology to minimize risk of ignition in HFTDs Remote GridWLDFREquipment / facility failureAggregated | WLDFR | HFTD - Distribution - Tier 2 - 2QU CoRE ¦ 3QU LoRE | Non-Red Flag Warning - Catastrophic Fires | Equipment / facility failure | Aggregated | 2058 | 7.0623e-08 | 946.5765 | 6.685e-05 | 2058 | Mitigation | 0.95 | 45 | 0 | esc | 0.00097009 | 6.851e-11 | 0.00097009 | 6.851e-11
[79 empty] | WLDFR | HFTD - Distribution - Tier 3 - 1QU CoRE ¦ 3QU LoRE | Non-Red Flag Warning - Small Fires | 2059 | 3.7683e-06 | 3.7683e-06 | 0.1099 | 0.050325 | 0.0021839 | 0.057393 | 0 | 0 | 0.0039708 | 4.1414e-07 | 0 | 4.1414e-07 | 4.1414e-07 | 0 | 4.1414e-07 | 0 | 7.4022e-08 | 1.6226e-07 | 0 | 1.6226e-07 | 0 | 2.5443e-07 | 5.0886e-07 | 0 | 5.0886e-07 | [12 empty] | 7.3.3.17.5 (Remote Grid) Updates to grid topology to minimize risk of ignition in HFTDs Remote GridWLDFREquipment / facility failureAggregated | WLDFR | HFTD - Distribution - Tier 2 - 2QU CoRE ¦ 3QU LoRE | Non-Red Flag Warning - Catastrophic Fires | Equipment / facility failure | Aggregated | 2059 | 7.0623e-08 | 946.5765 | 6.685e-05 | 2059 | Mitigation | 0.95 | 45 | 0 | esc | 0.00097009 | 6.851e-11 | 0.00097009 | 6.851e-11
[79 empty] | WLDFR | HFTD - Distribution - Tier 3 - 1QU CoRE ¦ 3QU LoRE | Non-Red Flag Warning - Small Fires | 2060 | 3.7683e-06 | 3.7683e-06 | 0.1099 | 0.050325 | 0.0021839 | 0.057393 | 0 | 0 | 0.0039708 | 4.1414e-07 | 0 | 4.1414e-07 | 4.1414e-07 | 0 | 4.1414e-07 | 0 | 7.4022e-08 | 1.6226e-07 | 0 | 1.6226e-07 | 0 | 2.5443e-07 | 5.0886e-07 | 0 | 5.0886e-07 | [12 empty] | 7.3.3.17.5 (Remote Grid) Updates to grid topology to minimize risk of ignition in HFTDs Remote GridWLDFREquipment / facility failureAggregated | WLDFR | HFTD - Distribution - Tier 2 - 2QU CoRE ¦ 3QU LoRE | Non-Red Flag Warning - Catastrophic Fires | Equipment / facility failure | Aggregated | 2060 | 7.0623e-08 | 946.5765 | 6.685e-05 | 2060 | Mitigation | 0.95 | 45 | 0 | esc | 0.00097009 | 6.851e-11 | 0.00097009 | 6.851e-11
[79 empty] | WLDFR | HFTD - Distribution - Tier 3 - 1QU CoRE ¦ 3QU LoRE | Non-Red Flag Warning - Small Fires | 2061 | 3.7683e-06 | 3.7683e-06 | 0.1099 | 0.050325 | 0.0021839 | 0.057393 | 0 | 0 | 0.0039708 | 4.1414e-07 | 0 | 4.1414e-07 | 4.1414e-07 | 0 | 4.1414e-07 | 0 | 7.4022e-08 | 1.6226e-07 | 0 | 1.6226e-07 | 0 | 2.5443e-07 | 5.0886e-07 | 0 | 5.0886e-07 | [12 empty] | 7.3.3.17.5 (Remote Grid) Updates to grid topology to minimize risk of ignition in HFTDs Remote GridWLDFREquipment / facility failureAggregated | WLDFR | HFTD - Distribution - Tier 2 - 2QU CoRE ¦ 3QU LoRE | Non-Red Flag Warning - Catastrophic Fires | Equipment / facility failure | Aggregated | 2061 | 7.0623e-08 | 946.5765 | 6.685e-05 | 2061 | Mitigation | 0.95 | 45 | 0 | esc | 0.00097009 | 6.851e-11 | 0.00097009 | 6.851e-11
[79 empty] | WLDFR | HFTD - Distribution - Tier 3 - 1QU CoRE ¦ 3QU LoRE | Non-Red Flag Warning - Small Fires | 2062 | 3.7683e-06 | 3.7683e-06 | 0.1099 | 0.050325 | 0.0021839 | 0.057393 | 0 | 0 | 0.0039708 | 4.1414e-07 | 0 | 4.1414e-07 | 4.1414e-07 | 0 | 4.1414e-07 | 0 | 7.4022e-08 | 1.6226e-07 | 0 | 1.6226e-07 | 0 | 2.5443e-07 | 5.0886e-07 | 0 | 5.0886e-07 | [12 empty] | 7.3.3.17.5 (Remote Grid) Updates to grid topology to minimize risk of ignition in HFTDs Remote GridWLDFREquipment / facility failureAggregated | WLDFR | HFTD - Distribution - Tier 2 - 2QU CoRE ¦ 3QU LoRE | Non-Red Flag Warning - Catastrophic Fires | Equipment / facility failure | Aggregated | 2062 | 7.0623e-08 | 946.5765 | 6.685e-05 | 2062 | Mitigation | 0.95 | 45 | 0 | esc | 0.00097009 | 6.851e-11 | 0.00097009 | 6.851e-11
[79 empty] | WLDFR | HFTD - Distribution - Tier 3 - 1QU CoRE ¦ 3QU LoRE | Non-Red Flag Warning - Small Fires | 2063 | 3.7683e-06 | 3.7683e-06 | 0.11504 | 0.052388 | 0.0022734 | 0.060377 | 0 | 0 | 0.0039708 | 4.3349e-07 | 0 | 4.3349e-07 | 4.3349e-07 | 0 | 4.3349e-07 | 0 | 7.8646e-08 | 1.7239e-07 | 0 | 1.7239e-07 | 0 | 2.5443e-07 | 5.0886e-07 | 0 | 5.0886e-07 | [12 empty] | 7.3.3.17.5 (Remote Grid) Updates to grid topology to minimize risk of ignition in HFTDs Remote GridWLDFREquipment / facility failureAggregated | WLDFR | HFTD - Distribution - Tier 2 - 2QU CoRE ¦ 3QU LoRE | Non-Red Flag Warning - Catastrophic Fires | Equipment / facility failure | Aggregated | 2063 | 7.0623e-08 | 946.5765 | 6.685e-05 | 2063 | Mitigation | 0.95 | 45 | 0 | esc | 0.00097009 | 6.851e-11 | 0.00097009 | 6.851e-11
[79 empty] | WLDFR | HFTD - Distribution - Tier 3 - 1QU CoRE ¦ 3QU LoRE | Non-Red Flag Warning - Small Fires | 2064 | 3.7683e-06 | 3.7683e-06 | 0.11504 | 0.052388 | 0.0022734 | 0.060377 | 0 | 0 | 0.0039708 | 4.3349e-07 | 0 | 4.3349e-07 | 4.3349e-07 | 0 | 4.3349e-07 | 0 | 7.8646e-08 | 1.7239e-07 | 0 | 1.7239e-07 | 0 | 2.7032e-07 | 5.4064e-07 | 0 | 5.4064e-07 | [12 empty] | 7.3.3.17.5 (Remote Grid) Updates to grid topology to minimize risk of ignition in HFTDs Remote GridWLDFREquipment / facility failureAggregated | WLDFR | HFTD - Distribution - Tier 2 - 2QU CoRE ¦ 3QU LoRE | Non-Red Flag Warning - Catastrophic Fires | Equipment / facility failure | Aggregated | 2064 | 7.0623e-08 | 946.5765 | 6.685e-05 | 2064 | Mitigation | 0.95 | 45 | 0 | esc | 0.00097009 | 6.851e-11 | 0.00097009 | 6.851e-11
[79 empty] | WLDFR | HFTD - Distribution - Tier 3 - 1QU CoRE ¦ 3QU LoRE | Non-Red Flag Warning - Small Fires | 2065 | 3.7683e-06 | 3.7683e-06 | 0.11504 | 0.052388 | 0.0022734 | 0.060377 | 0 | 0 | 0.0039708 | 4.3349e-07 | 0 | 4.3349e-07 | 4.3349e-07 | 0 | 4.3349e-07 | 0 | 7.8646e-08 | 1.7239e-07 | 0 | 1.7239e-07 | 0 | 2.7032e-07 | 5.4064e-07 | 0 | 5.4064e-07 | [12 empty] | 7.3.3.17.5 (Remote Grid) Updates to grid topology to minimize risk of ignition in HFTDs Remote GridWLDFREquipment / facility failureAggregated | WLDFR | HFTD - Distribution - Tier 2 - 2QU CoRE ¦ 3QU LoRE | Non-Red Flag Warning - Catastrophic Fires | Equipment / facility failure | Aggregated | 2065 | 7.0623e-08 | 946.5765 | 6.685e-05 | 2065 | Mitigation | 0.95 | 45 | 0 | esc | 0.00097009 | 6.851e-11 | 0.00097009 | 6.851e-11
[79 empty] | WLDFR | HFTD - Distribution - Tier 3 - 1QU CoRE ¦ 3QU LoRE | Non-Red Flag Warning - Small Fires | 2066 | 3.7683e-06 | 3.7683e-06 | 0.11504 | 0.052388 | 0.0022734 | 0.060377 | 0 | 0 | 0.0039708 | 4.3349e-07 | 0 | 4.3349e-07 | 4.3349e-07 | 0 | 4.3349e-07 | 0 | 7.8646e-08 | 1.7239e-07 | 0 | 1.7239e-07 | 0 | 2.7032e-07 | 5.4064e-07 | 0 | 5.4064e-07 | [12 empty] | 7.3.3.17.5 (Remote Grid) Updates to grid topology to minimize risk of ignition in HFTDs Remote GridWLDFREquipment / facility failureAggregated | WLDFR | HFTD - Distribution - Tier 2 - 2QU CoRE ¦ 3QU LoRE | Non-Red Flag Warning - Catastrophic Fires | Equipment / facility failure | Aggregated | 2066 | 7.0623e-08 | 946.5765 | 6.685e-05 | 2066 | Mitigation | 0.95 | 45 | 0 | esc | 0.00097009 | 6.851e-11 | 0.00097009 | 6.851e-11
[79 empty] | WLDFR | HFTD - Distribution - Tier 3 - 1QU CoRE ¦ 3QU LoRE | Non-Red Flag Warning - Small Fires | 2067 | 0 | 3.7683e-06 | 0.11504 | 0.052388 | 0.0022734 | 0.060377 | 0 | 0 | 0.0039708 | 0 | 0 | 0 | 4.3349e-07 | 0 | 4.3349e-07 | 0 | 7.8646e-08 | 1.7239e-07 | 0 | 1.7239e-07 | 0 | 2.7032e-07 | 5.4064e-07 | 0 | 5.4064e-07 | [12 empty] | 7.3.3.17.5 (Remote Grid) Updates to grid topology to minimize risk of ignition in HFTDs Remote GridWLDFREquipment / facility failureAggregated | WLDFR | HFTD - Distribution - Tier 2 - 2QU CoRE ¦ 3QU LoRE | Non-Red Flag Warning - Catastrophic Fires | Equipment / facility failure | Aggregated | 2067 | 7.0623e-08 | 946.5765 | 6.685e-05 | 2067 | Mitigation | 0.95 | 45 | 0 | esc | 0 | 0 | 0.00097009 | 6.851e-11
[79 empty] | WLDFR | HFTD - Distribution - Tier 3 - 1QU CoRE ¦ 3QU LoRE | Red Flag Warning - Catastrophic Fires | 2022 | 1.1997e-07 | 0 | 14146.1306 | 222.2294 | 8585.7228 | 5338.1784 | 0 | 0 | 0.00012367 | 0.0016971 | 0 | 0.0016971 | 0 | 0 | 0 | 0 | 8.3702e-08 | 1.8348e-07 | 0 | 1.8348e-07 | 0 | 2.7032e-07 | 5.4064e-07 | 0 | 5.4064e-07 | [12 empty] | 7.3.3.17.5 (Remote Grid) Updates to grid topology to minimize risk of ignition in HFTDs Remote GridWLDFRVegetation ContactAggregated | WLDFR | HFTD - Distribution - Tier 2 - 2QU CoRE ¦ 3QU LoRE | Non-Red Flag Warning - Catastrophic Fires | Vegetation Contact | Aggregated | 2022 | 5.8151e-07 | 946.5765 | 0.00055045 | 2022 | Mitigation | 0.95 | 45 | 0 | esc | 0.00097009 | 5.6412e-10 | 0 | 0
[79 empty] | WLDFR | HFTD - Distribution - Tier 3 - 1QU CoRE ¦ 3QU LoRE | Red Flag Warning - Catastrophic Fires | 2023 | 1.1997e-07 | 1.1997e-07 | 14664.6376 | 233.2301 | 8896.516 | 5534.8915 | 0 | 0 | 0.00012367 | 0.0017593 | 0 | 0.0017593 | 0.0017593 | 0 | 0.0017593 | 0 | 8.3702e-08 | 1.8348e-07 | 0 | 1.8348e-07 | 0 | 2.877e-07 | 5.7541e-07 | 0 | 5.7541e-07 | [12 empty] | 7.3.3.17.5 (Remote Grid) Updates to grid topology to minimize risk of ignition in HFTDs Remote GridWLDFRVegetation ContactAggregated | WLDFR | HFTD - Distribution - Tier 2 - 2QU CoRE ¦ 3QU LoRE | Non-Red Flag Warning - Catastrophic Fires | Vegetation Contact | Aggregated | 2023 | 5.8151e-07 | 946.5765 | 0.00055045 | 2023 | Mitigation | 0.95 | 45 | 0 | esc | 0.00097009 | 5.6412e-10 | 0.00097009 | 5.6412e-10
[79 empty] | WLDFR | HFTD - Distribution - Tier 3 - 1QU CoRE ¦ 3QU LoRE | Red Flag Warning - Catastrophic Fires | 2024 | 1.1997e-07 | 1.1997e-07 | 14664.6376 | 233.2301 | 8896.516 | 5534.8915 | 0 | 0 | 0.00012367 | 0.0017593 | 0 | 0.0017593 | 0.0017593 | 0 | 0.0017593 | 0 | 8.3702e-08 | 1.8348e-07 | 0 | 1.8348e-07 | 0 | 2.877e-07 | 5.7541e-07 | 0 | 5.7541e-07 | [12 empty] | 7.3.3.17.5 (Remote Grid) Updates to grid topology to minimize risk of ignition in HFTDs Remote GridWLDFRVegetation ContactAggregated | WLDFR | HFTD - Distribution - Tier 2 - 2QU CoRE ¦ 3QU LoRE | Non-Red Flag Warning - Catastrophic Fires | Vegetation Contact | Aggregated | 2024 | 5.8151e-07 | 946.5765 | 0.00055045 | 2024 | Mitigation | 0.95 | 45 | 0 | esc | 0.00097009 | 5.6412e-10 | 0.00097009 | 5.6412e-10
[79 empty] | WLDFR | HFTD - Distribution - Tier 3 - 1QU CoRE ¦ 3QU LoRE | Red Flag Warning - Catastrophic Fires | 2025 | 1.1997e-07 | 1.1997e-07 | 14664.6376 | 233.2301 | 8896.516 | 5534.8915 | 0 | 0 | 0.00012367 | 0.0017593 | 0 | 0.0017593 | 0.0017593 | 0 | 0.0017593 | 0 | 8.3702e-08 | 1.8348e-07 | 0 | 1.8348e-07 | 0 | 2.877e-07 | 5.7541e-07 | 0 | 5.7541e-07 | [12 empty] | 7.3.3.17.5 (Remote Grid) Updates to grid topology to minimize risk of ignition in HFTDs Remote GridWLDFRVegetation ContactAggregated | WLDFR | HFTD - Distribution - Tier 2 - 2QU CoRE ¦ 3QU LoRE | Non-Red Flag Warning - Catastrophic Fires | Vegetation Contact | Aggregated | 2025 | 5.8151e-07 | 946.5765 | 0.00055045 | 2025 | Mitigation | 0.95 | 45 | 0 | esc | 0.00097009 | 5.6412e-10 | 0.00097009 | 5.6412e-10
[79 empty] | WLDFR | HFTD - Distribution - Tier 3 - 1QU CoRE ¦ 3QU LoRE | Red Flag Warning - Catastrophic Fires | 2026 | 1.1997e-07 | 1.1997e-07 | 14664.6376 | 233.2301 | 8896.516 | 5534.8915 | 0 | 0 | 0.00012367 | 0.0017593 | 0 | 0.0017593 | 0.0017593 | 0 | 0.0017593 | 0 | 8.3702e-08 | 1.8348e-07 | 0 | 1.8348e-07 | 0 | 2.877e-07 | 5.7541e-07 | 0 | 5.7541e-07 | [12 empty] | 7.3.3.17.5 (Remote Grid) Updates to grid topology to minimize risk of ignition in HFTDs Remote GridWLDFRVegetation ContactAggregated | WLDFR | HFTD - Distribution - Tier 2 - 2QU CoRE ¦ 3QU LoRE | Non-Red Flag Warning - Catastrophic Fires | Vegetation Contact | Aggregated | 2026 | 5.8151e-07 | 946.5765 | 0.00055045 | 2026 | Mitigation | 0.95 | 45 | 0 | esc | 0.00097009 | 5.6412e-10 | 0.00097009 | 5.6412e-10
[79 empty] | WLDFR | HFTD - Distribution - Tier 3 - 1QU CoRE ¦ 3QU LoRE | Red Flag Warning - Catastrophic Fires | 2027 | 1.1997e-07 | 1.1997e-07 | 14664.6376 | 233.2301 | 8896.516 | 5534.8915 | 0 | 0 | 0.00012367 | 0.0017593 | 0 | 0.0017593 | 0.0017593 | 0 | 0.0017593 | 0 | 8.915e-08 | 1.9542e-07 | 0 | 1.9542e-07 | 0 | 2.877e-07 | 5.7541e-07 | 0 | 5.7541e-07 | [12 empty] | 7.3.3.17.5 (Remote Grid) Updates to grid topology to minimize risk of ignition in HFTDs Remote GridWLDFRVegetation ContactAggregated | WLDFR | HFTD - Distribution - Tier 2 - 2QU CoRE ¦ 3QU LoRE | Non-Red Flag Warning - Catastrophic Fires | Vegetation Contact | Aggregated | 2027 | 5.8151e-07 | 946.5765 | 0.00055045 | 2027 | Mitigation | 0.95 | 45 | 0 | esc | 0.00097009 | 5.6412e-10 | 0.00097009 | 5.6412e-10
[79 empty] | WLDFR | HFTD - Distribution - Tier 3 - 1QU CoRE ¦ 3QU LoRE | Red Flag Warning - Catastrophic Fires | 2028 | 1.1997e-07 | 1.1997e-07 | 15317.9909 | 247.273 | 9287.6491 | 5783.0689 | 0 | 0 | 0.00012367 | 0.0018377 | 0 | 0.0018377 | 0.0018377 | 0 | 0.0018377 | 0 | 8.915e-08 | 1.9542e-07 | 0 | 1.9542e-07 | 0 | 3.0643e-07 | 6.1285e-07 | 0 | 6.1285e-07 | [12 empty] | 7.3.3.17.5 (Remote Grid) Updates to grid topology to minimize risk of ignition in HFTDs Remote GridWLDFRVegetation ContactAggregated | WLDFR | HFTD - Distribution - Tier 2 - 2QU CoRE ¦ 3QU LoRE | Non-Red Flag Warning - Catastrophic Fires | Vegetation Contact | Aggregated | 2028 | 5.8151e-07 | 946.5765 | 0.00055045 | 2028 | Mitigation | 0.95 | 45 | 0 | esc | 0.00097009 | 5.6412e-10 | 0.00097009 | 5.6412e-10
[79 empty] | WLDFR | HFTD - Distribution - Tier 3 - 1QU CoRE ¦ 3QU LoRE | Red Flag Warning - Catastrophic Fires | 2029 | 1.1997e-07 | 1.1997e-07 | 15317.9909 | 247.273 | 9287.6491 | 5783.0689 | 0 | 0 | 0.00012367 | 0.0018377 | 0 | 0.0018377 | 0.0018377 | 0 | 0.0018377 | 0 | 8.915e-08 | 1.9542e-07 | 0 | 1.9542e-07 | 0 | 3.0643e-07 | 6.1285e-07 | 0 | 6.1285e-07 | [12 empty] | 7.3.3.17.5 (Remote Grid) Updates to grid topology to minimize risk of ignition in HFTDs Remote GridWLDFRVegetation ContactAggregated | WLDFR | HFTD - Distribution - Tier 2 - 2QU CoRE ¦ 3QU LoRE | Non-Red Flag Warning - Catastrophic Fires | Vegetation Contact | Aggregated | 2029 | 5.8151e-07 | 946.5765 | 0.00055045 | 2029 | Mitigation | 0.95 | 45 | 0 | esc | 0.00097009 | 5.6412e-10 | 0.00097009 | 5.6412e-10
[79 empty] | WLDFR | HFTD - Distribution - Tier 3 - 1QU CoRE ¦ 3QU LoRE | Red Flag Warning - Catastrophic Fires | 2030 | 1.1997e-07 | 1.1997e-07 | 15317.9909 | 247.273 | 9287.6491 | 5783.0689 | 0 | 0 | 0.00012367 | 0.0018377 | 0 | 0.0018377 | 0.0018377 | 0 | 0.0018377 | 0 | 8.915e-08 | 1.9542e-07 | 0 | 1.9542e-07 | 0 | 3.0643e-07 | 6.1285e-07 | 0 | 6.1285e-07 | [12 empty] | 7.3.3.17.5 (Remote Grid) Updates to grid topology to minimize risk of ignition in HFTDs Remote GridWLDFRVegetation ContactAggregated | WLDFR | HFTD - Distribution - Tier 2 - 2QU CoRE ¦ 3QU LoRE | Non-Red Flag Warning - Catastrophic Fires | Vegetation Contact | Aggregated | 2030 | 5.8151e-07 | 946.5765 | 0.00055045 | 2030 | Mitigation | 0.95 | 45 | 0 | esc | 0.00097009 | 5.6412e-10 | 0.00097009 | 5.6412e-10
[79 empty] | WLDFR | HFTD - Distribution - Tier 3 - 1QU CoRE ¦ 3QU LoRE | Red Flag Warning - Catastrophic Fires | 2031 | 1.1997e-07 | 1.1997e-07 | 15317.9909 | 247.273 | 9287.6491 | 5783.0689 | 0 | 0 | 0.00012367 | 0.0018377 | 0 | 0.0018377 | 0.0018377 | 0 | 0.0018377 | 0 | 8.915e-08 | 1.9542e-07 | 0 | 1.9542e-07 | 0 | 3.0643e-07 | 6.1285e-07 | 0 | 6.1285e-07 | [12 empty] | 7.3.3.17.5 (Remote Grid) Updates to grid topology to minimize risk of ignition in HFTDs Remote GridWLDFRVegetation ContactAggregated | WLDFR | HFTD - Distribution - Tier 2 - 2QU CoRE ¦ 3QU LoRE | Non-Red Flag Warning - Catastrophic Fires | Vegetation Contact | Aggregated | 2031 | 5.8151e-07 | 946.5765 | 0.00055045 | 2031 | Mitigation | 0.95 | 45 | 0 | esc | 0.00097009 | 5.6412e-10 | 0.00097009 | 5.6412e-10
[79 empty] | WLDFR | HFTD - Distribution - Tier 3 - 1QU CoRE ¦ 3QU LoRE | Red Flag Warning - Catastrophic Fires | 2032 | 1.1997e-07 | 1.1997e-07 | 15317.9909 | 247.273 | 9287.6491 | 5783.0689 | 0 | 0 | 0.00012367 | 0.0018377 | 0 | 0.0018377 | 0.0018377 | 0 | 0.0018377 | 0 | 9.4942e-08 | 2.0812e-07 | 0 | 2.0812e-07 | 0 | 0 | 6.1285e-07 | 0 | 6.1285e-07 | [12 empty] | 7.3.3.17.5 (Remote Grid) Updates to grid topology to minimize risk of ignition in HFTDs Remote GridWLDFRVegetation ContactAggregated | WLDFR | HFTD - Distribution - Tier 2 - 2QU CoRE ¦ 3QU LoRE | Non-Red Flag Warning - Catastrophic Fires | Vegetation Contact | Aggregated | 2032 | 5.8151e-07 | 946.5765 | 0.00055045 | 2032 | Mitigation | 0.95 | 45 | 0 | esc | 0.00097009 | 5.6412e-10 | 0.00097009 | 5.6412e-10
[79 empty] | WLDFR | HFTD - Distribution - Tier 3 - 1QU CoRE ¦ 3QU LoRE | Red Flag Warning - Catastrophic Fires | 2033 | 1.1997e-07 | 1.1997e-07 | 16044.1264 | 263.1074 | 9721.74 | 6059.2791 | 0 | 0 | 0.00012367 | 0.0019248 | 0 | 0.0019248 | 0.0019248 | 0 | 0.0019248 | 0 | 9.4942e-08 | 2.0812e-07 | 0 | 2.0812e-07 | 0 | 0 | 0 | 0 | 0 | [12 empty] | 7.3.3.17.5 (Remote Grid) Updates to grid topology to minimize risk of ignition in HFTDs Remote GridWLDFRVegetation ContactAggregated | WLDFR | HFTD - Distribution - Tier 2 - 2QU CoRE ¦ 3QU LoRE | Non-Red Flag Warning - Catastrophic Fires | Vegetation Contact | Aggregated | 2033 | 5.8151e-07 | 946.5765 | 0.00055045 | 2033 | Mitigation | 0.95 | 45 | 0 | esc | 0.00097009 | 5.6412e-10 | 0.00097009 | 5.6412e-10
[79 empty] | WLDFR | HFTD - Distribution - Tier 3 - 1QU CoRE ¦ 3QU LoRE | Red Flag Warning - Catastrophic Fires | 2034 | 1.1997e-07 | 1.1997e-07 | 16044.1264 | 263.1074 | 9721.74 | 6059.2791 | 0 | 0 | 0.00012367 | 0.0019248 | 0 | 0.0019248 | 0.0019248 | 0 | 0.0019248 | 0 | 9.4942e-08 | 2.0812e-07 | 0 | 2.0812e-07 | 0 | 0 | 0 | 0 | 0 | [12 empty] | 7.3.3.17.5 (Remote Grid) Updates to grid topology to minimize risk of ignition in HFTDs Remote GridWLDFRVegetation ContactAggregated | WLDFR | HFTD - Distribution - Tier 2 - 2QU CoRE ¦ 3QU LoRE | Non-Red Flag Warning - Catastrophic Fires | Vegetation Contact | Aggregated | 2034 | 5.8151e-07 | 946.5765 | 0.00055045 | 2034 | Mitigation | 0.95 | 45 | 0 | esc | 0.00097009 | 5.6412e-10 | 0.00097009 | 5.6412e-10
[79 empty] | WLDFR | HFTD - Distribution - Tier 3 - 1QU CoRE ¦ 3QU LoRE | Red Flag Warning - Catastrophic Fires | 2035 | 1.1997e-07 | 1.1997e-07 | 16044.1264 | 263.1074 | 9721.74 | 6059.2791 | 0 | 0 | 0.00012367 | 0.0019248 | 0 | 0.0019248 | 0.0019248 | 0 | 0.0019248 | 0 | 9.4942e-08 | 2.0812e-07 | 0 | 2.0812e-07 | 0 | 2.203e-06 | 0 | 0 | 0 | [12 empty] | 7.3.3.17.5 (Remote Grid) Updates to grid topology to minimize risk of ignition in HFTDs Remote GridWLDFRVegetation ContactAggregated | WLDFR | HFTD - Distribution - Tier 2 - 2QU CoRE ¦ 3QU LoRE | Non-Red Flag Warning - Catastrophic Fires | Vegetation Contact | Aggregated | 2035 | 5.8151e-07 | 946.5765 | 0.00055045 | 2035 | Mitigation | 0.95 | 45 | 0 | esc | 0.00097009 | 5.6412e-10 | 0.00097009 | 5.6412e-10
[79 empty] | WLDFR | HFTD - Distribution - Tier 3 - 1QU CoRE ¦ 3QU LoRE | Red Flag Warning - Catastrophic Fires | 2036 | 1.1997e-07 | 1.1997e-07 | 16044.1264 | 263.1074 | 9721.74 | 6059.2791 | 0 | 0 | 0.00012367 | 0.0019248 | 0 | 0.0019248 | 0.0019248 | 0 | 0.0019248 | 0 | 9.4942e-08 | 2.0812e-07 | 0 | 2.0812e-07 | 0 | 2.2739e-06 | 4.5479e-06 | 0 | 4.5479e-06 | [12 empty] | 7.3.3.17.5 (Remote Grid) Updates to grid topology to minimize risk of ignition in HFTDs Remote GridWLDFRVegetation ContactAggregated | WLDFR | HFTD - Distribution - Tier 2 - 2QU CoRE ¦ 3QU LoRE | Non-Red Flag Warning - Catastrophic Fires | Vegetation Contact | Aggregated | 2036 | 5.8151e-07 | 946.5765 | 0.00055045 | 2036 | Mitigation | 0.95 | 45 | 0 | esc | 0.00097009 | 5.6412e-10 | 0.00097009 | 5.6412e-10
[79 empty] | WLDFR | HFTD - Distribution - Tier 3 - 1QU CoRE ¦ 3QU LoRE | Red Flag Warning - Catastrophic Fires | 2037 | 1.1997e-07 | 1.1997e-07 | 16044.1264 | 263.1074 | 9721.74 | 6059.2791 | 0 | 0 | 0.00012367 | 0.0019248 | 0 | 0.0019248 | 0.0019248 | 0 | 0.0019248 | 0 | 1.0101e-07 | 2.2143e-07 | 0 | 2.2143e-07 | 0 | 2.2739e-06 | 4.5479e-06 | 0 | 4.5479e-06 | [12 empty] | 7.3.3.17.5 (Remote Grid) Updates to grid topology to minimize risk of ignition in HFTDs Remote GridWLDFRVegetation ContactAggregated | WLDFR | HFTD - Distribution - Tier 2 - 2QU CoRE ¦ 3QU LoRE | Non-Red Flag Warning - Catastrophic Fires | Vegetation Contact | Aggregated | 2037 | 5.8151e-07 | 946.5765 | 0.00055045 | 2037 | Mitigation | 0.95 | 45 | 0 | esc | 0.00097009 | 5.6412e-10 | 0.00097009 | 5.6412e-10
[79 empty] | WLDFR | HFTD - Distribution - Tier 3 - 1QU CoRE ¦ 3QU LoRE | Red Flag Warning - Catastrophic Fires | 2038 | 1.1997e-07 | 1.1997e-07 | 16832.3912 | 280.5544 | 10192.2718 | 6359.5651 | 0 | 0 | 0.00012367 | 0.0020194 | 0 | 0.0020194 | 0.0020194 | 0 | 0.0020194 | 0 | 1.0101e-07 | 2.2143e-07 | 0 | 2.2143e-07 | 0 | 2.2739e-06 | 4.5479e-06 | 0 | 4.5479e-06 | [12 empty] | 7.3.3.17.5 (Remote Grid) Updates to grid topology to minimize risk of ignition in HFTDs Remote GridWLDFRVegetation ContactAggregated | WLDFR | HFTD - Distribution - Tier 2 - 2QU CoRE ¦ 3QU LoRE | Non-Red Flag Warning - Catastrophic Fires | Vegetation Contact | Aggregated | 2038 | 5.8151e-07 | 946.5765 | 0.00055045 | 2038 | Mitigation | 0.95 | 45 | 0 | esc | 0.00097009 | 5.6412e-10 | 0.00097009 | 5.6412e-10
[79 empty] | WLDFR | HFTD - Distribution - Tier 3 - 1QU CoRE ¦ 3QU LoRE | Red Flag Warning - Catastrophic Fires | 2039 | 1.1997e-07 | 1.1997e-07 | 16832.3912 | 280.5544 | 10192.2718 | 6359.5651 | 0 | 0 | 0.00012367 | 0.0020194 | 0 | 0.0020194 | 0.0020194 | 0 | 0.0020194 | 0 | 1.0101e-07 | 2.2143e-07 | 0 | 2.2143e-07 | 0 | 2.2739e-06 | 4.5479e-06 | 0 | 4.5479e-06 | [12 empty] | 7.3.3.17.5 (Remote Grid) Updates to grid topology to minimize risk of ignition in HFTDs Remote GridWLDFRVegetation ContactAggregated | WLDFR | HFTD - Distribution - Tier 2 - 2QU CoRE ¦ 3QU LoRE | Non-Red Flag Warning - Catastrophic Fires | Vegetation Contact | Aggregated | 2039 | 5.8151e-07 | 946.5765 | 0.00055045 | 2039 | Mitigation | 0.95 | 45 | 0 | esc | 0.00097009 | 5.6412e-10 | 0.00097009 | 5.6412e-10
[79 empty] | WLDFR | HFTD - Distribution - Tier 3 - 1QU CoRE ¦ 3QU LoRE | Red Flag Warning - Catastrophic Fires | 2040 | 1.1997e-07 | 1.1997e-07 | 16832.3912 | 280.5544 | 10192.2718 | 6359.5651 | 0 | 0 | 0.00012367 | 0.0020194 | 0 | 0.0020194 | 0.0020194 | 0 | 0.0020194 | 0 | 1.0101e-07 | 2.2143e-07 | 0 | 2.2143e-07 | 0 | 2.2739e-06 | 4.5479e-06 | 0 | 4.5479e-06 | [12 empty] | 7.3.3.17.5 (Remote Grid) Updates to grid topology to minimize risk of ignition in HFTDs Remote GridWLDFRVegetation ContactAggregated | WLDFR | HFTD - Distribution - Tier 2 - 2QU CoRE ¦ 3QU LoRE | Non-Red Flag Warning - Catastrophic Fires | Vegetation Contact | Aggregated | 2040 | 5.8151e-07 | 946.5765 | 0.00055045 | 2040 | Mitigation | 0.95 | 45 | 0 | esc | 0.00097009 | 5.6412e-10 | 0.00097009 | 5.6412e-10
[79 empty] | WLDFR | HFTD - Distribution - Tier 3 - 1QU CoRE ¦ 3QU LoRE | Red Flag Warning - Catastrophic Fires | 2041 | 1.1997e-07 | 1.1997e-07 | 16832.3912 | 280.5544 | 10192.2718 | 6359.5651 | 0 | 0 | 0.00012367 | 0.0020194 | 0 | 0.0020194 | 0.0020194 | 0 | 0.0020194 | 0 | 1.0101e-07 | 2.2143e-07 | 0 | 2.2143e-07 | 0 | 2.3644e-06 | 4.7288e-06 | 0 | 4.7288e-06 | [12 empty] | 7.3.3.17.5 (Remote Grid) Updates to grid topology to minimize risk of ignition in HFTDs Remote GridWLDFRVegetation ContactAggregated | WLDFR | HFTD - Distribution - Tier 2 - 2QU CoRE ¦ 3QU LoRE | Non-Red Flag Warning - Catastrophic Fires | Vegetation Contact | Aggregated | 2041 | 5.8151e-07 | 946.5765 | 0.00055045 | 2041 | Mitigation | 0.95 | 45 | 0 | esc | 0.00097009 | 5.6412e-10 | 0.00097009 | 5.6412e-10
[79 empty] | WLDFR | HFTD - Distribution - Tier 3 - 1QU CoRE ¦ 3QU LoRE | Red Flag Warning - Catastrophic Fires | 2042 | 1.1997e-07 | 1.1997e-07 | 16832.3912 | 280.5544 | 10192.2718 | 6359.5651 | 0 | 0 | 0.00012367 | 0.0020194 | 0 | 0.0020194 | 0.0020194 | 0 | 0.0020194 | 0 | 1.073e-07 | 2.352e-07 | 0 | 2.352e-07 | 0 | 2.3644e-06 | 4.7288e-06 | 0 | 4.7288e-06 | [12 empty] | 7.3.3.17.5 (Remote Grid) Updates to grid topology to minimize risk of ignition in HFTDs Remote GridWLDFRVegetation ContactAggregated | WLDFR | HFTD - Distribution - Tier 2 - 2QU CoRE ¦ 3QU LoRE | Non-Red Flag Warning - Catastrophic Fires | Vegetation Contact | Aggregated | 2042 | 5.8151e-07 | 946.5765 | 0.00055045 | 2042 | Mitigation | 0.95 | 45 | 0 | esc | 0.00097009 | 5.6412e-10 | 0.00097009 | 5.6412e-10
[79 empty] | WLDFR | HFTD - Distribution - Tier 3 - 1QU CoRE ¦ 3QU LoRE | Red Flag Warning - Catastrophic Fires | 2043 | 1.1997e-07 | 1.1997e-07 | 17672.0852 | 299.42 | 10692.7362 | 6679.929 | 0 | 0 | 0.00012367 | 0.0021202 | 0 | 0.0021202 | 0.0021202 | 0 | 0.0021202 | 0 | 1.073e-07 | 2.352e-07 | 0 | 2.352e-07 | 0 | 2.3644e-06 | 4.7288e-06 | 0 | 4.7288e-06 | [12 empty] | 7.3.3.17.5 (Remote Grid) Updates to grid topology to minimize risk of ignition in HFTDs Remote GridWLDFRVegetation ContactAggregated | WLDFR | HFTD - Distribution - Tier 2 - 2QU CoRE ¦ 3QU LoRE | Non-Red Flag Warning - Catastrophic Fires | Vegetation Contact | Aggregated | 2043 | 5.8151e-07 | 946.5765 | 0.00055045 | 2043 | Mitigation | 0.95 | 45 | 0 | esc | 0.00097009 | 5.6412e-10 | 0.00097009 | 5.6412e-10
[79 empty] | WLDFR | HFTD - Distribution - Tier 3 - 1QU CoRE ¦ 3QU LoRE | Red Flag Warning - Catastrophic Fires | 2044 | 1.1997e-07 | 1.1997e-07 | 17672.0852 | 299.42 | 10692.7362 | 6679.929 | 0 | 0 | 0.00012367 | 0.0021202 | 0 | 0.0021202 | 0.0021202 | 0 | 0.0021202 | 0 | 1.073e-07 | 2.352e-07 | 0 | 2.352e-07 | 0 | 2.3644e-06 | 4.7288e-06 | 0 | 4.7288e-06 | [12 empty] | 7.3.3.17.5 (Remote Grid) Updates to grid topology to minimize risk of ignition in HFTDs Remote GridWLDFRVegetation ContactAggregated | WLDFR | HFTD - Distribution - Tier 2 - 2QU CoRE ¦ 3QU LoRE | Non-Red Flag Warning - Catastrophic Fires | Vegetation Contact | Aggregated | 2044 | 5.8151e-07 | 946.5765 | 0.00055045 | 2044 | Mitigation | 0.95 | 45 | 0 | esc | 0.00097009 | 5.6412e-10 | 0.00097009 | 5.6412e-10
[79 empty] | WLDFR | HFTD - Distribution - Tier 3 - 1QU CoRE ¦ 3QU LoRE | Red Flag Warning - Catastrophic Fires | 2045 | 1.1997e-07 | 1.1997e-07 | 17672.0852 | 299.42 | 10692.7362 | 6679.929 | 0 | 0 | 0.00012367 | 0.0021202 | 0 | 0.0021202 | 0.0021202 | 0 | 0.0021202 | 0 | 1.073e-07 | 2.352e-07 | 0 | 2.352e-07 | 0 | 2.3644e-06 | 4.7288e-06 | 0 | 4.7288e-06 | [12 empty] | 7.3.3.17.5 (Remote Grid) Updates to grid topology to minimize risk of ignition in HFTDs Remote GridWLDFRVegetation ContactAggregated | WLDFR | HFTD - Distribution - Tier 2 - 2QU CoRE ¦ 3QU LoRE | Non-Red Flag Warning - Catastrophic Fires | Vegetation Contact | Aggregated | 2045 | 5.8151e-07 | 946.5765 | 0.00055045 | 2045 | Mitigation | 0.95 | 45 | 0 | esc | 0.00097009 | 5.6412e-10 | 0.00097009 | 5.6412e-10
[79 empty] | WLDFR | HFTD - Distribution - Tier 3 - 1QU CoRE ¦ 3QU LoRE | Red Flag Warning - Catastrophic Fires | 2046 | 1.1997e-07 | 1.1997e-07 | 17672.0852 | 299.42 | 10692.7362 | 6679.929 | 0 | 0 | 0.00012367 | 0.0021202 | 0 | 0.0021202 | 0.0021202 | 0 | 0.0021202 | 0 | 1.073e-07 | 2.352e-07 | 0 | 2.352e-07 | 0 | 2.4663e-06 | 4.9326e-06 | 0 | 4.9326e-06 | [12 empty] | 7.3.3.17.5 (Remote Grid) Updates to grid topology to minimize risk of ignition in HFTDs Remote GridWLDFRVegetation ContactAggregated | WLDFR | HFTD - Distribution - Tier 2 - 2QU CoRE ¦ 3QU LoRE | Non-Red Flag Warning - Catastrophic Fires | Vegetation Contact | Aggregated | 2046 | 5.8151e-07 | 946.5765 | 0.00055045 | 2046 | Mitigation | 0.95 | 45 | 0 | esc | 0.00097009 | 5.6412e-10 | 0.00097009 | 5.6412e-10
[79 empty] | WLDFR | HFTD - Distribution - Tier 3 - 1QU CoRE ¦ 3QU LoRE | Red Flag Warning - Catastrophic Fires | 2047 | 1.1997e-07 | 1.1997e-07 | 17672.0852 | 299.42 | 10692.7362 | 6679.929 | 0 | 0 | 0.00012367 | 0.0021202 | 0 | 0.0021202 | 0.0021202 | 0 | 0.0021202 | 0 | 1.1372e-07 | 2.4929e-07 | 0 | 2.4929e-07 | 0 | 2.4663e-06 | 4.9326e-06 | 0 | 4.9326e-06 | [12 empty] | 7.3.3.17.5 (Remote Grid) Updates to grid topology to minimize risk of ignition in HFTDs Remote GridWLDFRVegetation ContactAggregated | WLDFR | HFTD - Distribution - Tier 2 - 2QU CoRE ¦ 3QU LoRE | Non-Red Flag Warning - Catastrophic Fires | Vegetation Contact | Aggregated | 2047 | 5.8151e-07 | 946.5765 | 0.00055045 | 2047 | Mitigation | 0.95 | 45 | 0 | esc | 0.00097009 | 5.6412e-10 | 0.00097009 | 5.6412e-10
[79 empty] | WLDFR | HFTD - Distribution - Tier 3 - 1QU CoRE ¦ 3QU LoRE | Red Flag Warning - Catastrophic Fires | 2048 | 1.1997e-07 | 1.1997e-07 | 18552.3348 | 319.4911 | 11216.5626 | 7016.281 | 0 | 0 | 0.00012367 | 0.0022258 | 0 | 0.0022258 | 0.0022258 | 0 | 0.0022258 | 0 | 1.1372e-07 | 2.4929e-07 | 0 | 2.4929e-07 | 0 | 2.4663e-06 | 4.9326e-06 | 0 | 4.9326e-06 | [12 empty] | 7.3.3.17.5 (Remote Grid) Updates to grid topology to minimize risk of ignition in HFTDs Remote GridWLDFRVegetation ContactAggregated | WLDFR | HFTD - Distribution - Tier 2 - 2QU CoRE ¦ 3QU LoRE | Non-Red Flag Warning - Catastrophic Fires | Vegetation Contact | Aggregated | 2048 | 5.8151e-07 | 946.5765 | 0.00055045 | 2048 | Mitigation | 0.95 | 45 | 0 | esc | 0.00097009 | 5.6412e-10 | 0.00097009 | 5.6412e-10
[79 empty] | WLDFR | HFTD - Distribution - Tier 3 - 1QU CoRE ¦ 3QU LoRE | Red Flag Warning - Catastrophic Fires | 2049 | 1.1997e-07 | 1.1997e-07 | 18552.3348 | 319.4911 | 11216.5626 | 7016.281 | 0 | 0 | 0.00012367 | 0.0022258 | 0 | 0.0022258 | 0.0022258 | 0 | 0.0022258 | 0 | 1.1372e-07 | 2.4929e-07 | 0 | 2.4929e-07 | 0 | 2.4663e-06 | 4.9326e-06 | 0 | 4.9326e-06 | [12 empty] | 7.3.3.17.5 (Remote Grid) Updates to grid topology to minimize risk of ignition in HFTDs Remote GridWLDFRVegetation ContactAggregated | WLDFR | HFTD - Distribution - Tier 2 - 2QU CoRE ¦ 3QU LoRE | Non-Red Flag Warning - Catastrophic Fires | Vegetation Contact | Aggregated | 2049 | 5.8151e-07 | 946.5765 | 0.00055045 | 2049 | Mitigation | 0.95 | 45 | 0 | esc | 0.00097009 | 5.6412e-10 | 0.00097009 | 5.6412e-10
[79 empty] | WLDFR | HFTD - Distribution - Tier 3 - 1QU CoRE ¦ 3QU LoRE | Red Flag Warning - Catastrophic Fires | 2050 | 1.1997e-07 | 1.1997e-07 | 18552.3348 | 319.4911 | 11216.5626 | 7016.281 | 0 | 0 | 0.00012367 | 0.0022258 | 0 | 0.0022258 | 0.0022258 | 0 | 0.0022258 | 0 | 0 | 2.4929e-07 | 0 | 2.4929e-07 | 0 | 2.4663e-06 | 4.9326e-06 | 0 | 4.9326e-06 | [12 empty] | 7.3.3.17.5 (Remote Grid) Updates to grid topology to minimize risk of ignition in HFTDs Remote GridWLDFRVegetation ContactAggregated | WLDFR | HFTD - Distribution - Tier 2 - 2QU CoRE ¦ 3QU LoRE | Non-Red Flag Warning - Catastrophic Fires | Vegetation Contact | Aggregated | 2050 | 5.8151e-07 | 946.5765 | 0.00055045 | 2050 | Mitigation | 0.95 | 45 | 0 | esc | 0.00097009 | 5.6412e-10 | 0.00097009 | 5.6412e-10
[79 empty] | WLDFR | HFTD - Distribution - Tier 3 - 1QU CoRE ¦ 3QU LoRE | Red Flag Warning - Catastrophic Fires | 2051 | 1.1997e-07 | 1.1997e-07 | 18552.3348 | 319.4911 | 11216.5626 | 7016.281 | 0 | 0 | 0.00012367 | 0.0022258 | 0 | 0.0022258 | 0.0022258 | 0 | 0.0022258 | 0 | 0 | 0 | 0 | 0 | 0 | 2.5787e-06 | 5.1574e-06 | 0 | 5.1574e-06 | [12 empty] | 7.3.3.17.5 (Remote Grid) Updates to grid topology to minimize risk of ignition in HFTDs Remote GridWLDFRVegetation ContactAggregated | WLDFR | HFTD - Distribution - Tier 2 - 2QU CoRE ¦ 3QU LoRE | Non-Red Flag Warning - Catastrophic Fires | Vegetation Contact | Aggregated | 2051 | 5.8151e-07 | 946.5765 | 0.00055045 | 2051 | Mitigation | 0.95 | 45 | 0 | esc | 0.00097009 | 5.6412e-10 | 0.00097009 | 5.6412e-10
[79 empty] | WLDFR | HFTD - Distribution - Tier 3 - 1QU CoRE ¦ 3QU LoRE | Red Flag Warning - Catastrophic Fires | 2052 | 1.1997e-07 | 1.1997e-07 | 18552.3348 | 319.4911 | 11216.5626 | 7016.281 | 0 | 0 | 0.00012367 | 0.0022258 | 0 | 0.0022258 | 0.0022258 | 0 | 0.0022258 | 0 | 2.291e-08 | 0 | 0 | 0 | 0 | 2.5787e-06 | 5.1574e-06 | 0 | 5.1574e-06 | [12 empty] | 7.3.3.17.5 (Remote Grid) Updates to grid topology to minimize risk of ignition in HFTDs Remote GridWLDFRVegetation ContactAggregated | WLDFR | HFTD - Distribution - Tier 2 - 2QU CoRE ¦ 3QU LoRE | Non-Red Flag Warning - Catastrophic Fires | Vegetation Contact | Aggregated | 2052 | 5.8151e-07 | 946.5765 | 0.00055045 | 2052 | Mitigation | 0.95 | 45 | 0 | esc | 0.00097009 | 5.6412e-10 | 0.00097009 | 5.6412e-10
[79 empty] | WLDFR | HFTD - Distribution - Tier 3 - 1QU CoRE ¦ 3QU LoRE | Red Flag Warning - Catastrophic Fires | 2053 | 1.1997e-07 | 1.1997e-07 | 19462.1283 | 340.5356 | 11757.1413 | 7364.4514 | 0 | 0 | 0.00012367 | 0.0023349 | 0 | 0.0023349 | 0.0023349 | 0 | 0.0023349 | 0 | 2.3648e-08 | 5.1837e-08 | 0 | 5.1837e-08 | 0 | 2.5787e-06 | 5.1574e-06 | 0 | 5.1574e-06 | [12 empty] | 7.3.3.17.5 (Remote Grid) Updates to grid topology to minimize risk of ignition in HFTDs Remote GridWLDFRVegetation ContactAggregated | WLDFR | HFTD - Distribution - Tier 2 - 2QU CoRE ¦ 3QU LoRE | Non-Red Flag Warning - Catastrophic Fires | Vegetation Contact | Aggregated | 2053 | 5.8151e-07 | 946.5765 | 0.00055045 | 2053 | Mitigation | 0.95 | 45 | 0 | esc | 0.00097009 | 5.6412e-10 | 0.00097009 | 5.6412e-10
[79 empty] | WLDFR | HFTD - Distribution - Tier 3 - 1QU CoRE ¦ 3QU LoRE | Red Flag Warning - Catastrophic Fires | 2054 | 1.1997e-07 | 1.1997e-07 | 19462.1283 | 340.5356 | 11757.1413 | 7364.4514 | 0 | 0 | 0.00012367 | 0.0023349 | 0 | 0.0023349 | 0.0023349 | 0 | 0.0023349 | 0 | 2.3648e-08 | 5.1837e-08 | 0 | 5.1837e-08 | 0 | 2.5787e-06 | 5.1574e-06 | 0 | 5.1574e-06 | [12 empty] | 7.3.3.17.5 (Remote Grid) Updates to grid topology to minimize risk of ignition in HFTDs Remote GridWLDFRVegetation ContactAggregated | WLDFR | HFTD - Distribution - Tier 2 - 2QU CoRE ¦ 3QU LoRE | Non-Red Flag Warning - Catastrophic Fires | Vegetation Contact | Aggregated | 2054 | 5.8151e-07 | 946.5765 | 0.00055045 | 2054 | Mitigation | 0.95 | 45 | 0 | esc | 0.00097009 | 5.6412e-10 | 0.00097009 | 5.6412e-10
[79 empty] | WLDFR | HFTD - Distribution - Tier 3 - 1QU CoRE ¦ 3QU LoRE | Red Flag Warning - Catastrophic Fires | 2055 | 1.1997e-07 | 1.1997e-07 | 19462.1283 | 340.5356 | 11757.1413 | 7364.4514 | 0 | 0 | 0.00012367 | 0.0023349 | 0 | 0.0023349 | 0.0023349 | 0 | 0.0023349 | 0 | 2.3648e-08 | 5.1837e-08 | 0 | 5.1837e-08 | 0 | 2.5787e-06 | 5.1574e-06 | 0 | 5.1574e-06 | [12 empty] | 7.3.3.17.5 (Remote Grid) Updates to grid topology to minimize risk of ignition in HFTDs Remote GridWLDFRVegetation ContactAggregated | WLDFR | HFTD - Distribution - Tier 2 - 2QU CoRE ¦ 3QU LoRE | Non-Red Flag Warning - Catastrophic Fires | Vegetation Contact | Aggregated | 2055 | 5.8151e-07 | 946.5765 | 0.00055045 | 2055 | Mitigation | 0.95 | 45 | 0 | esc | 0.00097009 | 5.6412e-10 | 0.00097009 | 5.6412e-10
[79 empty] | WLDFR | HFTD - Distribution - Tier 3 - 1QU CoRE ¦ 3QU LoRE | Red Flag Warning - Catastrophic Fires | 2056 | 1.1997e-07 | 1.1997e-07 | 19462.1283 | 340.5356 | 11757.1413 | 7364.4514 | 0 | 0 | 0.00012367 | 0.0023349 | 0 | 0.0023349 | 0.0023349 | 0 | 0.0023349 | 0 | 2.3648e-08 | 5.1837e-08 | 0 | 5.1837e-08 | 0 | 2.7003e-06 | 5.4006e-06 | 0 | 5.4006e-06 | [12 empty] | 7.3.3.17.5 (Remote Grid) Updates to grid topology to minimize risk of ignition in HFTDs Remote GridWLDFRVegetation ContactAggregated | WLDFR | HFTD - Distribution - Tier 2 - 2QU CoRE ¦ 3QU LoRE | Non-Red Flag Warning - Catastrophic Fires | Vegetation Contact | Aggregated | 2056 | 5.8151e-07 | 946.5765 | 0.00055045 | 2056 | Mitigation | 0.95 | 45 | 0 | esc | 0.00097009 | 5.6412e-10 | 0.00097009 | 5.6412e-10
[79 empty] | WLDFR | HFTD - Distribution - Tier 3 - 1QU CoRE ¦ 3QU LoRE | Red Flag Warning - Catastrophic Fires | 2057 | 1.1997e-07 | 1.1997e-07 | 19462.1283 | 340.5356 | 11757.1413 | 7364.4514 | 0 | 0 | 0.00012367 | 0.0023349 | 0 | 0.0023349 | 0.0023349 | 0 | 0.0023349 | 0 | 2.3648e-08 | 5.1837e-08 | 0 | 5.1837e-08 | 0 | 2.7003e-06 | 5.4006e-06 | 0 | 5.4006e-06 | [12 empty] | 7.3.3.17.5 (Remote Grid) Updates to grid topology to minimize risk of ignition in HFTDs Remote GridWLDFRVegetation ContactAggregated | WLDFR | HFTD - Distribution - Tier 2 - 2QU CoRE ¦ 3QU LoRE | Non-Red Flag Warning - Catastrophic Fires | Vegetation Contact | Aggregated | 2057 | 5.8151e-07 | 946.5765 | 0.00055045 | 2057 | Mitigation | 0.95 | 45 | 0 | esc | 0.00097009 | 5.6412e-10 | 0.00097009 | 5.6412e-10
[79 empty] | WLDFR | HFTD - Distribution - Tier 3 - 1QU CoRE ¦ 3QU LoRE | Red Flag Warning - Catastrophic Fires | 2058 | 1.1997e-07 | 1.1997e-07 | 20390.4035 | 362.3049 | 12307.8747 | 7720.2238 | 0 | 0 | 0.00012367 | 0.0024463 | 0 | 0.0024463 | 0.0024463 | 0 | 0.0024463 | 0 | 2.4588e-08 | 5.3899e-08 | 0 | 5.3899e-08 | 0 | 2.7003e-06 | 5.4006e-06 | 0 | 5.4006e-06 | [12 empty] | 7.3.3.17.5 (Remote Grid) Updates to grid topology to minimize risk of ignition in HFTDs Remote GridWLDFRVegetation ContactAggregated | WLDFR | HFTD - Distribution - Tier 2 - 2QU CoRE ¦ 3QU LoRE | Non-Red Flag Warning - Catastrophic Fires | Vegetation Contact | Aggregated | 2058 | 5.8151e-07 | 946.5765 | 0.00055045 | 2058 | Mitigation | 0.95 | 45 | 0 | esc | 0.00097009 | 5.6412e-10 | 0.00097009 | 5.6412e-10
[79 empty] | WLDFR | HFTD - Distribution - Tier 3 - 1QU CoRE ¦ 3QU LoRE | Red Flag Warning - Catastrophic Fires | 2059 | 1.1997e-07 | 1.1997e-07 | 20390.4035 | 362.3049 | 12307.8747 | 7720.2238 | 0 | 0 | 0.00012367 | 0.0024463 | 0 | 0.0024463 | 0.0024463 | 0 | 0.0024463 | 0 | 2.4588e-08 | 5.3899e-08 | 0 | 5.3899e-08 | 0 | 2.7003e-06 | 5.4006e-06 | 0 | 5.4006e-06 | [12 empty] | 7.3.3.17.5 (Remote Grid) Updates to grid topology to minimize risk of ignition in HFTDs Remote GridWLDFRVegetation ContactAggregated | WLDFR | HFTD - Distribution - Tier 2 - 2QU CoRE ¦ 3QU LoRE | Non-Red Flag Warning - Catastrophic Fires | Vegetation Contact | Aggregated | 2059 | 5.8151e-07 | 946.5765 | 0.00055045 | 2059 | Mitigation | 0.95 | 45 | 0 | esc | 0.00097009 | 5.6412e-10 | 0.00097009 | 5.6412e-10
[79 empty] | WLDFR | HFTD - Distribution - Tier 3 - 1QU CoRE ¦ 3QU LoRE | Red Flag Warning - Catastrophic Fires | 2060 | 1.1997e-07 | 1.1997e-07 | 20390.4035 | 362.3049 | 12307.8747 | 7720.2238 | 0 | 0 | 0.00012367 | 0.0024463 | 0 | 0.0024463 | 0.0024463 | 0 | 0.0024463 | 0 | 2.4588e-08 | 5.3899e-08 | 0 | 5.3899e-08 | 0 | 2.7003e-06 | 5.4006e-06 | 0 | 5.4006e-06 | [12 empty] | 7.3.3.17.5 (Remote Grid) Updates to grid topology to minimize risk of ignition in HFTDs Remote GridWLDFRVegetation ContactAggregated | WLDFR | HFTD - Distribution - Tier 2 - 2QU CoRE ¦ 3QU LoRE | Non-Red Flag Warning - Catastrophic Fires | Vegetation Contact | Aggregated | 2060 | 5.8151e-07 | 946.5765 | 0.00055045 | 2060 | Mitigation | 0.95 | 45 | 0 | esc | 0.00097009 | 5.6412e-10 | 0.00097009 | 5.6412e-10
[79 empty] | WLDFR | HFTD - Distribution - Tier 3 - 1QU CoRE ¦ 3QU LoRE | Red Flag Warning - Catastrophic Fires | 2061 | 1.1997e-07 | 1.1997e-07 | 20390.4035 | 362.3049 | 12307.8747 | 7720.2238 | 0 | 0 | 0.00012367 | 0.0024463 | 0 | 0.0024463 | 0.0024463 | 0 | 0.0024463 | 0 | 2.4588e-08 | 5.3899e-08 | 0 | 5.3899e-08 | 0 | 2.83e-06 | 5.66e-06 | 0 | 5.66e-06 | [12 empty] | 7.3.3.17.5 (Remote Grid) Updates to grid topology to minimize risk of ignition in HFTDs Remote GridWLDFRVegetation ContactAggregated | WLDFR | HFTD - Distribution - Tier 2 - 2QU CoRE ¦ 3QU LoRE | Non-Red Flag Warning - Catastrophic Fires | Vegetation Contact | Aggregated | 2061 | 5.8151e-07 | 946.5765 | 0.00055045 | 2061 | Mitigation | 0.95 | 45 | 0 | esc | 0.00097009 | 5.6412e-10 | 0.00097009 | 5.6412e-10
[79 empty] | WLDFR | HFTD - Distribution - Tier 3 - 1QU CoRE ¦ 3QU LoRE | Red Flag Warning - Catastrophic Fires | 2062 | 1.1997e-07 | 1.1997e-07 | 20390.4035 | 362.3049 | 12307.8747 | 7720.2238 | 0 | 0 | 0.00012367 | 0.0024463 | 0 | 0.0024463 | 0.0024463 | 0 | 0.0024463 | 0 | 2.4588e-08 | 5.3899e-08 | 0 | 5.3899e-08 | 0 | 2.83e-06 | 5.66e-06 | 0 | 5.66e-06 | [12 empty] | 7.3.3.17.5 (Remote Grid) Updates to grid topology to minimize risk of ignition in HFTDs Remote GridWLDFRVegetation ContactAggregated | WLDFR | HFTD - Distribution - Tier 2 - 2QU CoRE ¦ 3QU LoRE | Non-Red Flag Warning - Catastrophic Fires | Vegetation Contact | Aggregated | 2062 | 5.8151e-07 | 946.5765 | 0.00055045 | 2062 | Mitigation | 0.95 | 45 | 0 | esc | 0.00097009 | 5.6412e-10 | 0.00097009 | 5.6412e-10
[79 empty] | WLDFR | HFTD - Distribution - Tier 3 - 1QU CoRE ¦ 3QU LoRE | Red Flag Warning - Catastrophic Fires | 2063 | 1.1997e-07 | 1.1997e-07 | 21325.9188 | 384.5316 | 12862.0997 | 8079.2876 | 0 | 0 | 0.00012367 | 0.0025585 | 0 | 0.0025585 | 0.0025585 | 0 | 0.0025585 | 0 | 2.5649e-08 | 5.6222e-08 | 0 | 5.6222e-08 | 0 | 2.83e-06 | 5.66e-06 | 0 | 5.66e-06 | [12 empty] | 7.3.3.17.5 (Remote Grid) Updates to grid topology to minimize risk of ignition in HFTDs Remote GridWLDFRVegetation ContactAggregated | WLDFR | HFTD - Distribution - Tier 2 - 2QU CoRE ¦ 3QU LoRE | Non-Red Flag Warning - Catastrophic Fires | Vegetation Contact | Aggregated | 2063 | 5.8151e-07 | 946.5765 | 0.00055045 | 2063 | Mitigation | 0.95 | 45 | 0 | esc | 0.00097009 | 5.6412e-10 | 0.00097009 | 5.6412e-10
[79 empty] | WLDFR | HFTD - Distribution - Tier 3 - 1QU CoRE ¦ 3QU LoRE | Red Flag Warning - Catastrophic Fires | 2064 | 1.1997e-07 | 1.1997e-07 | 21325.9188 | 384.5316 | 12862.0997 | 8079.2876 | 0 | 0 | 0.00012367 | 0.0025585 | 0 | 0.0025585 | 0.0025585 | 0 | 0.0025585 | 0 | 2.5649e-08 | 5.6222e-08 | 0 | 5.6222e-08 | 0 | 2.83e-06 | 5.66e-06 | 0 | 5.66e-06 | [12 empty] | 7.3.3.17.5 (Remote Grid) Updates to grid topology to minimize risk of ignition in HFTDs Remote GridWLDFRVegetation ContactAggregated | WLDFR | HFTD - Distribution - Tier 2 - 2QU CoRE ¦ 3QU LoRE | Non-Red Flag Warning - Catastrophic Fires | Vegetation Contact | Aggregated | 2064 | 5.8151e-07 | 946.5765 | 0.00055045 | 2064 | Mitigation | 0.95 | 45 | 0 | esc | 0.00097009 | 5.6412e-10 | 0.00097009 | 5.6412e-10
[79 empty] | WLDFR | HFTD - Distribution - Tier 3 - 1QU CoRE ¦ 3QU LoRE | Red Flag Warning - Catastrophic Fires | 2065 | 1.1997e-07 | 1.1997e-07 | 21325.9188 | 384.5316 | 12862.0997 | 8079.2876 | 0 | 0 | 0.00012367 | 0.0025585 | 0 | 0.0025585 | 0.0025585 | 0 | 0.0025585 | 0 | 2.5649e-08 | 5.6222e-08 | 0 | 5.6222e-08 | 0 | 0 | 5.66e-06 | 0 | 5.66e-06 | [12 empty] | 7.3.3.17.5 (Remote Grid) Updates to grid topology to minimize risk of ignition in HFTDs Remote GridWLDFRVegetation ContactAggregated | WLDFR | HFTD - Distribution - Tier 2 - 2QU CoRE ¦ 3QU LoRE | Non-Red Flag Warning - Catastrophic Fires | Vegetation Contact | Aggregated | 2065 | 5.8151e-07 | 946.5765 | 0.00055045 | 2065 | Mitigation | 0.95 | 45 | 0 | esc | 0.00097009 | 5.6412e-10 | 0.00097009 | 5.6412e-10
[79 empty] | WLDFR | HFTD - Distribution - Tier 3 - 1QU CoRE ¦ 3QU LoRE | Red Flag Warning - Catastrophic Fires | 2066 | 1.1997e-07 | 1.1997e-07 | 21325.9188 | 384.5316 | 12862.0997 | 8079.2876 | 0 | 0 | 0.00012367 | 0.0025585 | 0 | 0.0025585 | 0.0025585 | 0 | 0.0025585 | 0 | 2.5649e-08 | 5.6222e-08 | 0 | 5.6222e-08 | 0 | 0 | 0 | 0 | 0 | [12 empty] | 7.3.3.17.5 (Remote Grid) Updates to grid topology to minimize risk of ignition in HFTDs Remote GridWLDFRVegetation ContactAggregated | WLDFR | HFTD - Distribution - Tier 2 - 2QU CoRE ¦ 3QU LoRE | Non-Red Flag Warning - Catastrophic Fires | Vegetation Contact | Aggregated | 2066 | 5.8151e-07 | 946.5765 | 0.00055045 | 2066 | Mitigation | 0.95 | 45 | 0 | esc | 0.00097009 | 5.6412e-10 | 0.00097009 | 5.6412e-10
[79 empty] | WLDFR | HFTD - Distribution - Tier 3 - 1QU CoRE ¦ 3QU LoRE | Red Flag Warning - Catastrophic Fires | 2067 | 0 | 1.1997e-07 | 21325.9188 | 384.5316 | 12862.0997 | 8079.2876 | 0 | 0 | 0.00012367 | 0 | 0 | 0 | 0.0025585 | 0 | 0.0025585 | 0 | 2.5649e-08 | 5.6222e-08 | 0 | 5.6222e-08 | 0 | 0 | 0 | 0 | 0 | [12 empty] | 7.3.3.17.5 (Remote Grid) Updates to grid topology to minimize risk of ignition in HFTDs Remote GridWLDFRVegetation ContactAggregated | WLDFR | HFTD - Distribution - Tier 2 - 2QU CoRE ¦ 3QU LoRE | Non-Red Flag Warning - Catastrophic Fires | Vegetation Contact | Aggregated | 2067 | 5.8151e-07 | 946.5765 | 0.00055045 | 2067 | Mitigation | 0.95 | 45 | 0 | esc | 0 | 0 | 0.00097009 | 5.6412e-10
[79 empty] | WLDFR | HFTD - Distribution - Tier 3 - 1QU CoRE ¦ 3QU LoRE | Red Flag Warning - Destructive Fires | 2022 | 1.491e-08 | 0 | 8807.9522 | 222.2294 | 8585.7228 | 0 | 0 | 0 | 1.537e-05 | 0.00013133 | 0 | 0.00013133 | 0 | 0 | 0 | 0 | 2.6817e-08 | 5.8784e-08 | 0 | 5.8784e-08 | 0 | 0.0010674 | 0 | 0 | 0 | [12 empty] | 7.3.3.17.5 (Remote Grid) Updates to grid topology to minimize risk of ignition in HFTDs Remote GridWLDFRWire-to-wire contactAggregated | WLDFR | HFTD - Distribution - Tier 2 - 2QU CoRE ¦ 3QU LoRE | Non-Red Flag Warning - Catastrophic Fires | Wire-to-wire contact | Aggregated | 2022 | 8.2914e-07 | 946.5765 | 0.00078484 | 2022 | Mitigation | 0.95 | 45 | 0 | esc | 0.00097009 | 8.0433e-10 | 0 | 0
[79 empty] | WLDFR | HFTD - Distribution - Tier 3 - 1QU CoRE ¦ 3QU LoRE | Red Flag Warning - Destructive Fires | 2023 | 1.491e-08 | 1.491e-08 | 9129.7461 | 233.2301 | 8896.516 | 0 | 0 | 0 | 1.537e-05 | 0.00013613 | 0 | 0.00013613 | 0.00013613 | 0 | 0.00013613 | 0 | 2.6817e-08 | 5.8784e-08 | 0 | 5.8784e-08 | 0 | 0.0011065 | 0.002213 | 0 | 0.002213 | [12 empty] | 7.3.3.17.5 (Remote Grid) Updates to grid topology to minimize risk of ignition in HFTDs Remote GridWLDFRWire-to-wire contactAggregated | WLDFR | HFTD - Distribution - Tier 2 - 2QU CoRE ¦ 3QU LoRE | Non-Red Flag Warning - Catastrophic Fires | Wire-to-wire contact | Aggregated | 2023 | 8.2914e-07 | 946.5765 | 0.00078484 | 2023 | Mitigation | 0.95 | 45 | 0 | esc | 0.00097009 | 8.0433e-10 | 0.00097009 | 8.0433e-10
[79 empty] | WLDFR | HFTD - Distribution - Tier 3 - 1QU CoRE ¦ 3QU LoRE | Red Flag Warning - Destructive Fires | 2024 | 1.491e-08 | 1.491e-08 | 9129.7461 | 233.2301 | 8896.516 | 0 | 0 | 0 | 1.537e-05 | 0.00013613 | 0 | 0.00013613 | 0.00013613 | 0 | 0.00013613 | 0 | 2.6817e-08 | 5.8784e-08 | 0 | 5.8784e-08 | 0 | 0.0011065 | 0.002213 | 0 | 0.002213 | [12 empty] | 7.3.3.17.5 (Remote Grid) Updates to grid topology to minimize risk of ignition in HFTDs Remote GridWLDFRWire-to-wire contactAggregated | WLDFR | HFTD - Distribution - Tier 2 - 2QU CoRE ¦ 3QU LoRE | Non-Red Flag Warning - Catastrophic Fires | Wire-to-wire contact | Aggregated | 2024 | 8.2914e-07 | 946.5765 | 0.00078484 | 2024 | Mitigation | 0.95 | 45 | 0 | esc | 0.00097009 | 8.0433e-10 | 0.00097009 | 8.0433e-10
[79 empty] | WLDFR | HFTD - Distribution - Tier 3 - 1QU CoRE ¦ 3QU LoRE | Red Flag Warning - Destructive Fires | 2025 | 1.491e-08 | 1.491e-08 | 9129.7461 | 233.2301 | 8896.516 | 0 | 0 | 0 | 1.537e-05 | 0.00013613 | 0 | 0.00013613 | 0.00013613 | 0 | 0.00013613 | 0 | 2.6817e-08 | 5.8784e-08 | 0 | 5.8784e-08 | 0 | 0.0011065 | 0.002213 | 0 | 0.002213 | [12 empty] | 7.3.3.17.5 (Remote Grid) Updates to grid topology to minimize risk of ignition in HFTDs Remote GridWLDFRWire-to-wire contactAggregated | WLDFR | HFTD - Distribution - Tier 2 - 2QU CoRE ¦ 3QU LoRE | Non-Red Flag Warning - Catastrophic Fires | Wire-to-wire contact | Aggregated | 2025 | 8.2914e-07 | 946.5765 | 0.00078484 | 2025 | Mitigation | 0.95 | 45 | 0 | esc | 0.00097009 | 8.0433e-10 | 0.00097009 | 8.0433e-10
[79 empty] | WLDFR | HFTD - Distribution - Tier 3 - 1QU CoRE ¦ 3QU LoRE | Red Flag Warning - Destructive Fires | 2026 | 1.491e-08 | 1.491e-08 | 9129.7461 | 233.2301 | 8896.516 | 0 | 0 | 0 | 1.537e-05 | 0.00013613 | 0 | 0.00013613 | 0.00013613 | 0 | 0.00013613 | 0 | 2.6817e-08 | 5.8784e-08 | 0 | 5.8784e-08 | 0 | 0.0011065 | 0.002213 | 0 | 0.002213 | [12 empty] | 7.3.3.17.5 (Remote Grid) Updates to grid topology to minimize risk of ignition in HFTDs Remote GridWLDFRWire-to-wire contactAggregated | WLDFR | HFTD - Distribution - Tier 2 - 2QU CoRE ¦ 3QU LoRE | Non-Red Flag Warning - Catastrophic Fires | Wire-to-wire contact | Aggregated | 2026 | 8.2914e-07 | 946.5765 | 0.00078484 | 2026 | Mitigation | 0.95 | 45 | 0 | esc | 0.00097009 | 8.0433e-10 | 0.00097009 | 8.0433e-10
[79 empty] | WLDFR | HFTD - Distribution - Tier 3 - 1QU CoRE ¦ 3QU LoRE | Red Flag Warning - Destructive Fires | 2027 | 1.491e-08 | 1.491e-08 | 9129.7461 | 233.2301 | 8896.516 | 0 | 0 | 0 | 1.537e-05 | 0.00013613 | 0 | 0.00013613 | 0.00013613 | 0 | 0.00013613 | 0 | 2.8082e-08 | 6.1557e-08 | 0 | 6.1557e-08 | 0 | 0.0011065 | 0.002213 | 0 | 0.002213 | [12 empty] | 7.3.3.17.5 (Remote Grid) Updates to grid topology to minimize risk of ignition in HFTDs Remote GridWLDFRWire-to-wire contactAggregated | WLDFR | HFTD - Distribution - Tier 2 - 2QU CoRE ¦ 3QU LoRE | Non-Red Flag Warning - Catastrophic Fires | Wire-to-wire contact | Aggregated | 2027 | 8.2914e-07 | 946.5765 | 0.00078484 | 2027 | Mitigation | 0.95 | 45 | 0 | esc | 0.00097009 | 8.0433e-10 | 0.00097009 | 8.0433e-10
[79 empty] | WLDFR | HFTD - Distribution - Tier 3 - 1QU CoRE ¦ 3QU LoRE | Red Flag Warning - Destructive Fires | 2028 | 1.491e-08 | 1.491e-08 | 9534.9221 | 247.273 | 9287.6491 | 0 | 0 | 0 | 1.537e-05 | 0.00014217 | 0 | 0.00014217 | 0.00014217 | 0 | 0.00014217 | 0 | 2.8082e-08 | 6.1557e-08 | 0 | 6.1557e-08 | 0 | 0.0011558 | 0.0023116 | 0 | 0.0023116 | [12 empty] | 7.3.3.17.5 (Remote Grid) Updates to grid topology to minimize risk of ignition in HFTDs Remote GridWLDFRWire-to-wire contactAggregated | WLDFR | HFTD - Distribution - Tier 2 - 2QU CoRE ¦ 3QU LoRE | Non-Red Flag Warning - Catastrophic Fires | Wire-to-wire contact | Aggregated | 2028 | 8.2914e-07 | 946.5765 | 0.00078484 | 2028 | Mitigation | 0.95 | 45 | 0 | esc | 0.00097009 | 8.0433e-10 | 0.00097009 | 8.0433e-10
[79 empty] | WLDFR | HFTD - Distribution - Tier 3 - 1QU CoRE ¦ 3QU LoRE | Red Flag Warning - Destructive Fires | 2029 | 1.491e-08 | 1.491e-08 | 9534.9221 | 247.273 | 9287.6491 | 0 | 0 | 0 | 1.537e-05 | 0.00014217 | 0 | 0.00014217 | 0.00014217 | 0 | 0.00014217 | 0 | 2.8082e-08 | 6.1557e-08 | 0 | 6.1557e-08 | 0 | 0.0011558 | 0.0023116 | 0 | 0.0023116 | [12 empty] | 7.3.3.17.5 (Remote Grid) Updates to grid topology to minimize risk of ignition in HFTDs Remote GridWLDFRWire-to-wire contactAggregated | WLDFR | HFTD - Distribution - Tier 2 - 2QU CoRE ¦ 3QU LoRE | Non-Red Flag Warning - Catastrophic Fires | Wire-to-wire contact | Aggregated | 2029 | 8.2914e-07 | 946.5765 | 0.00078484 | 2029 | Mitigation | 0.95 | 45 | 0 | esc | 0.00097009 | 8.0433e-10 | 0.00097009 | 8.0433e-10
[79 empty] | WLDFR | HFTD - Distribution - Tier 3 - 1QU CoRE ¦ 3QU LoRE | Red Flag Warning - Destructive Fires | 2030 | 1.491e-08 | 1.491e-08 | 9534.9221 | 247.273 | 9287.6491 | 0 | 0 | 0 | 1.537e-05 | 0.00014217 | 0 | 0.00014217 | 0.00014217 | 0 | 0.00014217 | 0 | 2.8082e-08 | 6.1557e-08 | 0 | 6.1557e-08 | 0 | 0.0011558 | 0.0023116 | 0 | 0.0023116 | [12 empty] | 7.3.3.17.5 (Remote Grid) Updates to grid topology to minimize risk of ignition in HFTDs Remote GridWLDFRWire-to-wire contactAggregated | WLDFR | HFTD - Distribution - Tier 2 - 2QU CoRE ¦ 3QU LoRE | Non-Red Flag Warning - Catastrophic Fires | Wire-to-wire contact | Aggregated | 2030 | 8.2914e-07 | 946.5765 | 0.00078484 | 2030 | Mitigation | 0.95 | 45 | 0 | esc | 0.00097009 | 8.0433e-10 | 0.00097009 | 8.0433e-10
[79 empty] | WLDFR | HFTD - Distribution - Tier 3 - 1QU CoRE ¦ 3QU LoRE | Red Flag Warning - Destructive Fires | 2031 | 1.491e-08 | 1.491e-08 | 9534.9221 | 247.273 | 9287.6491 | 0 | 0 | 0 | 1.537e-05 | 0.00014217 | 0 | 0.00014217 | 0.00014217 | 0 | 0.00014217 | 0 | 2.8082e-08 | 6.1557e-08 | 0 | 6.1557e-08 | 0 | 0.0011558 | 0.0023116 | 0 | 0.0023116 | [12 empty] | 7.3.3.17.5 (Remote Grid) Updates to grid topology to minimize risk of ignition in HFTDs Remote GridWLDFRWire-to-wire contactAggregated | WLDFR | HFTD - Distribution - Tier 2 - 2QU CoRE ¦ 3QU LoRE | Non-Red Flag Warning - Catastrophic Fires | Wire-to-wire contact | Aggregated | 2031 | 8.2914e-07 | 946.5765 | 0.00078484 | 2031 | Mitigation | 0.95 | 45 | 0 | esc | 0.00097009 | 8.0433e-10 | 0.00097009 | 8.0433e-10
[79 empty] | WLDFR | HFTD - Distribution - Tier 3 - 1QU CoRE ¦ 3QU LoRE | Red Flag Warning - Destructive Fires | 2032 | 1.491e-08 | 1.491e-08 | 9534.9221 | 247.273 | 9287.6491 | 0 | 0 | 0 | 1.537e-05 | 0.00014217 | 0 | 0.00014217 | 0.00014217 | 0 | 0.00014217 | 0 | 2.9431e-08 | 6.4513e-08 | 0 | 6.4513e-08 | 0 | 0.0011558 | 0.0023116 | 0 | 0.0023116 | [12 empty] | 7.3.3.17.5 (Remote Grid) Updates to grid topology to minimize risk of ignition in HFTDs Remote GridWLDFRWire-to-wire contactAggregated | WLDFR | HFTD - Distribution - Tier 2 - 2QU CoRE ¦ 3QU LoRE | Non-Red Flag Warning - Catastrophic Fires | Wire-to-wire contact | Aggregated | 2032 | 8.2914e-07 | 946.5765 | 0.00078484 | 2032 | Mitigation | 0.95 | 45 | 0 | esc | 0.00097009 | 8.0433e-10 | 0.00097009 | 8.0433e-10
[79 empty] | WLDFR | HFTD - Distribution - Tier 3 - 1QU CoRE ¦ 3QU LoRE | Red Flag Warning - Destructive Fires | 2033 | 1.491e-08 | 1.491e-08 | 9984.8474 | 263.1074 | 9721.74 | 0 | 0 | 0 | 1.537e-05 | 0.00014888 | 0 | 0.00014888 | 0.00014888 | 0 | 0.00014888 | 0 | 2.9431e-08 | 6.4513e-08 | 0 | 6.4513e-08 | 0 | 0.0012106 | 0.0024212 | 0 | 0.0024212 | [12 empty] | 7.3.3.17.5 (Remote Grid) Updates to grid topology to minimize risk of ignition in HFTDs Remote GridWLDFRWire-to-wire contactAggregated | WLDFR | HFTD - Distribution - Tier 2 - 2QU CoRE ¦ 3QU LoRE | Non-Red Flag Warning - Catastrophic Fires | Wire-to-wire contact | Aggregated | 2033 | 8.2914e-07 | 946.5765 | 0.00078484 | 2033 | Mitigation | 0.95 | 45 | 0 | esc | 0.00097009 | 8.0433e-10 | 0.00097009 | 8.0433e-10
[79 empty] | WLDFR | HFTD - Distribution - Tier 3 - 1QU CoRE ¦ 3QU LoRE | Red Flag Warning - Destructive Fires | 2034 | 1.491e-08 | 1.491e-08 | 9984.8474 | 263.1074 | 9721.74 | 0 | 0 | 0 | 1.537e-05 | 0.00014888 | 0 | 0.00014888 | 0.00014888 | 0 | 0.00014888 | 0 | 2.9431e-08 | 6.4513e-08 | 0 | 6.4513e-08 | 0 | 0.0012106 | 0.0024212 | 0 | 0.0024212 | [12 empty] | 7.3.3.17.5 (Remote Grid) Updates to grid topology to minimize risk of ignition in HFTDs Remote GridWLDFRWire-to-wire contactAggregated | WLDFR | HFTD - Distribution - Tier 2 - 2QU CoRE ¦ 3QU LoRE | Non-Red Flag Warning - Catastrophic Fires | Wire-to-wire contact | Aggregated | 2034 | 8.2914e-07 | 946.5765 | 0.00078484 | 2034 | Mitigation | 0.95 | 45 | 0 | esc | 0.00097009 | 8.0433e-10 | 0.00097009 | 8.0433e-10
[79 empty] | WLDFR | HFTD - Distribution - Tier 3 - 1QU CoRE ¦ 3QU LoRE | Red Flag Warning - Destructive Fires | 2035 | 1.491e-08 | 1.491e-08 | 9984.8474 | 263.1074 | 9721.74 | 0 | 0 | 0 | 1.537e-05 | 0.00014888 | 0 | 0.00014888 | 0.00014888 | 0 | 0.00014888 | 0 | 2.9431e-08 | 6.4513e-08 | 0 | 6.4513e-08 | 0 | 0.0012106 | 0.0024212 | 0 | 0.0024212 | [12 empty] | 7.3.3.17.5 (Remote Grid) Updates to grid topology to minimize risk of ignition in HFTDs Remote GridWLDFRWire-to-wire contactAggregated | WLDFR | HFTD - Distribution - Tier 2 - 2QU CoRE ¦ 3QU LoRE | Non-Red Flag Warning - Catastrophic Fires | Wire-to-wire contact | Aggregated | 2035 | 8.2914e-07 | 946.5765 | 0.00078484 | 2035 | Mitigation | 0.95 | 45 | 0 | esc | 0.00097009 | 8.0433e-10 | 0.00097009 | 8.0433e-10
[79 empty] | WLDFR | HFTD - Distribution - Tier 3 - 1QU CoRE ¦ 3QU LoRE | Red Flag Warning - Destructive Fires | 2036 | 1.491e-08 | 1.491e-08 | 9984.8474 | 263.1074 | 9721.74 | 0 | 0 | 0 | 1.537e-05 | 0.00014888 | 0 | 0.00014888 | 0.00014888 | 0 | 0.00014888 | 0 | 2.9431e-08 | 6.4513e-08 | 0 | 6.4513e-08 | 0 | 0.0012106 | 0.0024212 | 0 | 0.0024212 | [12 empty] | 7.3.3.17.5 (Remote Grid) Updates to grid topology to minimize risk of ignition in HFTDs Remote GridWLDFRWire-to-wire contactAggregated | WLDFR | HFTD - Distribution - Tier 2 - 2QU CoRE ¦ 3QU LoRE | Non-Red Flag Warning - Catastrophic Fires | Wire-to-wire contact | Aggregated | 2036 | 8.2914e-07 | 946.5765 | 0.00078484 | 2036 | Mitigation | 0.95 | 45 | 0 | esc | 0.00097009 | 8.0433e-10 | 0.00097009 | 8.0433e-10
[79 empty] | WLDFR | HFTD - Distribution - Tier 3 - 1QU CoRE ¦ 3QU LoRE | Red Flag Warning - Destructive Fires | 2037 | 1.491e-08 | 1.491e-08 | 9984.8474 | 263.1074 | 9721.74 | 0 | 0 | 0 | 1.537e-05 | 0.00014888 | 0 | 0.00014888 | 0.00014888 | 0 | 0.00014888 | 0 | 3.0849e-08 | 6.7622e-08 | 0 | 6.7622e-08 | 0 | 0.0012106 | 0.0024212 | 0 | 0.0024212 | [12 empty] | 7.3.3.17.5 (Remote Grid) Updates to grid topology to minimize risk of ignition in HFTDs Remote GridWLDFRWire-to-wire contactAggregated | WLDFR | HFTD - Distribution - Tier 2 - 2QU CoRE ¦ 3QU LoRE | Non-Red Flag Warning - Catastrophic Fires | Wire-to-wire contact | Aggregated | 2037 | 8.2914e-07 | 946.5765 | 0.00078484 | 2037 | Mitigation | 0.95 | 45 | 0 | esc | 0.00097009 | 8.0433e-10 | 0.00097009 | 8.0433e-10
[79 empty] | WLDFR | HFTD - Distribution - Tier 3 - 1QU CoRE ¦ 3QU LoRE | Red Flag Warning - Destructive Fires | 2038 | 1.491e-08 | 1.491e-08 | 10472.8261 | 280.5544 | 10192.2718 | 0 | 0 | 0 | 1.537e-05 | 0.00015615 | 0 | 0.00015615 | 0.00015615 | 0 | 0.00015615 | 0 | 3.0849e-08 | 6.7622e-08 | 0 | 6.7622e-08 | 0 | 0.0012701 | 0.0025402 | 0 | 0.0025402 | [12 empty] | 7.3.3.17.5 (Remote Grid) Updates to grid topology to minimize risk of ignition in HFTDs Remote GridWLDFRWire-to-wire contactAggregated | WLDFR | HFTD - Distribution - Tier 2 - 2QU CoRE ¦ 3QU LoRE | Non-Red Flag Warning - Catastrophic Fires | Wire-to-wire contact | Aggregated | 2038 | 8.2914e-07 | 946.5765 | 0.00078484 | 2038 | Mitigation | 0.95 | 45 | 0 | esc | 0.00097009 | 8.0433e-10 | 0.00097009 | 8.0433e-10
[79 empty] | WLDFR | HFTD - Distribution - Tier 3 - 1QU CoRE ¦ 3QU LoRE | Red Flag Warning - Destructive Fires | 2039 | 1.491e-08 | 1.491e-08 | 10472.8261 | 280.5544 | 10192.2718 | 0 | 0 | 0 | 1.537e-05 | 0.00015615 | 0 | 0.00015615 | 0.00015615 | 0 | 0.00015615 | 0 | 3.0849e-08 | 6.7622e-08 | 0 | 6.7622e-08 | 0 | 0.0012701 | 0.0025402 | 0 | 0.0025402 | [12 empty] | 7.3.3.17.5 (Remote Grid) Updates to grid topology to minimize risk of ignition in HFTDs Remote GridWLDFRWire-to-wire contactAggregated | WLDFR | HFTD - Distribution - Tier 2 - 2QU CoRE ¦ 3QU LoRE | Non-Red Flag Warning - Catastrophic Fires | Wire-to-wire contact | Aggregated | 2039 | 8.2914e-07 | 946.5765 | 0.00078484 | 2039 | Mitigation | 0.95 | 45 | 0 | esc | 0.00097009 | 8.0433e-10 | 0.00097009 | 8.0433e-10
[79 empty] | WLDFR | HFTD - Distribution - Tier 3 - 1QU CoRE ¦ 3QU LoRE | Red Flag Warning - Destructive Fires | 2040 | 1.491e-08 | 1.491e-08 | 10472.8261 | 280.5544 | 10192.2718 | 0 | 0 | 0 | 1.537e-05 | 0.00015615 | 0 | 0.00015615 | 0.00015615 | 0 | 0.00015615 | 0 | 3.0849e-08 | 6.7622e-08 | 0 | 6.7622e-08 | 0 | 0.0012701 | 0.0025402 | 0 | 0.0025402 | [12 empty] | 7.3.3.17.5 (Remote Grid) Updates to grid topology to minimize risk of ignition in HFTDs Remote GridWLDFRWire-to-wire contactAggregated | WLDFR | HFTD - Distribution - Tier 2 - 2QU CoRE ¦ 3QU LoRE | Non-Red Flag Warning - Catastrophic Fires | Wire-to-wire contact | Aggregated | 2040 | 8.2914e-07 | 946.5765 | 0.00078484 | 2040 | Mitigation | 0.95 | 45 | 0 | esc | 0.00097009 | 8.0433e-10 | 0.00097009 | 8.0433e-10
[79 empty] | WLDFR | HFTD - Distribution - Tier 3 - 1QU CoRE ¦ 3QU LoRE | Red Flag Warning - Destructive Fires | 2041 | 1.491e-08 | 1.491e-08 | 10472.8261 | 280.5544 | 10192.2718 | 0 | 0 | 0 | 1.537e-05 | 0.00015615 | 0 | 0.00015615 | 0.00015615 | 0 | 0.00015615 | 0 | 3.0849e-08 | 6.7622e-08 | 0 | 6.7622e-08 | 0 | 0.0012701 | 0.0025402 | 0 | 0.0025402 | [12 empty] | 7.3.3.17.5 (Remote Grid) Updates to grid topology to minimize risk of ignition in HFTDs Remote GridWLDFRWire-to-wire contactAggregated | WLDFR | HFTD - Distribution - Tier 2 - 2QU CoRE ¦ 3QU LoRE | Non-Red Flag Warning - Catastrophic Fires | Wire-to-wire contact | Aggregated | 2041 | 8.2914e-07 | 946.5765 | 0.00078484 | 2041 | Mitigation | 0.95 | 45 | 0 | esc | 0.00097009 | 8.0433e-10 | 0.00097009 | 8.0433e-10
[79 empty] | WLDFR | HFTD - Distribution - Tier 3 - 1QU CoRE ¦ 3QU LoRE | Red Flag Warning - Destructive Fires | 2042 | 1.491e-08 | 1.491e-08 | 10472.8261 | 280.5544 | 10192.2718 | 0 | 0 | 0 | 1.537e-05 | 0.00015615 | 0 | 0.00015615 | 0.00015615 | 0 | 0.00015615 | 0 | 3.2322e-08 | 7.0851e-08 | 0 | 7.0851e-08 | 0 | 0.0012701 | 0.0025402 | 0 | 0.0025402 | [12 empty] | 7.3.3.17.5 (Remote Grid) Updates to grid topology to minimize risk of ignition in HFTDs Remote GridWLDFRWire-to-wire contactAggregated | WLDFR | HFTD - Distribution - Tier 2 - 2QU CoRE ¦ 3QU LoRE | Non-Red Flag Warning - Catastrophic Fires | Wire-to-wire contact | Aggregated | 2042 | 8.2914e-07 | 946.5765 | 0.00078484 | 2042 | Mitigation | 0.95 | 45 | 0 | esc | 0.00097009 | 8.0433e-10 | 0.00097009 | 8.0433e-10
[79 empty] | WLDFR | HFTD - Distribution - Tier 3 - 1QU CoRE ¦ 3QU LoRE | Red Flag Warning - Destructive Fires | 2043 | 1.491e-08 | 1.491e-08 | 10992.1562 | 299.42 | 10692.7362 | 0 | 0 | 0 | 1.537e-05 | 0.0001639 | 0 | 0.0001639 | 0.0001639 | 0 | 0.0001639 | 0 | 3.2322e-08 | 7.0851e-08 | 0 | 7.0851e-08 | 0 | 0.0013334 | 0.0026669 | 0 | 0.0026669 | [12 empty] | 7.3.3.17.5 (Remote Grid) Updates to grid topology to minimize risk of ignition in HFTDs Remote GridWLDFRWire-to-wire contactAggregated | WLDFR | HFTD - Distribution - Tier 2 - 2QU CoRE ¦ 3QU LoRE | Non-Red Flag Warning - Catastrophic Fires | Wire-to-wire contact | Aggregated | 2043 | 8.2914e-07 | 946.5765 | 0.00078484 | 2043 | Mitigation | 0.95 | 45 | 0 | esc | 0.00097009 | 8.0433e-10 | 0.00097009 | 8.0433e-10
[79 empty] | WLDFR | HFTD - Distribution - Tier 3 - 1QU CoRE ¦ 3QU LoRE | Red Flag Warning - Destructive Fires | 2044 | 1.491e-08 | 1.491e-08 | 10992.1562 | 299.42 | 10692.7362 | 0 | 0 | 0 | 1.537e-05 | 0.0001639 | 0 | 0.0001639 | 0.0001639 | 0 | 0.0001639 | 0 | 3.2322e-08 | 7.0851e-08 | 0 | 7.0851e-08 | 0 | 0.0013334 | 0.0026669 | 0 | 0.0026669 | [12 empty] | 7.3.3.17.5 (Remote Grid) Updates to grid topology to minimize risk of ignition in HFTDs Remote GridWLDFRWire-to-wire contactAggregated | WLDFR | HFTD - Distribution - Tier 2 - 2QU CoRE ¦ 3QU LoRE | Non-Red Flag Warning - Catastrophic Fires | Wire-to-wire contact | Aggregated | 2044 | 8.2914e-07 | 946.5765 | 0.00078484 | 2044 | Mitigation | 0.95 | 45 | 0 | esc | 0.00097009 | 8.0433e-10 | 0.00097009 | 8.0433e-10
[79 empty] | WLDFR | HFTD - Distribution - Tier 3 - 1QU CoRE ¦ 3QU LoRE | Red Flag Warning - Destructive Fires | 2045 | 1.491e-08 | 1.491e-08 | 10992.1562 | 299.42 | 10692.7362 | 0 | 0 | 0 | 1.537e-05 | 0.0001639 | 0 | 0.0001639 | 0.0001639 | 0 | 0.0001639 | 0 | 3.2322e-08 | 7.0851e-08 | 0 | 7.0851e-08 | 0 | 0.0013334 | 0.0026669 | 0 | 0.0026669 | [12 empty] | 7.3.3.17.5 (Remote Grid) Updates to grid topology to minimize risk of ignition in HFTDs Remote GridWLDFRWire-to-wire contactAggregated | WLDFR | HFTD - Distribution - Tier 2 - 2QU CoRE ¦ 3QU LoRE | Non-Red Flag Warning - Catastrophic Fires | Wire-to-wire contact | Aggregated | 2045 | 8.2914e-07 | 946.5765 | 0.00078484 | 2045 | Mitigation | 0.95 | 45 | 0 | esc | 0.00097009 | 8.0433e-10 | 0.00097009 | 8.0433e-10
[79 empty] | WLDFR | HFTD - Distribution - Tier 3 - 1QU CoRE ¦ 3QU LoRE | Red Flag Warning - Destructive Fires | 2046 | 1.491e-08 | 1.491e-08 | 10992.1562 | 299.42 | 10692.7362 | 0 | 0 | 0 | 1.537e-05 | 0.0001639 | 0 | 0.0001639 | 0.0001639 | 0 | 0.0001639 | 0 | 3.2322e-08 | 7.0851e-08 | 0 | 7.0851e-08 | 0 | 0.0013334 | 0.0026669 | 0 | 0.0026669 | [12 empty] | 7.3.3.17.5 (Remote Grid) Updates to grid topology to minimize risk of ignition in HFTDs Remote GridWLDFRWire-to-wire contactAggregated | WLDFR | HFTD - Distribution - Tier 2 - 2QU CoRE ¦ 3QU LoRE | Non-Red Flag Warning - Catastrophic Fires | Wire-to-wire contact | Aggregated | 2046 | 8.2914e-07 | 946.5765 | 0.00078484 | 2046 | Mitigation | 0.95 | 45 | 0 | esc | 0.00097009 | 8.0433e-10 | 0.00097009 | 8.0433e-10
[79 empty] | WLDFR | HFTD - Distribution - Tier 3 - 1QU CoRE ¦ 3QU LoRE | Red Flag Warning - Destructive Fires | 2047 | 1.491e-08 | 1.491e-08 | 10992.1562 | 299.42 | 10692.7362 | 0 | 0 | 0 | 1.537e-05 | 0.0001639 | 0 | 0.0001639 | 0.0001639 | 0 | 0.0001639 | 0 | 3.3833e-08 | 7.4162e-08 | 0 | 7.4162e-08 | 0 | 0.0013334 | 0.0026669 | 0 | 0.0026669 | [12 empty] | 7.3.3.17.5 (Remote Grid) Updates to grid topology to minimize risk of ignition in HFTDs Remote GridWLDFRWire-to-wire contactAggregated | WLDFR | HFTD - Distribution - Tier 2 - 2QU CoRE ¦ 3QU LoRE | Non-Red Flag Warning - Catastrophic Fires | Wire-to-wire contact | Aggregated | 2047 | 8.2914e-07 | 946.5765 | 0.00078484 | 2047 | Mitigation | 0.95 | 45 | 0 | esc | 0.00097009 | 8.0433e-10 | 0.00097009 | 8.0433e-10
[79 empty] | WLDFR | HFTD - Distribution - Tier 3 - 1QU CoRE ¦ 3QU LoRE | Red Flag Warning - Destructive Fires | 2048 | 1.491e-08 | 1.491e-08 | 11536.0538 | 319.4911 | 11216.5626 | 0 | 0 | 0 | 1.537e-05 | 0.00017201 | 0 | 0.00017201 | 0.00017201 | 0 | 0.00017201 | 0 | 3.3833e-08 | 7.4162e-08 | 0 | 7.4162e-08 | 0 | 0.0013999 | 0.0027997 | 0 | 0.0027997 | [12 empty] | 7.3.3.17.5 (Remote Grid) Updates to grid topology to minimize risk of ignition in HFTDs Remote GridWLDFRWire-to-wire contactAggregated | WLDFR | HFTD - Distribution - Tier 2 - 2QU CoRE ¦ 3QU LoRE | Non-Red Flag Warning - Catastrophic Fires | Wire-to-wire contact | Aggregated | 2048 | 8.2914e-07 | 946.5765 | 0.00078484 | 2048 | Mitigation | 0.95 | 45 | 0 | esc | 0.00097009 | 8.0433e-10 | 0.00097009 | 8.0433e-10
[79 empty] | WLDFR | HFTD - Distribution - Tier 3 - 1QU CoRE ¦ 3QU LoRE | Red Flag Warning - Destructive Fires | 2049 | 1.491e-08 | 1.491e-08 | 11536.0538 | 319.4911 | 11216.5626 | 0 | 0 | 0 | 1.537e-05 | 0.00017201 | 0 | 0.00017201 | 0.00017201 | 0 | 0.00017201 | 0 | 3.3833e-08 | 7.4162e-08 | 0 | 7.4162e-08 | 0 | 0.0013999 | 0.0027997 | 0 | 0.0027997 | [12 empty] | 7.3.3.17.5 (Remote Grid) Updates to grid topology to minimize risk of ignition in HFTDs Remote GridWLDFRWire-to-wire contactAggregated | WLDFR | HFTD - Distribution - Tier 2 - 2QU CoRE ¦ 3QU LoRE | Non-Red Flag Warning - Catastrophic Fires | Wire-to-wire contact | Aggregated | 2049 | 8.2914e-07 | 946.5765 | 0.00078484 | 2049 | Mitigation | 0.95 | 45 | 0 | esc | 0.00097009 | 8.0433e-10 | 0.00097009 | 8.0433e-10
[79 empty] | WLDFR | HFTD - Distribution - Tier 3 - 1QU CoRE ¦ 3QU LoRE | Red Flag Warning - Destructive Fires | 2050 | 1.491e-08 | 1.491e-08 | 11536.0538 | 319.4911 | 11216.5626 | 0 | 0 | 0 | 1.537e-05 | 0.00017201 | 0 | 0.00017201 | 0.00017201 | 0 | 0.00017201 | 0 | 3.3833e-08 | 7.4162e-08 | 0 | 7.4162e-08 | 0 | 0.0013999 | 0.0027997 | 0 | 0.0027997 | [12 empty] | 7.3.3.17.5 (Remote Grid) Updates to grid topology to minimize risk of ignition in HFTDs Remote GridWLDFRWire-to-wire contactAggregated | WLDFR | HFTD - Distribution - Tier 2 - 2QU CoRE ¦ 3QU LoRE | Non-Red Flag Warning - Catastrophic Fires | Wire-to-wire contact | Aggregated | 2050 | 8.2914e-07 | 946.5765 | 0.00078484 | 2050 | Mitigation | 0.95 | 45 | 0 | esc | 0.00097009 | 8.0433e-10 | 0.00097009 | 8.0433e-10
[79 empty] | WLDFR | HFTD - Distribution - Tier 3 - 1QU CoRE ¦ 3QU LoRE | Red Flag Warning - Destructive Fires | 2051 | 1.491e-08 | 1.491e-08 | 11536.0538 | 319.4911 | 11216.5626 | 0 | 0 | 0 | 1.537e-05 | 0.00017201 | 0 | 0.00017201 | 0.00017201 | 0 | 0.00017201 | 0 | 3.3833e-08 | 7.4162e-08 | 0 | 7.4162e-08 | 0 | 0.0013999 | 0.0027997 | 0 | 0.0027997 | [12 empty] | 7.3.3.17.5 (Remote Grid) Updates to grid topology to minimize risk of ignition in HFTDs Remote GridWLDFRWire-to-wire contactAggregated | WLDFR | HFTD - Distribution - Tier 2 - 2QU CoRE ¦ 3QU LoRE | Non-Red Flag Warning - Catastrophic Fires | Wire-to-wire contact | Aggregated | 2051 | 8.2914e-07 | 946.5765 | 0.00078484 | 2051 | Mitigation | 0.95 | 45 | 0 | esc | 0.00097009 | 8.0433e-10 | 0.00097009 | 8.0433e-10
[79 empty] | WLDFR | HFTD - Distribution - Tier 3 - 1QU CoRE ¦ 3QU LoRE | Red Flag Warning - Destructive Fires | 2052 | 1.491e-08 | 1.491e-08 | 11536.0538 | 319.4911 | 11216.5626 | 0 | 0 | 0 | 1.537e-05 | 0.00017201 | 0 | 0.00017201 | 0.00017201 | 0 | 0.00017201 | 0 | 3.5363e-08 | 7.7516e-08 | 0 | 7.7516e-08 | 0 | 0 | 0.0027997 | 0 | 0.0027997 | [12 empty] | 7.3.3.17.5 (Remote Grid) Updates to grid topology to minimize risk of ignition in HFTDs Remote GridWLDFRWire-to-wire contactAggregated | WLDFR | HFTD - Distribution - Tier 2 - 2QU CoRE ¦ 3QU LoRE | Non-Red Flag Warning - Catastrophic Fires | Wire-to-wire contact | Aggregated | 2052 | 8.2914e-07 | 946.5765 | 0.00078484 | 2052 | Mitigation | 0.95 | 45 | 0 | esc | 0.00097009 | 8.0433e-10 | 0.00097009 | 8.0433e-10
[79 empty] | WLDFR | HFTD - Distribution - Tier 3 - 1QU CoRE ¦ 3QU LoRE | Red Flag Warning - Destructive Fires | 2053 | 1.491e-08 | 1.491e-08 | 12097.6769 | 340.5356 | 11757.1413 | 0 | 0 | 0 | 1.537e-05 | 0.00018038 | 0 | 0.00018038 | 0.00018038 | 0 | 0.00018038 | 0 | 3.5363e-08 | 7.7516e-08 | 0 | 7.7516e-08 | 0 | 0 | 0 | 0 | 0 | [12 empty] | 7.3.3.17.5 (Remote Grid) Updates to grid topology to minimize risk of ignition in HFTDs Remote GridWLDFRWire-to-wire contactAggregated | WLDFR | HFTD - Distribution - Tier 2 - 2QU CoRE ¦ 3QU LoRE | Non-Red Flag Warning - Catastrophic Fires | Wire-to-wire contact | Aggregated | 2053 | 8.2914e-07 | 946.5765 | 0.00078484 | 2053 | Mitigation | 0.95 | 45 | 0 | esc | 0.00097009 | 8.0433e-10 | 0.00097009 | 8.0433e-10
[79 empty] | WLDFR | HFTD - Distribution - Tier 3 - 1QU CoRE ¦ 3QU LoRE | Red Flag Warning - Destructive Fires | 2054 | 1.491e-08 | 1.491e-08 | 12097.6769 | 340.5356 | 11757.1413 | 0 | 0 | 0 | 1.537e-05 | 0.00018038 | 0 | 0.00018038 | 0.00018038 | 0 | 0.00018038 | 0 | 3.5363e-08 | 7.7516e-08 | 0 | 7.7516e-08 | 0 | 0 | 0 | 0 | 0 | [12 empty] | 7.3.3.17.5 (Remote Grid) Updates to grid topology to minimize risk of ignition in HFTDs Remote GridWLDFRWire-to-wire contactAggregated | WLDFR | HFTD - Distribution - Tier 2 - 2QU CoRE ¦ 3QU LoRE | Non-Red Flag Warning - Catastrophic Fires | Wire-to-wire contact | Aggregated | 2054 | 8.2914e-07 | 946.5765 | 0.00078484 | 2054 | Mitigation | 0.95 | 45 | 0 | esc | 0.00097009 | 8.0433e-10 | 0.00097009 | 8.0433e-10
[79 empty] | WLDFR | HFTD - Distribution - Tier 3 - 1QU CoRE ¦ 3QU LoRE | Red Flag Warning - Destructive Fires | 2055 | 1.491e-08 | 1.491e-08 | 12097.6769 | 340.5356 | 11757.1413 | 0 | 0 | 0 | 1.537e-05 | 0.00018038 | 0 | 0.00018038 | 0.00018038 | 0 | 0.00018038 | 0 | 0 | 7.7516e-08 | 0 | 7.7516e-08 | 0 | 0.00012218 | 0 | 0 | 0 | [12 empty] | 7.3.3.17.5 (Remote Grid) Updates to grid topology to minimize risk of ignition in HFTDs Remote GridWLDFRWire-to-wire contactAggregated | WLDFR | HFTD - Distribution - Tier 2 - 2QU CoRE ¦ 3QU LoRE | Non-Red Flag Warning - Catastrophic Fires | Wire-to-wire contact | Aggregated | 2055 | 8.2914e-07 | 946.5765 | 0.00078484 | 2055 | Mitigation | 0.95 | 45 | 0 | esc | 0.00097009 | 8.0433e-10 | 0.00097009 | 8.0433e-10
[79 empty] | WLDFR | HFTD - Distribution - Tier 3 - 1QU CoRE ¦ 3QU LoRE | Red Flag Warning - Destructive Fires | 2056 | 1.491e-08 | 1.491e-08 | 12097.6769 | 340.5356 | 11757.1413 | 0 | 0 | 0 | 1.537e-05 | 0.00018038 | 0 | 0.00018038 | 0.00018038 | 0 | 0.00018038 | 0 | 0 | 0 | 0 | 0 | 0 | 0.00012664 | 0.00025329 | 0 | 0.00025329 | [12 empty] | 7.3.3.17.5 (Remote Grid) Updates to grid topology to minimize risk of ignition in HFTDs Remote GridWLDFRWire-to-wire contactAggregated | WLDFR | HFTD - Distribution - Tier 2 - 2QU CoRE ¦ 3QU LoRE | Non-Red Flag Warning - Catastrophic Fires | Wire-to-wire contact | Aggregated | 2056 | 8.2914e-07 | 946.5765 | 0.00078484 | 2056 | Mitigation | 0.95 | 45 | 0 | esc | 0.00097009 | 8.0433e-10 | 0.00097009 | 8.0433e-10
[79 empty] | WLDFR | HFTD - Distribution - Tier 3 - 1QU CoRE ¦ 3QU LoRE | Red Flag Warning - Destructive Fires | 2057 | 1.491e-08 | 1.491e-08 | 12097.6769 | 340.5356 | 11757.1413 | 0 | 0 | 0 | 1.537e-05 | 0.00018038 | 0 | 0.00018038 | 0.00018038 | 0 | 0.00018038 | 0 | 0.0050686 | 0 | 0 | 0 | 0 | 0.00012664 | 0.00025329 | 0 | 0.00025329 | [12 empty] | 7.3.3.17.5 (Remote Grid) Updates to grid topology to minimize risk of ignition in HFTDs Remote GridWLDFRWire-to-wire contactAggregated | WLDFR | HFTD - Distribution - Tier 2 - 2QU CoRE ¦ 3QU LoRE | Non-Red Flag Warning - Catastrophic Fires | Wire-to-wire contact | Aggregated | 2057 | 8.2914e-07 | 946.5765 | 0.00078484 | 2057 | Mitigation | 0.95 | 45 | 0 | esc | 0.00097009 | 8.0433e-10 | 0.00097009 | 8.0433e-10
[79 empty] | WLDFR | HFTD - Distribution - Tier 3 - 1QU CoRE ¦ 3QU LoRE | Red Flag Warning - Destructive Fires | 2058 | 1.491e-08 | 1.491e-08 | 12670.1796 | 362.3049 | 12307.8747 | 0 | 0 | 0 | 1.537e-05 | 0.00018892 | 0 | 0.00018892 | 0.00018892 | 0 | 0.00018892 | 0 | 0.0052543 | 0.011518 | 0 | 0.011518 | 0 | 0.00012664 | 0.00025329 | 0 | 0.00025329 | [12 empty] | 7.3.3.17.5 (Remote Grid) Updates to grid topology to minimize risk of ignition in HFTDs Remote GridWLDFRWire-to-wire contactAggregated | WLDFR | HFTD - Distribution - Tier 2 - 2QU CoRE ¦ 3QU LoRE | Non-Red Flag Warning - Catastrophic Fires | Wire-to-wire contact | Aggregated | 2058 | 8.2914e-07 | 946.5765 | 0.00078484 | 2058 | Mitigation | 0.95 | 45 | 0 | esc | 0.00097009 | 8.0433e-10 | 0.00097009 | 8.0433e-10
[79 empty] | WLDFR | HFTD - Distribution - Tier 3 - 1QU CoRE ¦ 3QU LoRE | Red Flag Warning - Destructive Fires | 2059 | 1.491e-08 | 1.491e-08 | 12670.1796 | 362.3049 | 12307.8747 | 0 | 0 | 0 | 1.537e-05 | 0.00018892 | 0 | 0.00018892 | 0.00018892 | 0 | 0.00018892 | 0 | 0.0052543 | 0.011518 | 0 | 0.011518 | 0 | 0.00012664 | 0.00025329 | 0 | 0.00025329 | [12 empty] | 7.3.3.17.5 (Remote Grid) Updates to grid topology to minimize risk of ignition in HFTDs Remote GridWLDFRWire-to-wire contactAggregated | WLDFR | HFTD - Distribution - Tier 2 - 2QU CoRE ¦ 3QU LoRE | Non-Red Flag Warning - Catastrophic Fires | Wire-to-wire contact | Aggregated | 2059 | 8.2914e-07 | 946.5765 | 0.00078484 | 2059 | Mitigation | 0.95 | 45 | 0 | esc | 0.00097009 | 8.0433e-10 | 0.00097009 | 8.0433e-10
[79 empty] | WLDFR | HFTD - Distribution - Tier 3 - 1QU CoRE ¦ 3QU LoRE | Red Flag Warning - Destructive Fires | 2060 | 1.491e-08 | 1.491e-08 | 12670.1796 | 362.3049 | 12307.8747 | 0 | 0 | 0 | 1.537e-05 | 0.00018892 | 0 | 0.00018892 | 0.00018892 | 0 | 0.00018892 | 0 | 0.0052543 | 0.011518 | 0 | 0.011518 | 0 | 0.00012664 | 0.00025329 | 0 | 0.00025329 | [12 empty] | 7.3.3.17.5 (Remote Grid) Updates to grid topology to minimize risk of ignition in HFTDs Remote GridWLDFRWire-to-wire contactAggregated | WLDFR | HFTD - Distribution - Tier 2 - 2QU CoRE ¦ 3QU LoRE | Non-Red Flag Warning - Catastrophic Fires | Wire-to-wire contact | Aggregated | 2060 | 8.2914e-07 | 946.5765 | 0.00078484 | 2060 | Mitigation | 0.95 | 45 | 0 | esc | 0.00097009 | 8.0433e-10 | 0.00097009 | 8.0433e-10
[79 empty] | WLDFR | HFTD - Distribution - Tier 3 - 1QU CoRE ¦ 3QU LoRE | Red Flag Warning - Destructive Fires | 2061 | 1.491e-08 | 1.491e-08 | 12670.1796 | 362.3049 | 12307.8747 | 0 | 0 | 0 | 1.537e-05 | 0.00018892 | 0 | 0.00018892 | 0.00018892 | 0 | 0.00018892 | 0 | 0.0052543 | 0.011518 | 0 | 0.011518 | 0 | 0.00013226 | 0.00026453 | 0 | 0.00026453 | [12 empty] | 7.3.3.17.5 (Remote Grid) Updates to grid topology to minimize risk of ignition in HFTDs Remote GridWLDFRWire-to-wire contactAggregated | WLDFR | HFTD - Distribution - Tier 2 - 2QU CoRE ¦ 3QU LoRE | Non-Red Flag Warning - Catastrophic Fires | Wire-to-wire contact | Aggregated | 2061 | 8.2914e-07 | 946.5765 | 0.00078484 | 2061 | Mitigation | 0.95 | 45 | 0 | esc | 0.00097009 | 8.0433e-10 | 0.00097009 | 8.0433e-10
[79 empty] | WLDFR | HFTD - Distribution - Tier 3 - 1QU CoRE ¦ 3QU LoRE | Red Flag Warning - Destructive Fires | 2062 | 1.491e-08 | 1.491e-08 | 12670.1796 | 362.3049 | 12307.8747 | 0 | 0 | 0 | 1.537e-05 | 0.00018892 | 0 | 0.00018892 | 0.00018892 | 0 | 0.00018892 | 0 | 0.0052543 | 0.011518 | 0 | 0.011518 | 0 | 0.00013226 | 0.00026453 | 0 | 0.00026453 | [12 empty] | 7.3.3.17.5 (Remote Grid) Updates to grid topology to minimize risk of ignition in HFTDs Remote GridWLDFRWire-to-wire contactAggregated | WLDFR | HFTD - Distribution - Tier 2 - 2QU CoRE ¦ 3QU LoRE | Non-Red Flag Warning - Catastrophic Fires | Wire-to-wire contact | Aggregated | 2062 | 8.2914e-07 | 946.5765 | 0.00078484 | 2062 | Mitigation | 0.95 | 45 | 0 | esc | 0.00097009 | 8.0433e-10 | 0.00097009 | 8.0433e-10
[79 empty] | WLDFR | HFTD - Distribution - Tier 3 - 1QU CoRE ¦ 3QU LoRE | Red Flag Warning - Destructive Fires | 2063 | 1.491e-08 | 1.491e-08 | 13246.6313 | 384.5316 | 12862.0997 | 0 | 0 | 0 | 1.537e-05 | 0.00019751 | 0 | 0.00019751 | 0.00019751 | 0 | 0.00019751 | 0 | 0.0054884 | 0.012031 | 0 | 0.012031 | 0 | 0.00013226 | 0.00026453 | 0 | 0.00026453 | [12 empty] | 7.3.3.17.5 (Remote Grid) Updates to grid topology to minimize risk of ignition in HFTDs Remote GridWLDFRWire-to-wire contactAggregated | WLDFR | HFTD - Distribution - Tier 2 - 2QU CoRE ¦ 3QU LoRE | Non-Red Flag Warning - Catastrophic Fires | Wire-to-wire contact | Aggregated | 2063 | 8.2914e-07 | 946.5765 | 0.00078484 | 2063 | Mitigation | 0.95 | 45 | 0 | esc | 0.00097009 | 8.0433e-10 | 0.00097009 | 8.0433e-10
[79 empty] | WLDFR | HFTD - Distribution - Tier 3 - 1QU CoRE ¦ 3QU LoRE | Red Flag Warning - Destructive Fires | 2064 | 1.491e-08 | 1.491e-08 | 13246.6313 | 384.5316 | 12862.0997 | 0 | 0 | 0 | 1.537e-05 | 0.00019751 | 0 | 0.00019751 | 0.00019751 | 0 | 0.00019751 | 0 | 0.0054884 | 0.012031 | 0 | 0.012031 | 0 | 0.00013226 | 0.00026453 | 0 | 0.00026453 | [12 empty] | 7.3.3.17.5 (Remote Grid) Updates to grid topology to minimize risk of ignition in HFTDs Remote GridWLDFRWire-to-wire contactAggregated | WLDFR | HFTD - Distribution - Tier 2 - 2QU CoRE ¦ 3QU LoRE | Non-Red Flag Warning - Catastrophic Fires | Wire-to-wire contact | Aggregated | 2064 | 8.2914e-07 | 946.5765 | 0.00078484 | 2064 | Mitigation | 0.95 | 45 | 0 | esc | 0.00097009 | 8.0433e-10 | 0.00097009 | 8.0433e-10
[79 empty] | WLDFR | HFTD - Distribution - Tier 3 - 1QU CoRE ¦ 3QU LoRE | Red Flag Warning - Destructive Fires | 2065 | 1.491e-08 | 1.491e-08 | 13246.6313 | 384.5316 | 12862.0997 | 0 | 0 | 0 | 1.537e-05 | 0.00019751 | 0 | 0.00019751 | 0.00019751 | 0 | 0.00019751 | 0 | 0.0054884 | 0.012031 | 0 | 0.012031 | 0 | 0.00013226 | 0.00026453 | 0 | 0.00026453 | [12 empty] | 7.3.3.17.5 (Remote Grid) Updates to grid topology to minimize risk of ignition in HFTDs Remote GridWLDFRWire-to-wire contactAggregated | WLDFR | HFTD - Distribution - Tier 2 - 2QU CoRE ¦ 3QU LoRE | Non-Red Flag Warning - Catastrophic Fires | Wire-to-wire contact | Aggregated | 2065 | 8.2914e-07 | 946.5765 | 0.00078484 | 2065 | Mitigation | 0.95 | 45 | 0 | esc | 0.00097009 | 8.0433e-10 | 0.00097009 | 8.0433e-10
[79 empty] | WLDFR | HFTD - Distribution - Tier 3 - 1QU CoRE ¦ 3QU LoRE | Red Flag Warning - Destructive Fires | 2066 | 1.491e-08 | 1.491e-08 | 13246.6313 | 384.5316 | 12862.0997 | 0 | 0 | 0 | 1.537e-05 | 0.00019751 | 0 | 0.00019751 | 0.00019751 | 0 | 0.00019751 | 0 | 0.0054884 | 0.012031 | 0 | 0.012031 | 0 | 0.0001385 | 0.00027701 | 0 | 0.00027701 | [12 empty] | 7.3.3.17.5 (Remote Grid) Updates to grid topology to minimize risk of ignition in HFTDs Remote GridWLDFRWire-to-wire contactAggregated | WLDFR | HFTD - Distribution - Tier 2 - 2QU CoRE ¦ 3QU LoRE | Non-Red Flag Warning - Catastrophic Fires | Wire-to-wire contact | Aggregated | 2066 | 8.2914e-07 | 946.5765 | 0.00078484 | 2066 | Mitigation | 0.95 | 45 | 0 | esc | 0.00097009 | 8.0433e-10 | 0.00097009 | 8.0433e-10
[79 empty] | WLDFR | HFTD - Distribution - Tier 3 - 1QU CoRE ¦ 3QU LoRE | Red Flag Warning - Destructive Fires | 2067 | 0 | 1.491e-08 | 13246.6313 | 384.5316 | 12862.0997 | 0 | 0 | 0 | 1.537e-05 | 0 | 0 | 0 | 0.00019751 | 0 | 0.00019751 | 0 | 0.0054884 | 0.012031 | 0 | 0.012031 | 0 | 0.0001385 | 0.00027701 | 0 | 0.00027701 | [12 empty] | 7.3.3.17.5 (Remote Grid) Updates to grid topology to minimize risk of ignition in HFTDs Remote GridWLDFRWire-to-wire contactAggregated | WLDFR | HFTD - Distribution - Tier 2 - 2QU CoRE ¦ 3QU LoRE | Non-Red Flag Warning - Catastrophic Fires | Wire-to-wire contact | Aggregated | 2067 | 8.2914e-07 | 946.5765 | 0.00078484 | 2067 | Mitigation | 0.95 | 45 | 0 | esc | 0 | 0 | 0.00097009 | 8.0433e-10
[79 empty] | WLDFR | HFTD - Distribution - Tier 3 - 1QU CoRE ¦ 3QU LoRE | Red Flag Warning - Large Fires | 2022 | 9.0602e-08 | 0 | 5.2406 | 0.69642 | 2.942 | 1.6022 | 0 | 0 | 9.3396e-05 | 4.748e-07 | 0 | 4.748e-07 | 0 | 0 | 0 | 0 | 0.0057486 | 0.012601 | 0 | 0.012601 | 0 | 0.0001385 | 0.00027701 | 0 | 0.00027701 | [12 empty] | 7.3.3.17.5 (Remote Grid) Updates to grid topology to minimize risk of ignition in HFTDs Remote GridWLDFRContact from objectAggregated | WLDFR | HFTD - Distribution - Tier 2 - 2QU CoRE ¦ 3QU LoRE | Non-Red Flag Warning - Destructive Fires | Contact from object | Aggregated | 2022 | 1.2069e-06 | 946.5765 | 0.0011425 | 2022 | Mitigation | 0.95 | 45 | 0 | esc | 0.00097009 | 1.1708e-09 | 0 | 0
[79 empty] | WLDFR | HFTD - Distribution - Tier 3 - 1QU CoRE ¦ 3QU LoRE | Red Flag Warning - Large Fires | 2023 | 9.0602e-08 | 9.0602e-08 | 5.475 | 0.71896 | 3.0715 | 1.6846 | 0 | 0 | 9.3396e-05 | 4.9605e-07 | 0 | 4.9605e-07 | 4.9605e-07 | 0 | 4.9605e-07 | 0 | 0.0057486 | 0.012601 | 0 | 0.012601 | 0 | 0.0001385 | 0.00027701 | 0 | 0.00027701 | [12 empty] | 7.3.3.17.5 (Remote Grid) Updates to grid topology to minimize risk of ignition in HFTDs Remote GridWLDFRContact from objectAggregated | WLDFR | HFTD - Distribution - Tier 2 - 2QU CoRE ¦ 3QU LoRE | Non-Red Flag Warning - Destructive Fires | Contact from object | Aggregated | 2023 | 1.2069e-06 | 946.5765 | 0.0011425 | 2023 | Mitigation | 0.95 | 45 | 0 | esc | 0.00097009 | 1.1708e-09 | 0.00097009 | 1.1708e-09
[79 empty] | WLDFR | HFTD - Distribution - Tier 3 - 1QU CoRE ¦ 3QU LoRE | Red Flag Warning - Large Fires | 2024 | 9.0602e-08 | 9.0602e-08 | 5.475 | 0.71896 | 3.0715 | 1.6846 | 0 | 0 | 9.3396e-05 | 4.9605e-07 | 0 | 4.9605e-07 | 4.9605e-07 | 0 | 4.9605e-07 | 0 | 0.0057486 | 0.012601 | 0 | 0.012601 | 0 | 0.0001385 | 0.00027701 | 0 | 0.00027701 | [12 empty] | 7.3.3.17.5 (Remote Grid) Updates to grid topology to minimize risk of ignition in HFTDs Remote GridWLDFRContact from objectAggregated | WLDFR | HFTD - Distribution - Tier 2 - 2QU CoRE ¦ 3QU LoRE | Non-Red Flag Warning - Destructive Fires | Contact from object | Aggregated | 2024 | 1.2069e-06 | 946.5765 | 0.0011425 | 2024 | Mitigation | 0.95 | 45 | 0 | esc | 0.00097009 | 1.1708e-09 | 0.00097009 | 1.1708e-09
[79 empty] | WLDFR | HFTD - Distribution - Tier 3 - 1QU CoRE ¦ 3QU LoRE | Red Flag Warning - Large Fires | 2025 | 9.0602e-08 | 9.0602e-08 | 5.475 | 0.71896 | 3.0715 | 1.6846 | 0 | 0 | 9.3396e-05 | 4.9605e-07 | 0 | 4.9605e-07 | 4.9605e-07 | 0 | 4.9605e-07 | 0 | 0.0057486 | 0.012601 | 0 | 0.012601 | 0 | 0.00014527 | 0.00029055 | 0 | 0.00029055 | [12 empty] | 7.3.3.17.5 (Remote Grid) Updates to grid topology to minimize risk of ignition in HFTDs Remote GridWLDFRContact from objectAggregated | WLDFR | HFTD - Distribution - Tier 2 - 2QU CoRE ¦ 3QU LoRE | Non-Red Flag Warning - Destructive Fires | Contact from object | Aggregated | 2025 | 1.2069e-06 | 946.5765 | 0.0011425 | 2025 | Mitigation | 0.95 | 45 | 0 | esc | 0.00097009 | 1.1708e-09 | 0.00097009 | 1.1708e-09
[79 empty] | WLDFR | HFTD - Distribution - Tier 3 - 1QU CoRE ¦ 3QU LoRE | Red Flag Warning - Large Fires | 2026 | 9.0602e-08 | 9.0602e-08 | 5.475 | 0.71896 | 3.0715 | 1.6846 | 0 | 0 | 9.3396e-05 | 4.9605e-07 | 0 | 4.9605e-07 | 4.9605e-07 | 0 | 4.9605e-07 | 0 | 0.0057486 | 0.012601 | 0 | 0.012601 | 0 | 0.00014527 | 0.00029055 | 0 | 0.00029055 | [12 empty] | 7.3.3.17.5 (Remote Grid) Updates to grid topology to minimize risk of ignition in HFTDs Remote GridWLDFRContact from objectAggregated | WLDFR | HFTD - Distribution - Tier 2 - 2QU CoRE ¦ 3QU LoRE | Non-Red Flag Warning - Destructive Fires | Contact from object | Aggregated | 2026 | 1.2069e-06 | 946.5765 | 0.0011425 | 2026 | Mitigation | 0.95 | 45 | 0 | esc | 0.00097009 | 1.1708e-09 | 0.00097009 | 1.1708e-09
[79 empty] | WLDFR | HFTD - Distribution - Tier 3 - 1QU CoRE ¦ 3QU LoRE | Red Flag Warning - Large Fires | 2027 | 9.0602e-08 | 9.0602e-08 | 5.475 | 0.71896 | 3.0715 | 1.6846 | 0 | 0 | 9.3396e-05 | 4.9605e-07 | 0 | 4.9605e-07 | 4.9605e-07 | 0 | 4.9605e-07 | 0 | 0.006031 | 0.01322 | 0 | 0.01322 | 0 | 0.00014527 | 0.00029055 | 0 | 0.00029055 | [12 empty] | 7.3.3.17.5 (Remote Grid) Updates to grid topology to minimize risk of ignition in HFTDs Remote GridWLDFRContact from objectAggregated | WLDFR | HFTD - Distribution - Tier 2 - 2QU CoRE ¦ 3QU LoRE | Non-Red Flag Warning - Destructive Fires | Contact from object | Aggregated | 2027 | 1.2069e-06 | 946.5765 | 0.0011425 | 2027 | Mitigation | 0.95 | 45 | 0 | esc | 0.00097009 | 1.1708e-09 | 0.00097009 | 1.1708e-09
[79 empty] | WLDFR | HFTD - Distribution - Tier 3 - 1QU CoRE ¦ 3QU LoRE | Red Flag Warning - Large Fires | 2028 | 9.0602e-08 | 9.0602e-08 | 5.777 | 0.74734 | 3.238 | 1.7917 | 0 | 0 | 9.3396e-05 | 5.2341e-07 | 0 | 5.2341e-07 | 5.2341e-07 | 0 | 5.2341e-07 | 0 | 0.006031 | 0.01322 | 0 | 0.01322 | 0 | 0.00014527 | 0.00029055 | 0 | 0.00029055 | [12 empty] | 7.3.3.17.5 (Remote Grid) Updates to grid topology to minimize risk of ignition in HFTDs Remote GridWLDFRContact from objectAggregated | WLDFR | HFTD - Distribution - Tier 2 - 2QU CoRE ¦ 3QU LoRE | Non-Red Flag Warning - Destructive Fires | Contact from object | Aggregated | 2028 | 1.2069e-06 | 946.5765 | 0.0011425 | 2028 | Mitigation | 0.95 | 45 | 0 | esc | 0.00097009 | 1.1708e-09 | 0.00097009 | 1.1708e-09
[79 empty] | WLDFR | HFTD - Distribution - Tier 3 - 1QU CoRE ¦ 3QU LoRE | Red Flag Warning - Large Fires | 2029 | 9.0602e-08 | 9.0602e-08 | 5.777 | 0.74734 | 3.238 | 1.7917 | 0 | 0 | 9.3396e-05 | 5.2341e-07 | 0 | 5.2341e-07 | 5.2341e-07 | 0 | 5.2341e-07 | 0 | 0.006031 | 0.01322 | 0 | 0.01322 | 0 | 0.00014527 | 0.00029055 | 0 | 0.00029055 | [12 empty] | 7.3.3.17.5 (Remote Grid) Updates to grid topology to minimize risk of ignition in HFTDs Remote GridWLDFRContact from objectAggregated | WLDFR | HFTD - Distribution - Tier 2 - 2QU CoRE ¦ 3QU LoRE | Non-Red Flag Warning - Destructive Fires | Contact from object | Aggregated | 2029 | 1.2069e-06 | 946.5765 | 0.0011425 | 2029 | Mitigation | 0.95 | 45 | 0 | esc | 0.00097009 | 1.1708e-09 | 0.00097009 | 1.1708e-09
[79 empty] | WLDFR | HFTD - Distribution - Tier 3 - 1QU CoRE ¦ 3QU LoRE | Red Flag Warning - Large Fires | 2030 | 9.0602e-08 | 9.0602e-08 | 5.777 | 0.74734 | 3.238 | 1.7917 | 0 | 0 | 9.3396e-05 | 5.2341e-07 | 0 | 5.2341e-07 | 5.2341e-07 | 0 | 5.2341e-07 | 0 | 0.006031 | 0.01322 | 0 | 0.01322 | 0 | 0.00015248 | 0.00030495 | 0 | 0.00030495 | [12 empty] | 7.3.3.17.5 (Remote Grid) Updates to grid topology to minimize risk of ignition in HFTDs Remote GridWLDFRContact from objectAggregated | WLDFR | HFTD - Distribution - Tier 2 - 2QU CoRE ¦ 3QU LoRE | Non-Red Flag Warning - Destructive Fires | Contact from object | Aggregated | 2030 | 1.2069e-06 | 946.5765 | 0.0011425 | 2030 | Mitigation | 0.95 | 45 | 0 | esc | 0.00097009 | 1.1708e-09 | 0.00097009 | 1.1708e-09
[79 empty] | WLDFR | HFTD - Distribution - Tier 3 - 1QU CoRE ¦ 3QU LoRE | Red Flag Warning - Large Fires | 2031 | 9.0602e-08 | 9.0602e-08 | 5.777 | 0.74734 | 3.238 | 1.7917 | 0 | 0 | 9.3396e-05 | 5.2341e-07 | 0 | 5.2341e-07 | 5.2341e-07 | 0 | 5.2341e-07 | 0 | 0.006031 | 0.01322 | 0 | 0.01322 | 0 | 0.00015248 | 0.00030495 | 0 | 0.00030495 | [12 empty] | 7.3.3.17.5 (Remote Grid) Updates to grid topology to minimize risk of ignition in HFTDs Remote GridWLDFRContact from objectAggregated | WLDFR | HFTD - Distribution - Tier 2 - 2QU CoRE ¦ 3QU LoRE | Non-Red Flag Warning - Destructive Fires | Contact from object | Aggregated | 2031 | 1.2069e-06 | 946.5765 | 0.0011425 | 2031 | Mitigation | 0.95 | 45 | 0 | esc | 0.00097009 | 1.1708e-09 | 0.00097009 | 1.1708e-09
[79 empty] | WLDFR | HFTD - Distribution - Tier 3 - 1QU CoRE ¦ 3QU LoRE | Red Flag Warning - Large Fires | 2032 | 9.0602e-08 | 9.0602e-08 | 5.777 | 0.74734 | 3.238 | 1.7917 | 0 | 0 | 9.3396e-05 | 5.2341e-07 | 0 | 5.2341e-07 | 5.2341e-07 | 0 | 5.2341e-07 | 0 | 0.0063319 | 0.01388 | 0 | 0.01388 | 0 | 0.00015248 | 0.00030495 | 0 | 0.00030495 | [12 empty] | 7.3.3.17.5 (Remote Grid) Updates to grid topology to minimize risk of ignition in HFTDs Remote GridWLDFRContact from objectAggregated | WLDFR | HFTD - Distribution - Tier 2 - 2QU CoRE ¦ 3QU LoRE | Non-Red Flag Warning - Destructive Fires | Contact from object | Aggregated | 2032 | 1.2069e-06 | 946.5765 | 0.0011425 | 2032 | Mitigation | 0.95 | 45 | 0 | esc | 0.00097009 | 1.1708e-09 | 0.00097009 | 1.1708e-09
[79 empty] | WLDFR | HFTD - Distribution - Tier 3 - 1QU CoRE ¦ 3QU LoRE | Red Flag Warning - Large Fires | 2033 | 9.0602e-08 | 9.0602e-08 | 6.1205 | 0.77885 | 3.4265 | 1.9151 | 0 | 0 | 9.3396e-05 | 5.5453e-07 | 0 | 5.5453e-07 | 5.5453e-07 | 0 | 5.5453e-07 | 0 | 0.0063319 | 0.01388 | 0 | 0.01388 | 0 | 0.00015248 | 0.00030495 | 0 | 0.00030495 | [12 empty] | 7.3.3.17.5 (Remote Grid) Updates to grid topology to minimize risk of ignition in HFTDs Remote GridWLDFRContact from objectAggregated | WLDFR | HFTD - Distribution - Tier 2 - 2QU CoRE ¦ 3QU LoRE | Non-Red Flag Warning - Destructive Fires | Contact from object | Aggregated | 2033 | 1.2069e-06 | 946.5765 | 0.0011425 | 2033 | Mitigation | 0.95 | 45 | 0 | esc | 0.00097009 | 1.1708e-09 | 0.00097009 | 1.1708e-09
[79 empty] | WLDFR | HFTD - Distribution - Tier 3 - 1QU CoRE ¦ 3QU LoRE | Red Flag Warning - Large Fires | 2034 | 9.0602e-08 | 9.0602e-08 | 6.1205 | 0.77885 | 3.4265 | 1.9151 | 0 | 0 | 9.3396e-05 | 5.5453e-07 | 0 | 5.5453e-07 | 5.5453e-07 | 0 | 5.5453e-07 | 0 | 0.0063319 | 0.01388 | 0 | 0.01388 | 0 | 0.00015248 | 0.00030495 | 0 | 0.00030495 | [12 empty] | 7.3.3.17.5 (Remote Grid) Updates to grid topology to minimize risk of ignition in HFTDs Remote GridWLDFRContact from objectAggregated | WLDFR | HFTD - Distribution - Tier 2 - 2QU CoRE ¦ 3QU LoRE | Non-Red Flag Warning - Destructive Fires | Contact from object | Aggregated | 2034 | 1.2069e-06 | 946.5765 | 0.0011425 | 2034 | Mitigation | 0.95 | 45 | 0 | esc | 0.00097009 | 1.1708e-09 | 0.00097009 | 1.1708e-09
[79 empty] | WLDFR | HFTD - Distribution - Tier 3 - 1QU CoRE ¦ 3QU LoRE | Red Flag Warning - Large Fires | 2035 | 9.0602e-08 | 9.0602e-08 | 6.1205 | 0.77885 | 3.4265 | 1.9151 | 0 | 0 | 9.3396e-05 | 5.5453e-07 | 0 | 5.5453e-07 | 5.5453e-07 | 0 | 5.5453e-07 | 0 | 0.0063319 | 0.01388 | 0 | 0.01388 | 0 | 0.00016002 | 0.00032004 | 0 | 0.00032004 | [12 empty] | 7.3.3.17.5 (Remote Grid) Updates to grid topology to minimize risk of ignition in HFTDs Remote GridWLDFRContact from objectAggregated | WLDFR | HFTD - Distribution - Tier 2 - 2QU CoRE ¦ 3QU LoRE | Non-Red Flag Warning - Destructive Fires | Contact from object | Aggregated | 2035 | 1.2069e-06 | 946.5765 | 0.0011425 | 2035 | Mitigation | 0.95 | 45 | 0 | esc | 0.00097009 | 1.1708e-09 | 0.00097009 | 1.1708e-09
[79 empty] | WLDFR | HFTD - Distribution - Tier 3 - 1QU CoRE ¦ 3QU LoRE | Red Flag Warning - Large Fires | 2036 | 9.0602e-08 | 9.0602e-08 | 6.1205 | 0.77885 | 3.4265 | 1.9151 | 0 | 0 | 9.3396e-05 | 5.5453e-07 | 0 | 5.5453e-07 | 5.5453e-07 | 0 | 5.5453e-07 | 0 | 0.0063319 | 0.01388 | 0 | 0.01388 | 0 | 0.00016002 | 0.00032004 | 0 | 0.00032004 | [12 empty] | 7.3.3.17.5 (Remote Grid) Updates to grid topology to minimize risk of ignition in HFTDs Remote GridWLDFRContact from objectAggregated | WLDFR | HFTD - Distribution - Tier 2 - 2QU CoRE ¦ 3QU LoRE | Non-Red Flag Warning - Destructive Fires | Contact from object | Aggregated | 2036 | 1.2069e-06 | 946.5765 | 0.0011425 | 2036 | Mitigation | 0.95 | 45 | 0 | esc | 0.00097009 | 1.1708e-09 | 0.00097009 | 1.1708e-09
[79 empty] | WLDFR | HFTD - Distribution - Tier 3 - 1QU CoRE ¦ 3QU LoRE | Red Flag Warning - Large Fires | 2037 | 9.0602e-08 | 9.0602e-08 | 6.1205 | 0.77885 | 3.4265 | 1.9151 | 0 | 0 | 9.3396e-05 | 5.5453e-07 | 0 | 5.5453e-07 | 5.5453e-07 | 0 | 5.5453e-07 | 0 | 0.0066473 | 0.014571 | 0 | 0.014571 | 0 | 0.00016002 | 0.00032004 | 0 | 0.00032004 | [12 empty] | 7.3.3.17.5 (Remote Grid) Updates to grid topology to minimize risk of ignition in HFTDs Remote GridWLDFRContact from objectAggregated | WLDFR | HFTD - Distribution - Tier 2 - 2QU CoRE ¦ 3QU LoRE | Non-Red Flag Warning - Destructive Fires | Contact from object | Aggregated | 2037 | 1.2069e-06 | 946.5765 | 0.0011425 | 2037 | Mitigation | 0.95 | 45 | 0 | esc | 0.00097009 | 1.1708e-09 | 0.00097009 | 1.1708e-09
[79 empty] | WLDFR | HFTD - Distribution - Tier 3 - 1QU CoRE ¦ 3QU LoRE | Red Flag Warning - Large Fires | 2038 | 9.0602e-08 | 9.0602e-08 | 6.5028 | 0.81304 | 3.6355 | 2.0543 | 0 | 0 | 9.3396e-05 | 5.8917e-07 | 0 | 5.8917e-07 | 5.8917e-07 | 0 | 5.8917e-07 | 0 | 0.0066473 | 0.014571 | 0 | 0.014571 | 0 | 0.00016002 | 0.00032004 | 0 | 0.00032004 | [12 empty] | 7.3.3.17.5 (Remote Grid) Updates to grid topology to minimize risk of ignition in HFTDs Remote GridWLDFRContact from objectAggregated | WLDFR | HFTD - Distribution - Tier 2 - 2QU CoRE ¦ 3QU LoRE | Non-Red Flag Warning - Destructive Fires | Contact from object | Aggregated | 2038 | 1.2069e-06 | 946.5765 | 0.0011425 | 2038 | Mitigation | 0.95 | 45 | 0 | esc | 0.00097009 | 1.1708e-09 | 0.00097009 | 1.1708e-09
[79 empty] | WLDFR | HFTD - Distribution - Tier 3 - 1QU CoRE ¦ 3QU LoRE | Red Flag Warning - Large Fires | 2039 | 9.0602e-08 | 9.0602e-08 | 6.5028 | 0.81304 | 3.6355 | 2.0543 | 0 | 0 | 9.3396e-05 | 5.8917e-07 | 0 | 5.8917e-07 | 5.8917e-07 | 0 | 5.8917e-07 | 0 | 0.0066473 | 0.014571 | 0 | 0.014571 | 0 | 0 | 0.00032004 | 0 | 0.00032004 | [12 empty] | 7.3.3.17.5 (Remote Grid) Updates to grid topology to minimize risk of ignition in HFTDs Remote GridWLDFRContact from objectAggregated | WLDFR | HFTD - Distribution - Tier 2 - 2QU CoRE ¦ 3QU LoRE | Non-Red Flag Warning - Destructive Fires | Contact from object | Aggregated | 2039 | 1.2069e-06 | 946.5765 | 0.0011425 | 2039 | Mitigation | 0.95 | 45 | 0 | esc | 0.00097009 | 1.1708e-09 | 0.00097009 | 1.1708e-09
[79 empty] | WLDFR | HFTD - Distribution - Tier 3 - 1QU CoRE ¦ 3QU LoRE | Red Flag Warning - Large Fires | 2040 | 9.0602e-08 | 9.0602e-08 | 6.5028 | 0.81304 | 3.6355 | 2.0543 | 0 | 0 | 9.3396e-05 | 5.8917e-07 | 0 | 5.8917e-07 | 5.8917e-07 | 0 | 5.8917e-07 | 0 | 0.0066473 | 0.014571 | 0 | 0.014571 | 0 | 0 | 0 | 0 | 0 | [12 empty] | 7.3.3.17.5 (Remote Grid) Updates to grid topology to minimize risk of ignition in HFTDs Remote GridWLDFRContact from objectAggregated | WLDFR | HFTD - Distribution - Tier 2 - 2QU CoRE ¦ 3QU LoRE | Non-Red Flag Warning - Destructive Fires | Contact from object | Aggregated | 2040 | 1.2069e-06 | 946.5765 | 0.0011425 | 2040 | Mitigation | 0.95 | 45 | 0 | esc | 0.00097009 | 1.1708e-09 | 0.00097009 | 1.1708e-09
[79 empty] | WLDFR | HFTD - Distribution - Tier 3 - 1QU CoRE ¦ 3QU LoRE | Red Flag Warning - Large Fires | 2041 | 9.0602e-08 | 9.0602e-08 | 6.5028 | 0.81304 | 3.6355 | 2.0543 | 0 | 0 | 9.3396e-05 | 5.8917e-07 | 0 | 5.8917e-07 | 5.8917e-07 | 0 | 5.8917e-07 | 0 | 0.0066473 | 0.014571 | 0 | 0.014571 | 0 | 0 | 0 | 0 | 0 | [12 empty] | 7.3.3.17.5 (Remote Grid) Updates to grid topology to minimize risk of ignition in HFTDs Remote GridWLDFRContact from objectAggregated | WLDFR | HFTD - Distribution - Tier 2 - 2QU CoRE ¦ 3QU LoRE | Non-Red Flag Warning - Destructive Fires | Contact from object | Aggregated | 2041 | 1.2069e-06 | 946.5765 | 0.0011425 | 2041 | Mitigation | 0.95 | 45 | 0 | esc | 0.00097009 | 1.1708e-09 | 0.00097009 | 1.1708e-09
[79 empty] | WLDFR | HFTD - Distribution - Tier 3 - 1QU CoRE ¦ 3QU LoRE | Red Flag Warning - Large Fires | 2042 | 9.0602e-08 | 9.0602e-08 | 6.5028 | 0.81304 | 3.6355 | 2.0543 | 0 | 0 | 9.3396e-05 | 5.8917e-07 | 0 | 5.8917e-07 | 5.8917e-07 | 0 | 5.8917e-07 | 0 | 0.0069733 | 0.015286 | 0 | 0.015286 | 0 | 5.4297e-07 | 0 | 0 | 0 | [12 empty] | 7.3.3.17.5 (Remote Grid) Updates to grid topology to minimize risk of ignition in HFTDs Remote GridWLDFRContact from objectAggregated | WLDFR | HFTD - Distribution - Tier 2 - 2QU CoRE ¦ 3QU LoRE | Non-Red Flag Warning - Destructive Fires | Contact from object | Aggregated | 2042 | 1.2069e-06 | 946.5765 | 0.0011425 | 2042 | Mitigation | 0.95 | 45 | 0 | esc | 0.00097009 | 1.1708e-09 | 0.00097009 | 1.1708e-09
[79 empty] | WLDFR | HFTD - Distribution - Tier 3 - 1QU CoRE ¦ 3QU LoRE | Red Flag Warning - Large Fires | 2043 | 9.0602e-08 | 9.0602e-08 | 6.9209 | 0.84944 | 3.8632 | 2.2083 | 0 | 0 | 9.3396e-05 | 6.2705e-07 | 0 | 6.2705e-07 | 6.2705e-07 | 0 | 6.2705e-07 | 0 | 0.0069733 | 0.015286 | 0 | 0.015286 | 0 | 5.6727e-07 | 1.1345e-06 | 0 | 1.1345e-06 | [12 empty] | 7.3.3.17.5 (Remote Grid) Updates to grid topology to minimize risk of ignition in HFTDs Remote GridWLDFRContact from objectAggregated | WLDFR | HFTD - Distribution - Tier 2 - 2QU CoRE ¦ 3QU LoRE | Non-Red Flag Warning - Destructive Fires | Contact from object | Aggregated | 2043 | 1.2069e-06 | 946.5765 | 0.0011425 | 2043 | Mitigation | 0.95 | 45 | 0 | esc | 0.00097009 | 1.1708e-09 | 0.00097009 | 1.1708e-09
[79 empty] | WLDFR | HFTD - Distribution - Tier 3 - 1QU CoRE ¦ 3QU LoRE | Red Flag Warning - Large Fires | 2044 | 9.0602e-08 | 9.0602e-08 | 6.9209 | 0.84944 | 3.8632 | 2.2083 | 0 | 0 | 9.3396e-05 | 6.2705e-07 | 0 | 6.2705e-07 | 6.2705e-07 | 0 | 6.2705e-07 | 0 | 0.0069733 | 0.015286 | 0 | 0.015286 | 0 | 5.6727e-07 | 1.1345e-06 | 0 | 1.1345e-06 | [12 empty] | 7.3.3.17.5 (Remote Grid) Updates to grid topology to minimize risk of ignition in HFTDs Remote GridWLDFRContact from objectAggregated | WLDFR | HFTD - Distribution - Tier 2 - 2QU CoRE ¦ 3QU LoRE | Non-Red Flag Warning - Destructive Fires | Contact from object | Aggregated | 2044 | 1.2069e-06 | 946.5765 | 0.0011425 | 2044 | Mitigation | 0.95 | 45 | 0 | esc | 0.00097009 | 1.1708e-09 | 0.00097009 | 1.1708e-09
[79 empty] | WLDFR | HFTD - Distribution - Tier 3 - 1QU CoRE ¦ 3QU LoRE | Red Flag Warning - Large Fires | 2045 | 9.0602e-08 | 9.0602e-08 | 6.9209 | 0.84944 | 3.8632 | 2.2083 | 0 | 0 | 9.3396e-05 | 6.2705e-07 | 0 | 6.2705e-07 | 6.2705e-07 | 0 | 6.2705e-07 | 0 | 0.0069733 | 0.015286 | 0 | 0.015286 | 0 | 5.6727e-07 | 1.1345e-06 | 0 | 1.1345e-06 | [12 empty] | 7.3.3.17.5 (Remote Grid) Updates to grid topology to minimize risk of ignition in HFTDs Remote GridWLDFRContact from objectAggregated | WLDFR | HFTD - Distribution - Tier 2 - 2QU CoRE ¦ 3QU LoRE | Non-Red Flag Warning - Destructive Fires | Contact from object | Aggregated | 2045 | 1.2069e-06 | 946.5765 | 0.0011425 | 2045 | Mitigation | 0.95 | 45 | 0 | esc | 0.00097009 | 1.1708e-09 | 0.00097009 | 1.1708e-09
[79 empty] | WLDFR | HFTD - Distribution - Tier 3 - 1QU CoRE ¦ 3QU LoRE | Red Flag Warning - Large Fires | 2046 | 9.0602e-08 | 9.0602e-08 | 6.9209 | 0.84944 | 3.8632 | 2.2083 | 0 | 0 | 9.3396e-05 | 6.2705e-07 | 0 | 6.2705e-07 | 6.2705e-07 | 0 | 6.2705e-07 | 0 | 0.0069733 | 0.015286 | 0 | 0.015286 | 0 | 5.6727e-07 | 1.1345e-06 | 0 | 1.1345e-06 | [12 empty] | 7.3.3.17.5 (Remote Grid) Updates to grid topology to minimize risk of ignition in HFTDs Remote GridWLDFRContact from objectAggregated | WLDFR | HFTD - Distribution - Tier 2 - 2QU CoRE ¦ 3QU LoRE | Non-Red Flag Warning - Destructive Fires | Contact from object | Aggregated | 2046 | 1.2069e-06 | 946.5765 | 0.0011425 | 2046 | Mitigation | 0.95 | 45 | 0 | esc | 0.00097009 | 1.1708e-09 | 0.00097009 | 1.1708e-09
[79 empty] | WLDFR | HFTD - Distribution - Tier 3 - 1QU CoRE ¦ 3QU LoRE | Red Flag Warning - Large Fires | 2047 | 9.0602e-08 | 9.0602e-08 | 6.9209 | 0.84944 | 3.8632 | 2.2083 | 0 | 0 | 9.3396e-05 | 6.2705e-07 | 0 | 6.2705e-07 | 6.2705e-07 | 0 | 6.2705e-07 | 0 | 0.0073059 | 0.016015 | 0 | 0.016015 | 0 | 5.6727e-07 | 1.1345e-06 | 0 | 1.1345e-06 | [12 empty] | 7.3.3.17.5 (Remote Grid) Updates to grid topology to minimize risk of ignition in HFTDs Remote GridWLDFRContact from objectAggregated | WLDFR | HFTD - Distribution - Tier 2 - 2QU CoRE ¦ 3QU LoRE | Non-Red Flag Warning - Destructive Fires | Contact from object | Aggregated | 2047 | 1.2069e-06 | 946.5765 | 0.0011425 | 2047 | Mitigation | 0.95 | 45 | 0 | esc | 0.00097009 | 1.1708e-09 | 0.00097009 | 1.1708e-09
[79 empty] | WLDFR | HFTD - Distribution - Tier 3 - 1QU CoRE ¦ 3QU LoRE | Red Flag Warning - Large Fires | 2048 | 9.0602e-08 | 9.0602e-08 | 7.3713 | 0.88759 | 4.1075 | 2.3763 | 0 | 0 | 9.3396e-05 | 6.6786e-07 | 0 | 6.6786e-07 | 6.6786e-07 | 0 | 6.6786e-07 | 0 | 0.0073059 | 0.016015 | 0 | 0.016015 | 0 | 5.9855e-07 | 1.1971e-06 | 0 | 1.1971e-06 | [12 empty] | 7.3.3.17.5 (Remote Grid) Updates to grid topology to minimize risk of ignition in HFTDs Remote GridWLDFRContact from objectAggregated | WLDFR | HFTD - Distribution - Tier 2 - 2QU CoRE ¦ 3QU LoRE | Non-Red Flag Warning - Destructive Fires | Contact from object | Aggregated | 2048 | 1.2069e-06 | 946.5765 | 0.0011425 | 2048 | Mitigation | 0.95 | 45 | 0 | esc | 0.00097009 | 1.1708e-09 | 0.00097009 | 1.1708e-09
[79 empty] | WLDFR | HFTD - Distribution - Tier 3 - 1QU CoRE ¦ 3QU LoRE | Red Flag Warning - Large Fires | 2049 | 9.0602e-08 | 9.0602e-08 | 7.3713 | 0.88759 | 4.1075 | 2.3763 | 0 | 0 | 9.3396e-05 | 6.6786e-07 | 0 | 6.6786e-07 | 6.6786e-07 | 0 | 6.6786e-07 | 0 | 0.0073059 | 0.016015 | 0 | 0.016015 | 0 | 5.9855e-07 | 1.1971e-06 | 0 | 1.1971e-06 | [12 empty] | 7.3.3.17.5 (Remote Grid) Updates to grid topology to minimize risk of ignition in HFTDs Remote GridWLDFRContact from objectAggregated | WLDFR | HFTD - Distribution - Tier 2 - 2QU CoRE ¦ 3QU LoRE | Non-Red Flag Warning - Destructive Fires | Contact from object | Aggregated | 2049 | 1.2069e-06 | 946.5765 | 0.0011425 | 2049 | Mitigation | 0.95 | 45 | 0 | esc | 0.00097009 | 1.1708e-09 | 0.00097009 | 1.1708e-09
[79 empty] | WLDFR | HFTD - Distribution - Tier 3 - 1QU CoRE ¦ 3QU LoRE | Red Flag Warning - Large Fires | 2050 | 9.0602e-08 | 9.0602e-08 | 7.3713 | 0.88759 | 4.1075 | 2.3763 | 0 | 0 | 9.3396e-05 | 6.6786e-07 | 0 | 6.6786e-07 | 6.6786e-07 | 0 | 6.6786e-07 | 0 | 0.0073059 | 0.016015 | 0 | 0.016015 | 0 | 5.9855e-07 | 1.1971e-06 | 0 | 1.1971e-06 | [12 empty] | 7.3.3.17.5 (Remote Grid) Updates to grid topology to minimize risk of ignition in HFTDs Remote GridWLDFRContact from objectAggregated | WLDFR | HFTD - Distribution - Tier 2 - 2QU CoRE ¦ 3QU LoRE | Non-Red Flag Warning - Destructive Fires | Contact from object | Aggregated | 2050 | 1.2069e-06 | 946.5765 | 0.0011425 | 2050 | Mitigation | 0.95 | 45 | 0 | esc | 0.00097009 | 1.1708e-09 | 0.00097009 | 1.1708e-09
[79 empty] | WLDFR | HFTD - Distribution - Tier 3 - 1QU CoRE ¦ 3QU LoRE | Red Flag Warning - Large Fires | 2051 | 9.0602e-08 | 9.0602e-08 | 7.3713 | 0.88759 | 4.1075 | 2.3763 | 0 | 0 | 9.3396e-05 | 6.6786e-07 | 0 | 6.6786e-07 | 6.6786e-07 | 0 | 6.6786e-07 | 0 | 0.0073059 | 0.016015 | 0 | 0.016015 | 0 | 5.9855e-07 | 1.1971e-06 | 0 | 1.1971e-06 | [12 empty] | 7.3.3.17.5 (Remote Grid) Updates to grid topology to minimize risk of ignition in HFTDs Remote GridWLDFRContact from objectAggregated | WLDFR | HFTD - Distribution - Tier 2 - 2QU CoRE ¦ 3QU LoRE | Non-Red Flag Warning - Destructive Fires | Contact from object | Aggregated | 2051 | 1.2069e-06 | 946.5765 | 0.0011425 | 2051 | Mitigation | 0.95 | 45 | 0 | esc | 0.00097009 | 1.1708e-09 | 0.00097009 | 1.1708e-09
[79 empty] | WLDFR | HFTD - Distribution - Tier 3 - 1QU CoRE ¦ 3QU LoRE | Red Flag Warning - Large Fires | 2052 | 9.0602e-08 | 9.0602e-08 | 7.3713 | 0.88759 | 4.1075 | 2.3763 | 0 | 0 | 9.3396e-05 | 6.6786e-07 | 0 | 6.6786e-07 | 6.6786e-07 | 0 | 6.6786e-07 | 0 | 0.0076411 | 0.016749 | 0 | 0.016749 | 0 | 5.9855e-07 | 1.1971e-06 | 0 | 1.1971e-06 | [12 empty] | 7.3.3.17.5 (Remote Grid) Updates to grid topology to minimize risk of ignition in HFTDs Remote GridWLDFRContact from objectAggregated | WLDFR | HFTD - Distribution - Tier 2 - 2QU CoRE ¦ 3QU LoRE | Non-Red Flag Warning - Destructive Fires | Contact from object | Aggregated | 2052 | 1.2069e-06 | 946.5765 | 0.0011425 | 2052 | Mitigation | 0.95 | 45 | 0 | esc | 0.00097009 | 1.1708e-09 | 0.00097009 | 1.1708e-09
[79 empty] | WLDFR | HFTD - Distribution - Tier 3 - 1QU CoRE ¦ 3QU LoRE | Red Flag Warning - Large Fires | 2053 | 9.0602e-08 | 9.0602e-08 | 7.8503 | 0.92702 | 4.3664 | 2.5569 | 0 | 0 | 9.3396e-05 | 7.1125e-07 | 0 | 7.1125e-07 | 7.1125e-07 | 0 | 7.1125e-07 | 0 | 0.0076411 | 0.016749 | 0 | 0.016749 | 0 | 6.3414e-07 | 1.2683e-06 | 0 | 1.2683e-06 | [12 empty] | 7.3.3.17.5 (Remote Grid) Updates to grid topology to minimize risk of ignition in HFTDs Remote GridWLDFRContact from objectAggregated | WLDFR | HFTD - Distribution - Tier 2 - 2QU CoRE ¦ 3QU LoRE | Non-Red Flag Warning - Destructive Fires | Contact from object | Aggregated | 2053 | 1.2069e-06 | 946.5765 | 0.0011425 | 2053 | Mitigation | 0.95 | 45 | 0 | esc | 0.00097009 | 1.1708e-09 | 0.00097009 | 1.1708e-09
[79 empty] | WLDFR | HFTD - Distribution - Tier 3 - 1QU CoRE ¦ 3QU LoRE | Red Flag Warning - Large Fires | 2054 | 9.0602e-08 | 9.0602e-08 | 7.8503 | 0.92702 | 4.3664 | 2.5569 | 0 | 0 | 9.3396e-05 | 7.1125e-07 | 0 | 7.1125e-07 | 7.1125e-07 | 0 | 7.1125e-07 | 0 | 0.0076411 | 0.016749 | 0 | 0.016749 | 0 | 6.3414e-07 | 1.2683e-06 | 0 | 1.2683e-06 | [12 empty] | 7.3.3.17.5 (Remote Grid) Updates to grid topology to minimize risk of ignition in HFTDs Remote GridWLDFRContact from objectAggregated | WLDFR | HFTD - Distribution - Tier 2 - 2QU CoRE ¦ 3QU LoRE | Non-Red Flag Warning - Destructive Fires | Contact from object | Aggregated | 2054 | 1.2069e-06 | 946.5765 | 0.0011425 | 2054 | Mitigation | 0.95 | 45 | 0 | esc | 0.00097009 | 1.1708e-09 | 0.00097009 | 1.1708e-09
[79 empty] | WLDFR | HFTD - Distribution - Tier 3 - 1QU CoRE ¦ 3QU LoRE | Red Flag Warning - Large Fires | 2055 | 9.0602e-08 | 9.0602e-08 | 7.8503 | 0.92702 | 4.3664 | 2.5569 | 0 | 0 | 9.3396e-05 | 7.1125e-07 | 0 | 7.1125e-07 | 7.1125e-07 | 0 | 7.1125e-07 | 0 | 0.0076411 | 0.016749 | 0 | 0.016749 | 0 | 6.3414e-07 | 1.2683e-06 | 0 | 1.2683e-06 | [12 empty] | 7.3.3.17.5 (Remote Grid) Updates to grid topology to minimize risk of ignition in HFTDs Remote GridWLDFRContact from objectAggregated | WLDFR | HFTD - Distribution - Tier 2 - 2QU CoRE ¦ 3QU LoRE | Non-Red Flag Warning - Destructive Fires | Contact from object | Aggregated | 2055 | 1.2069e-06 | 946.5765 | 0.0011425 | 2055 | Mitigation | 0.95 | 45 | 0 | esc | 0.00097009 | 1.1708e-09 | 0.00097009 | 1.1708e-09
[79 empty] | WLDFR | HFTD - Distribution - Tier 3 - 1QU CoRE ¦ 3QU LoRE | Red Flag Warning - Large Fires | 2056 | 9.0602e-08 | 9.0602e-08 | 7.8503 | 0.92702 | 4.3664 | 2.5569 | 0 | 0 | 9.3396e-05 | 7.1125e-07 | 0 | 7.1125e-07 | 7.1125e-07 | 0 | 7.1125e-07 | 0 | 0.0076411 | 0.016749 | 0 | 0.016749 | 0 | 6.3414e-07 | 1.2683e-06 | 0 | 1.2683e-06 | [12 empty] | 7.3.3.17.5 (Remote Grid) Updates to grid topology to minimize risk of ignition in HFTDs Remote GridWLDFRContact from objectAggregated | WLDFR | HFTD - Distribution - Tier 2 - 2QU CoRE ¦ 3QU LoRE | Non-Red Flag Warning - Destructive Fires | Contact from object | Aggregated | 2056 | 1.2069e-06 | 946.5765 | 0.0011425 | 2056 | Mitigation | 0.95 | 45 | 0 | esc | 0.00097009 | 1.1708e-09 | 0.00097009 | 1.1708e-09
[79 empty] | WLDFR | HFTD - Distribution - Tier 3 - 1QU CoRE ¦ 3QU LoRE | Red Flag Warning - Large Fires | 2057 | 9.0602e-08 | 9.0602e-08 | 7.8503 | 0.92702 | 4.3664 | 2.5569 | 0 | 0 | 9.3396e-05 | 7.1125e-07 | 0 | 7.1125e-07 | 7.1125e-07 | 0 | 7.1125e-07 | 0 | 0.0079748 | 0.017481 | 0 | 0.017481 | 0 | 6.3414e-07 | 1.2683e-06 | 0 | 1.2683e-06 | [12 empty] | 7.3.3.17.5 (Remote Grid) Updates to grid topology to minimize risk of ignition in HFTDs Remote GridWLDFRContact from objectAggregated | WLDFR | HFTD - Distribution - Tier 2 - 2QU CoRE ¦ 3QU LoRE | Non-Red Flag Warning - Destructive Fires | Contact from object | Aggregated | 2057 | 1.2069e-06 | 946.5765 | 0.0011425 | 2057 | Mitigation | 0.95 | 45 | 0 | esc | 0.00097009 | 1.1708e-09 | 0.00097009 | 1.1708e-09
[79 empty] | WLDFR | HFTD - Distribution - Tier 3 - 1QU CoRE ¦ 3QU LoRE | Red Flag Warning - Large Fires | 2058 | 9.0602e-08 | 9.0602e-08 | 8.3524 | 0.96727 | 4.6367 | 2.7484 | 0 | 0 | 9.3396e-05 | 7.5674e-07 | 0 | 7.5674e-07 | 7.5674e-07 | 0 | 7.5674e-07 | 0 | 0.0079748 | 0.017481 | 0 | 0.017481 | 0 | 6.7375e-07 | 1.3475e-06 | 0 | 1.3475e-06 | [12 empty] | 7.3.3.17.5 (Remote Grid) Updates to grid topology to minimize risk of ignition in HFTDs Remote GridWLDFRContact from objectAggregated | WLDFR | HFTD - Distribution - Tier 2 - 2QU CoRE ¦ 3QU LoRE | Non-Red Flag Warning - Destructive Fires | Contact from object | Aggregated | 2058 | 1.2069e-06 | 946.5765 | 0.0011425 | 2058 | Mitigation | 0.95 | 45 | 0 | esc | 0.00097009 | 1.1708e-09 | 0.00097009 | 1.1708e-09
[79 empty] | WLDFR | HFTD - Distribution - Tier 3 - 1QU CoRE ¦ 3QU LoRE | Red Flag Warning - Large Fires | 2059 | 9.0602e-08 | 9.0602e-08 | 8.3524 | 0.96727 | 4.6367 | 2.7484 | 0 | 0 | 9.3396e-05 | 7.5674e-07 | 0 | 7.5674e-07 | 7.5674e-07 | 0 | 7.5674e-07 | 0 | 0.0079748 | 0.017481 | 0 | 0.017481 | 0 | 6.7375e-07 | 1.3475e-06 | 0 | 1.3475e-06 | [12 empty] | 7.3.3.17.5 (Remote Grid) Updates to grid topology to minimize risk of ignition in HFTDs Remote GridWLDFRContact from objectAggregated | WLDFR | HFTD - Distribution - Tier 2 - 2QU CoRE ¦ 3QU LoRE | Non-Red Flag Warning - Destructive Fires | Contact from object | Aggregated | 2059 | 1.2069e-06 | 946.5765 | 0.0011425 | 2059 | Mitigation | 0.95 | 45 | 0 | esc | 0.00097009 | 1.1708e-09 | 0.00097009 | 1.1708e-09
[79 empty] | WLDFR | HFTD - Distribution - Tier 3 - 1QU CoRE ¦ 3QU LoRE | Red Flag Warning - Large Fires | 2060 | 9.0602e-08 | 9.0602e-08 | 8.3524 | 0.96727 | 4.6367 | 2.7484 | 0 | 0 | 9.3396e-05 | 7.5674e-07 | 0 | 7.5674e-07 | 7.5674e-07 | 0 | 7.5674e-07 | 0 | 0 | 0.017481 | 0 | 0.017481 | 0 | 6.7375e-07 | 1.3475e-06 | 0 | 1.3475e-06 | [12 empty] | 7.3.3.17.5 (Remote Grid) Updates to grid topology to minimize risk of ignition in HFTDs Remote GridWLDFRContact from objectAggregated | WLDFR | HFTD - Distribution - Tier 2 - 2QU CoRE ¦ 3QU LoRE | Non-Red Flag Warning - Destructive Fires | Contact from object | Aggregated | 2060 | 1.2069e-06 | 946.5765 | 0.0011425 | 2060 | Mitigation | 0.95 | 45 | 0 | esc | 0.00097009 | 1.1708e-09 | 0.00097009 | 1.1708e-09
[79 empty] | WLDFR | HFTD - Distribution - Tier 3 - 1QU CoRE ¦ 3QU LoRE | Red Flag Warning - Large Fires | 2061 | 9.0602e-08 | 9.0602e-08 | 8.3524 | 0.96727 | 4.6367 | 2.7484 | 0 | 0 | 9.3396e-05 | 7.5674e-07 | 0 | 7.5674e-07 | 7.5674e-07 | 0 | 7.5674e-07 | 0 | 0 | 0 | 0 | 0 | 0 | 6.7375e-07 | 1.3475e-06 | 0 | 1.3475e-06 | [12 empty] | 7.3.3.17.5 (Remote Grid) Updates to grid topology to minimize risk of ignition in HFTDs Remote GridWLDFRContact from objectAggregated | WLDFR | HFTD - Distribution - Tier 2 - 2QU CoRE ¦ 3QU LoRE | Non-Red Flag Warning - Destructive Fires | Contact from object | Aggregated | 2061 | 1.2069e-06 | 946.5765 | 0.0011425 | 2061 | Mitigation | 0.95 | 45 | 0 | esc | 0.00097009 | 1.1708e-09 | 0.00097009 | 1.1708e-09
[79 empty] | WLDFR | HFTD - Distribution - Tier 3 - 1QU CoRE ¦ 3QU LoRE | Red Flag Warning - Large Fires | 2062 | 9.0602e-08 | 9.0602e-08 | 8.3524 | 0.96727 | 4.6367 | 2.7484 | 0 | 0 | 9.3396e-05 | 7.5674e-07 | 0 | 7.5674e-07 | 7.5674e-07 | 0 | 7.5674e-07 | 0 | 0.0029984 | 0 | 0 | 0 | 0 | 6.7375e-07 | 1.3475e-06 | 0 | 1.3475e-06 | [12 empty] | 7.3.3.17.5 (Remote Grid) Updates to grid topology to minimize risk of ignition in HFTDs Remote GridWLDFRContact from objectAggregated | WLDFR | HFTD - Distribution - Tier 2 - 2QU CoRE ¦ 3QU LoRE | Non-Red Flag Warning - Destructive Fires | Contact from object | Aggregated | 2062 | 1.2069e-06 | 946.5765 | 0.0011425 | 2062 | Mitigation | 0.95 | 45 | 0 | esc | 0.00097009 | 1.1708e-09 | 0.00097009 | 1.1708e-09
[79 empty] | WLDFR | HFTD - Distribution - Tier 3 - 1QU CoRE ¦ 3QU LoRE | Red Flag Warning - Large Fires | 2063 | 9.0602e-08 | 9.0602e-08 | 8.872 | 1.0079 | 4.9153 | 2.9488 | 0 | 0 | 9.3396e-05 | 8.0382e-07 | 0 | 8.0382e-07 | 8.0382e-07 | 0 | 8.0382e-07 | 0 | 0.003108 | 0.0068128 | 0 | 0.0068128 | 0 | 7.1708e-07 | 1.4342e-06 | 0 | 1.4342e-06 | [12 empty] | 7.3.3.17.5 (Remote Grid) Updates to grid topology to minimize risk of ignition in HFTDs Remote GridWLDFRContact from objectAggregated | WLDFR | HFTD - Distribution - Tier 2 - 2QU CoRE ¦ 3QU LoRE | Non-Red Flag Warning - Destructive Fires | Contact from object | Aggregated | 2063 | 1.2069e-06 | 946.5765 | 0.0011425 | 2063 | Mitigation | 0.95 | 45 | 0 | esc | 0.00097009 | 1.1708e-09 | 0.00097009 | 1.1708e-09
[79 empty] | WLDFR | HFTD - Distribution - Tier 3 - 1QU CoRE ¦ 3QU LoRE | Red Flag Warning - Large Fires | 2064 | 9.0602e-08 | 9.0602e-08 | 8.872 | 1.0079 | 4.9153 | 2.9488 | 0 | 0 | 9.3396e-05 | 8.0382e-07 | 0 | 8.0382e-07 | 8.0382e-07 | 0 | 8.0382e-07 | 0 | 0.003108 | 0.0068128 | 0 | 0.0068128 | 0 | 7.1708e-07 | 1.4342e-06 | 0 | 1.4342e-06 | [12 empty] | 7.3.3.17.5 (Remote Grid) Updates to grid topology to minimize risk of ignition in HFTDs Remote GridWLDFRContact from objectAggregated | WLDFR | HFTD - Distribution - Tier 2 - 2QU CoRE ¦ 3QU LoRE | Non-Red Flag Warning - Destructive Fires | Contact from object | Aggregated | 2064 | 1.2069e-06 | 946.5765 | 0.0011425 | 2064 | Mitigation | 0.95 | 45 | 0 | esc | 0.00097009 | 1.1708e-09 | 0.00097009 | 1.1708e-09
[79 empty] | WLDFR | HFTD - Distribution - Tier 3 - 1QU CoRE ¦ 3QU LoRE | Red Flag Warning - Large Fires | 2065 | 9.0602e-08 | 9.0602e-08 | 8.872 | 1.0079 | 4.9153 | 2.9488 | 0 | 0 | 9.3396e-05 | 8.0382e-07 | 0 | 8.0382e-07 | 8.0382e-07 | 0 | 8.0382e-07 | 0 | 0.003108 | 0.0068128 | 0 | 0.0068128 | 0 | 7.1708e-07 | 1.4342e-06 | 0 | 1.4342e-06 | [12 empty] | 7.3.3.17.5 (Remote Grid) Updates to grid topology to minimize risk of ignition in HFTDs Remote GridWLDFRContact from objectAggregated | WLDFR | HFTD - Distribution - Tier 2 - 2QU CoRE ¦ 3QU LoRE | Non-Red Flag Warning - Destructive Fires | Contact from object | Aggregated | 2065 | 1.2069e-06 | 946.5765 | 0.0011425 | 2065 | Mitigation | 0.95 | 45 | 0 | esc | 0.00097009 | 1.1708e-09 | 0.00097009 | 1.1708e-09
[79 empty] | WLDFR | HFTD - Distribution - Tier 3 - 1QU CoRE ¦ 3QU LoRE | Red Flag Warning - Large Fires | 2066 | 9.0602e-08 | 9.0602e-08 | 8.872 | 1.0079 | 4.9153 | 2.9488 | 0 | 0 | 9.3396e-05 | 8.0382e-07 | 0 | 8.0382e-07 | 8.0382e-07 | 0 | 8.0382e-07 | 0 | 0.003108 | 0.0068128 | 0 | 0.0068128 | 0 | 7.1708e-07 | 1.4342e-06 | 0 | 1.4342e-06 | [12 empty] | 7.3.3.17.5 (Remote Grid) Updates to grid topology to minimize risk of ignition in HFTDs Remote GridWLDFRContact from objectAggregated | WLDFR | HFTD - Distribution - Tier 2 - 2QU CoRE ¦ 3QU LoRE | Non-Red Flag Warning - Destructive Fires | Contact from object | Aggregated | 2066 | 1.2069e-06 | 946.5765 | 0.0011425 | 2066 | Mitigation | 0.95 | 45 | 0 | esc | 0.00097009 | 1.1708e-09 | 0.00097009 | 1.1708e-09
[79 empty] | WLDFR | HFTD - Distribution - Tier 3 - 1QU CoRE ¦ 3QU LoRE | Red Flag Warning - Large Fires | 2067 | 0 | 9.0602e-08 | 8.872 | 1.0079 | 4.9153 | 2.9488 | 0 | 0 | 9.3396e-05 | 0 | 0 | 0 | 8.0382e-07 | 0 | 8.0382e-07 | 0 | 0.003108 | 0.0068128 | 0 | 0.0068128 | 0 | 7.1708e-07 | 1.4342e-06 | 0 | 1.4342e-06 | [12 empty] | 7.3.3.17.5 (Remote Grid) Updates to grid topology to minimize risk of ignition in HFTDs Remote GridWLDFRContact from objectAggregated | WLDFR | HFTD - Distribution - Tier 2 - 2QU CoRE ¦ 3QU LoRE | Non-Red Flag Warning - Destructive Fires | Contact from object | Aggregated | 2067 | 1.2069e-06 | 946.5765 | 0.0011425 | 2067 | Mitigation | 0.95 | 45 | 0 | esc | 0 | 0 | 0.00097009 | 1.1708e-09
[79 empty] | WLDFR | HFTD - Distribution - Tier 3 - 1QU CoRE ¦ 3QU LoRE | Red Flag Warning - Small Fires | 2022 | 6.2009e-07 | 0 | 0.077901 | 0.036425 | 0.0015809 | 0.039895 | 0 | 0 | 0.00064263 | 4.8306e-08 | 0 | 4.8306e-08 | 0 | 0 | 0 | 0 | 0.0032459 | 0.0071151 | 0 | 0.0071151 | 0 | 7.6374e-07 | 1.5275e-06 | 0 | 1.5275e-06 | [12 empty] | 7.3.3.17.5 (Remote Grid) Updates to grid topology to minimize risk of ignition in HFTDs Remote GridWLDFRContaminationAggregated | WLDFR | HFTD - Distribution - Tier 2 - 2QU CoRE ¦ 3QU LoRE | Non-Red Flag Warning - Destructive Fires | Contamination | Aggregated | 2022 | 1.9056e-08 | 946.5765 | 1.8038e-05 | 2022 | Mitigation | 0.95 | 45 | 0 | esc | 0.00097009 | 1.8486e-11 | 0 | 0
[79 empty] | WLDFR | HFTD - Distribution - Tier 3 - 1QU CoRE ¦ 3QU LoRE | Red Flag Warning - Small Fires | 2023 | 6.2009e-07 | 6.2009e-07 | 0.080408 | 0.03759 | 0.0016314 | 0.041187 | 0 | 0 | 0.00064263 | 4.9861e-08 | 0 | 4.9861e-08 | 4.9861e-08 | 0 | 4.9861e-08 | 0 | 0.0032459 | 0.0071151 | 0 | 0.0071151 | 0 | 7.6374e-07 | 1.5275e-06 | 0 | 1.5275e-06 | [12 empty] | 7.3.3.17.5 (Remote Grid) Updates to grid topology to minimize risk of ignition in HFTDs Remote GridWLDFRContaminationAggregated | WLDFR | HFTD - Distribution - Tier 2 - 2QU CoRE ¦ 3QU LoRE | Non-Red Flag Warning - Destructive Fires | Contamination | Aggregated | 2023 | 1.9056e-08 | 946.5765 | 1.8038e-05 | 2023 | Mitigation | 0.95 | 45 | 0 | esc | 0.00097009 | 1.8486e-11 | 0.00097009 | 1.8486e-11
[79 empty] | WLDFR | HFTD - Distribution - Tier 3 - 1QU CoRE ¦ 3QU LoRE | Red Flag Warning - Small Fires | 2024 | 6.2009e-07 | 6.2009e-07 | 0.080408 | 0.03759 | 0.0016314 | 0.041187 | 0 | 0 | 0.00064263 | 4.9861e-08 | 0 | 4.9861e-08 | 4.9861e-08 | 0 | 4.9861e-08 | 0 | 0.0032459 | 0.0071151 | 0 | 0.0071151 | 0 | 7.6374e-07 | 1.5275e-06 | 0 | 1.5275e-06 | [12 empty] | 7.3.3.17.5 (Remote Grid) Updates to grid topology to minimize risk of ignition in HFTDs Remote GridWLDFRContaminationAggregated | WLDFR | HFTD - Distribution - Tier 2 - 2QU CoRE ¦ 3QU LoRE | Non-Red Flag Warning - Destructive Fires | Contamination | Aggregated | 2024 | 1.9056e-08 | 946.5765 | 1.8038e-05 | 2024 | Mitigation | 0.95 | 45 | 0 | esc | 0.00097009 | 1.8486e-11 | 0.00097009 | 1.8486e-11
[79 empty] | WLDFR | HFTD - Distribution - Tier 3 - 1QU CoRE ¦ 3QU LoRE | Red Flag Warning - Small Fires | 2025 | 6.2009e-07 | 6.2009e-07 | 0.080408 | 0.03759 | 0.0016314 | 0.041187 | 0 | 0 | 0.00064263 | 4.9861e-08 | 0 | 4.9861e-08 | 4.9861e-08 | 0 | 4.9861e-08 | 0 | 0.0032459 | 0.0071151 | 0 | 0.0071151 | 0 | 7.6374e-07 | 1.5275e-06 | 0 | 1.5275e-06 | [12 empty] | 7.3.3.17.5 (Remote Grid) Updates to grid topology to minimize risk of ignition in HFTDs Remote GridWLDFRContaminationAggregated | WLDFR | HFTD - Distribution - Tier 2 - 2QU CoRE ¦ 3QU LoRE | Non-Red Flag Warning - Destructive Fires | Contamination | Aggregated | 2025 | 1.9056e-08 | 946.5765 | 1.8038e-05 | 2025 | Mitigation | 0.95 | 45 | 0 | esc | 0.00097009 | 1.8486e-11 | 0.00097009 | 1.8486e-11
[79 empty] | WLDFR | HFTD - Distribution - Tier 3 - 1QU CoRE ¦ 3QU LoRE | Red Flag Warning - Small Fires | 2026 | 6.2009e-07 | 6.2009e-07 | 0.080408 | 0.03759 | 0.0016314 | 0.041187 | 0 | 0 | 0.00064263 | 4.9861e-08 | 0 | 4.9861e-08 | 4.9861e-08 | 0 | 4.9861e-08 | 0 | 0.0032459 | 0.0071151 | 0 | 0.0071151 | 0 | 0 | 1.5275e-06 | 0 | 1.5275e-06 | [12 empty] | 7.3.3.17.5 (Remote Grid) Updates to grid topology to minimize risk of ignition in HFTDs Remote GridWLDFRContaminationAggregated | WLDFR | HFTD - Distribution - Tier 2 - 2QU CoRE ¦ 3QU LoRE | Non-Red Flag Warning - Destructive Fires | Contamination | Aggregated | 2026 | 1.9056e-08 | 946.5765 | 1.8038e-05 | 2026 | Mitigation | 0.95 | 45 | 0 | esc | 0.00097009 | 1.8486e-11 | 0.00097009 | 1.8486e-11
[79 empty] | WLDFR | HFTD - Distribution - Tier 3 - 1QU CoRE ¦ 3QU LoRE | Red Flag Warning - Small Fires | 2027 | 6.2009e-07 | 6.2009e-07 | 0.080408 | 0.03759 | 0.0016314 | 0.041187 | 0 | 0 | 0.00064263 | 4.9861e-08 | 0 | 4.9861e-08 | 4.9861e-08 | 0 | 4.9861e-08 | 0 | 0.0033991 | 0.0074508 | 0 | 0.0074508 | 0 | 0 | 0 | 0 | 0 | [12 empty] | 7.3.3.17.5 (Remote Grid) Updates to grid topology to minimize risk of ignition in HFTDs Remote GridWLDFRContaminationAggregated | WLDFR | HFTD - Distribution - Tier 2 - 2QU CoRE ¦ 3QU LoRE | Non-Red Flag Warning - Destructive Fires | Contamination | Aggregated | 2027 | 1.9056e-08 | 946.5765 | 1.8038e-05 | 2027 | Mitigation | 0.95 | 45 | 0 | esc | 0.00097009 | 1.8486e-11 | 0.00097009 | 1.8486e-11
[79 empty] | WLDFR | HFTD - Distribution - Tier 3 - 1QU CoRE ¦ 3QU LoRE | Red Flag Warning - Small Fires | 2028 | 6.2009e-07 | 6.2009e-07 | 0.083606 | 0.039055 | 0.001695 | 0.042856 | 0 | 0 | 0.00064263 | 5.1844e-08 | 0 | 5.1844e-08 | 5.1844e-08 | 0 | 5.1844e-08 | 0 | 0.0033991 | 0.0074508 | 0 | 0.0074508 | 0 | 0 | 0 | 0 | 0 | [12 empty] | 7.3.3.17.5 (Remote Grid) Updates to grid topology to minimize risk of ignition in HFTDs Remote GridWLDFRContaminationAggregated | WLDFR | HFTD - Distribution - Tier 2 - 2QU CoRE ¦ 3QU LoRE | Non-Red Flag Warning - Destructive Fires | Contamination | Aggregated | 2028 | 1.9056e-08 | 946.5765 | 1.8038e-05 | 2028 | Mitigation | 0.95 | 45 | 0 | esc | 0.00097009 | 1.8486e-11 | 0.00097009 | 1.8486e-11
[79 empty] | WLDFR | HFTD - Distribution - Tier 3 - 1QU CoRE ¦ 3QU LoRE | Red Flag Warning - Small Fires | 2029 | 6.2009e-07 | 6.2009e-07 | 0.083606 | 0.039055 | 0.001695 | 0.042856 | 0 | 0 | 0.00064263 | 5.1844e-08 | 0 | 5.1844e-08 | 5.1844e-08 | 0 | 5.1844e-08 | 0 | 0.0033991 | 0.0074508 | 0 | 0.0074508 | 0 | 8.5916e-08 | 0 | 0 | 0 | [12 empty] | 7.3.3.17.5 (Remote Grid) Updates to grid topology to minimize risk of ignition in HFTDs Remote GridWLDFRContaminationAggregated | WLDFR | HFTD - Distribution - Tier 2 - 2QU CoRE ¦ 3QU LoRE | Non-Red Flag Warning - Destructive Fires | Contamination | Aggregated | 2029 | 1.9056e-08 | 946.5765 | 1.8038e-05 | 2029 | Mitigation | 0.95 | 45 | 0 | esc | 0.00097009 | 1.8486e-11 | 0.00097009 | 1.8486e-11
[79 empty] | WLDFR | HFTD - Distribution - Tier 3 - 1QU CoRE ¦ 3QU LoRE | Red Flag Warning - Small Fires | 2030 | 6.2009e-07 | 6.2009e-07 | 0.083606 | 0.039055 | 0.001695 | 0.042856 | 0 | 0 | 0.00064263 | 5.1844e-08 | 0 | 5.1844e-08 | 5.1844e-08 | 0 | 5.1844e-08 | 0 | 0.0033991 | 0.0074508 | 0 | 0.0074508 | 0 | 8.8682e-08 | 1.7736e-07 | 0 | 1.7736e-07 | [12 empty] | 7.3.3.17.5 (Remote Grid) Updates to grid topology to minimize risk of ignition in HFTDs Remote GridWLDFRContaminationAggregated | WLDFR | HFTD - Distribution - Tier 2 - 2QU CoRE ¦ 3QU LoRE | Non-Red Flag Warning - Destructive Fires | Contamination | Aggregated | 2030 | 1.9056e-08 | 946.5765 | 1.8038e-05 | 2030 | Mitigation | 0.95 | 45 | 0 | esc | 0.00097009 | 1.8486e-11 | 0.00097009 | 1.8486e-11
[79 empty] | WLDFR | HFTD - Distribution - Tier 3 - 1QU CoRE ¦ 3QU LoRE | Red Flag Warning - Small Fires | 2031 | 6.2009e-07 | 6.2009e-07 | 0.083606 | 0.039055 | 0.001695 | 0.042856 | 0 | 0 | 0.00064263 | 5.1844e-08 | 0 | 5.1844e-08 | 5.1844e-08 | 0 | 5.1844e-08 | 0 | 0.0033991 | 0.0074508 | 0 | 0.0074508 | 0 | 8.8682e-08 | 1.7736e-07 | 0 | 1.7736e-07 | [12 empty] | 7.3.3.17.5 (Remote Grid) Updates to grid topology to minimize risk of ignition in HFTDs Remote GridWLDFRContaminationAggregated | WLDFR | HFTD - Distribution - Tier 2 - 2QU CoRE ¦ 3QU LoRE | Non-Red Flag Warning - Destructive Fires | Contamination | Aggregated | 2031 | 1.9056e-08 | 946.5765 | 1.8038e-05 | 2031 | Mitigation | 0.95 | 45 | 0 | esc | 0.00097009 | 1.8486e-11 | 0.00097009 | 1.8486e-11
[79 empty] | WLDFR | HFTD - Distribution - Tier 3 - 1QU CoRE ¦ 3QU LoRE | Red Flag Warning - Small Fires | 2032 | 6.2009e-07 | 6.2009e-07 | 0.083606 | 0.039055 | 0.001695 | 0.042856 | 0 | 0 | 0.00064263 | 5.1844e-08 | 0 | 5.1844e-08 | 5.1844e-08 | 0 | 5.1844e-08 | 0 | 0.0035652 | 0.007815 | 0 | 0.007815 | 0 | 8.8682e-08 | 1.7736e-07 | 0 | 1.7736e-07 | [12 empty] | 7.3.3.17.5 (Remote Grid) Updates to grid topology to minimize risk of ignition in HFTDs Remote GridWLDFRContaminationAggregated | WLDFR | HFTD - Distribution - Tier 2 - 2QU CoRE ¦ 3QU LoRE | Non-Red Flag Warning - Destructive Fires | Contamination | Aggregated | 2032 | 1.9056e-08 | 946.5765 | 1.8038e-05 | 2032 | Mitigation | 0.95 | 45 | 0 | esc | 0.00097009 | 1.8486e-11 | 0.00097009 | 1.8486e-11
[79 empty] | WLDFR | HFTD - Distribution - Tier 3 - 1QU CoRE ¦ 3QU LoRE | Red Flag Warning - Small Fires | 2033 | 6.2009e-07 | 6.2009e-07 | 0.087211 | 0.040679 | 0.0017655 | 0.044766 | 0 | 0 | 0.00064263 | 5.4079e-08 | 0 | 5.4079e-08 | 5.4079e-08 | 0 | 5.4079e-08 | 0 | 0.0035652 | 0.007815 | 0 | 0.007815 | 0 | 8.8682e-08 | 1.7736e-07 | 0 | 1.7736e-07 | [12 empty] | 7.3.3.17.5 (Remote Grid) Updates to grid topology to minimize risk of ignition in HFTDs Remote GridWLDFRContaminationAggregated | WLDFR | HFTD - Distribution - Tier 2 - 2QU CoRE ¦ 3QU LoRE | Non-Red Flag Warning - Destructive Fires | Contamination | Aggregated | 2033 | 1.9056e-08 | 946.5765 | 1.8038e-05 | 2033 | Mitigation | 0.95 | 45 | 0 | esc | 0.00097009 | 1.8486e-11 | 0.00097009 | 1.8486e-11
[79 empty] | WLDFR | HFTD - Distribution - Tier 3 - 1QU CoRE ¦ 3QU LoRE | Red Flag Warning - Small Fires | 2034 | 6.2009e-07 | 6.2009e-07 | 0.087211 | 0.040679 | 0.0017655 | 0.044766 | 0 | 0 | 0.00064263 | 5.4079e-08 | 0 | 5.4079e-08 | 5.4079e-08 | 0 | 5.4079e-08 | 0 | 0.0035652 | 0.007815 | 0 | 0.007815 | 0 | 8.8682e-08 | 1.7736e-07 | 0 | 1.7736e-07 | [12 empty] | 7.3.3.17.5 (Remote Grid) Updates to grid topology to minimize risk of ignition in HFTDs Remote GridWLDFRContaminationAggregated | WLDFR | HFTD - Distribution - Tier 2 - 2QU CoRE ¦ 3QU LoRE | Non-Red Flag Warning - Destructive Fires | Contamination | Aggregated | 2034 | 1.9056e-08 | 946.5765 | 1.8038e-05 | 2034 | Mitigation | 0.95 | 45 | 0 | esc | 0.00097009 | 1.8486e-11 | 0.00097009 | 1.8486e-11
[79 empty] | WLDFR | HFTD - Distribution - Tier 3 - 1QU CoRE ¦ 3QU LoRE | Red Flag Warning - Small Fires | 2035 | 6.2009e-07 | 6.2009e-07 | 0.087211 | 0.040679 | 0.0017655 | 0.044766 | 0 | 0 | 0.00064263 | 5.4079e-08 | 0 | 5.4079e-08 | 5.4079e-08 | 0 | 5.4079e-08 | 0 | 0.0035652 | 0.007815 | 0 | 0.007815 | 0 | 9.2209e-08 | 1.8442e-07 | 0 | 1.8442e-07 | [12 empty] | 7.3.3.17.5 (Remote Grid) Updates to grid topology to minimize risk of ignition in HFTDs Remote GridWLDFRContaminationAggregated | WLDFR | HFTD - Distribution - Tier 2 - 2QU CoRE ¦ 3QU LoRE | Non-Red Flag Warning - Destructive Fires | Contamination | Aggregated | 2035 | 1.9056e-08 | 946.5765 | 1.8038e-05 | 2035 | Mitigation | 0.95 | 45 | 0 | esc | 0.00097009 | 1.8486e-11 | 0.00097009 | 1.8486e-11
[79 empty] | WLDFR | HFTD - Distribution - Tier 3 - 1QU CoRE ¦ 3QU LoRE | Red Flag Warning - Small Fires | 2036 | 6.2009e-07 | 6.2009e-07 | 0.087211 | 0.040679 | 0.0017655 | 0.044766 | 0 | 0 | 0.00064263 | 5.4079e-08 | 0 | 5.4079e-08 | 5.4079e-08 | 0 | 5.4079e-08 | 0 | 0.0035652 | 0.007815 | 0 | 0.007815 | 0 | 9.2209e-08 | 1.8442e-07 | 0 | 1.8442e-07 | [12 empty] | 7.3.3.17.5 (Remote Grid) Updates to grid topology to minimize risk of ignition in HFTDs Remote GridWLDFRContaminationAggregated | WLDFR | HFTD - Distribution - Tier 2 - 2QU CoRE ¦ 3QU LoRE | Non-Red Flag Warning - Destructive Fires | Contamination | Aggregated | 2036 | 1.9056e-08 | 946.5765 | 1.8038e-05 | 2036 | Mitigation | 0.95 | 45 | 0 | esc | 0.00097009 | 1.8486e-11 | 0.00097009 | 1.8486e-11
[79 empty] | WLDFR | HFTD - Distribution - Tier 3 - 1QU CoRE ¦ 3QU LoRE | Red Flag Warning - Small Fires | 2037 | 6.2009e-07 | 6.2009e-07 | 0.087211 | 0.040679 | 0.0017655 | 0.044766 | 0 | 0 | 0.00064263 | 5.4079e-08 | 0 | 5.4079e-08 | 5.4079e-08 | 0 | 5.4079e-08 | 0 | 0.003742 | 0.0082025 | 0 | 0.0082025 | 0 | 9.2209e-08 | 1.8442e-07 | 0 | 1.8442e-07 | [12 empty] | 7.3.3.17.5 (Remote Grid) Updates to grid topology to minimize risk of ignition in HFTDs Remote GridWLDFRContaminationAggregated | WLDFR | HFTD - Distribution - Tier 2 - 2QU CoRE ¦ 3QU LoRE | Non-Red Flag Warning - Destructive Fires | Contamination | Aggregated | 2037 | 1.9056e-08 | 946.5765 | 1.8038e-05 | 2037 | Mitigation | 0.95 | 45 | 0 | esc | 0.00097009 | 1.8486e-11 | 0.00097009 | 1.8486e-11
[79 empty] | WLDFR | HFTD - Distribution - Tier 3 - 1QU CoRE ¦ 3QU LoRE | Red Flag Warning - Small Fires | 2038 | 6.2009e-07 | 6.2009e-07 | 0.091184 | 0.042438 | 0.0018418 | 0.046905 | 0 | 0 | 0.00064263 | 5.6543e-08 | 0 | 5.6543e-08 | 5.6543e-08 | 0 | 5.6543e-08 | 0 | 0.003742 | 0.0082025 | 0 | 0.0082025 | 0 | 9.2209e-08 | 1.8442e-07 | 0 | 1.8442e-07 | [12 empty] | 7.3.3.17.5 (Remote Grid) Updates to grid topology to minimize risk of ignition in HFTDs Remote GridWLDFRContaminationAggregated | WLDFR | HFTD - Distribution - Tier 2 - 2QU CoRE ¦ 3QU LoRE | Non-Red Flag Warning - Destructive Fires | Contamination | Aggregated | 2038 | 1.9056e-08 | 946.5765 | 1.8038e-05 | 2038 | Mitigation | 0.95 | 45 | 0 | esc | 0.00097009 | 1.8486e-11 | 0.00097009 | 1.8486e-11
[79 empty] | WLDFR | HFTD - Distribution - Tier 3 - 1QU CoRE ¦ 3QU LoRE | Red Flag Warning - Small Fires | 2039 | 6.2009e-07 | 6.2009e-07 | 0.091184 | 0.042438 | 0.0018418 | 0.046905 | 0 | 0 | 0.00064263 | 5.6543e-08 | 0 | 5.6543e-08 | 5.6543e-08 | 0 | 5.6543e-08 | 0 | 0.003742 | 0.0082025 | 0 | 0.0082025 | 0 | 9.2209e-08 | 1.8442e-07 | 0 | 1.8442e-07 | [12 empty] | 7.3.3.17.5 (Remote Grid) Updates to grid topology to minimize risk of ignition in HFTDs Remote GridWLDFRContaminationAggregated | WLDFR | HFTD - Distribution - Tier 2 - 2QU CoRE ¦ 3QU LoRE | Non-Red Flag Warning - Destructive Fires | Contamination | Aggregated | 2039 | 1.9056e-08 | 946.5765 | 1.8038e-05 | 2039 | Mitigation | 0.95 | 45 | 0 | esc | 0.00097009 | 1.8486e-11 | 0.00097009 | 1.8486e-11
[79 empty] | WLDFR | HFTD - Distribution - Tier 3 - 1QU CoRE ¦ 3QU LoRE | Red Flag Warning - Small Fires | 2040 | 6.2009e-07 | 6.2009e-07 | 0.091184 | 0.042438 | 0.0018418 | 0.046905 | 0 | 0 | 0.00064263 | 5.6543e-08 | 0 | 5.6543e-08 | 5.6543e-08 | 0 | 5.6543e-08 | 0 | 0.003742 | 0.0082025 | 0 | 0.0082025 | 0 | 9.6184e-08 | 1.9237e-07 | 0 | 1.9237e-07 | [12 empty] | 7.3.3.17.5 (Remote Grid) Updates to grid topology to minimize risk of ignition in HFTDs Remote GridWLDFRContaminationAggregated | WLDFR | HFTD - Distribution - Tier 2 - 2QU CoRE ¦ 3QU LoRE | Non-Red Flag Warning - Destructive Fires | Contamination | Aggregated | 2040 | 1.9056e-08 | 946.5765 | 1.8038e-05 | 2040 | Mitigation | 0.95 | 45 | 0 | esc | 0.00097009 | 1.8486e-11 | 0.00097009 | 1.8486e-11
[79 empty] | WLDFR | HFTD - Distribution - Tier 3 - 1QU CoRE ¦ 3QU LoRE | Red Flag Warning - Small Fires | 2041 | 6.2009e-07 | 6.2009e-07 | 0.091184 | 0.042438 | 0.0018418 | 0.046905 | 0 | 0 | 0.00064263 | 5.6543e-08 | 0 | 5.6543e-08 | 5.6543e-08 | 0 | 5.6543e-08 | 0 | 0.003742 | 0.0082025 | 0 | 0.0082025 | 0 | 9.6184e-08 | 1.9237e-07 | 0 | 1.9237e-07 | [12 empty] | 7.3.3.17.5 (Remote Grid) Updates to grid topology to minimize risk of ignition in HFTDs Remote GridWLDFRContaminationAggregated | WLDFR | HFTD - Distribution - Tier 2 - 2QU CoRE ¦ 3QU LoRE | Non-Red Flag Warning - Destructive Fires | Contamination | Aggregated | 2041 | 1.9056e-08 | 946.5765 | 1.8038e-05 | 2041 | Mitigation | 0.95 | 45 | 0 | esc | 0.00097009 | 1.8486e-11 | 0.00097009 | 1.8486e-11
[79 empty] | WLDFR | HFTD - Distribution - Tier 3 - 1QU CoRE ¦ 3QU LoRE | Red Flag Warning - Small Fires | 2042 | 6.2009e-07 | 6.2009e-07 | 0.091184 | 0.042438 | 0.0018418 | 0.046905 | 0 | 0 | 0.00064263 | 5.6543e-08 | 0 | 5.6543e-08 | 5.6543e-08 | 0 | 5.6543e-08 | 0 | 0.0039271 | 0.0086084 | 0 | 0.0086084 | 0 | 9.6184e-08 | 1.9237e-07 | 0 | 1.9237e-07 | [12 empty] | 7.3.3.17.5 (Remote Grid) Updates to grid topology to minimize risk of ignition in HFTDs Remote GridWLDFRContaminationAggregated | WLDFR | HFTD - Distribution - Tier 2 - 2QU CoRE ¦ 3QU LoRE | Non-Red Flag Warning - Destructive Fires | Contamination | Aggregated | 2042 | 1.9056e-08 | 946.5765 | 1.8038e-05 | 2042 | Mitigation | 0.95 | 45 | 0 | esc | 0.00097009 | 1.8486e-11 | 0.00097009 | 1.8486e-11
[79 empty] | WLDFR | HFTD - Distribution - Tier 3 - 1QU CoRE ¦ 3QU LoRE | Red Flag Warning - Small Fires | 2043 | 6.2009e-07 | 6.2009e-07 | 0.095486 | 0.044306 | 0.0019228 | 0.049257 | 0 | 0 | 0.00064263 | 5.921e-08 | 0 | 5.921e-08 | 5.921e-08 | 0 | 5.921e-08 | 0 | 0.0039271 | 0.0086084 | 0 | 0.0086084 | 0 | 9.6184e-08 | 1.9237e-07 | 0 | 1.9237e-07 | [12 empty] | 7.3.3.17.5 (Remote Grid) Updates to grid topology to minimize risk of ignition in HFTDs Remote GridWLDFRContaminationAggregated | WLDFR | HFTD - Distribution - Tier 2 - 2QU CoRE ¦ 3QU LoRE | Non-Red Flag Warning - Destructive Fires | Contamination | Aggregated | 2043 | 1.9056e-08 | 946.5765 | 1.8038e-05 | 2043 | Mitigation | 0.95 | 45 | 0 | esc | 0.00097009 | 1.8486e-11 | 0.00097009 | 1.8486e-11
[79 empty] | WLDFR | HFTD - Distribution - Tier 3 - 1QU CoRE ¦ 3QU LoRE | Red Flag Warning - Small Fires | 2044 | 6.2009e-07 | 6.2009e-07 | 0.095486 | 0.044306 | 0.0019228 | 0.049257 | 0 | 0 | 0.00064263 | 5.921e-08 | 0 | 5.921e-08 | 5.921e-08 | 0 | 5.921e-08 | 0 | 0.0039271 | 0.0086084 | 0 | 0.0086084 | 0 | 9.6184e-08 | 1.9237e-07 | 0 | 1.9237e-07 | [12 empty] | 7.3.3.17.5 (Remote Grid) Updates to grid topology to minimize risk of ignition in HFTDs Remote GridWLDFRContaminationAggregated | WLDFR | HFTD - Distribution - Tier 2 - 2QU CoRE ¦ 3QU LoRE | Non-Red Flag Warning - Destructive Fires | Contamination | Aggregated | 2044 | 1.9056e-08 | 946.5765 | 1.8038e-05 | 2044 | Mitigation | 0.95 | 45 | 0 | esc | 0.00097009 | 1.8486e-11 | 0.00097009 | 1.8486e-11
[79 empty] | WLDFR | HFTD - Distribution - Tier 3 - 1QU CoRE ¦ 3QU LoRE | Red Flag Warning - Small Fires | 2045 | 6.2009e-07 | 6.2009e-07 | 0.095486 | 0.044306 | 0.0019228 | 0.049257 | 0 | 0 | 0.00064263 | 5.921e-08 | 0 | 5.921e-08 | 5.921e-08 | 0 | 5.921e-08 | 0 | 0.0039271 | 0.0086084 | 0 | 0.0086084 | 0 | 1.0057e-07 | 2.0113e-07 | 0 | 2.0113e-07 | [12 empty] | 7.3.3.17.5 (Remote Grid) Updates to grid topology to minimize risk of ignition in HFTDs Remote GridWLDFRContaminationAggregated | WLDFR | HFTD - Distribution - Tier 2 - 2QU CoRE ¦ 3QU LoRE | Non-Red Flag Warning - Destructive Fires | Contamination | Aggregated | 2045 | 1.9056e-08 | 946.5765 | 1.8038e-05 | 2045 | Mitigation | 0.95 | 45 | 0 | esc | 0.00097009 | 1.8486e-11 | 0.00097009 | 1.8486e-11
[79 empty] | WLDFR | HFTD - Distribution - Tier 3 - 1QU CoRE ¦ 3QU LoRE | Red Flag Warning - Small Fires | 2046 | 6.2009e-07 | 6.2009e-07 | 0.095486 | 0.044306 | 0.0019228 | 0.049257 | 0 | 0 | 0.00064263 | 5.921e-08 | 0 | 5.921e-08 | 5.921e-08 | 0 | 5.921e-08 | 0 | 0.0039271 | 0.0086084 | 0 | 0.0086084 | 0 | 1.0057e-07 | 2.0113e-07 | 0 | 2.0113e-07 | [12 empty] | 7.3.3.17.5 (Remote Grid) Updates to grid topology to minimize risk of ignition in HFTDs Remote GridWLDFRContaminationAggregated | WLDFR | HFTD - Distribution - Tier 2 - 2QU CoRE ¦ 3QU LoRE | Non-Red Flag Warning - Destructive Fires | Contamination | Aggregated | 2046 | 1.9056e-08 | 946.5765 | 1.8038e-05 | 2046 | Mitigation | 0.95 | 45 | 0 | esc | 0.00097009 | 1.8486e-11 | 0.00097009 | 1.8486e-11
[79 empty] | WLDFR | HFTD - Distribution - Tier 3 - 1QU CoRE ¦ 3QU LoRE | Red Flag Warning - Small Fires | 2047 | 6.2009e-07 | 6.2009e-07 | 0.095486 | 0.044306 | 0.0019228 | 0.049257 | 0 | 0 | 0.00064263 | 5.921e-08 | 0 | 5.921e-08 | 5.921e-08 | 0 | 5.921e-08 | 0 | 0.0041183 | 0.0090275 | 0 | 0.0090275 | 0 | 1.0057e-07 | 2.0113e-07 | 0 | 2.0113e-07 | [12 empty] | 7.3.3.17.5 (Remote Grid) Updates to grid topology to minimize risk of ignition in HFTDs Remote GridWLDFRContaminationAggregated | WLDFR | HFTD - Distribution - Tier 2 - 2QU CoRE ¦ 3QU LoRE | Non-Red Flag Warning - Destructive Fires | Contamination | Aggregated | 2047 | 1.9056e-08 | 946.5765 | 1.8038e-05 | 2047 | Mitigation | 0.95 | 45 | 0 | esc | 0.00097009 | 1.8486e-11 | 0.00097009 | 1.8486e-11
[79 empty] | WLDFR | HFTD - Distribution - Tier 3 - 1QU CoRE ¦ 3QU LoRE | Red Flag Warning - Small Fires | 2048 | 6.2009e-07 | 6.2009e-07 | 0.10007 | 0.04626 | 0.0020076 | 0.051804 | 0 | 0 | 0.00064263 | 6.2054e-08 | 0 | 6.2054e-08 | 6.2054e-08 | 0 | 6.2054e-08 | 0 | 0.0041183 | 0.0090275 | 0 | 0.0090275 | 0 | 1.0057e-07 | 2.0113e-07 | 0 | 2.0113e-07 | [12 empty] | 7.3.3.17.5 (Remote Grid) Updates to grid topology to minimize risk of ignition in HFTDs Remote GridWLDFRContaminationAggregated | WLDFR | HFTD - Distribution - Tier 2 - 2QU CoRE ¦ 3QU LoRE | Non-Red Flag Warning - Destructive Fires | Contamination | Aggregated | 2048 | 1.9056e-08 | 946.5765 | 1.8038e-05 | 2048 | Mitigation | 0.95 | 45 | 0 | esc | 0.00097009 | 1.8486e-11 | 0.00097009 | 1.8486e-11
[79 empty] | WLDFR | HFTD - Distribution - Tier 3 - 1QU CoRE ¦ 3QU LoRE | Red Flag Warning - Small Fires | 2049 | 6.2009e-07 | 6.2009e-07 | 0.10007 | 0.04626 | 0.0020076 | 0.051804 | 0 | 0 | 0.00064263 | 6.2054e-08 | 0 | 6.2054e-08 | 6.2054e-08 | 0 | 6.2054e-08 | 0 | 0.0041183 | 0.0090275 | 0 | 0.0090275 | 0 | 1.0057e-07 | 2.0113e-07 | 0 | 2.0113e-07 | [12 empty] | 7.3.3.17.5 (Remote Grid) Updates to grid topology to minimize risk of ignition in HFTDs Remote GridWLDFRContaminationAggregated | WLDFR | HFTD - Distribution - Tier 2 - 2QU CoRE ¦ 3QU LoRE | Non-Red Flag Warning - Destructive Fires | Contamination | Aggregated | 2049 | 1.9056e-08 | 946.5765 | 1.8038e-05 | 2049 | Mitigation | 0.95 | 45 | 0 | esc | 0.00097009 | 1.8486e-11 | 0.00097009 | 1.8486e-11
[79 empty] | WLDFR | HFTD - Distribution - Tier 3 - 1QU CoRE ¦ 3QU LoRE | Red Flag Warning - Small Fires | 2050 | 6.2009e-07 | 6.2009e-07 | 0.10007 | 0.04626 | 0.0020076 | 0.051804 | 0 | 0 | 0.00064263 | 6.2054e-08 | 0 | 6.2054e-08 | 6.2054e-08 | 0 | 6.2054e-08 | 0 | 0.0041183 | 0.0090275 | 0 | 0.0090275 | 0 | 1.0531e-07 | 2.1062e-07 | 0 | 2.1062e-07 | [12 empty] | 7.3.3.17.5 (Remote Grid) Updates to grid topology to minimize risk of ignition in HFTDs Remote GridWLDFRContaminationAggregated | WLDFR | HFTD - Distribution - Tier 2 - 2QU CoRE ¦ 3QU LoRE | Non-Red Flag Warning - Destructive Fires | Contamination | Aggregated | 2050 | 1.9056e-08 | 946.5765 | 1.8038e-05 | 2050 | Mitigation | 0.95 | 45 | 0 | esc | 0.00097009 | 1.8486e-11 | 0.00097009 | 1.8486e-11
[79 empty] | WLDFR | HFTD - Distribution - Tier 3 - 1QU CoRE ¦ 3QU LoRE | Red Flag Warning - Small Fires | 2051 | 6.2009e-07 | 6.2009e-07 | 0.10007 | 0.04626 | 0.0020076 | 0.051804 | 0 | 0 | 0.00064263 | 6.2054e-08 | 0 | 6.2054e-08 | 6.2054e-08 | 0 | 6.2054e-08 | 0 | 0.0041183 | 0.0090275 | 0 | 0.0090275 | 0 | 1.0531e-07 | 2.1062e-07 | 0 | 2.1062e-07 | [12 empty] | 7.3.3.17.5 (Remote Grid) Updates to grid topology to minimize risk of ignition in HFTDs Remote GridWLDFRContaminationAggregated | WLDFR | HFTD - Distribution - Tier 2 - 2QU CoRE ¦ 3QU LoRE | Non-Red Flag Warning - Destructive Fires | Contamination | Aggregated | 2051 | 1.9056e-08 | 946.5765 | 1.8038e-05 | 2051 | Mitigation | 0.95 | 45 | 0 | esc | 0.00097009 | 1.8486e-11 | 0.00097009 | 1.8486e-11
[79 empty] | WLDFR | HFTD - Distribution - Tier 3 - 1QU CoRE ¦ 3QU LoRE | Red Flag Warning - Small Fires | 2052 | 6.2009e-07 | 6.2009e-07 | 0.10007 | 0.04626 | 0.0020076 | 0.051804 | 0 | 0 | 0.00064263 | 6.2054e-08 | 0 | 6.2054e-08 | 6.2054e-08 | 0 | 6.2054e-08 | 0 | 0.0043132 | 0.0094547 | 0 | 0.0094547 | 0 | 1.0531e-07 | 2.1062e-07 | 0 | 2.1062e-07 | [12 empty] | 7.3.3.17.5 (Remote Grid) Updates to grid topology to minimize risk of ignition in HFTDs Remote GridWLDFRContaminationAggregated | WLDFR | HFTD - Distribution - Tier 2 - 2QU CoRE ¦ 3QU LoRE | Non-Red Flag Warning - Destructive Fires | Contamination | Aggregated | 2052 | 1.9056e-08 | 946.5765 | 1.8038e-05 | 2052 | Mitigation | 0.95 | 45 | 0 | esc | 0.00097009 | 1.8486e-11 | 0.00097009 | 1.8486e-11
[79 empty] | WLDFR | HFTD - Distribution - Tier 3 - 1QU CoRE ¦ 3QU LoRE | Red Flag Warning - Small Fires | 2053 | 6.2009e-07 | 6.2009e-07 | 0.10489 | 0.048274 | 0.002095 | 0.054525 | 0 | 0 | 0.00064263 | 6.5044e-08 | 0 | 6.5044e-08 | 6.5044e-08 | 0 | 6.5044e-08 | 0 | 0.0043132 | 0.0094547 | 0 | 0.0094547 | 0 | 1.0531e-07 | 2.1062e-07 | 0 | 2.1062e-07 | [12 empty] | 7.3.3.17.5 (Remote Grid) Updates to grid topology to minimize risk of ignition in HFTDs Remote GridWLDFRContaminationAggregated | WLDFR | HFTD - Distribution - Tier 2 - 2QU CoRE ¦ 3QU LoRE | Non-Red Flag Warning - Destructive Fires | Contamination | Aggregated | 2053 | 1.9056e-08 | 946.5765 | 1.8038e-05 | 2053 | Mitigation | 0.95 | 45 | 0 | esc | 0.00097009 | 1.8486e-11 | 0.00097009 | 1.8486e-11
[79 empty] | WLDFR | HFTD - Distribution - Tier 3 - 1QU CoRE ¦ 3QU LoRE | Red Flag Warning - Small Fires | 2054 | 6.2009e-07 | 6.2009e-07 | 0.10489 | 0.048274 | 0.002095 | 0.054525 | 0 | 0 | 0.00064263 | 6.5044e-08 | 0 | 6.5044e-08 | 6.5044e-08 | 0 | 6.5044e-08 | 0 | 0.0043132 | 0.0094547 | 0 | 0.0094547 | 0 | 1.0531e-07 | 2.1062e-07 | 0 | 2.1062e-07 | [12 empty] | 7.3.3.17.5 (Remote Grid) Updates to grid topology to minimize risk of ignition in HFTDs Remote GridWLDFRContaminationAggregated | WLDFR | HFTD - Distribution - Tier 2 - 2QU CoRE ¦ 3QU LoRE | Non-Red Flag Warning - Destructive Fires | Contamination | Aggregated | 2054 | 1.9056e-08 | 946.5765 | 1.8038e-05 | 2054 | Mitigation | 0.95 | 45 | 0 | esc | 0.00097009 | 1.8486e-11 | 0.00097009 | 1.8486e-11
[79 empty] | WLDFR | HFTD - Distribution - Tier 3 - 1QU CoRE ¦ 3QU LoRE | Red Flag Warning - Small Fires | 2055 | 6.2009e-07 | 6.2009e-07 | 0.10489 | 0.048274 | 0.002095 | 0.054525 | 0 | 0 | 0.00064263 | 6.5044e-08 | 0 | 6.5044e-08 | 6.5044e-08 | 0 | 6.5044e-08 | 0 | 0.0043132 | 0.0094547 | 0 | 0.0094547 | 0 | 1.1037e-07 | 2.2074e-07 | 0 | 2.2074e-07 | [12 empty] | 7.3.3.17.5 (Remote Grid) Updates to grid topology to minimize risk of ignition in HFTDs Remote GridWLDFRContaminationAggregated | WLDFR | HFTD - Distribution - Tier 2 - 2QU CoRE ¦ 3QU LoRE | Non-Red Flag Warning - Destructive Fires | Contamination | Aggregated | 2055 | 1.9056e-08 | 946.5765 | 1.8038e-05 | 2055 | Mitigation | 0.95 | 45 | 0 | esc | 0.00097009 | 1.8486e-11 | 0.00097009 | 1.8486e-11
[79 empty] | WLDFR | HFTD - Distribution - Tier 3 - 1QU CoRE ¦ 3QU LoRE | Red Flag Warning - Small Fires | 2056 | 6.2009e-07 | 6.2009e-07 | 0.10489 | 0.048274 | 0.002095 | 0.054525 | 0 | 0 | 0.00064263 | 6.5044e-08 | 0 | 6.5044e-08 | 6.5044e-08 | 0 | 6.5044e-08 | 0 | 0.0043132 | 0.0094547 | 0 | 0.0094547 | 0 | 1.1037e-07 | 2.2074e-07 | 0 | 2.2074e-07 | [12 empty] | 7.3.3.17.5 (Remote Grid) Updates to grid topology to minimize risk of ignition in HFTDs Remote GridWLDFRContaminationAggregated | WLDFR | HFTD - Distribution - Tier 2 - 2QU CoRE ¦ 3QU LoRE | Non-Red Flag Warning - Destructive Fires | Contamination | Aggregated | 2056 | 1.9056e-08 | 946.5765 | 1.8038e-05 | 2056 | Mitigation | 0.95 | 45 | 0 | esc | 0.00097009 | 1.8486e-11 | 0.00097009 | 1.8486e-11
[79 empty] | WLDFR | HFTD - Distribution - Tier 3 - 1QU CoRE ¦ 3QU LoRE | Red Flag Warning - Small Fires | 2057 | 6.2009e-07 | 6.2009e-07 | 0.10489 | 0.048274 | 0.002095 | 0.054525 | 0 | 0 | 0.00064263 | 6.5044e-08 | 0 | 6.5044e-08 | 6.5044e-08 | 0 | 6.5044e-08 | 0 | 0.0045095 | 0.0098848 | 0 | 0.0098848 | 0 | 1.1037e-07 | 2.2074e-07 | 0 | 2.2074e-07 | [12 empty] | 7.3.3.17.5 (Remote Grid) Updates to grid topology to minimize risk of ignition in HFTDs Remote GridWLDFRContaminationAggregated | WLDFR | HFTD - Distribution - Tier 2 - 2QU CoRE ¦ 3QU LoRE | Non-Red Flag Warning - Destructive Fires | Contamination | Aggregated | 2057 | 1.9056e-08 | 946.5765 | 1.8038e-05 | 2057 | Mitigation | 0.95 | 45 | 0 | esc | 0.00097009 | 1.8486e-11 | 0.00097009 | 1.8486e-11
[79 empty] | WLDFR | HFTD - Distribution - Tier 3 - 1QU CoRE ¦ 3QU LoRE | Red Flag Warning - Small Fires | 2058 | 6.2009e-07 | 6.2009e-07 | 0.1099 | 0.050325 | 0.0021839 | 0.057393 | 0 | 0 | 0.00064263 | 6.815e-08 | 0 | 6.815e-08 | 6.815e-08 | 0 | 6.815e-08 | 0 | 0.0045095 | 0.0098848 | 0 | 0.0098848 | 0 | 1.1037e-07 | 2.2074e-07 | 0 | 2.2074e-07 | [12 empty] | 7.3.3.17.5 (Remote Grid) Updates to grid topology to minimize risk of ignition in HFTDs Remote GridWLDFRContaminationAggregated | WLDFR | HFTD - Distribution - Tier 2 - 2QU CoRE ¦ 3QU LoRE | Non-Red Flag Warning - Destructive Fires | Contamination | Aggregated | 2058 | 1.9056e-08 | 946.5765 | 1.8038e-05 | 2058 | Mitigation | 0.95 | 45 | 0 | esc | 0.00097009 | 1.8486e-11 | 0.00097009 | 1.8486e-11
[79 empty] | WLDFR | HFTD - Distribution - Tier 3 - 1QU CoRE ¦ 3QU LoRE | Red Flag Warning - Small Fires | 2059 | 6.2009e-07 | 6.2009e-07 | 0.1099 | 0.050325 | 0.0021839 | 0.057393 | 0 | 0 | 0.00064263 | 6.815e-08 | 0 | 6.815e-08 | 6.815e-08 | 0 | 6.815e-08 | 0 | 0.0045095 | 0.0098848 | 0 | 0.0098848 | 0 | 0 | 2.2074e-07 | 0 | 2.2074e-07 | [12 empty] | 7.3.3.17.5 (Remote Grid) Updates to grid topology to minimize risk of ignition in HFTDs Remote GridWLDFRContaminationAggregated | WLDFR | HFTD - Distribution - Tier 2 - 2QU CoRE ¦ 3QU LoRE | Non-Red Flag Warning - Destructive Fires | Contamination | Aggregated | 2059 | 1.9056e-08 | 946.5765 | 1.8038e-05 | 2059 | Mitigation | 0.95 | 45 | 0 | esc | 0.00097009 | 1.8486e-11 | 0.00097009 | 1.8486e-11
[79 empty] | WLDFR | HFTD - Distribution - Tier 3 - 1QU CoRE ¦ 3QU LoRE | Red Flag Warning - Small Fires | 2060 | 6.2009e-07 | 6.2009e-07 | 0.1099 | 0.050325 | 0.0021839 | 0.057393 | 0 | 0 | 0.00064263 | 6.815e-08 | 0 | 6.815e-08 | 6.815e-08 | 0 | 6.815e-08 | 0 | 0.0045095 | 0.0098848 | 0 | 0.0098848 | 0 | 0 | 0 | 0 | 0 | [12 empty] | 7.3.3.17.5 (Remote Grid) Updates to grid topology to minimize risk of ignition in HFTDs Remote GridWLDFRContaminationAggregated | WLDFR | HFTD - Distribution - Tier 2 - 2QU CoRE ¦ 3QU LoRE | Non-Red Flag Warning - Destructive Fires | Contamination | Aggregated | 2060 | 1.9056e-08 | 946.5765 | 1.8038e-05 | 2060 | Mitigation | 0.95 | 45 | 0 | esc | 0.00097009 | 1.8486e-11 | 0.00097009 | 1.8486e-11
[79 empty] | WLDFR | HFTD - Distribution - Tier 3 - 1QU CoRE ¦ 3QU LoRE | Red Flag Warning - Small Fires | 2061 | 6.2009e-07 | 6.2009e-07 | 0.1099 | 0.050325 | 0.0021839 | 0.057393 | 0 | 0 | 0.00064263 | 6.815e-08 | 0 | 6.815e-08 | 6.815e-08 | 0 | 6.815e-08 | 0 | 0.0045095 | 0.0098848 | 0 | 0.0098848 | 0 | 0 | 0 | 0 | 0 | [12 empty] | 7.3.3.17.5 (Remote Grid) Updates to grid topology to minimize risk of ignition in HFTDs Remote GridWLDFRContaminationAggregated | WLDFR | HFTD - Distribution - Tier 2 - 2QU CoRE ¦ 3QU LoRE | Non-Red Flag Warning - Destructive Fires | Contamination | Aggregated | 2061 | 1.9056e-08 | 946.5765 | 1.8038e-05 | 2061 | Mitigation | 0.95 | 45 | 0 | esc | 0.00097009 | 1.8486e-11 | 0.00097009 | 1.8486e-11
[79 empty] | WLDFR | HFTD - Distribution - Tier 3 - 1QU CoRE ¦ 3QU LoRE | Red Flag Warning - Small Fires | 2062 | 6.2009e-07 | 6.2009e-07 | 0.1099 | 0.050325 | 0.0021839 | 0.057393 | 0 | 0 | 0.00064263 | 6.815e-08 | 0 | 6.815e-08 | 6.815e-08 | 0 | 6.815e-08 | 0 | 0.0047047 | 0.010313 | 0 | 0.010313 | 0 | 1.3179e-05 | 0 | 0 | 0 | [12 empty] | 7.3.3.17.5 (Remote Grid) Updates to grid topology to minimize risk of ignition in HFTDs Remote GridWLDFRContaminationAggregated | WLDFR | HFTD - Distribution - Tier 2 - 2QU CoRE ¦ 3QU LoRE | Non-Red Flag Warning - Destructive Fires | Contamination | Aggregated | 2062 | 1.9056e-08 | 946.5765 | 1.8038e-05 | 2062 | Mitigation | 0.95 | 45 | 0 | esc | 0.00097009 | 1.8486e-11 | 0.00097009 | 1.8486e-11
[79 empty] | WLDFR | HFTD - Distribution - Tier 3 - 1QU CoRE ¦ 3QU LoRE | Red Flag Warning - Small Fires | 2063 | 6.2009e-07 | 6.2009e-07 | 0.11504 | 0.052388 | 0.0022734 | 0.060377 | 0 | 0 | 0.00064263 | 7.1334e-08 | 0 | 7.1334e-08 | 7.1334e-08 | 0 | 7.1334e-08 | 0 | 0.0047047 | 0.010313 | 0 | 0.010313 | 0 | 1.3662e-05 | 2.7325e-05 | 0 | 2.7325e-05 | [12 empty] | 7.3.3.17.5 (Remote Grid) Updates to grid topology to minimize risk of ignition in HFTDs Remote GridWLDFRContaminationAggregated | WLDFR | HFTD - Distribution - Tier 2 - 2QU CoRE ¦ 3QU LoRE | Non-Red Flag Warning - Destructive Fires | Contamination | Aggregated | 2063 | 1.9056e-08 | 946.5765 | 1.8038e-05 | 2063 | Mitigation | 0.95 | 45 | 0 | esc | 0.00097009 | 1.8486e-11 | 0.00097009 | 1.8486e-11
[79 empty] | WLDFR | HFTD - Distribution - Tier 3 - 1QU CoRE ¦ 3QU LoRE | Red Flag Warning - Small Fires | 2064 | 6.2009e-07 | 6.2009e-07 | 0.11504 | 0.052388 | 0.0022734 | 0.060377 | 0 | 0 | 0.00064263 | 7.1334e-08 | 0 | 7.1334e-08 | 7.1334e-08 | 0 | 7.1334e-08 | 0 | 0.0047047 | 0.010313 | 0 | 0.010313 | 0 | 1.3662e-05 | 2.7325e-05 | 0 | 2.7325e-05 | [12 empty] | 7.3.3.17.5 (Remote Grid) Updates to grid topology to minimize risk of ignition in HFTDs Remote GridWLDFRContaminationAggregated | WLDFR | HFTD - Distribution - Tier 2 - 2QU CoRE ¦ 3QU LoRE | Non-Red Flag Warning - Destructive Fires | Contamination | Aggregated | 2064 | 1.9056e-08 | 946.5765 | 1.8038e-05 | 2064 | Mitigation | 0.95 | 45 | 0 | esc | 0.00097009 | 1.8486e-11 | 0.00097009 | 1.8486e-11
[79 empty] | WLDFR | HFTD - Distribution - Tier 3 - 1QU CoRE ¦ 3QU LoRE | Red Flag Warning - Small Fires | 2065 | 6.2009e-07 | 6.2009e-07 | 0.11504 | 0.052388 | 0.0022734 | 0.060377 | 0 | 0 | 0.00064263 | 7.1334e-08 | 0 | 7.1334e-08 | 7.1334e-08 | 0 | 7.1334e-08 | 0 | 0 | 0.010313 | 0 | 0.010313 | 0 | 1.3662e-05 | 2.7325e-05 | 0 | 2.7325e-05 | [12 empty] | 7.3.3.17.5 (Remote Grid) Updates to grid topology to minimize risk of ignition in HFTDs Remote GridWLDFRContaminationAggregated | WLDFR | HFTD - Distribution - Tier 2 - 2QU CoRE ¦ 3QU LoRE | Non-Red Flag Warning - Destructive Fires | Contamination | Aggregated | 2065 | 1.9056e-08 | 946.5765 | 1.8038e-05 | 2065 | Mitigation | 0.95 | 45 | 0 | esc | 0.00097009 | 1.8486e-11 | 0.00097009 | 1.8486e-11
[79 empty] | WLDFR | HFTD - Distribution - Tier 3 - 1QU CoRE ¦ 3QU LoRE | Red Flag Warning - Small Fires | 2066 | 6.2009e-07 | 6.2009e-07 | 0.11504 | 0.052388 | 0.0022734 | 0.060377 | 0 | 0 | 0.00064263 | 7.1334e-08 | 0 | 7.1334e-08 | 7.1334e-08 | 0 | 7.1334e-08 | 0 | 0 | 0 | 0 | 0 | 0 | 1.3662e-05 | 2.7325e-05 | 0 | 2.7325e-05 | [12 empty] | 7.3.3.17.5 (Remote Grid) Updates to grid topology to minimize risk of ignition in HFTDs Remote GridWLDFRContaminationAggregated | WLDFR | HFTD - Distribution - Tier 2 - 2QU CoRE ¦ 3QU LoRE | Non-Red Flag Warning - Destructive Fires | Contamination | Aggregated | 2066 | 1.9056e-08 | 946.5765 | 1.8038e-05 | 2066 | Mitigation | 0.95 | 45 | 0 | esc | 0.00097009 | 1.8486e-11 | 0.00097009 | 1.8486e-11
[79 empty] | WLDFR | HFTD - Distribution - Tier 3 - 1QU CoRE ¦ 3QU LoRE | Red Flag Warning - Small Fires | 2067 | 0 | 6.2009e-07 | 0.11504 | 0.052388 | 0.0022734 | 0.060377 | 0 | 0 | 0.00064263 | 0 | 0 | 0 | 7.1334e-08 | 0 | 7.1334e-08 | 0 | 7.7586e-06 | 0 | 0 | 0 | 0 | 1.3662e-05 | 2.7325e-05 | 0 | 2.7325e-05 | [12 empty] | 7.3.3.17.5 (Remote Grid) Updates to grid topology to minimize risk of ignition in HFTDs Remote GridWLDFRContaminationAggregated | WLDFR | HFTD - Distribution - Tier 2 - 2QU CoRE ¦ 3QU LoRE | Non-Red Flag Warning - Destructive Fires | Contamination | Aggregated | 2067 | 1.9056e-08 | 946.5765 | 1.8038e-05 | 2067 | Mitigation | 0.95 | 45 | 0 | esc | 0 | 0 | 0.00097009 | 1.8486e-11
[79 empty] | WLDFR | HFTD - Distribution - Tier 3 - 1QU CoRE ¦ 4QU LoRE | Non-Red Flag Warning - Catastrophic Fires | 2022 | 2.6064e-09 | 0 | 14146.1306 | 222.2294 | 8585.7228 | 5338.1784 | 0 | 0 | 3.3628e-06 | 3.687e-05 | 0 | 3.687e-05 | 0 | 0 | 0 | 0 | 8.1057e-06 | 1.7768e-05 | 0 | 1.7768e-05 | 0 | 1.4271e-05 | 2.8542e-05 | 0 | 2.8542e-05 | [12 empty] | 7.3.3.17.5 (Remote Grid) Updates to grid topology to minimize risk of ignition in HFTDs Remote GridWLDFREquipment / facility failureAggregated | WLDFR | HFTD - Distribution - Tier 2 - 2QU CoRE ¦ 3QU LoRE | Non-Red Flag Warning - Destructive Fires | Equipment / facility failure | Aggregated | 2022 | 2.4983e-07 | 946.5765 | 0.00023648 | 2022 | Mitigation | 0.95 | 45 | 0 | esc | 0.00097009 | 2.4235e-10 | 0 | 0
[79 empty] | WLDFR | HFTD - Distribution - Tier 3 - 1QU CoRE ¦ 4QU LoRE | Non-Red Flag Warning - Catastrophic Fires | 2023 | 2.6064e-09 | 2.6064e-09 | 14664.6376 | 233.2301 | 8896.516 | 5534.8915 | 0 | 0 | 3.3628e-06 | 3.8221e-05 | 0 | 3.8221e-05 | 3.8221e-05 | 0 | 3.8221e-05 | 0 | 8.1057e-06 | 1.7768e-05 | 0 | 1.7768e-05 | 0 | 1.4271e-05 | 2.8542e-05 | 0 | 2.8542e-05 | [12 empty] | 7.3.3.17.5 (Remote Grid) Updates to grid topology to minimize risk of ignition in HFTDs Remote GridWLDFREquipment / facility failureAggregated | WLDFR | HFTD - Distribution - Tier 2 - 2QU CoRE ¦ 3QU LoRE | Non-Red Flag Warning - Destructive Fires | Equipment / facility failure | Aggregated | 2023 | 2.4983e-07 | 946.5765 | 0.00023648 | 2023 | Mitigation | 0.95 | 45 | 0 | esc | 0.00097009 | 2.4235e-10 | 0.00097009 | 2.4235e-10
[79 empty] | WLDFR | HFTD - Distribution - Tier 3 - 1QU CoRE ¦ 4QU LoRE | Non-Red Flag Warning - Catastrophic Fires | 2024 | 2.6064e-09 | 2.6064e-09 | 14664.6376 | 233.2301 | 8896.516 | 5534.8915 | 0 | 0 | 3.3628e-06 | 3.8221e-05 | 0 | 3.8221e-05 | 3.8221e-05 | 0 | 3.8221e-05 | 0 | 8.1057e-06 | 1.7768e-05 | 0 | 1.7768e-05 | 0 | 1.4271e-05 | 2.8542e-05 | 0 | 2.8542e-05 | [12 empty] | 7.3.3.17.5 (Remote Grid) Updates to grid topology to minimize risk of ignition in HFTDs Remote GridWLDFREquipment / facility failureAggregated | WLDFR | HFTD - Distribution - Tier 2 - 2QU CoRE ¦ 3QU LoRE | Non-Red Flag Warning - Destructive Fires | Equipment / facility failure | Aggregated | 2024 | 2.4983e-07 | 946.5765 | 0.00023648 | 2024 | Mitigation | 0.95 | 45 | 0 | esc | 0.00097009 | 2.4235e-10 | 0.00097009 | 2.4235e-10
[79 empty] | WLDFR | HFTD - Distribution - Tier 3 - 1QU CoRE ¦ 4QU LoRE | Non-Red Flag Warning - Catastrophic Fires | 2025 | 2.6064e-09 | 2.6064e-09 | 14664.6376 | 233.2301 | 8896.516 | 5534.8915 | 0 | 0 | 3.3628e-06 | 3.8221e-05 | 0 | 3.8221e-05 | 3.8221e-05 | 0 | 3.8221e-05 | 0 | 8.1057e-06 | 1.7768e-05 | 0 | 1.7768e-05 | 0 | 1.4271e-05 | 2.8542e-05 | 0 | 2.8542e-05 | [12 empty] | 7.3.3.17.5 (Remote Grid) Updates to grid topology to minimize risk of ignition in HFTDs Remote GridWLDFREquipment / facility failureAggregated | WLDFR | HFTD - Distribution - Tier 2 - 2QU CoRE ¦ 3QU LoRE | Non-Red Flag Warning - Destructive Fires | Equipment / facility failure | Aggregated | 2025 | 2.4983e-07 | 946.5765 | 0.00023648 | 2025 | Mitigation | 0.95 | 45 | 0 | esc | 0.00097009 | 2.4235e-10 | 0.00097009 | 2.4235e-10
[79 empty] | WLDFR | HFTD - Distribution - Tier 3 - 1QU CoRE ¦ 4QU LoRE | Non-Red Flag Warning - Catastrophic Fires | 2026 | 2.6064e-09 | 2.6064e-09 | 14664.6376 | 233.2301 | 8896.516 | 5534.8915 | 0 | 0 | 3.3628e-06 | 3.8221e-05 | 0 | 3.8221e-05 | 3.8221e-05 | 0 | 3.8221e-05 | 0 | 8.1057e-06 | 1.7768e-05 | 0 | 1.7768e-05 | 0 | 1.4271e-05 | 2.8542e-05 | 0 | 2.8542e-05 | [12 empty] | 7.3.3.17.5 (Remote Grid) Updates to grid topology to minimize risk of ignition in HFTDs Remote GridWLDFREquipment / facility failureAggregated | WLDFR | HFTD - Distribution - Tier 2 - 2QU CoRE ¦ 3QU LoRE | Non-Red Flag Warning - Destructive Fires | Equipment / facility failure | Aggregated | 2026 | 2.4983e-07 | 946.5765 | 0.00023648 | 2026 | Mitigation | 0.95 | 45 | 0 | esc | 0.00097009 | 2.4235e-10 | 0.00097009 | 2.4235e-10
[79 empty] | WLDFR | HFTD - Distribution - Tier 3 - 1QU CoRE ¦ 4QU LoRE | Non-Red Flag Warning - Catastrophic Fires | 2027 | 2.6064e-09 | 2.6064e-09 | 14664.6376 | 233.2301 | 8896.516 | 5534.8915 | 0 | 0 | 3.3628e-06 | 3.8221e-05 | 0 | 3.8221e-05 | 3.8221e-05 | 0 | 3.8221e-05 | 0 | 8.5528e-06 | 1.8748e-05 | 0 | 1.8748e-05 | 0 | 1.4948e-05 | 2.9895e-05 | 0 | 2.9895e-05 | [12 empty] | 7.3.3.17.5 (Remote Grid) Updates to grid topology to minimize risk of ignition in HFTDs Remote GridWLDFREquipment / facility failureAggregated | WLDFR | HFTD - Distribution - Tier 2 - 2QU CoRE ¦ 3QU LoRE | Non-Red Flag Warning - Destructive Fires | Equipment / facility failure | Aggregated | 2027 | 2.4983e-07 | 946.5765 | 0.00023648 | 2027 | Mitigation | 0.95 | 45 | 0 | esc | 0.00097009 | 2.4235e-10 | 0.00097009 | 2.4235e-10
[79 empty] | WLDFR | HFTD - Distribution - Tier 3 - 1QU CoRE ¦ 4QU LoRE | Non-Red Flag Warning - Catastrophic Fires | 2028 | 2.6064e-09 | 2.6064e-09 | 15317.9909 | 247.273 | 9287.6491 | 5783.0689 | 0 | 0 | 3.3628e-06 | 3.9924e-05 | 0 | 3.9924e-05 | 3.9924e-05 | 0 | 3.9924e-05 | 0 | 8.5528e-06 | 1.8748e-05 | 0 | 1.8748e-05 | 0 | 1.4948e-05 | 2.9895e-05 | 0 | 2.9895e-05 | [12 empty] | 7.3.3.17.5 (Remote Grid) Updates to grid topology to minimize risk of ignition in HFTDs Remote GridWLDFREquipment / facility failureAggregated | WLDFR | HFTD - Distribution - Tier 2 - 2QU CoRE ¦ 3QU LoRE | Non-Red Flag Warning - Destructive Fires | Equipment / facility failure | Aggregated | 2028 | 2.4983e-07 | 946.5765 | 0.00023648 | 2028 | Mitigation | 0.95 | 45 | 0 | esc | 0.00097009 | 2.4235e-10 | 0.00097009 | 2.4235e-10
[79 empty] | WLDFR | HFTD - Distribution - Tier 3 - 1QU CoRE ¦ 4QU LoRE | Non-Red Flag Warning - Catastrophic Fires | 2029 | 2.6064e-09 | 2.6064e-09 | 15317.9909 | 247.273 | 9287.6491 | 5783.0689 | 0 | 0 | 3.3628e-06 | 3.9924e-05 | 0 | 3.9924e-05 | 3.9924e-05 | 0 | 3.9924e-05 | 0 | 8.5528e-06 | 1.8748e-05 | 0 | 1.8748e-05 | 0 | 1.4948e-05 | 2.9895e-05 | 0 | 2.9895e-05 | [12 empty] | 7.3.3.17.5 (Remote Grid) Updates to grid topology to minimize risk of ignition in HFTDs Remote GridWLDFREquipment / facility failureAggregated | WLDFR | HFTD - Distribution - Tier 2 - 2QU CoRE ¦ 3QU LoRE | Non-Red Flag Warning - Destructive Fires | Equipment / facility failure | Aggregated | 2029 | 2.4983e-07 | 946.5765 | 0.00023648 | 2029 | Mitigation | 0.95 | 45 | 0 | esc | 0.00097009 | 2.4235e-10 | 0.00097009 | 2.4235e-10
[79 empty] | WLDFR | HFTD - Distribution - Tier 3 - 1QU CoRE ¦ 4QU LoRE | Non-Red Flag Warning - Catastrophic Fires | 2030 | 2.6064e-09 | 2.6064e-09 | 15317.9909 | 247.273 | 9287.6491 | 5783.0689 | 0 | 0 | 3.3628e-06 | 3.9924e-05 | 0 | 3.9924e-05 | 3.9924e-05 | 0 | 3.9924e-05 | 0 | 8.5528e-06 | 1.8748e-05 | 0 | 1.8748e-05 | 0 | 1.4948e-05 | 2.9895e-05 | 0 | 2.9895e-05 | [12 empty] | 7.3.3.17.5 (Remote Grid) Updates to grid topology to minimize risk of ignition in HFTDs Remote GridWLDFREquipment / facility failureAggregated | WLDFR | HFTD - Distribution - Tier 2 - 2QU CoRE ¦ 3QU LoRE | Non-Red Flag Warning - Destructive Fires | Equipment / facility failure | Aggregated | 2030 | 2.4983e-07 | 946.5765 | 0.00023648 | 2030 | Mitigation | 0.95 | 45 | 0 | esc | 0.00097009 | 2.4235e-10 | 0.00097009 | 2.4235e-10
[79 empty] | WLDFR | HFTD - Distribution - Tier 3 - 1QU CoRE ¦ 4QU LoRE | Non-Red Flag Warning - Catastrophic Fires | 2031 | 2.6064e-09 | 2.6064e-09 | 15317.9909 | 247.273 | 9287.6491 | 5783.0689 | 0 | 0 | 3.3628e-06 | 3.9924e-05 | 0 | 3.9924e-05 | 3.9924e-05 | 0 | 3.9924e-05 | 0 | 8.5528e-06 | 1.8748e-05 | 0 | 1.8748e-05 | 0 | 1.4948e-05 | 2.9895e-05 | 0 | 2.9895e-05 | [12 empty] | 7.3.3.17.5 (Remote Grid) Updates to grid topology to minimize risk of ignition in HFTDs Remote GridWLDFREquipment / facility failureAggregated | WLDFR | HFTD - Distribution - Tier 2 - 2QU CoRE ¦ 3QU LoRE | Non-Red Flag Warning - Destructive Fires | Equipment / facility failure | Aggregated | 2031 | 2.4983e-07 | 946.5765 | 0.00023648 | 2031 | Mitigation | 0.95 | 45 | 0 | esc | 0.00097009 | 2.4235e-10 | 0.00097009 | 2.4235e-10
[79 empty] | WLDFR | HFTD - Distribution - Tier 3 - 1QU CoRE ¦ 4QU LoRE | Non-Red Flag Warning - Catastrophic Fires | 2032 | 2.6064e-09 | 2.6064e-09 | 15317.9909 | 247.273 | 9287.6491 | 5783.0689 | 0 | 0 | 3.3628e-06 | 3.9924e-05 | 0 | 3.9924e-05 | 3.9924e-05 | 0 | 3.9924e-05 | 0 | 9.0614e-06 | 1.9863e-05 | 0 | 1.9863e-05 | 0 | 1.5682e-05 | 3.1364e-05 | 0 | 3.1364e-05 | [12 empty] | 7.3.3.17.5 (Remote Grid) Updates to grid topology to minimize risk of ignition in HFTDs Remote GridWLDFREquipment / facility failureAggregated | WLDFR | HFTD - Distribution - Tier 2 - 2QU CoRE ¦ 3QU LoRE | Non-Red Flag Warning - Destructive Fires | Equipment / facility failure | Aggregated | 2032 | 2.4983e-07 | 946.5765 | 0.00023648 | 2032 | Mitigation | 0.95 | 45 | 0 | esc | 0.00097009 | 2.4235e-10 | 0.00097009 | 2.4235e-10
[79 empty] | WLDFR | HFTD - Distribution - Tier 3 - 1QU CoRE ¦ 4QU LoRE | Non-Red Flag Warning - Catastrophic Fires | 2033 | 2.6064e-09 | 2.6064e-09 | 16044.1264 | 263.1074 | 9721.74 | 6059.2791 | 0 | 0 | 3.3628e-06 | 4.1817e-05 | 0 | 4.1817e-05 | 4.1817e-05 | 0 | 4.1817e-05 | 0 | 9.0614e-06 | 1.9863e-05 | 0 | 1.9863e-05 | 0 | 1.5682e-05 | 3.1364e-05 | 0 | 3.1364e-05 | [12 empty] | 7.3.3.17.5 (Remote Grid) Updates to grid topology to minimize risk of ignition in HFTDs Remote GridWLDFREquipment / facility failureAggregated | WLDFR | HFTD - Distribution - Tier 2 - 2QU CoRE ¦ 3QU LoRE | Non-Red Flag Warning - Destructive Fires | Equipment / facility failure | Aggregated | 2033 | 2.4983e-07 | 946.5765 | 0.00023648 | 2033 | Mitigation | 0.95 | 45 | 0 | esc | 0.00097009 | 2.4235e-10 | 0.00097009 | 2.4235e-10
[79 empty] | WLDFR | HFTD - Distribution - Tier 3 - 1QU CoRE ¦ 4QU LoRE | Non-Red Flag Warning - Catastrophic Fires | 2034 | 2.6064e-09 | 2.6064e-09 | 16044.1264 | 263.1074 | 9721.74 | 6059.2791 | 0 | 0 | 3.3628e-06 | 4.1817e-05 | 0 | 4.1817e-05 | 4.1817e-05 | 0 | 4.1817e-05 | 0 | 9.0614e-06 | 1.9863e-05 | 0 | 1.9863e-05 | 0 | 1.5682e-05 | 3.1364e-05 | 0 | 3.1364e-05 | [12 empty] | 7.3.3.17.5 (Remote Grid) Updates to grid topology to minimize risk of ignition in HFTDs Remote GridWLDFREquipment / facility failureAggregated | WLDFR | HFTD - Distribution - Tier 2 - 2QU CoRE ¦ 3QU LoRE | Non-Red Flag Warning - Destructive Fires | Equipment / facility failure | Aggregated | 2034 | 2.4983e-07 | 946.5765 | 0.00023648 | 2034 | Mitigation | 0.95 | 45 | 0 | esc | 0.00097009 | 2.4235e-10 | 0.00097009 | 2.4235e-10
[79 empty] | WLDFR | HFTD - Distribution - Tier 3 - 1QU CoRE ¦ 4QU LoRE | Non-Red Flag Warning - Catastrophic Fires | 2035 | 2.6064e-09 | 2.6064e-09 | 16044.1264 | 263.1074 | 9721.74 | 6059.2791 | 0 | 0 | 3.3628e-06 | 4.1817e-05 | 0 | 4.1817e-05 | 4.1817e-05 | 0 | 4.1817e-05 | 0 | 9.0614e-06 | 1.9863e-05 | 0 | 1.9863e-05 | 0 | 1.5682e-05 | 3.1364e-05 | 0 | 3.1364e-05 | [12 empty] | 7.3.3.17.5 (Remote Grid) Updates to grid topology to minimize risk of ignition in HFTDs Remote GridWLDFREquipment / facility failureAggregated | WLDFR | HFTD - Distribution - Tier 2 - 2QU CoRE ¦ 3QU LoRE | Non-Red Flag Warning - Destructive Fires | Equipment / facility failure | Aggregated | 2035 | 2.4983e-07 | 946.5765 | 0.00023648 | 2035 | Mitigation | 0.95 | 45 | 0 | esc | 0.00097009 | 2.4235e-10 | 0.00097009 | 2.4235e-10
[79 empty] | WLDFR | HFTD - Distribution - Tier 3 - 1QU CoRE ¦ 4QU LoRE | Non-Red Flag Warning - Catastrophic Fires | 2036 | 2.6064e-09 | 2.6064e-09 | 16044.1264 | 263.1074 | 9721.74 | 6059.2791 | 0 | 0 | 3.3628e-06 | 4.1817e-05 | 0 | 4.1817e-05 | 4.1817e-05 | 0 | 4.1817e-05 | 0 | 9.0614e-06 | 1.9863e-05 | 0 | 1.9863e-05 | 0 | 1.5682e-05 | 3.1364e-05 | 0 | 3.1364e-05 | [12 empty] | 7.3.3.17.5 (Remote Grid) Updates to grid topology to minimize risk of ignition in HFTDs Remote GridWLDFREquipment / facility failureAggregated | WLDFR | HFTD - Distribution - Tier 2 - 2QU CoRE ¦ 3QU LoRE | Non-Red Flag Warning - Destructive Fires | Equipment / facility failure | Aggregated | 2036 | 2.4983e-07 | 946.5765 | 0.00023648 | 2036 | Mitigation | 0.95 | 45 | 0 | esc | 0.00097009 | 2.4235e-10 | 0.00097009 | 2.4235e-10
[79 empty] | WLDFR | HFTD - Distribution - Tier 3 - 1QU CoRE ¦ 4QU LoRE | Non-Red Flag Warning - Catastrophic Fires | 2037 | 2.6064e-09 | 2.6064e-09 | 16044.1264 | 263.1074 | 9721.74 | 6059.2791 | 0 | 0 | 3.3628e-06 | 4.1817e-05 | 0 | 4.1817e-05 | 4.1817e-05 | 0 | 4.1817e-05 | 0 | 9.6274e-06 | 2.1103e-05 | 0 | 2.1103e-05 | 0 | 1.6464e-05 | 3.2929e-05 | 0 | 3.2929e-05 | [12 empty] | 7.3.3.17.5 (Remote Grid) Updates to grid topology to minimize risk of ignition in HFTDs Remote GridWLDFREquipment / facility failureAggregated | WLDFR | HFTD - Distribution - Tier 2 - 2QU CoRE ¦ 3QU LoRE | Non-Red Flag Warning - Destructive Fires | Equipment / facility failure | Aggregated | 2037 | 2.4983e-07 | 946.5765 | 0.00023648 | 2037 | Mitigation | 0.95 | 45 | 0 | esc | 0.00097009 | 2.4235e-10 | 0.00097009 | 2.4235e-10
[79 empty] | WLDFR | HFTD - Distribution - Tier 3 - 1QU CoRE ¦ 4QU LoRE | Non-Red Flag Warning - Catastrophic Fires | 2038 | 2.6064e-09 | 2.6064e-09 | 16832.3912 | 280.5544 | 10192.2718 | 6359.5651 | 0 | 0 | 3.3628e-06 | 4.3871e-05 | 0 | 4.3871e-05 | 4.3871e-05 | 0 | 4.3871e-05 | 0 | 9.6274e-06 | 2.1103e-05 | 0 | 2.1103e-05 | 0 | 1.6464e-05 | 3.2929e-05 | 0 | 3.2929e-05 | [12 empty] | 7.3.3.17.5 (Remote Grid) Updates to grid topology to minimize risk of ignition in HFTDs Remote GridWLDFREquipment / facility failureAggregated | WLDFR | HFTD - Distribution - Tier 2 - 2QU CoRE ¦ 3QU LoRE | Non-Red Flag Warning - Destructive Fires | Equipment / facility failure | Aggregated | 2038 | 2.4983e-07 | 946.5765 | 0.00023648 | 2038 | Mitigation | 0.95 | 45 | 0 | esc | 0.00097009 | 2.4235e-10 | 0.00097009 | 2.4235e-10
[79 empty] | WLDFR | HFTD - Distribution - Tier 3 - 1QU CoRE ¦ 4QU LoRE | Non-Red Flag Warning - Catastrophic Fires | 2039 | 2.6064e-09 | 2.6064e-09 | 16832.3912 | 280.5544 | 10192.2718 | 6359.5651 | 0 | 0 | 3.3628e-06 | 4.3871e-05 | 0 | 4.3871e-05 | 4.3871e-05 | 0 | 4.3871e-05 | 0 | 9.6274e-06 | 2.1103e-05 | 0 | 2.1103e-05 | 0 | 1.6464e-05 | 3.2929e-05 | 0 | 3.2929e-05 | [12 empty] | 7.3.3.17.5 (Remote Grid) Updates to grid topology to minimize risk of ignition in HFTDs Remote GridWLDFREquipment / facility failureAggregated | WLDFR | HFTD - Distribution - Tier 2 - 2QU CoRE ¦ 3QU LoRE | Non-Red Flag Warning - Destructive Fires | Equipment / facility failure | Aggregated | 2039 | 2.4983e-07 | 946.5765 | 0.00023648 | 2039 | Mitigation | 0.95 | 45 | 0 | esc | 0.00097009 | 2.4235e-10 | 0.00097009 | 2.4235e-10
[79 empty] | WLDFR | HFTD - Distribution - Tier 3 - 1QU CoRE ¦ 4QU LoRE | Non-Red Flag Warning - Catastrophic Fires | 2040 | 2.6064e-09 | 2.6064e-09 | 16832.3912 | 280.5544 | 10192.2718 | 6359.5651 | 0 | 0 | 3.3628e-06 | 4.3871e-05 | 0 | 4.3871e-05 | 4.3871e-05 | 0 | 4.3871e-05 | 0 | 9.6274e-06 | 2.1103e-05 | 0 | 2.1103e-05 | 0 | 1.6464e-05 | 3.2929e-05 | 0 | 3.2929e-05 | [12 empty] | 7.3.3.17.5 (Remote Grid) Updates to grid topology to minimize risk of ignition in HFTDs Remote GridWLDFREquipment / facility failureAggregated | WLDFR | HFTD - Distribution - Tier 2 - 2QU CoRE ¦ 3QU LoRE | Non-Red Flag Warning - Destructive Fires | Equipment / facility failure | Aggregated | 2040 | 2.4983e-07 | 946.5765 | 0.00023648 | 2040 | Mitigation | 0.95 | 45 | 0 | esc | 0.00097009 | 2.4235e-10 | 0.00097009 | 2.4235e-10
[79 empty] | WLDFR | HFTD - Distribution - Tier 3 - 1QU CoRE ¦ 4QU LoRE | Non-Red Flag Warning - Catastrophic Fires | 2041 | 2.6064e-09 | 2.6064e-09 | 16832.3912 | 280.5544 | 10192.2718 | 6359.5651 | 0 | 0 | 3.3628e-06 | 4.3871e-05 | 0 | 4.3871e-05 | 4.3871e-05 | 0 | 4.3871e-05 | 0 | 9.6274e-06 | 2.1103e-05 | 0 | 2.1103e-05 | 0 | 1.6464e-05 | 3.2929e-05 | 0 | 3.2929e-05 | [12 empty] | 7.3.3.17.5 (Remote Grid) Updates to grid topology to minimize risk of ignition in HFTDs Remote GridWLDFREquipment / facility failureAggregated | WLDFR | HFTD - Distribution - Tier 2 - 2QU CoRE ¦ 3QU LoRE | Non-Red Flag Warning - Destructive Fires | Equipment / facility failure | Aggregated | 2041 | 2.4983e-07 | 946.5765 | 0.00023648 | 2041 | Mitigation | 0.95 | 45 | 0 | esc | 0.00097009 | 2.4235e-10 | 0.00097009 | 2.4235e-10
[79 empty] | WLDFR | HFTD - Distribution - Tier 3 - 1QU CoRE ¦ 4QU LoRE | Non-Red Flag Warning - Catastrophic Fires | 2042 | 2.6064e-09 | 2.6064e-09 | 16832.3912 | 280.5544 | 10192.2718 | 6359.5651 | 0 | 0 | 3.3628e-06 | 4.3871e-05 | 0 | 4.3871e-05 | 4.3871e-05 | 0 | 4.3871e-05 | 0 | 1.0246e-05 | 2.246e-05 | 0 | 2.246e-05 | 0 | 1.7284e-05 | 3.4569e-05 | 0 | 3.4569e-05 | [12 empty] | 7.3.3.17.5 (Remote Grid) Updates to grid topology to minimize risk of ignition in HFTDs Remote GridWLDFREquipment / facility failureAggregated | WLDFR | HFTD - Distribution - Tier 2 - 2QU CoRE ¦ 3QU LoRE | Non-Red Flag Warning - Destructive Fires | Equipment / facility failure | Aggregated | 2042 | 2.4983e-07 | 946.5765 | 0.00023648 | 2042 | Mitigation | 0.95 | 45 | 0 | esc | 0.00097009 | 2.4235e-10 | 0.00097009 | 2.4235e-10
[79 empty] | WLDFR | HFTD - Distribution - Tier 3 - 1QU CoRE ¦ 4QU LoRE | Non-Red Flag Warning - Catastrophic Fires | 2043 | 2.6064e-09 | 2.6064e-09 | 17672.0852 | 299.42 | 10692.7362 | 6679.929 | 0 | 0 | 3.3628e-06 | 4.606e-05 | 0 | 4.606e-05 | 4.606e-05 | 0 | 4.606e-05 | 0 | 1.0246e-05 | 2.246e-05 | 0 | 2.246e-05 | 0 | 1.7284e-05 | 3.4569e-05 | 0 | 3.4569e-05 | [12 empty] | 7.3.3.17.5 (Remote Grid) Updates to grid topology to minimize risk of ignition in HFTDs Remote GridWLDFREquipment / facility failureAggregated | WLDFR | HFTD - Distribution - Tier 2 - 2QU CoRE ¦ 3QU LoRE | Non-Red Flag Warning - Destructive Fires | Equipment / facility failure | Aggregated | 2043 | 2.4983e-07 | 946.5765 | 0.00023648 | 2043 | Mitigation | 0.95 | 45 | 0 | esc | 0.00097009 | 2.4235e-10 | 0.00097009 | 2.4235e-10
[79 empty] | WLDFR | HFTD - Distribution - Tier 3 - 1QU CoRE ¦ 4QU LoRE | Non-Red Flag Warning - Catastrophic Fires | 2044 | 2.6064e-09 | 2.6064e-09 | 17672.0852 | 299.42 | 10692.7362 | 6679.929 | 0 | 0 | 3.3628e-06 | 4.606e-05 | 0 | 4.606e-05 | 4.606e-05 | 0 | 4.606e-05 | 0 | 1.0246e-05 | 2.246e-05 | 0 | 2.246e-05 | 0 | 1.7284e-05 | 3.4569e-05 | 0 | 3.4569e-05 | [12 empty] | 7.3.3.17.5 (Remote Grid) Updates to grid topology to minimize risk of ignition in HFTDs Remote GridWLDFREquipment / facility failureAggregated | WLDFR | HFTD - Distribution - Tier 2 - 2QU CoRE ¦ 3QU LoRE | Non-Red Flag Warning - Destructive Fires | Equipment / facility failure | Aggregated | 2044 | 2.4983e-07 | 946.5765 | 0.00023648 | 2044 | Mitigation | 0.95 | 45 | 0 | esc | 0.00097009 | 2.4235e-10 | 0.00097009 | 2.4235e-10
[79 empty] | WLDFR | HFTD - Distribution - Tier 3 - 1QU CoRE ¦ 4QU LoRE | Non-Red Flag Warning - Catastrophic Fires | 2045 | 2.6064e-09 | 2.6064e-09 | 17672.0852 | 299.42 | 10692.7362 | 6679.929 | 0 | 0 | 3.3628e-06 | 4.606e-05 | 0 | 4.606e-05 | 4.606e-05 | 0 | 4.606e-05 | 0 | 1.0246e-05 | 2.246e-05 | 0 | 2.246e-05 | 0 | 1.7284e-05 | 3.4569e-05 | 0 | 3.4569e-05 | [12 empty] | 7.3.3.17.5 (Remote Grid) Updates to grid topology to minimize risk of ignition in HFTDs Remote GridWLDFREquipment / facility failureAggregated | WLDFR | HFTD - Distribution - Tier 2 - 2QU CoRE ¦ 3QU LoRE | Non-Red Flag Warning - Destructive Fires | Equipment / facility failure | Aggregated | 2045 | 2.4983e-07 | 946.5765 | 0.00023648 | 2045 | Mitigation | 0.95 | 45 | 0 | esc | 0.00097009 | 2.4235e-10 | 0.00097009 | 2.4235e-10
[79 empty] | WLDFR | HFTD - Distribution - Tier 3 - 1QU CoRE ¦ 4QU LoRE | Non-Red Flag Warning - Catastrophic Fires | 2046 | 2.6064e-09 | 2.6064e-09 | 17672.0852 | 299.42 | 10692.7362 | 6679.929 | 0 | 0 | 3.3628e-06 | 4.606e-05 | 0 | 4.606e-05 | 4.606e-05 | 0 | 4.606e-05 | 0 | 1.0246e-05 | 2.246e-05 | 0 | 2.246e-05 | 0 | 0 | 3.4569e-05 | 0 | 3.4569e-05 | [12 empty] | 7.3.3.17.5 (Remote Grid) Updates to grid topology to minimize risk of ignition in HFTDs Remote GridWLDFREquipment / facility failureAggregated | WLDFR | HFTD - Distribution - Tier 2 - 2QU CoRE ¦ 3QU LoRE | Non-Red Flag Warning - Destructive Fires | Equipment / facility failure | Aggregated | 2046 | 2.4983e-07 | 946.5765 | 0.00023648 | 2046 | Mitigation | 0.95 | 45 | 0 | esc | 0.00097009 | 2.4235e-10 | 0.00097009 | 2.4235e-10
[79 empty] | WLDFR | HFTD - Distribution - Tier 3 - 1QU CoRE ¦ 4QU LoRE | Non-Red Flag Warning - Catastrophic Fires | 2047 | 2.6064e-09 | 2.6064e-09 | 17672.0852 | 299.42 | 10692.7362 | 6679.929 | 0 | 0 | 3.3628e-06 | 4.606e-05 | 0 | 4.606e-05 | 4.606e-05 | 0 | 4.606e-05 | 0 | 1.0913e-05 | 2.3922e-05 | 0 | 2.3922e-05 | 0 | 0 | 0 | 0 | 0 | [12 empty] | 7.3.3.17.5 (Remote Grid) Updates to grid topology to minimize risk of ignition in HFTDs Remote GridWLDFREquipment / facility failureAggregated | WLDFR | HFTD - Distribution - Tier 2 - 2QU CoRE ¦ 3QU LoRE | Non-Red Flag Warning - Destructive Fires | Equipment / facility failure | Aggregated | 2047 | 2.4983e-07 | 946.5765 | 0.00023648 | 2047 | Mitigation | 0.95 | 45 | 0 | esc | 0.00097009 | 2.4235e-10 | 0.00097009 | 2.4235e-10
[79 empty] | WLDFR | HFTD - Distribution - Tier 3 - 1QU CoRE ¦ 4QU LoRE | Non-Red Flag Warning - Catastrophic Fires | 2048 | 2.6064e-09 | 2.6064e-09 | 18552.3348 | 319.4911 | 11216.5626 | 7016.281 | 0 | 0 | 3.3628e-06 | 4.8354e-05 | 0 | 4.8354e-05 | 4.8354e-05 | 0 | 4.8354e-05 | 0 | 1.0913e-05 | 2.3922e-05 | 0 | 2.3922e-05 | 0 | 0 | 0 | 0 | 0 | [12 empty] | 7.3.3.17.5 (Remote Grid) Updates to grid topology to minimize risk of ignition in HFTDs Remote GridWLDFREquipment / facility failureAggregated | WLDFR | HFTD - Distribution - Tier 2 - 2QU CoRE ¦ 3QU LoRE | Non-Red Flag Warning - Destructive Fires | Equipment / facility failure | Aggregated | 2048 | 2.4983e-07 | 946.5765 | 0.00023648 | 2048 | Mitigation | 0.95 | 45 | 0 | esc | 0.00097009 | 2.4235e-10 | 0.00097009 | 2.4235e-10
[79 empty] | WLDFR | HFTD - Distribution - Tier 3 - 1QU CoRE ¦ 4QU LoRE | Non-Red Flag Warning - Catastrophic Fires | 2049 | 2.6064e-09 | 2.6064e-09 | 18552.3348 | 319.4911 | 11216.5626 | 7016.281 | 0 | 0 | 3.3628e-06 | 4.8354e-05 | 0 | 4.8354e-05 | 4.8354e-05 | 0 | 4.8354e-05 | 0 | 1.0913e-05 | 2.3922e-05 | 0 | 2.3922e-05 | 0 | 2.9635e-05 | 0 | 0 | 0 | [12 empty] | 7.3.3.17.5 (Remote Grid) Updates to grid topology to minimize risk of ignition in HFTDs Remote GridWLDFREquipment / facility failureAggregated | WLDFR | HFTD - Distribution - Tier 2 - 2QU CoRE ¦ 3QU LoRE | Non-Red Flag Warning - Destructive Fires | Equipment / facility failure | Aggregated | 2049 | 2.4983e-07 | 946.5765 | 0.00023648 | 2049 | Mitigation | 0.95 | 45 | 0 | esc | 0.00097009 | 2.4235e-10 | 0.00097009 | 2.4235e-10
[79 empty] | WLDFR | HFTD - Distribution - Tier 3 - 1QU CoRE ¦ 4QU LoRE | Non-Red Flag Warning - Catastrophic Fires | 2050 | 2.6064e-09 | 2.6064e-09 | 18552.3348 | 319.4911 | 11216.5626 | 7016.281 | 0 | 0 | 3.3628e-06 | 4.8354e-05 | 0 | 4.8354e-05 | 4.8354e-05 | 0 | 4.8354e-05 | 0 | 1.0913e-05 | 2.3922e-05 | 0 | 2.3922e-05 | 0 | 3.0717e-05 | 6.1435e-05 | 0 | 6.1435e-05 | [12 empty] | 7.3.3.17.5 (Remote Grid) Updates to grid topology to minimize risk of ignition in HFTDs Remote GridWLDFREquipment / facility failureAggregated | WLDFR | HFTD - Distribution - Tier 2 - 2QU CoRE ¦ 3QU LoRE | Non-Red Flag Warning - Destructive Fires | Equipment / facility failure | Aggregated | 2050 | 2.4983e-07 | 946.5765 | 0.00023648 | 2050 | Mitigation | 0.95 | 45 | 0 | esc | 0.00097009 | 2.4235e-10 | 0.00097009 | 2.4235e-10
[79 empty] | WLDFR | HFTD - Distribution - Tier 3 - 1QU CoRE ¦ 4QU LoRE | Non-Red Flag Warning - Catastrophic Fires | 2051 | 2.6064e-09 | 2.6064e-09 | 18552.3348 | 319.4911 | 11216.5626 | 7016.281 | 0 | 0 | 3.3628e-06 | 4.8354e-05 | 0 | 4.8354e-05 | 4.8354e-05 | 0 | 4.8354e-05 | 0 | 1.0913e-05 | 2.3922e-05 | 0 | 2.3922e-05 | 0 | 3.0717e-05 | 6.1435e-05 | 0 | 6.1435e-05 | [12 empty] | 7.3.3.17.5 (Remote Grid) Updates to grid topology to minimize risk of ignition in HFTDs Remote GridWLDFREquipment / facility failureAggregated | WLDFR | HFTD - Distribution - Tier 2 - 2QU CoRE ¦ 3QU LoRE | Non-Red Flag Warning - Destructive Fires | Equipment / facility failure | Aggregated | 2051 | 2.4983e-07 | 946.5765 | 0.00023648 | 2051 | Mitigation | 0.95 | 45 | 0 | esc | 0.00097009 | 2.4235e-10 | 0.00097009 | 2.4235e-10
[79 empty] | WLDFR | HFTD - Distribution - Tier 3 - 1QU CoRE ¦ 4QU LoRE | Non-Red Flag Warning - Catastrophic Fires | 2052 | 2.6064e-09 | 2.6064e-09 | 18552.3348 | 319.4911 | 11216.5626 | 7016.281 | 0 | 0 | 3.3628e-06 | 4.8354e-05 | 0 | 4.8354e-05 | 4.8354e-05 | 0 | 4.8354e-05 | 0 | 1.1622e-05 | 2.5476e-05 | 0 | 2.5476e-05 | 0 | 3.0717e-05 | 6.1435e-05 | 0 | 6.1435e-05 | [12 empty] | 7.3.3.17.5 (Remote Grid) Updates to grid topology to minimize risk of ignition in HFTDs Remote GridWLDFREquipment / facility failureAggregated | WLDFR | HFTD - Distribution - Tier 2 - 2QU CoRE ¦ 3QU LoRE | Non-Red Flag Warning - Destructive Fires | Equipment / facility failure | Aggregated | 2052 | 2.4983e-07 | 946.5765 | 0.00023648 | 2052 | Mitigation | 0.95 | 45 | 0 | esc | 0.00097009 | 2.4235e-10 | 0.00097009 | 2.4235e-10
[79 empty] | WLDFR | HFTD - Distribution - Tier 3 - 1QU CoRE ¦ 4QU LoRE | Non-Red Flag Warning - Catastrophic Fires | 2053 | 2.6064e-09 | 2.6064e-09 | 19462.1283 | 340.5356 | 11757.1413 | 7364.4514 | 0 | 0 | 3.3628e-06 | 5.0725e-05 | 0 | 5.0725e-05 | 5.0725e-05 | 0 | 5.0725e-05 | 0 | 1.1622e-05 | 2.5476e-05 | 0 | 2.5476e-05 | 0 | 3.0717e-05 | 6.1435e-05 | 0 | 6.1435e-05 | [12 empty] | 7.3.3.17.5 (Remote Grid) Updates to grid topology to minimize risk of ignition in HFTDs Remote GridWLDFREquipment / facility failureAggregated | WLDFR | HFTD - Distribution - Tier 2 - 2QU CoRE ¦ 3QU LoRE | Non-Red Flag Warning - Destructive Fires | Equipment / facility failure | Aggregated | 2053 | 2.4983e-07 | 946.5765 | 0.00023648 | 2053 | Mitigation | 0.95 | 45 | 0 | esc | 0.00097009 | 2.4235e-10 | 0.00097009 | 2.4235e-10
[79 empty] | WLDFR | HFTD - Distribution - Tier 3 - 1QU CoRE ¦ 4QU LoRE | Non-Red Flag Warning - Catastrophic Fires | 2054 | 2.6064e-09 | 2.6064e-09 | 19462.1283 | 340.5356 | 11757.1413 | 7364.4514 | 0 | 0 | 3.3628e-06 | 5.0725e-05 | 0 | 5.0725e-05 | 5.0725e-05 | 0 | 5.0725e-05 | 0 | 1.1622e-05 | 2.5476e-05 | 0 | 2.5476e-05 | 0 | 3.0717e-05 | 6.1435e-05 | 0 | 6.1435e-05 | [12 empty] | 7.3.3.17.5 (Remote Grid) Updates to grid topology to minimize risk of ignition in HFTDs Remote GridWLDFREquipment / facility failureAggregated | WLDFR | HFTD - Distribution - Tier 2 - 2QU CoRE ¦ 3QU LoRE | Non-Red Flag Warning - Destructive Fires | Equipment / facility failure | Aggregated | 2054 | 2.4983e-07 | 946.5765 | 0.00023648 | 2054 | Mitigation | 0.95 | 45 | 0 | esc | 0.00097009 | 2.4235e-10 | 0.00097009 | 2.4235e-10
[79 empty] | WLDFR | HFTD - Distribution - Tier 3 - 1QU CoRE ¦ 4QU LoRE | Non-Red Flag Warning - Catastrophic Fires | 2055 | 2.6064e-09 | 2.6064e-09 | 19462.1283 | 340.5356 | 11757.1413 | 7364.4514 | 0 | 0 | 3.3628e-06 | 5.0725e-05 | 0 | 5.0725e-05 | 5.0725e-05 | 0 | 5.0725e-05 | 0 | 1.1622e-05 | 2.5476e-05 | 0 | 2.5476e-05 | 0 | 3.2081e-05 | 6.4161e-05 | 0 | 6.4161e-05 | [12 empty] | 7.3.3.17.5 (Remote Grid) Updates to grid topology to minimize risk of ignition in HFTDs Remote GridWLDFREquipment / facility failureAggregated | WLDFR | HFTD - Distribution - Tier 2 - 2QU CoRE ¦ 3QU LoRE | Non-Red Flag Warning - Destructive Fires | Equipment / facility failure | Aggregated | 2055 | 2.4983e-07 | 946.5765 | 0.00023648 | 2055 | Mitigation | 0.95 | 45 | 0 | esc | 0.00097009 | 2.4235e-10 | 0.00097009 | 2.4235e-10
[79 empty] | WLDFR | HFTD - Distribution - Tier 3 - 1QU CoRE ¦ 4QU LoRE | Non-Red Flag Warning - Catastrophic Fires | 2056 | 2.6064e-09 | 2.6064e-09 | 19462.1283 | 340.5356 | 11757.1413 | 7364.4514 | 0 | 0 | 3.3628e-06 | 5.0725e-05 | 0 | 5.0725e-05 | 5.0725e-05 | 0 | 5.0725e-05 | 0 | 1.1622e-05 | 2.5476e-05 | 0 | 2.5476e-05 | 0 | 3.2081e-05 | 6.4161e-05 | 0 | 6.4161e-05 | [12 empty] | 7.3.3.17.5 (Remote Grid) Updates to grid topology to minimize risk of ignition in HFTDs Remote GridWLDFREquipment / facility failureAggregated | WLDFR | HFTD - Distribution - Tier 2 - 2QU CoRE ¦ 3QU LoRE | Non-Red Flag Warning - Destructive Fires | Equipment / facility failure | Aggregated | 2056 | 2.4983e-07 | 946.5765 | 0.00023648 | 2056 | Mitigation | 0.95 | 45 | 0 | esc | 0.00097009 | 2.4235e-10 | 0.00097009 | 2.4235e-10
[79 empty] | WLDFR | HFTD - Distribution - Tier 3 - 1QU CoRE ¦ 4QU LoRE | Non-Red Flag Warning - Catastrophic Fires | 2057 | 2.6064e-09 | 2.6064e-09 | 19462.1283 | 340.5356 | 11757.1413 | 7364.4514 | 0 | 0 | 3.3628e-06 | 5.0725e-05 | 0 | 5.0725e-05 | 5.0725e-05 | 0 | 5.0725e-05 | 0 | 1.2366e-05 | 2.7106e-05 | 0 | 2.7106e-05 | 0 | 3.2081e-05 | 6.4161e-05 | 0 | 6.4161e-05 | [12 empty] | 7.3.3.17.5 (Remote Grid) Updates to grid topology to minimize risk of ignition in HFTDs Remote GridWLDFREquipment / facility failureAggregated | WLDFR | HFTD - Distribution - Tier 2 - 2QU CoRE ¦ 3QU LoRE | Non-Red Flag Warning - Destructive Fires | Equipment / facility failure | Aggregated | 2057 | 2.4983e-07 | 946.5765 | 0.00023648 | 2057 | Mitigation | 0.95 | 45 | 0 | esc | 0.00097009 | 2.4235e-10 | 0.00097009 | 2.4235e-10
[79 empty] | WLDFR | HFTD - Distribution - Tier 3 - 1QU CoRE ¦ 4QU LoRE | Non-Red Flag Warning - Catastrophic Fires | 2058 | 2.6064e-09 | 2.6064e-09 | 20390.4035 | 362.3049 | 12307.8747 | 7720.2238 | 0 | 0 | 3.3628e-06 | 5.3145e-05 | 0 | 5.3145e-05 | 5.3145e-05 | 0 | 5.3145e-05 | 0 | 1.2366e-05 | 2.7106e-05 | 0 | 2.7106e-05 | 0 | 3.2081e-05 | 6.4161e-05 | 0 | 6.4161e-05 | [12 empty] | 7.3.3.17.5 (Remote Grid) Updates to grid topology to minimize risk of ignition in HFTDs Remote GridWLDFREquipment / facility failureAggregated | WLDFR | HFTD - Distribution - Tier 2 - 2QU CoRE ¦ 3QU LoRE | Non-Red Flag Warning - Destructive Fires | Equipment / facility failure | Aggregated | 2058 | 2.4983e-07 | 946.5765 | 0.00023648 | 2058 | Mitigation | 0.95 | 45 | 0 | esc | 0.00097009 | 2.4235e-10 | 0.00097009 | 2.4235e-10
[79 empty] | WLDFR | HFTD - Distribution - Tier 3 - 1QU CoRE ¦ 4QU LoRE | Non-Red Flag Warning - Catastrophic Fires | 2059 | 2.6064e-09 | 2.6064e-09 | 20390.4035 | 362.3049 | 12307.8747 | 7720.2238 | 0 | 0 | 3.3628e-06 | 5.3145e-05 | 0 | 5.3145e-05 | 5.3145e-05 | 0 | 5.3145e-05 | 0 | 1.2366e-05 | 2.7106e-05 | 0 | 2.7106e-05 | 0 | 3.2081e-05 | 6.4161e-05 | 0 | 6.4161e-05 | [12 empty] | 7.3.3.17.5 (Remote Grid) Updates to grid topology to minimize risk of ignition in HFTDs Remote GridWLDFREquipment / facility failureAggregated | WLDFR | HFTD - Distribution - Tier 2 - 2QU CoRE ¦ 3QU LoRE | Non-Red Flag Warning - Destructive Fires | Equipment / facility failure | Aggregated | 2059 | 2.4983e-07 | 946.5765 | 0.00023648 | 2059 | Mitigation | 0.95 | 45 | 0 | esc | 0.00097009 | 2.4235e-10 | 0.00097009 | 2.4235e-10
[79 empty] | WLDFR | HFTD - Distribution - Tier 3 - 1QU CoRE ¦ 4QU LoRE | Non-Red Flag Warning - Catastrophic Fires | 2060 | 2.6064e-09 | 2.6064e-09 | 20390.4035 | 362.3049 | 12307.8747 | 7720.2238 | 0 | 0 | 3.3628e-06 | 5.3145e-05 | 0 | 5.3145e-05 | 5.3145e-05 | 0 | 5.3145e-05 | 0 | 1.2366e-05 | 2.7106e-05 | 0 | 2.7106e-05 | 0 | 3.3594e-05 | 6.7189e-05 | 0 | 6.7189e-05 | [12 empty] | 7.3.3.17.5 (Remote Grid) Updates to grid topology to minimize risk of ignition in HFTDs Remote GridWLDFREquipment / facility failureAggregated | WLDFR | HFTD - Distribution - Tier 2 - 2QU CoRE ¦ 3QU LoRE | Non-Red Flag Warning - Destructive Fires | Equipment / facility failure | Aggregated | 2060 | 2.4983e-07 | 946.5765 | 0.00023648 | 2060 | Mitigation | 0.95 | 45 | 0 | esc | 0.00097009 | 2.4235e-10 | 0.00097009 | 2.4235e-10
[79 empty] | WLDFR | HFTD - Distribution - Tier 3 - 1QU CoRE ¦ 4QU LoRE | Non-Red Flag Warning - Catastrophic Fires | 2061 | 2.6064e-09 | 2.6064e-09 | 20390.4035 | 362.3049 | 12307.8747 | 7720.2238 | 0 | 0 | 3.3628e-06 | 5.3145e-05 | 0 | 5.3145e-05 | 5.3145e-05 | 0 | 5.3145e-05 | 0 | 1.2366e-05 | 2.7106e-05 | 0 | 2.7106e-05 | 0 | 3.3594e-05 | 6.7189e-05 | 0 | 6.7189e-05 | [12 empty] | 7.3.3.17.5 (Remote Grid) Updates to grid topology to minimize risk of ignition in HFTDs Remote GridWLDFREquipment / facility failureAggregated | WLDFR | HFTD - Distribution - Tier 2 - 2QU CoRE ¦ 3QU LoRE | Non-Red Flag Warning - Destructive Fires | Equipment / facility failure | Aggregated | 2061 | 2.4983e-07 | 946.5765 | 0.00023648 | 2061 | Mitigation | 0.95 | 45 | 0 | esc | 0.00097009 | 2.4235e-10 | 0.00097009 | 2.4235e-10
[79 empty] | WLDFR | HFTD - Distribution - Tier 3 - 1QU CoRE ¦ 4QU LoRE | Non-Red Flag Warning - Catastrophic Fires | 2062 | 2.6064e-09 | 2.6064e-09 | 20390.4035 | 362.3049 | 12307.8747 | 7720.2238 | 0 | 0 | 3.3628e-06 | 5.3145e-05 | 0 | 5.3145e-05 | 5.3145e-05 | 0 | 5.3145e-05 | 0 | 1.3135e-05 | 2.8792e-05 | 0 | 2.8792e-05 | 0 | 3.3594e-05 | 6.7189e-05 | 0 | 6.7189e-05 | [12 empty] | 7.3.3.17.5 (Remote Grid) Updates to grid topology to minimize risk of ignition in HFTDs Remote GridWLDFREquipment / facility failureAggregated | WLDFR | HFTD - Distribution - Tier 2 - 2QU CoRE ¦ 3QU LoRE | Non-Red Flag Warning - Destructive Fires | Equipment / facility failure | Aggregated | 2062 | 2.4983e-07 | 946.5765 | 0.00023648 | 2062 | Mitigation | 0.95 | 45 | 0 | esc | 0.00097009 | 2.4235e-10 | 0.00097009 | 2.4235e-10
[79 empty] | WLDFR | HFTD - Distribution - Tier 3 - 1QU CoRE ¦ 4QU LoRE | Non-Red Flag Warning - Catastrophic Fires | 2063 | 2.6064e-09 | 2.6064e-09 | 21325.9188 | 384.5316 | 12862.0997 | 8079.2876 | 0 | 0 | 3.3628e-06 | 5.5583e-05 | 0 | 5.5583e-05 | 5.5583e-05 | 0 | 5.5583e-05 | 0 | 1.3135e-05 | 2.8792e-05 | 0 | 2.8792e-05 | 0 | 3.3594e-05 | 6.7189e-05 | 0 | 6.7189e-05 | [12 empty] | 7.3.3.17.5 (Remote Grid) Updates to grid topology to minimize risk of ignition in HFTDs Remote GridWLDFREquipment / facility failureAggregated | WLDFR | HFTD - Distribution - Tier 2 - 2QU CoRE ¦ 3QU LoRE | Non-Red Flag Warning - Destructive Fires | Equipment / facility failure | Aggregated | 2063 | 2.4983e-07 | 946.5765 | 0.00023648 | 2063 | Mitigation | 0.95 | 45 | 0 | esc | 0.00097009 | 2.4235e-10 | 0.00097009 | 2.4235e-10
[79 empty] | WLDFR | HFTD - Distribution - Tier 3 - 1QU CoRE ¦ 4QU LoRE | Non-Red Flag Warning - Catastrophic Fires | 2064 | 2.6064e-09 | 2.6064e-09 | 21325.9188 | 384.5316 | 12862.0997 | 8079.2876 | 0 | 0 | 3.3628e-06 | 5.5583e-05 | 0 | 5.5583e-05 | 5.5583e-05 | 0 | 5.5583e-05 | 0 | 1.3135e-05 | 2.8792e-05 | 0 | 2.8792e-05 | 0 | 3.3594e-05 | 6.7189e-05 | 0 | 6.7189e-05 | [12 empty] | 7.3.3.17.5 (Remote Grid) Updates to grid topology to minimize risk of ignition in HFTDs Remote GridWLDFREquipment / facility failureAggregated | WLDFR | HFTD - Distribution - Tier 2 - 2QU CoRE ¦ 3QU LoRE | Non-Red Flag Warning - Destructive Fires | Equipment / facility failure | Aggregated | 2064 | 2.4983e-07 | 946.5765 | 0.00023648 | 2064 | Mitigation | 0.95 | 45 | 0 | esc | 0.00097009 | 2.4235e-10 | 0.00097009 | 2.4235e-10
[79 empty] | WLDFR | HFTD - Distribution - Tier 3 - 1QU CoRE ¦ 4QU LoRE | Non-Red Flag Warning - Catastrophic Fires | 2065 | 2.6064e-09 | 2.6064e-09 | 21325.9188 | 384.5316 | 12862.0997 | 8079.2876 | 0 | 0 | 3.3628e-06 | 5.5583e-05 | 0 | 5.5583e-05 | 5.5583e-05 | 0 | 5.5583e-05 | 0 | 1.3135e-05 | 2.8792e-05 | 0 | 2.8792e-05 | 0 | 3.5236e-05 | 7.0473e-05 | 0 | 7.0473e-05 | [12 empty] | 7.3.3.17.5 (Remote Grid) Updates to grid topology to minimize risk of ignition in HFTDs Remote GridWLDFREquipment / facility failureAggregated | WLDFR | HFTD - Distribution - Tier 2 - 2QU CoRE ¦ 3QU LoRE | Non-Red Flag Warning - Destructive Fires | Equipment / facility failure | Aggregated | 2065 | 2.4983e-07 | 946.5765 | 0.00023648 | 2065 | Mitigation | 0.95 | 45 | 0 | esc | 0.00097009 | 2.4235e-10 | 0.00097009 | 2.4235e-10
[79 empty] | WLDFR | HFTD - Distribution - Tier 3 - 1QU CoRE ¦ 4QU LoRE | Non-Red Flag Warning - Catastrophic Fires | 2066 | 2.6064e-09 | 2.6064e-09 | 21325.9188 | 384.5316 | 12862.0997 | 8079.2876 | 0 | 0 | 3.3628e-06 | 5.5583e-05 | 0 | 5.5583e-05 | 5.5583e-05 | 0 | 5.5583e-05 | 0 | 1.3135e-05 | 2.8792e-05 | 0 | 2.8792e-05 | 0 | 3.5236e-05 | 7.0473e-05 | 0 | 7.0473e-05 | [12 empty] | 7.3.3.17.5 (Remote Grid) Updates to grid topology to minimize risk of ignition in HFTDs Remote GridWLDFREquipment / facility failureAggregated | WLDFR | HFTD - Distribution - Tier 2 - 2QU CoRE ¦ 3QU LoRE | Non-Red Flag Warning - Destructive Fires | Equipment / facility failure | Aggregated | 2066 | 2.4983e-07 | 946.5765 | 0.00023648 | 2066 | Mitigation | 0.95 | 45 | 0 | esc | 0.00097009 | 2.4235e-10 | 0.00097009 | 2.4235e-10
[79 empty] | WLDFR | HFTD - Distribution - Tier 3 - 1QU CoRE ¦ 4QU LoRE | Non-Red Flag Warning - Catastrophic Fires | 2067 | 0 | 2.6064e-09 | 21325.9188 | 384.5316 | 12862.0997 | 8079.2876 | 0 | 0 | 3.3628e-06 | 0 | 0 | 0 | 5.5583e-05 | 0 | 5.5583e-05 | 0 | 1.3921e-05 | 3.0516e-05 | 0 | 3.0516e-05 | 0 | 3.5236e-05 | 7.0473e-05 | 0 | 7.0473e-05 | [12 empty] | 7.3.3.17.5 (Remote Grid) Updates to grid topology to minimize risk of ignition in HFTDs Remote GridWLDFREquipment / facility failureAggregated | WLDFR | HFTD - Distribution - Tier 2 - 2QU CoRE ¦ 3QU LoRE | Non-Red Flag Warning - Destructive Fires | Equipment / facility failure | Aggregated | 2067 | 2.4983e-07 | 946.5765 | 0.00023648 | 2067 | Mitigation | 0.95 | 45 | 0 | esc | 0 | 0 | 0.00097009 | 2.4235e-10
[79 empty] | WLDFR | HFTD - Distribution - Tier 3 - 1QU CoRE ¦ 4QU LoRE | Non-Red Flag Warning - Destructive Fires | 2022 | 3.4448e-09 | 0 | 8807.9522 | 222.2294 | 8585.7228 | 0 | 0 | 0 | 4.0316e-06 | 3.0342e-05 | 0 | 3.0342e-05 | 0 | 0 | 0 | 0 | 1.3921e-05 | 3.0516e-05 | 0 | 3.0516e-05 | 0 | 3.5236e-05 | 7.0473e-05 | 0 | 7.0473e-05 | [12 empty] | 7.3.3.17.5 (Remote Grid) Updates to grid topology to minimize risk of ignition in HFTDs Remote GridWLDFRVegetation ContactAggregated | WLDFR | HFTD - Distribution - Tier 2 - 2QU CoRE ¦ 3QU LoRE | Non-Red Flag Warning - Destructive Fires | Vegetation Contact | Aggregated | 2022 | 1.389e-06 | 946.5765 | 0.0013148 | 2022 | Mitigation | 0.95 | 45 | 0 | esc | 0.00097009 | 1.3475e-09 | 0 | 0
[79 empty] | WLDFR | HFTD - Distribution - Tier 3 - 1QU CoRE ¦ 4QU LoRE | Non-Red Flag Warning - Destructive Fires | 2023 | 3.4448e-09 | 3.4448e-09 | 9129.7461 | 233.2301 | 8896.516 | 0 | 0 | 0 | 4.0316e-06 | 3.145e-05 | 0 | 3.145e-05 | 3.145e-05 | 0 | 3.145e-05 | 0 | 1.3921e-05 | 3.0516e-05 | 0 | 3.0516e-05 | 0 | 3.5236e-05 | 7.0473e-05 | 0 | 7.0473e-05 | [12 empty] | 7.3.3.17.5 (Remote Grid) Updates to grid topology to minimize risk of ignition in HFTDs Remote GridWLDFRVegetation ContactAggregated | WLDFR | HFTD - Distribution - Tier 2 - 2QU CoRE ¦ 3QU LoRE | Non-Red Flag Warning - Destructive Fires | Vegetation Contact | Aggregated | 2023 | 1.389e-06 | 946.5765 | 0.0013148 | 2023 | Mitigation | 0.95 | 45 | 0 | esc | 0.00097009 | 1.3475e-09 | 0.00097009 | 1.3475e-09
[79 empty] | WLDFR | HFTD - Distribution - Tier 3 - 1QU CoRE ¦ 4QU LoRE | Non-Red Flag Warning - Destructive Fires | 2024 | 3.4448e-09 | 3.4448e-09 | 9129.7461 | 233.2301 | 8896.516 | 0 | 0 | 0 | 4.0316e-06 | 3.145e-05 | 0 | 3.145e-05 | 3.145e-05 | 0 | 3.145e-05 | 0 | 0 | 3.0516e-05 | 0 | 3.0516e-05 | 0 | 3.6984e-05 | 7.3967e-05 | 0 | 7.3967e-05 | [12 empty] | 7.3.3.17.5 (Remote Grid) Updates to grid topology to minimize risk of ignition in HFTDs Remote GridWLDFRVegetation ContactAggregated | WLDFR | HFTD - Distribution - Tier 2 - 2QU CoRE ¦ 3QU LoRE | Non-Red Flag Warning - Destructive Fires | Vegetation Contact | Aggregated | 2024 | 1.389e-06 | 946.5765 | 0.0013148 | 2024 | Mitigation | 0.95 | 45 | 0 | esc | 0.00097009 | 1.3475e-09 | 0.00097009 | 1.3475e-09
[79 empty] | WLDFR | HFTD - Distribution - Tier 3 - 1QU CoRE ¦ 4QU LoRE | Non-Red Flag Warning - Destructive Fires | 2025 | 3.4448e-09 | 3.4448e-09 | 9129.7461 | 233.2301 | 8896.516 | 0 | 0 | 0 | 4.0316e-06 | 3.145e-05 | 0 | 3.145e-05 | 3.145e-05 | 0 | 3.145e-05 | 0 | 0 | 0 | 0 | 0 | 0 | 3.6984e-05 | 7.3967e-05 | 0 | 7.3967e-05 | [12 empty] | 7.3.3.17.5 (Remote Grid) Updates to grid topology to minimize risk of ignition in HFTDs Remote GridWLDFRVegetation ContactAggregated | WLDFR | HFTD - Distribution - Tier 2 - 2QU CoRE ¦ 3QU LoRE | Non-Red Flag Warning - Destructive Fires | Vegetation Contact | Aggregated | 2025 | 1.389e-06 | 946.5765 | 0.0013148 | 2025 | Mitigation | 0.95 | 45 | 0 | esc | 0.00097009 | 1.3475e-09 | 0.00097009 | 1.3475e-09
[79 empty] | WLDFR | HFTD - Distribution - Tier 3 - 1QU CoRE ¦ 4QU LoRE | Non-Red Flag Warning - Destructive Fires | 2026 | 3.4448e-09 | 3.4448e-09 | 9129.7461 | 233.2301 | 8896.516 | 0 | 0 | 0 | 4.0316e-06 | 3.145e-05 | 0 | 3.145e-05 | 3.145e-05 | 0 | 3.145e-05 | 0 | 9.2637e-06 | 0 | 0 | 0 | 0 | 3.6984e-05 | 7.3967e-05 | 0 | 7.3967e-05 | [12 empty] | 7.3.3.17.5 (Remote Grid) Updates to grid topology to minimize risk of ignition in HFTDs Remote GridWLDFRVegetation ContactAggregated | WLDFR | HFTD - Distribution - Tier 2 - 2QU CoRE ¦ 3QU LoRE | Non-Red Flag Warning - Destructive Fires | Vegetation Contact | Aggregated | 2026 | 1.389e-06 | 946.5765 | 0.0013148 | 2026 | Mitigation | 0.95 | 45 | 0 | esc | 0.00097009 | 1.3475e-09 | 0.00097009 | 1.3475e-09
[79 empty] | WLDFR | HFTD - Distribution - Tier 3 - 1QU CoRE ¦ 4QU LoRE | Non-Red Flag Warning - Destructive Fires | 2027 | 3.4448e-09 | 3.4448e-09 | 9129.7461 | 233.2301 | 8896.516 | 0 | 0 | 0 | 4.0316e-06 | 3.145e-05 | 0 | 3.145e-05 | 3.145e-05 | 0 | 3.145e-05 | 0 | 9.562e-06 | 2.096e-05 | 0 | 2.096e-05 | 0 | 3.6984e-05 | 7.3967e-05 | 0 | 7.3967e-05 | [12 empty] | 7.3.3.17.5 (Remote Grid) Updates to grid topology to minimize risk of ignition in HFTDs Remote GridWLDFRVegetation ContactAggregated | WLDFR | HFTD - Distribution - Tier 2 - 2QU CoRE ¦ 3QU LoRE | Non-Red Flag Warning - Destructive Fires | Vegetation Contact | Aggregated | 2027 | 1.389e-06 | 946.5765 | 0.0013148 | 2027 | Mitigation | 0.95 | 45 | 0 | esc | 0.00097009 | 1.3475e-09 | 0.00097009 | 1.3475e-09
[79 empty] | WLDFR | HFTD - Distribution - Tier 3 - 1QU CoRE ¦ 4QU LoRE | Non-Red Flag Warning - Destructive Fires | 2028 | 3.4448e-09 | 3.4448e-09 | 9534.9221 | 247.273 | 9287.6491 | 0 | 0 | 0 | 4.0316e-06 | 3.2846e-05 | 0 | 3.2846e-05 | 3.2846e-05 | 0 | 3.2846e-05 | 0 | 9.562e-06 | 2.096e-05 | 0 | 2.096e-05 | 0 | 3.6984e-05 | 7.3967e-05 | 0 | 7.3967e-05 | [12 empty] | 7.3.3.17.5 (Remote Grid) Updates to grid topology to minimize risk of ignition in HFTDs Remote GridWLDFRVegetation ContactAggregated | WLDFR | HFTD - Distribution - Tier 2 - 2QU CoRE ¦ 3QU LoRE | Non-Red Flag Warning - Destructive Fires | Vegetation Contact | Aggregated | 2028 | 1.389e-06 | 946.5765 | 0.0013148 | 2028 | Mitigation | 0.95 | 45 | 0 | esc | 0.00097009 | 1.3475e-09 | 0.00097009 | 1.3475e-09
[79 empty] | WLDFR | HFTD - Distribution - Tier 3 - 1QU CoRE ¦ 4QU LoRE | Non-Red Flag Warning - Destructive Fires | 2029 | 3.4448e-09 | 3.4448e-09 | 9534.9221 | 247.273 | 9287.6491 | 0 | 0 | 0 | 4.0316e-06 | 3.2846e-05 | 0 | 3.2846e-05 | 3.2846e-05 | 0 | 3.2846e-05 | 0 | 9.562e-06 | 2.096e-05 | 0 | 2.096e-05 | 0 | 3.8814e-05 | 7.7627e-05 | 0 | 7.7627e-05 | [12 empty] | 7.3.3.17.5 (Remote Grid) Updates to grid topology to minimize risk of ignition in HFTDs Remote GridWLDFRVegetation ContactAggregated | WLDFR | HFTD - Distribution - Tier 2 - 2QU CoRE ¦ 3QU LoRE | Non-Red Flag Warning - Destructive Fires | Vegetation Contact | Aggregated | 2029 | 1.389e-06 | 946.5765 | 0.0013148 | 2029 | Mitigation | 0.95 | 45 | 0 | esc | 0.00097009 | 1.3475e-09 | 0.00097009 | 1.3475e-09
[79 empty] | WLDFR | HFTD - Distribution - Tier 3 - 1QU CoRE ¦ 4QU LoRE | Non-Red Flag Warning - Destructive Fires | 2030 | 3.4448e-09 | 3.4448e-09 | 9534.9221 | 247.273 | 9287.6491 | 0 | 0 | 0 | 4.0316e-06 | 3.2846e-05 | 0 | 3.2846e-05 | 3.2846e-05 | 0 | 3.2846e-05 | 0 | 9.562e-06 | 2.096e-05 | 0 | 2.096e-05 | 0 | 3.8814e-05 | 7.7627e-05 | 0 | 7.7627e-05 | [12 empty] | 7.3.3.17.5 (Remote Grid) Updates to grid topology to minimize risk of ignition in HFTDs Remote GridWLDFRVegetation ContactAggregated | WLDFR | HFTD - Distribution - Tier 2 - 2QU CoRE ¦ 3QU LoRE | Non-Red Flag Warning - Destructive Fires | Vegetation Contact | Aggregated | 2030 | 1.389e-06 | 946.5765 | 0.0013148 | 2030 | Mitigation | 0.95 | 45 | 0 | esc | 0.00097009 | 1.3475e-09 | 0.00097009 | 1.3475e-09
[79 empty] | WLDFR | HFTD - Distribution - Tier 3 - 1QU CoRE ¦ 4QU LoRE | Non-Red Flag Warning - Destructive Fires | 2031 | 3.4448e-09 | 3.4448e-09 | 9534.9221 | 247.273 | 9287.6491 | 0 | 0 | 0 | 4.0316e-06 | 3.2846e-05 | 0 | 3.2846e-05 | 3.2846e-05 | 0 | 3.2846e-05 | 0 | 9.562e-06 | 2.096e-05 | 0 | 2.096e-05 | 0 | 3.8814e-05 | 7.7627e-05 | 0 | 7.7627e-05 | [12 empty] | 7.3.3.17.5 (Remote Grid) Updates to grid topology to minimize risk of ignition in HFTDs Remote GridWLDFRVegetation ContactAggregated | WLDFR | HFTD - Distribution - Tier 2 - 2QU CoRE ¦ 3QU LoRE | Non-Red Flag Warning - Destructive Fires | Vegetation Contact | Aggregated | 2031 | 1.389e-06 | 946.5765 | 0.0013148 | 2031 | Mitigation | 0.95 | 45 | 0 | esc | 0.00097009 | 1.3475e-09 | 0.00097009 | 1.3475e-09
[79 empty] | WLDFR | HFTD - Distribution - Tier 3 - 1QU CoRE ¦ 4QU LoRE | Non-Red Flag Warning - Destructive Fires | 2032 | 3.4448e-09 | 3.4448e-09 | 9534.9221 | 247.273 | 9287.6491 | 0 | 0 | 0 | 4.0316e-06 | 3.2846e-05 | 0 | 3.2846e-05 | 3.2846e-05 | 0 | 3.2846e-05 | 0 | 9.9423e-06 | 2.1794e-05 | 0 | 2.1794e-05 | 0 | 3.8814e-05 | 7.7627e-05 | 0 | 7.7627e-05 | [12 empty] | 7.3.3.17.5 (Remote Grid) Updates to grid topology to minimize risk of ignition in HFTDs Remote GridWLDFRVegetation ContactAggregated | WLDFR | HFTD - Distribution - Tier 2 - 2QU CoRE ¦ 3QU LoRE | Non-Red Flag Warning - Destructive Fires | Vegetation Contact | Aggregated | 2032 | 1.389e-06 | 946.5765 | 0.0013148 | 2032 | Mitigation | 0.95 | 45 | 0 | esc | 0.00097009 | 1.3475e-09 | 0.00097009 | 1.3475e-09
[79 empty] | WLDFR | HFTD - Distribution - Tier 3 - 1QU CoRE ¦ 4QU LoRE | Non-Red Flag Warning - Destructive Fires | 2033 | 3.4448e-09 | 3.4448e-09 | 9984.8474 | 263.1074 | 9721.74 | 0 | 0 | 0 | 4.0316e-06 | 3.4396e-05 | 0 | 3.4396e-05 | 3.4396e-05 | 0 | 3.4396e-05 | 0 | 9.9423e-06 | 2.1794e-05 | 0 | 2.1794e-05 | 0 | 0 | 7.7627e-05 | 0 | 7.7627e-05 | [12 empty] | 7.3.3.17.5 (Remote Grid) Updates to grid topology to minimize risk of ignition in HFTDs Remote GridWLDFRVegetation ContactAggregated | WLDFR | HFTD - Distribution - Tier 2 - 2QU CoRE ¦ 3QU LoRE | Non-Red Flag Warning - Destructive Fires | Vegetation Contact | Aggregated | 2033 | 1.389e-06 | 946.5765 | 0.0013148 | 2033 | Mitigation | 0.95 | 45 | 0 | esc | 0.00097009 | 1.3475e-09 | 0.00097009 | 1.3475e-09
[79 empty] | WLDFR | HFTD - Distribution - Tier 3 - 1QU CoRE ¦ 4QU LoRE | Non-Red Flag Warning - Destructive Fires | 2034 | 3.4448e-09 | 3.4448e-09 | 9984.8474 | 263.1074 | 9721.74 | 0 | 0 | 0 | 4.0316e-06 | 3.4396e-05 | 0 | 3.4396e-05 | 3.4396e-05 | 0 | 3.4396e-05 | 0 | 9.9423e-06 | 2.1794e-05 | 0 | 2.1794e-05 | 0 | 0 | 0 | 0 | 0 | [12 empty] | 7.3.3.17.5 (Remote Grid) Updates to grid topology to minimize risk of ignition in HFTDs Remote GridWLDFRVegetation ContactAggregated | WLDFR | HFTD - Distribution - Tier 2 - 2QU CoRE ¦ 3QU LoRE | Non-Red Flag Warning - Destructive Fires | Vegetation Contact | Aggregated | 2034 | 1.389e-06 | 946.5765 | 0.0013148 | 2034 | Mitigation | 0.95 | 45 | 0 | esc | 0.00097009 | 1.3475e-09 | 0.00097009 | 1.3475e-09
[79 empty] | WLDFR | HFTD - Distribution - Tier 3 - 1QU CoRE ¦ 4QU LoRE | Non-Red Flag Warning - Destructive Fires | 2035 | 3.4448e-09 | 3.4448e-09 | 9984.8474 | 263.1074 | 9721.74 | 0 | 0 | 0 | 4.0316e-06 | 3.4396e-05 | 0 | 3.4396e-05 | 3.4396e-05 | 0 | 3.4396e-05 | 0 | 9.9423e-06 | 2.1794e-05 | 0 | 2.1794e-05 | 0 | 0 | 0 | 0 | 0 | [12 empty] | 7.3.3.17.5 (Remote Grid) Updates to grid topology to minimize risk of ignition in HFTDs Remote GridWLDFRVegetation ContactAggregated | WLDFR | HFTD - Distribution - Tier 2 - 2QU CoRE ¦ 3QU LoRE | Non-Red Flag Warning - Destructive Fires | Vegetation Contact | Aggregated | 2035 | 1.389e-06 | 946.5765 | 0.0013148 | 2035 | Mitigation | 0.95 | 45 | 0 | esc | 0.00097009 | 1.3475e-09 | 0.00097009 | 1.3475e-09
[79 empty] | WLDFR | HFTD - Distribution - Tier 3 - 1QU CoRE ¦ 4QU LoRE | Non-Red Flag Warning - Destructive Fires | 2036 | 3.4448e-09 | 3.4448e-09 | 9984.8474 | 263.1074 | 9721.74 | 0 | 0 | 0 | 4.0316e-06 | 3.4396e-05 | 0 | 3.4396e-05 | 3.4396e-05 | 0 | 3.4396e-05 | 0 | 9.9423e-06 | 2.1794e-05 | 0 | 2.1794e-05 | 0 | 3.3136e-07 | 0 | 0 | 0 | [12 empty] | 7.3.3.17.5 (Remote Grid) Updates to grid topology to minimize risk of ignition in HFTDs Remote GridWLDFRVegetation ContactAggregated | WLDFR | HFTD - Distribution - Tier 2 - 2QU CoRE ¦ 3QU LoRE | Non-Red Flag Warning - Destructive Fires | Vegetation Contact | Aggregated | 2036 | 1.389e-06 | 946.5765 | 0.0013148 | 2036 | Mitigation | 0.95 | 45 | 0 | esc | 0.00097009 | 1.3475e-09 | 0.00097009 | 1.3475e-09
[79 empty] | WLDFR | HFTD - Distribution - Tier 3 - 1QU CoRE ¦ 4QU LoRE | Non-Red Flag Warning - Destructive Fires | 2037 | 3.4448e-09 | 3.4448e-09 | 9984.8474 | 263.1074 | 9721.74 | 0 | 0 | 0 | 4.0316e-06 | 3.4396e-05 | 0 | 3.4396e-05 | 3.4396e-05 | 0 | 3.4396e-05 | 0 | 1.0371e-05 | 2.2733e-05 | 0 | 2.2733e-05 | 0 | 3.4619e-07 | 6.9237e-07 | 0 | 6.9237e-07 | [12 empty] | 7.3.3.17.5 (Remote Grid) Updates to grid topology to minimize risk of ignition in HFTDs Remote GridWLDFRVegetation ContactAggregated | WLDFR | HFTD - Distribution - Tier 2 - 2QU CoRE ¦ 3QU LoRE | Non-Red Flag Warning - Destructive Fires | Vegetation Contact | Aggregated | 2037 | 1.389e-06 | 946.5765 | 0.0013148 | 2037 | Mitigation | 0.95 | 45 | 0 | esc | 0.00097009 | 1.3475e-09 | 0.00097009 | 1.3475e-09
[79 empty] | WLDFR | HFTD - Distribution - Tier 3 - 1QU CoRE ¦ 4QU LoRE | Non-Red Flag Warning - Destructive Fires | 2038 | 3.4448e-09 | 3.4448e-09 | 10472.8261 | 280.5544 | 10192.2718 | 0 | 0 | 0 | 4.0316e-06 | 3.6077e-05 | 0 | 3.6077e-05 | 3.6077e-05 | 0 | 3.6077e-05 | 0 | 1.0371e-05 | 2.2733e-05 | 0 | 2.2733e-05 | 0 | 3.4619e-07 | 6.9237e-07 | 0 | 6.9237e-07 | [12 empty] | 7.3.3.17.5 (Remote Grid) Updates to grid topology to minimize risk of ignition in HFTDs Remote GridWLDFRVegetation ContactAggregated | WLDFR | HFTD - Distribution - Tier 2 - 2QU CoRE ¦ 3QU LoRE | Non-Red Flag Warning - Destructive Fires | Vegetation Contact | Aggregated | 2038 | 1.389e-06 | 946.5765 | 0.0013148 | 2038 | Mitigation | 0.95 | 45 | 0 | esc | 0.00097009 | 1.3475e-09 | 0.00097009 | 1.3475e-09
[79 empty] | WLDFR | HFTD - Distribution - Tier 3 - 1QU CoRE ¦ 4QU LoRE | Non-Red Flag Warning - Destructive Fires | 2039 | 3.4448e-09 | 3.4448e-09 | 10472.8261 | 280.5544 | 10192.2718 | 0 | 0 | 0 | 4.0316e-06 | 3.6077e-05 | 0 | 3.6077e-05 | 3.6077e-05 | 0 | 3.6077e-05 | 0 | 1.0371e-05 | 2.2733e-05 | 0 | 2.2733e-05 | 0 | 3.4619e-07 | 6.9237e-07 | 0 | 6.9237e-07 | [12 empty] | 7.3.3.17.5 (Remote Grid) Updates to grid topology to minimize risk of ignition in HFTDs Remote GridWLDFRVegetation ContactAggregated | WLDFR | HFTD - Distribution - Tier 2 - 2QU CoRE ¦ 3QU LoRE | Non-Red Flag Warning - Destructive Fires | Vegetation Contact | Aggregated | 2039 | 1.389e-06 | 946.5765 | 0.0013148 | 2039 | Mitigation | 0.95 | 45 | 0 | esc | 0.00097009 | 1.3475e-09 | 0.00097009 | 1.3475e-09
[79 empty] | WLDFR | HFTD - Distribution - Tier 3 - 1QU CoRE ¦ 4QU LoRE | Non-Red Flag Warning - Destructive Fires | 2040 | 3.4448e-09 | 3.4448e-09 | 10472.8261 | 280.5544 | 10192.2718 | 0 | 0 | 0 | 4.0316e-06 | 3.6077e-05 | 0 | 3.6077e-05 | 3.6077e-05 | 0 | 3.6077e-05 | 0 | 1.0371e-05 | 2.2733e-05 | 0 | 2.2733e-05 | 0 | 3.4619e-07 | 6.9237e-07 | 0 | 6.9237e-07 | [12 empty] | 7.3.3.17.5 (Remote Grid) Updates to grid topology to minimize risk of ignition in HFTDs Remote GridWLDFRVegetation ContactAggregated | WLDFR | HFTD - Distribution - Tier 2 - 2QU CoRE ¦ 3QU LoRE | Non-Red Flag Warning - Destructive Fires | Vegetation Contact | Aggregated | 2040 | 1.389e-06 | 946.5765 | 0.0013148 | 2040 | Mitigation | 0.95 | 45 | 0 | esc | 0.00097009 | 1.3475e-09 | 0.00097009 | 1.3475e-09
[79 empty] | WLDFR | HFTD - Distribution - Tier 3 - 1QU CoRE ¦ 4QU LoRE | Non-Red Flag Warning - Destructive Fires | 2041 | 3.4448e-09 | 3.4448e-09 | 10472.8261 | 280.5544 | 10192.2718 | 0 | 0 | 0 | 4.0316e-06 | 3.6077e-05 | 0 | 3.6077e-05 | 3.6077e-05 | 0 | 3.6077e-05 | 0 | 1.0371e-05 | 2.2733e-05 | 0 | 2.2733e-05 | 0 | 3.4619e-07 | 6.9237e-07 | 0 | 6.9237e-07 | [12 empty] | 7.3.3.17.5 (Remote Grid) Updates to grid topology to minimize risk of ignition in HFTDs Remote GridWLDFRVegetation ContactAggregated | WLDFR | HFTD - Distribution - Tier 2 - 2QU CoRE ¦ 3QU LoRE | Non-Red Flag Warning - Destructive Fires | Vegetation Contact | Aggregated | 2041 | 1.389e-06 | 946.5765 | 0.0013148 | 2041 | Mitigation | 0.95 | 45 | 0 | esc | 0.00097009 | 1.3475e-09 | 0.00097009 | 1.3475e-09
[79 empty] | WLDFR | HFTD - Distribution - Tier 3 - 1QU CoRE ¦ 4QU LoRE | Non-Red Flag Warning - Destructive Fires | 2042 | 3.4448e-09 | 3.4448e-09 | 10472.8261 | 280.5544 | 10192.2718 | 0 | 0 | 0 | 4.0316e-06 | 3.6077e-05 | 0 | 3.6077e-05 | 3.6077e-05 | 0 | 3.6077e-05 | 0 | 1.0843e-05 | 2.3769e-05 | 0 | 2.3769e-05 | 0 | 3.6528e-07 | 7.3056e-07 | 0 | 7.3056e-07 | [12 empty] | 7.3.3.17.5 (Remote Grid) Updates to grid topology to minimize risk of ignition in HFTDs Remote GridWLDFRVegetation ContactAggregated | WLDFR | HFTD - Distribution - Tier 2 - 2QU CoRE ¦ 3QU LoRE | Non-Red Flag Warning - Destructive Fires | Vegetation Contact | Aggregated | 2042 | 1.389e-06 | 946.5765 | 0.0013148 | 2042 | Mitigation | 0.95 | 45 | 0 | esc | 0.00097009 | 1.3475e-09 | 0.00097009 | 1.3475e-09
[79 empty] | WLDFR | HFTD - Distribution - Tier 3 - 1QU CoRE ¦ 4QU LoRE | Non-Red Flag Warning - Destructive Fires | 2043 | 3.4448e-09 | 3.4448e-09 | 10992.1562 | 299.42 | 10692.7362 | 0 | 0 | 0 | 4.0316e-06 | 3.7866e-05 | 0 | 3.7866e-05 | 3.7866e-05 | 0 | 3.7866e-05 | 0 | 1.0843e-05 | 2.3769e-05 | 0 | 2.3769e-05 | 0 | 3.6528e-07 | 7.3056e-07 | 0 | 7.3056e-07 | [12 empty] | 7.3.3.17.5 (Remote Grid) Updates to grid topology to minimize risk of ignition in HFTDs Remote GridWLDFRVegetation ContactAggregated | WLDFR | HFTD - Distribution - Tier 2 - 2QU CoRE ¦ 3QU LoRE | Non-Red Flag Warning - Destructive Fires | Vegetation Contact | Aggregated | 2043 | 1.389e-06 | 946.5765 | 0.0013148 | 2043 | Mitigation | 0.95 | 45 | 0 | esc | 0.00097009 | 1.3475e-09 | 0.00097009 | 1.3475e-09
[79 empty] | WLDFR | HFTD - Distribution - Tier 3 - 1QU CoRE ¦ 4QU LoRE | Non-Red Flag Warning - Destructive Fires | 2044 | 3.4448e-09 | 3.4448e-09 | 10992.1562 | 299.42 | 10692.7362 | 0 | 0 | 0 | 4.0316e-06 | 3.7866e-05 | 0 | 3.7866e-05 | 3.7866e-05 | 0 | 3.7866e-05 | 0 | 1.0843e-05 | 2.3769e-05 | 0 | 2.3769e-05 | 0 | 3.6528e-07 | 7.3056e-07 | 0 | 7.3056e-07 | [12 empty] | 7.3.3.17.5 (Remote Grid) Updates to grid topology to minimize risk of ignition in HFTDs Remote GridWLDFRVegetation ContactAggregated | WLDFR | HFTD - Distribution - Tier 2 - 2QU CoRE ¦ 3QU LoRE | Non-Red Flag Warning - Destructive Fires | Vegetation Contact | Aggregated | 2044 | 1.389e-06 | 946.5765 | 0.0013148 | 2044 | Mitigation | 0.95 | 45 | 0 | esc | 0.00097009 | 1.3475e-09 | 0.00097009 | 1.3475e-09
[79 empty] | WLDFR | HFTD - Distribution - Tier 3 - 1QU CoRE ¦ 4QU LoRE | Non-Red Flag Warning - Destructive Fires | 2045 | 3.4448e-09 | 3.4448e-09 | 10992.1562 | 299.42 | 10692.7362 | 0 | 0 | 0 | 4.0316e-06 | 3.7866e-05 | 0 | 3.7866e-05 | 3.7866e-05 | 0 | 3.7866e-05 | 0 | 1.0843e-05 | 2.3769e-05 | 0 | 2.3769e-05 | 0 | 3.6528e-07 | 7.3056e-07 | 0 | 7.3056e-07 | [12 empty] | 7.3.3.17.5 (Remote Grid) Updates to grid topology to minimize risk of ignition in HFTDs Remote GridWLDFRVegetation ContactAggregated | WLDFR | HFTD - Distribution - Tier 2 - 2QU CoRE ¦ 3QU LoRE | Non-Red Flag Warning - Destructive Fires | Vegetation Contact | Aggregated | 2045 | 1.389e-06 | 946.5765 | 0.0013148 | 2045 | Mitigation | 0.95 | 45 | 0 | esc | 0.00097009 | 1.3475e-09 | 0.00097009 | 1.3475e-09
[79 empty] | WLDFR | HFTD - Distribution - Tier 3 - 1QU CoRE ¦ 4QU LoRE | Non-Red Flag Warning - Destructive Fires | 2046 | 3.4448e-09 | 3.4448e-09 | 10992.1562 | 299.42 | 10692.7362 | 0 | 0 | 0 | 4.0316e-06 | 3.7866e-05 | 0 | 3.7866e-05 | 3.7866e-05 | 0 | 3.7866e-05 | 0 | 1.0843e-05 | 2.3769e-05 | 0 | 2.3769e-05 | 0 | 3.6528e-07 | 7.3056e-07 | 0 | 7.3056e-07 | [12 empty] | 7.3.3.17.5 (Remote Grid) Updates to grid topology to minimize risk of ignition in HFTDs Remote GridWLDFRVegetation ContactAggregated | WLDFR | HFTD - Distribution - Tier 2 - 2QU CoRE ¦ 3QU LoRE | Non-Red Flag Warning - Destructive Fires | Vegetation Contact | Aggregated | 2046 | 1.389e-06 | 946.5765 | 0.0013148 | 2046 | Mitigation | 0.95 | 45 | 0 | esc | 0.00097009 | 1.3475e-09 | 0.00097009 | 1.3475e-09
[79 empty] | WLDFR | HFTD - Distribution - Tier 3 - 1QU CoRE ¦ 4QU LoRE | Non-Red Flag Warning - Destructive Fires | 2047 | 3.4448e-09 | 3.4448e-09 | 10992.1562 | 299.42 | 10692.7362 | 0 | 0 | 0 | 4.0316e-06 | 3.7866e-05 | 0 | 3.7866e-05 | 3.7866e-05 | 0 | 3.7866e-05 | 0 | 1.1355e-05 | 2.489e-05 | 0 | 2.489e-05 | 0 | 3.87e-07 | 7.74e-07 | 0 | 7.74e-07 | [12 empty] | 7.3.3.17.5 (Remote Grid) Updates to grid topology to minimize risk of ignition in HFTDs Remote GridWLDFRVegetation ContactAggregated | WLDFR | HFTD - Distribution - Tier 2 - 2QU CoRE ¦ 3QU LoRE | Non-Red Flag Warning - Destructive Fires | Vegetation Contact | Aggregated | 2047 | 1.389e-06 | 946.5765 | 0.0013148 | 2047 | Mitigation | 0.95 | 45 | 0 | esc | 0.00097009 | 1.3475e-09 | 0.00097009 | 1.3475e-09
[79 empty] | WLDFR | HFTD - Distribution - Tier 3 - 1QU CoRE ¦ 4QU LoRE | Non-Red Flag Warning - Destructive Fires | 2048 | 3.4448e-09 | 3.4448e-09 | 11536.0538 | 319.4911 | 11216.5626 | 0 | 0 | 0 | 4.0316e-06 | 3.9739e-05 | 0 | 3.9739e-05 | 3.9739e-05 | 0 | 3.9739e-05 | 0 | 1.1355e-05 | 2.489e-05 | 0 | 2.489e-05 | 0 | 3.87e-07 | 7.74e-07 | 0 | 7.74e-07 | [12 empty] | 7.3.3.17.5 (Remote Grid) Updates to grid topology to minimize risk of ignition in HFTDs Remote GridWLDFRVegetation ContactAggregated | WLDFR | HFTD - Distribution - Tier 2 - 2QU CoRE ¦ 3QU LoRE | Non-Red Flag Warning - Destructive Fires | Vegetation Contact | Aggregated | 2048 | 1.389e-06 | 946.5765 | 0.0013148 | 2048 | Mitigation | 0.95 | 45 | 0 | esc | 0.00097009 | 1.3475e-09 | 0.00097009 | 1.3475e-09
[79 empty] | WLDFR | HFTD - Distribution - Tier 3 - 1QU CoRE ¦ 4QU LoRE | Non-Red Flag Warning - Destructive Fires | 2049 | 3.4448e-09 | 3.4448e-09 | 11536.0538 | 319.4911 | 11216.5626 | 0 | 0 | 0 | 4.0316e-06 | 3.9739e-05 | 0 | 3.9739e-05 | 3.9739e-05 | 0 | 3.9739e-05 | 0 | 1.1355e-05 | 2.489e-05 | 0 | 2.489e-05 | 0 | 3.87e-07 | 7.74e-07 | 0 | 7.74e-07 | [12 empty] | 7.3.3.17.5 (Remote Grid) Updates to grid topology to minimize risk of ignition in HFTDs Remote GridWLDFRVegetation ContactAggregated | WLDFR | HFTD - Distribution - Tier 2 - 2QU CoRE ¦ 3QU LoRE | Non-Red Flag Warning - Destructive Fires | Vegetation Contact | Aggregated | 2049 | 1.389e-06 | 946.5765 | 0.0013148 | 2049 | Mitigation | 0.95 | 45 | 0 | esc | 0.00097009 | 1.3475e-09 | 0.00097009 | 1.3475e-09
[79 empty] | WLDFR | HFTD - Distribution - Tier 3 - 1QU CoRE ¦ 4QU LoRE | Non-Red Flag Warning - Destructive Fires | 2050 | 3.4448e-09 | 3.4448e-09 | 11536.0538 | 319.4911 | 11216.5626 | 0 | 0 | 0 | 4.0316e-06 | 3.9739e-05 | 0 | 3.9739e-05 | 3.9739e-05 | 0 | 3.9739e-05 | 0 | 1.1355e-05 | 2.489e-05 | 0 | 2.489e-05 | 0 | 3.87e-07 | 7.74e-07 | 0 | 7.74e-07 | [12 empty] | 7.3.3.17.5 (Remote Grid) Updates to grid topology to minimize risk of ignition in HFTDs Remote GridWLDFRVegetation ContactAggregated | WLDFR | HFTD - Distribution - Tier 2 - 2QU CoRE ¦ 3QU LoRE | Non-Red Flag Warning - Destructive Fires | Vegetation Contact | Aggregated | 2050 | 1.389e-06 | 946.5765 | 0.0013148 | 2050 | Mitigation | 0.95 | 45 | 0 | esc | 0.00097009 | 1.3475e-09 | 0.00097009 | 1.3475e-09
[79 empty] | WLDFR | HFTD - Distribution - Tier 3 - 1QU CoRE ¦ 4QU LoRE | Non-Red Flag Warning - Destructive Fires | 2051 | 3.4448e-09 | 3.4448e-09 | 11536.0538 | 319.4911 | 11216.5626 | 0 | 0 | 0 | 4.0316e-06 | 3.9739e-05 | 0 | 3.9739e-05 | 3.9739e-05 | 0 | 3.9739e-05 | 0 | 1.1355e-05 | 2.489e-05 | 0 | 2.489e-05 | 0 | 3.87e-07 | 7.74e-07 | 0 | 7.74e-07 | [12 empty] | 7.3.3.17.5 (Remote Grid) Updates to grid topology to minimize risk of ignition in HFTDs Remote GridWLDFRVegetation ContactAggregated | WLDFR | HFTD - Distribution - Tier 2 - 2QU CoRE ¦ 3QU LoRE | Non-Red Flag Warning - Destructive Fires | Vegetation Contact | Aggregated | 2051 | 1.389e-06 | 946.5765 | 0.0013148 | 2051 | Mitigation | 0.95 | 45 | 0 | esc | 0.00097009 | 1.3475e-09 | 0.00097009 | 1.3475e-09
[79 empty] | WLDFR | HFTD - Distribution - Tier 3 - 1QU CoRE ¦ 4QU LoRE | Non-Red Flag Warning - Destructive Fires | 2052 | 3.4448e-09 | 3.4448e-09 | 11536.0538 | 319.4911 | 11216.5626 | 0 | 0 | 0 | 4.0316e-06 | 3.9739e-05 | 0 | 3.9739e-05 | 3.9739e-05 | 0 | 3.9739e-05 | 0 | 1.19e-05 | 2.6086e-05 | 0 | 2.6086e-05 | 0 | 4.1117e-07 | 8.2234e-07 | 0 | 8.2234e-07 | [12 empty] | 7.3.3.17.5 (Remote Grid) Updates to grid topology to minimize risk of ignition in HFTDs Remote GridWLDFRVegetation ContactAggregated | WLDFR | HFTD - Distribution - Tier 2 - 2QU CoRE ¦ 3QU LoRE | Non-Red Flag Warning - Destructive Fires | Vegetation Contact | Aggregated | 2052 | 1.389e-06 | 946.5765 | 0.0013148 | 2052 | Mitigation | 0.95 | 45 | 0 | esc | 0.00097009 | 1.3475e-09 | 0.00097009 | 1.3475e-09
[79 empty] | WLDFR | HFTD - Distribution - Tier 3 - 1QU CoRE ¦ 4QU LoRE | Non-Red Flag Warning - Destructive Fires | 2053 | 3.4448e-09 | 3.4448e-09 | 12097.6769 | 340.5356 | 11757.1413 | 0 | 0 | 0 | 4.0316e-06 | 4.1674e-05 | 0 | 4.1674e-05 | 4.1674e-05 | 0 | 4.1674e-05 | 0 | 1.19e-05 | 2.6086e-05 | 0 | 2.6086e-05 | 0 | 4.1117e-07 | 8.2234e-07 | 0 | 8.2234e-07 | [12 empty] | 7.3.3.17.5 (Remote Grid) Updates to grid topology to minimize risk of ignition in HFTDs Remote GridWLDFRVegetation ContactAggregated | WLDFR | HFTD - Distribution - Tier 2 - 2QU CoRE ¦ 3QU LoRE | Non-Red Flag Warning - Destructive Fires | Vegetation Contact | Aggregated | 2053 | 1.389e-06 | 946.5765 | 0.0013148 | 2053 | Mitigation | 0.95 | 45 | 0 | esc | 0.00097009 | 1.3475e-09 | 0.00097009 | 1.3475e-09
[79 empty] | WLDFR | HFTD - Distribution - Tier 3 - 1QU CoRE ¦ 4QU LoRE | Non-Red Flag Warning - Destructive Fires | 2054 | 3.4448e-09 | 3.4448e-09 | 12097.6769 | 340.5356 | 11757.1413 | 0 | 0 | 0 | 4.0316e-06 | 4.1674e-05 | 0 | 4.1674e-05 | 4.1674e-05 | 0 | 4.1674e-05 | 0 | 1.19e-05 | 2.6086e-05 | 0 | 2.6086e-05 | 0 | 4.1117e-07 | 8.2234e-07 | 0 | 8.2234e-07 | [12 empty] | 7.3.3.17.5 (Remote Grid) Updates to grid topology to minimize risk of ignition in HFTDs Remote GridWLDFRVegetation ContactAggregated | WLDFR | HFTD - Distribution - Tier 2 - 2QU CoRE ¦ 3QU LoRE | Non-Red Flag Warning - Destructive Fires | Vegetation Contact | Aggregated | 2054 | 1.389e-06 | 946.5765 | 0.0013148 | 2054 | Mitigation | 0.95 | 45 | 0 | esc | 0.00097009 | 1.3475e-09 | 0.00097009 | 1.3475e-09
[79 empty] | WLDFR | HFTD - Distribution - Tier 3 - 1QU CoRE ¦ 4QU LoRE | Non-Red Flag Warning - Destructive Fires | 2055 | 3.4448e-09 | 3.4448e-09 | 12097.6769 | 340.5356 | 11757.1413 | 0 | 0 | 0 | 4.0316e-06 | 4.1674e-05 | 0 | 4.1674e-05 | 4.1674e-05 | 0 | 4.1674e-05 | 0 | 1.19e-05 | 2.6086e-05 | 0 | 2.6086e-05 | 0 | 4.1117e-07 | 8.2234e-07 | 0 | 8.2234e-07 | [12 empty] | 7.3.3.17.5 (Remote Grid) Updates to grid topology to minimize risk of ignition in HFTDs Remote GridWLDFRVegetation ContactAggregated | WLDFR | HFTD - Distribution - Tier 2 - 2QU CoRE ¦ 3QU LoRE | Non-Red Flag Warning - Destructive Fires | Vegetation Contact | Aggregated | 2055 | 1.389e-06 | 946.5765 | 0.0013148 | 2055 | Mitigation | 0.95 | 45 | 0 | esc | 0.00097009 | 1.3475e-09 | 0.00097009 | 1.3475e-09
[79 empty] | WLDFR | HFTD - Distribution - Tier 3 - 1QU CoRE ¦ 4QU LoRE | Non-Red Flag Warning - Destructive Fires | 2056 | 3.4448e-09 | 3.4448e-09 | 12097.6769 | 340.5356 | 11757.1413 | 0 | 0 | 0 | 4.0316e-06 | 4.1674e-05 | 0 | 4.1674e-05 | 4.1674e-05 | 0 | 4.1674e-05 | 0 | 1.19e-05 | 2.6086e-05 | 0 | 2.6086e-05 | 0 | 4.1117e-07 | 8.2234e-07 | 0 | 8.2234e-07 | [12 empty] | 7.3.3.17.5 (Remote Grid) Updates to grid topology to minimize risk of ignition in HFTDs Remote GridWLDFRVegetation ContactAggregated | WLDFR | HFTD - Distribution - Tier 2 - 2QU CoRE ¦ 3QU LoRE | Non-Red Flag Warning - Destructive Fires | Vegetation Contact | Aggregated | 2056 | 1.389e-06 | 946.5765 | 0.0013148 | 2056 | Mitigation | 0.95 | 45 | 0 | esc | 0.00097009 | 1.3475e-09 | 0.00097009 | 1.3475e-09
[79 empty] | WLDFR | HFTD - Distribution - Tier 3 - 1QU CoRE ¦ 4QU LoRE | Non-Red Flag Warning - Destructive Fires | 2057 | 3.4448e-09 | 3.4448e-09 | 12097.6769 | 340.5356 | 11757.1413 | 0 | 0 | 0 | 4.0316e-06 | 4.1674e-05 | 0 | 4.1674e-05 | 4.1674e-05 | 0 | 4.1674e-05 | 0 | 1.2474e-05 | 2.7343e-05 | 0 | 2.7343e-05 | 0 | 4.3761e-07 | 8.7522e-07 | 0 | 8.7522e-07 | [12 empty] | 7.3.3.17.5 (Remote Grid) Updates to grid topology to minimize risk of ignition in HFTDs Remote GridWLDFRVegetation ContactAggregated | WLDFR | HFTD - Distribution - Tier 2 - 2QU CoRE ¦ 3QU LoRE | Non-Red Flag Warning - Destructive Fires | Vegetation Contact | Aggregated | 2057 | 1.389e-06 | 946.5765 | 0.0013148 | 2057 | Mitigation | 0.95 | 45 | 0 | esc | 0.00097009 | 1.3475e-09 | 0.00097009 | 1.3475e-09
[79 empty] | WLDFR | HFTD - Distribution - Tier 3 - 1QU CoRE ¦ 4QU LoRE | Non-Red Flag Warning - Destructive Fires | 2058 | 3.4448e-09 | 3.4448e-09 | 12670.1796 | 362.3049 | 12307.8747 | 0 | 0 | 0 | 4.0316e-06 | 4.3646e-05 | 0 | 4.3646e-05 | 4.3646e-05 | 0 | 4.3646e-05 | 0 | 1.2474e-05 | 2.7343e-05 | 0 | 2.7343e-05 | 0 | 4.3761e-07 | 8.7522e-07 | 0 | 8.7522e-07 | [12 empty] | 7.3.3.17.5 (Remote Grid) Updates to grid topology to minimize risk of ignition in HFTDs Remote GridWLDFRVegetation ContactAggregated | WLDFR | HFTD - Distribution - Tier 2 - 2QU CoRE ¦ 3QU LoRE | Non-Red Flag Warning - Destructive Fires | Vegetation Contact | Aggregated | 2058 | 1.389e-06 | 946.5765 | 0.0013148 | 2058 | Mitigation | 0.95 | 45 | 0 | esc | 0.00097009 | 1.3475e-09 | 0.00097009 | 1.3475e-09
[79 empty] | WLDFR | HFTD - Distribution - Tier 3 - 1QU CoRE ¦ 4QU LoRE | Non-Red Flag Warning - Destructive Fires | 2059 | 3.4448e-09 | 3.4448e-09 | 12670.1796 | 362.3049 | 12307.8747 | 0 | 0 | 0 | 4.0316e-06 | 4.3646e-05 | 0 | 4.3646e-05 | 4.3646e-05 | 0 | 4.3646e-05 | 0 | 1.2474e-05 | 2.7343e-05 | 0 | 2.7343e-05 | 0 | 4.3761e-07 | 8.7522e-07 | 0 | 8.7522e-07 | [12 empty] | 7.3.3.17.5 (Remote Grid) Updates to grid topology to minimize risk of ignition in HFTDs Remote GridWLDFRVegetation ContactAggregated | WLDFR | HFTD - Distribution - Tier 2 - 2QU CoRE ¦ 3QU LoRE | Non-Red Flag Warning - Destructive Fires | Vegetation Contact | Aggregated | 2059 | 1.389e-06 | 946.5765 | 0.0013148 | 2059 | Mitigation | 0.95 | 45 | 0 | esc | 0.00097009 | 1.3475e-09 | 0.00097009 | 1.3475e-09
[79 empty] | WLDFR | HFTD - Distribution - Tier 3 - 1QU CoRE ¦ 4QU LoRE | Non-Red Flag Warning - Destructive Fires | 2060 | 3.4448e-09 | 3.4448e-09 | 12670.1796 | 362.3049 | 12307.8747 | 0 | 0 | 0 | 4.0316e-06 | 4.3646e-05 | 0 | 4.3646e-05 | 4.3646e-05 | 0 | 4.3646e-05 | 0 | 1.2474e-05 | 2.7343e-05 | 0 | 2.7343e-05 | 0 | 4.3761e-07 | 8.7522e-07 | 0 | 8.7522e-07 | [12 empty] | 7.3.3.17.5 (Remote Grid) Updates to grid topology to minimize risk of ignition in HFTDs Remote GridWLDFRVegetation ContactAggregated | WLDFR | HFTD - Distribution - Tier 2 - 2QU CoRE ¦ 3QU LoRE | Non-Red Flag Warning - Destructive Fires | Vegetation Contact | Aggregated | 2060 | 1.389e-06 | 946.5765 | 0.0013148 | 2060 | Mitigation | 0.95 | 45 | 0 | esc | 0.00097009 | 1.3475e-09 | 0.00097009 | 1.3475e-09
[79 empty] | WLDFR | HFTD - Distribution - Tier 3 - 1QU CoRE ¦ 4QU LoRE | Non-Red Flag Warning - Destructive Fires | 2061 | 3.4448e-09 | 3.4448e-09 | 12670.1796 | 362.3049 | 12307.8747 | 0 | 0 | 0 | 4.0316e-06 | 4.3646e-05 | 0 | 4.3646e-05 | 4.3646e-05 | 0 | 4.3646e-05 | 0 | 1.2474e-05 | 2.7343e-05 | 0 | 2.7343e-05 | 0 | 4.3761e-07 | 8.7522e-07 | 0 | 8.7522e-07 | [12 empty] | 7.3.3.17.5 (Remote Grid) Updates to grid topology to minimize risk of ignition in HFTDs Remote GridWLDFRVegetation ContactAggregated | WLDFR | HFTD - Distribution - Tier 2 - 2QU CoRE ¦ 3QU LoRE | Non-Red Flag Warning - Destructive Fires | Vegetation Contact | Aggregated | 2061 | 1.389e-06 | 946.5765 | 0.0013148 | 2061 | Mitigation | 0.95 | 45 | 0 | esc | 0.00097009 | 1.3475e-09 | 0.00097009 | 1.3475e-09
[79 empty] | WLDFR | HFTD - Distribution - Tier 3 - 1QU CoRE ¦ 4QU LoRE | Non-Red Flag Warning - Destructive Fires | 2062 | 3.4448e-09 | 3.4448e-09 | 12670.1796 | 362.3049 | 12307.8747 | 0 | 0 | 0 | 4.0316e-06 | 4.3646e-05 | 0 | 4.3646e-05 | 4.3646e-05 | 0 | 4.3646e-05 | 0 | 1.3069e-05 | 2.8648e-05 | 0 | 2.8648e-05 | 0 | 4.6609e-07 | 9.3218e-07 | 0 | 9.3218e-07 | [12 empty] | 7.3.3.17.5 (Remote Grid) Updates to grid topology to minimize risk of ignition in HFTDs Remote GridWLDFRVegetation ContactAggregated | WLDFR | HFTD - Distribution - Tier 2 - 2QU CoRE ¦ 3QU LoRE | Non-Red Flag Warning - Destructive Fires | Vegetation Contact | Aggregated | 2062 | 1.389e-06 | 946.5765 | 0.0013148 | 2062 | Mitigation | 0.95 | 45 | 0 | esc | 0.00097009 | 1.3475e-09 | 0.00097009 | 1.3475e-09
[79 empty] | WLDFR | HFTD - Distribution - Tier 3 - 1QU CoRE ¦ 4QU LoRE | Non-Red Flag Warning - Destructive Fires | 2063 | 3.4448e-09 | 3.4448e-09 | 13246.6313 | 384.5316 | 12862.0997 | 0 | 0 | 0 | 4.0316e-06 | 4.5632e-05 | 0 | 4.5632e-05 | 4.5632e-05 | 0 | 4.5632e-05 | 0 | 1.3069e-05 | 2.8648e-05 | 0 | 2.8648e-05 | 0 | 4.6609e-07 | 9.3218e-07 | 0 | 9.3218e-07 | [12 empty] | 7.3.3.17.5 (Remote Grid) Updates to grid topology to minimize risk of ignition in HFTDs Remote GridWLDFRVegetation ContactAggregated | WLDFR | HFTD - Distribution - Tier 2 - 2QU CoRE ¦ 3QU LoRE | Non-Red Flag Warning - Destructive Fires | Vegetation Contact | Aggregated | 2063 | 1.389e-06 | 946.5765 | 0.0013148 | 2063 | Mitigation | 0.95 | 45 | 0 | esc | 0.00097009 | 1.3475e-09 | 0.00097009 | 1.3475e-09
[79 empty] | WLDFR | HFTD - Distribution - Tier 3 - 1QU CoRE ¦ 4QU LoRE | Non-Red Flag Warning - Destructive Fires | 2064 | 3.4448e-09 | 3.4448e-09 | 13246.6313 | 384.5316 | 12862.0997 | 0 | 0 | 0 | 4.0316e-06 | 4.5632e-05 | 0 | 4.5632e-05 | 4.5632e-05 | 0 | 4.5632e-05 | 0 | 1.3069e-05 | 2.8648e-05 | 0 | 2.8648e-05 | 0 | 4.6609e-07 | 9.3218e-07 | 0 | 9.3218e-07 | [12 empty] | 7.3.3.17.5 (Remote Grid) Updates to grid topology to minimize risk of ignition in HFTDs Remote GridWLDFRVegetation ContactAggregated | WLDFR | HFTD - Distribution - Tier 2 - 2QU CoRE ¦ 3QU LoRE | Non-Red Flag Warning - Destructive Fires | Vegetation Contact | Aggregated | 2064 | 1.389e-06 | 946.5765 | 0.0013148 | 2064 | Mitigation | 0.95 | 45 | 0 | esc | 0.00097009 | 1.3475e-09 | 0.00097009 | 1.3475e-09
[79 empty] | WLDFR | HFTD - Distribution - Tier 3 - 1QU CoRE ¦ 4QU LoRE | Non-Red Flag Warning - Destructive Fires | 2065 | 3.4448e-09 | 3.4448e-09 | 13246.6313 | 384.5316 | 12862.0997 | 0 | 0 | 0 | 4.0316e-06 | 4.5632e-05 | 0 | 4.5632e-05 | 4.5632e-05 | 0 | 4.5632e-05 | 0 | 1.3069e-05 | 2.8648e-05 | 0 | 2.8648e-05 | 0 | 4.6609e-07 | 9.3218e-07 | 0 | 9.3218e-07 | [12 empty] | 7.3.3.17.5 (Remote Grid) Updates to grid topology to minimize risk of ignition in HFTDs Remote GridWLDFRVegetation ContactAggregated | WLDFR | HFTD - Distribution - Tier 2 - 2QU CoRE ¦ 3QU LoRE | Non-Red Flag Warning - Destructive Fires | Vegetation Contact | Aggregated | 2065 | 1.389e-06 | 946.5765 | 0.0013148 | 2065 | Mitigation | 0.95 | 45 | 0 | esc | 0.00097009 | 1.3475e-09 | 0.00097009 | 1.3475e-09
[79 empty] | WLDFR | HFTD - Distribution - Tier 3 - 1QU CoRE ¦ 4QU LoRE | Non-Red Flag Warning - Destructive Fires | 2066 | 3.4448e-09 | 3.4448e-09 | 13246.6313 | 384.5316 | 12862.0997 | 0 | 0 | 0 | 4.0316e-06 | 4.5632e-05 | 0 | 4.5632e-05 | 4.5632e-05 | 0 | 4.5632e-05 | 0 | 1.3069e-05 | 2.8648e-05 | 0 | 2.8648e-05 | 0 | 0 | 9.3218e-07 | 0 | 9.3218e-07 | [12 empty] | 7.3.3.17.5 (Remote Grid) Updates to grid topology to minimize risk of ignition in HFTDs Remote GridWLDFRVegetation ContactAggregated | WLDFR | HFTD - Distribution - Tier 2 - 2QU CoRE ¦ 3QU LoRE | Non-Red Flag Warning - Destructive Fires | Vegetation Contact | Aggregated | 2066 | 1.389e-06 | 946.5765 | 0.0013148 | 2066 | Mitigation | 0.95 | 45 | 0 | esc | 0.00097009 | 1.3475e-09 | 0.00097009 | 1.3475e-09
[79 empty] | WLDFR | HFTD - Distribution - Tier 3 - 1QU CoRE ¦ 4QU LoRE | Non-Red Flag Warning - Destructive Fires | 2067 | 0 | 3.4448e-09 | 13246.6313 | 384.5316 | 12862.0997 | 0 | 0 | 0 | 4.0316e-06 | 0 | 0 | 0 | 4.5632e-05 | 0 | 4.5632e-05 | 0 | 1.368e-05 | 2.9987e-05 | 0 | 2.9987e-05 | 0 | 0 | 0 | 0 | 0 | [12 empty] | 7.3.3.17.5 (Remote Grid) Updates to grid topology to minimize risk of ignition in HFTDs Remote GridWLDFRVegetation ContactAggregated | WLDFR | HFTD - Distribution - Tier 2 - 2QU CoRE ¦ 3QU LoRE | Non-Red Flag Warning - Destructive Fires | Vegetation Contact | Aggregated | 2067 | 1.389e-06 | 946.5765 | 0.0013148 | 2067 | Mitigation | 0.95 | 45 | 0 | esc | 0 | 0 | 0.00097009 | 1.3475e-09
[79 empty] | WLDFR | HFTD - Distribution - Tier 3 - 1QU CoRE ¦ 4QU LoRE | Non-Red Flag Warning - Large Fires | 2022 | 2.1824e-08 | 0 | 5.2406 | 0.69642 | 2.942 | 1.6022 | 0 | 0 | 2.5268e-05 | 1.1437e-07 | 0 | 1.1437e-07 | 0 | 0 | 0 | 0 | 1.368e-05 | 2.9987e-05 | 0 | 2.9987e-05 | 0 | 0 | 0 | 0 | 0 | [12 empty] | 7.3.3.17.5 (Remote Grid) Updates to grid topology to minimize risk of ignition in HFTDs Remote GridWLDFRWire-to-wire contactAggregated | WLDFR | HFTD - Distribution - Tier 2 - 2QU CoRE ¦ 3QU LoRE | Non-Red Flag Warning - Destructive Fires | Wire-to-wire contact | Aggregated | 2022 | 5.8441e-07 | 946.5765 | 0.00055319 | 2022 | Mitigation | 0.95 | 45 | 0 | esc | 0.00097009 | 5.6693e-10 | 0 | 0
[79 empty] | WLDFR | HFTD - Distribution - Tier 3 - 1QU CoRE ¦ 4QU LoRE | Non-Red Flag Warning - Large Fires | 2023 | 2.1824e-08 | 2.1824e-08 | 5.475 | 0.71896 | 3.0715 | 1.6846 | 0 | 0 | 2.5268e-05 | 1.1949e-07 | 0 | 1.1949e-07 | 1.1949e-07 | 0 | 1.1949e-07 | 0 | 1.368e-05 | 2.9987e-05 | 0 | 2.9987e-05 | 0 | 2.1711e-06 | 0 | 0 | 0 | [12 empty] | 7.3.3.17.5 (Remote Grid) Updates to grid topology to minimize risk of ignition in HFTDs Remote GridWLDFRWire-to-wire contactAggregated | WLDFR | HFTD - Distribution - Tier 2 - 2QU CoRE ¦ 3QU LoRE | Non-Red Flag Warning - Destructive Fires | Wire-to-wire contact | Aggregated | 2023 | 5.8441e-07 | 946.5765 | 0.00055319 | 2023 | Mitigation | 0.95 | 45 | 0 | esc | 0.00097009 | 5.6693e-10 | 0.00097009 | 5.6693e-10
[79 empty] | WLDFR | HFTD - Distribution - Tier 3 - 1QU CoRE ¦ 4QU LoRE | Non-Red Flag Warning - Large Fires | 2024 | 2.1824e-08 | 2.1824e-08 | 5.475 | 0.71896 | 3.0715 | 1.6846 | 0 | 0 | 2.5268e-05 | 1.1949e-07 | 0 | 1.1949e-07 | 1.1949e-07 | 0 | 1.1949e-07 | 0 | 1.368e-05 | 2.9987e-05 | 0 | 2.9987e-05 | 0 | 2.241e-06 | 4.4819e-06 | 0 | 4.4819e-06 | [12 empty] | 7.3.3.17.5 (Remote Grid) Updates to grid topology to minimize risk of ignition in HFTDs Remote GridWLDFRWire-to-wire contactAggregated | WLDFR | HFTD - Distribution - Tier 2 - 2QU CoRE ¦ 3QU LoRE | Non-Red Flag Warning - Destructive Fires | Wire-to-wire contact | Aggregated | 2024 | 5.8441e-07 | 946.5765 | 0.00055319 | 2024 | Mitigation | 0.95 | 45 | 0 | esc | 0.00097009 | 5.6693e-10 | 0.00097009 | 5.6693e-10
[79 empty] | WLDFR | HFTD - Distribution - Tier 3 - 1QU CoRE ¦ 4QU LoRE | Non-Red Flag Warning - Large Fires | 2025 | 2.1824e-08 | 2.1824e-08 | 5.475 | 0.71896 | 3.0715 | 1.6846 | 0 | 0 | 2.5268e-05 | 1.1949e-07 | 0 | 1.1949e-07 | 1.1949e-07 | 0 | 1.1949e-07 | 0 | 1.368e-05 | 2.9987e-05 | 0 | 2.9987e-05 | 0 | 2.241e-06 | 4.4819e-06 | 0 | 4.4819e-06 | [12 empty] | 7.3.3.17.5 (Remote Grid) Updates to grid topology to minimize risk of ignition in HFTDs Remote GridWLDFRWire-to-wire contactAggregated | WLDFR | HFTD - Distribution - Tier 2 - 2QU CoRE ¦ 3QU LoRE | Non-Red Flag Warning - Destructive Fires | Wire-to-wire contact | Aggregated | 2025 | 5.8441e-07 | 946.5765 | 0.00055319 | 2025 | Mitigation | 0.95 | 45 | 0 | esc | 0.00097009 | 5.6693e-10 | 0.00097009 | 5.6693e-10
[79 empty] | WLDFR | HFTD - Distribution - Tier 3 - 1QU CoRE ¦ 4QU LoRE | Non-Red Flag Warning - Large Fires | 2026 | 2.1824e-08 | 2.1824e-08 | 5.475 | 0.71896 | 3.0715 | 1.6846 | 0 | 0 | 2.5268e-05 | 1.1949e-07 | 0 | 1.1949e-07 | 1.1949e-07 | 0 | 1.1949e-07 | 0 | 1.4299e-05 | 3.1343e-05 | 0 | 3.1343e-05 | 0 | 2.241e-06 | 4.4819e-06 | 0 | 4.4819e-06 | [12 empty] | 7.3.3.17.5 (Remote Grid) Updates to grid topology to minimize risk of ignition in HFTDs Remote GridWLDFRWire-to-wire contactAggregated | WLDFR | HFTD - Distribution - Tier 2 - 2QU CoRE ¦ 3QU LoRE | Non-Red Flag Warning - Destructive Fires | Wire-to-wire contact | Aggregated | 2026 | 5.8441e-07 | 946.5765 | 0.00055319 | 2026 | Mitigation | 0.95 | 45 | 0 | esc | 0.00097009 | 5.6693e-10 | 0.00097009 | 5.6693e-10
[79 empty] | WLDFR | HFTD - Distribution - Tier 3 - 1QU CoRE ¦ 4QU LoRE | Non-Red Flag Warning - Large Fires | 2027 | 2.1824e-08 | 2.1824e-08 | 5.475 | 0.71896 | 3.0715 | 1.6846 | 0 | 0 | 2.5268e-05 | 1.1949e-07 | 0 | 1.1949e-07 | 1.1949e-07 | 0 | 1.1949e-07 | 0 | 1.4299e-05 | 3.1343e-05 | 0 | 3.1343e-05 | 0 | 2.241e-06 | 4.4819e-06 | 0 | 4.4819e-06 | [12 empty] | 7.3.3.17.5 (Remote Grid) Updates to grid topology to minimize risk of ignition in HFTDs Remote GridWLDFRWire-to-wire contactAggregated | WLDFR | HFTD - Distribution - Tier 2 - 2QU CoRE ¦ 3QU LoRE | Non-Red Flag Warning - Destructive Fires | Wire-to-wire contact | Aggregated | 2027 | 5.8441e-07 | 946.5765 | 0.00055319 | 2027 | Mitigation | 0.95 | 45 | 0 | esc | 0.00097009 | 5.6693e-10 | 0.00097009 | 5.6693e-10
[79 empty] | WLDFR | HFTD - Distribution - Tier 3 - 1QU CoRE ¦ 4QU LoRE | Non-Red Flag Warning - Large Fires | 2028 | 2.1824e-08 | 2.1824e-08 | 5.777 | 0.74734 | 3.238 | 1.7917 | 0 | 0 | 2.5268e-05 | 1.2608e-07 | 0 | 1.2608e-07 | 1.2608e-07 | 0 | 1.2608e-07 | 0 | 1.4299e-05 | 3.1343e-05 | 0 | 3.1343e-05 | 0 | 2.241e-06 | 4.4819e-06 | 0 | 4.4819e-06 | [12 empty] | 7.3.3.17.5 (Remote Grid) Updates to grid topology to minimize risk of ignition in HFTDs Remote GridWLDFRWire-to-wire contactAggregated | WLDFR | HFTD - Distribution - Tier 2 - 2QU CoRE ¦ 3QU LoRE | Non-Red Flag Warning - Destructive Fires | Wire-to-wire contact | Aggregated | 2028 | 5.8441e-07 | 946.5765 | 0.00055319 | 2028 | Mitigation | 0.95 | 45 | 0 | esc | 0.00097009 | 5.6693e-10 | 0.00097009 | 5.6693e-10
[79 empty] | WLDFR | HFTD - Distribution - Tier 3 - 1QU CoRE ¦ 4QU LoRE | Non-Red Flag Warning - Large Fires | 2029 | 2.1824e-08 | 2.1824e-08 | 5.777 | 0.74734 | 3.238 | 1.7917 | 0 | 0 | 2.5268e-05 | 1.2608e-07 | 0 | 1.2608e-07 | 1.2608e-07 | 0 | 1.2608e-07 | 0 | 0 | 3.1343e-05 | 0 | 3.1343e-05 | 0 | 2.3301e-06 | 4.6602e-06 | 0 | 4.6602e-06 | [12 empty] | 7.3.3.17.5 (Remote Grid) Updates to grid topology to minimize risk of ignition in HFTDs Remote GridWLDFRWire-to-wire contactAggregated | WLDFR | HFTD - Distribution - Tier 2 - 2QU CoRE ¦ 3QU LoRE | Non-Red Flag Warning - Destructive Fires | Wire-to-wire contact | Aggregated | 2029 | 5.8441e-07 | 946.5765 | 0.00055319 | 2029 | Mitigation | 0.95 | 45 | 0 | esc | 0.00097009 | 5.6693e-10 | 0.00097009 | 5.6693e-10
[79 empty] | WLDFR | HFTD - Distribution - Tier 3 - 1QU CoRE ¦ 4QU LoRE | Non-Red Flag Warning - Large Fires | 2030 | 2.1824e-08 | 2.1824e-08 | 5.777 | 0.74734 | 3.238 | 1.7917 | 0 | 0 | 2.5268e-05 | 1.2608e-07 | 0 | 1.2608e-07 | 1.2608e-07 | 0 | 1.2608e-07 | 0 | 0 | 0 | 0 | 0 | 0 | 2.3301e-06 | 4.6602e-06 | 0 | 4.6602e-06 | [12 empty] | 7.3.3.17.5 (Remote Grid) Updates to grid topology to minimize risk of ignition in HFTDs Remote GridWLDFRWire-to-wire contactAggregated | WLDFR | HFTD - Distribution - Tier 2 - 2QU CoRE ¦ 3QU LoRE | Non-Red Flag Warning - Destructive Fires | Wire-to-wire contact | Aggregated | 2030 | 5.8441e-07 | 946.5765 | 0.00055319 | 2030 | Mitigation | 0.95 | 45 | 0 | esc | 0.00097009 | 5.6693e-10 | 0.00097009 | 5.6693e-10
[79 empty] | WLDFR | HFTD - Distribution - Tier 3 - 1QU CoRE ¦ 4QU LoRE | Non-Red Flag Warning - Large Fires | 2031 | 2.1824e-08 | 2.1824e-08 | 5.777 | 0.74734 | 3.238 | 1.7917 | 0 | 0 | 2.5268e-05 | 1.2608e-07 | 0 | 1.2608e-07 | 1.2608e-07 | 0 | 1.2608e-07 | 0 | 0.067876 | 0 | 0 | 0 | 0 | 2.3301e-06 | 4.6602e-06 | 0 | 4.6602e-06 | [12 empty] | 7.3.3.17.5 (Remote Grid) Updates to grid topology to minimize risk of ignition in HFTDs Remote GridWLDFRWire-to-wire contactAggregated | WLDFR | HFTD - Distribution - Tier 2 - 2QU CoRE ¦ 3QU LoRE | Non-Red Flag Warning - Destructive Fires | Wire-to-wire contact | Aggregated | 2031 | 5.8441e-07 | 946.5765 | 0.00055319 | 2031 | Mitigation | 0.95 | 45 | 0 | esc | 0.00097009 | 5.6693e-10 | 0.00097009 | 5.6693e-10
[79 empty] | WLDFR | HFTD - Distribution - Tier 3 - 1QU CoRE ¦ 4QU LoRE | Non-Red Flag Warning - Large Fires | 2032 | 2.1824e-08 | 2.1824e-08 | 5.777 | 0.74734 | 3.238 | 1.7917 | 0 | 0 | 2.5268e-05 | 1.2608e-07 | 0 | 1.2608e-07 | 1.2608e-07 | 0 | 1.2608e-07 | 0 | 0.070364 | 0.15424 | 0 | 0.15424 | 0 | 2.3301e-06 | 4.6602e-06 | 0 | 4.6602e-06 | [12 empty] | 7.3.3.17.5 (Remote Grid) Updates to grid topology to minimize risk of ignition in HFTDs Remote GridWLDFRWire-to-wire contactAggregated | WLDFR | HFTD - Distribution - Tier 2 - 2QU CoRE ¦ 3QU LoRE | Non-Red Flag Warning - Destructive Fires | Wire-to-wire contact | Aggregated | 2032 | 5.8441e-07 | 946.5765 | 0.00055319 | 2032 | Mitigation | 0.95 | 45 | 0 | esc | 0.00097009 | 5.6693e-10 | 0.00097009 | 5.6693e-10
[79 empty] | WLDFR | HFTD - Distribution - Tier 3 - 1QU CoRE ¦ 4QU LoRE | Non-Red Flag Warning - Large Fires | 2033 | 2.1824e-08 | 2.1824e-08 | 6.1205 | 0.77885 | 3.4265 | 1.9151 | 0 | 0 | 2.5268e-05 | 1.3357e-07 | 0 | 1.3357e-07 | 1.3357e-07 | 0 | 1.3357e-07 | 0 | 0.070364 | 0.15424 | 0 | 0.15424 | 0 | 2.3301e-06 | 4.6602e-06 | 0 | 4.6602e-06 | [12 empty] | 7.3.3.17.5 (Remote Grid) Updates to grid topology to minimize risk of ignition in HFTDs Remote GridWLDFRWire-to-wire contactAggregated | WLDFR | HFTD - Distribution - Tier 2 - 2QU CoRE ¦ 3QU LoRE | Non-Red Flag Warning - Destructive Fires | Wire-to-wire contact | Aggregated | 2033 | 5.8441e-07 | 946.5765 | 0.00055319 | 2033 | Mitigation | 0.95 | 45 | 0 | esc | 0.00097009 | 5.6693e-10 | 0.00097009 | 5.6693e-10
[79 empty] | WLDFR | HFTD - Distribution - Tier 3 - 1QU CoRE ¦ 4QU LoRE | Non-Red Flag Warning - Large Fires | 2034 | 2.1824e-08 | 2.1824e-08 | 6.1205 | 0.77885 | 3.4265 | 1.9151 | 0 | 0 | 2.5268e-05 | 1.3357e-07 | 0 | 1.3357e-07 | 1.3357e-07 | 0 | 1.3357e-07 | 0 | 0.070364 | 0.15424 | 0 | 0.15424 | 0 | 2.4306e-06 | 4.8611e-06 | 0 | 4.8611e-06 | [12 empty] | 7.3.3.17.5 (Remote Grid) Updates to grid topology to minimize risk of ignition in HFTDs Remote GridWLDFRWire-to-wire contactAggregated | WLDFR | HFTD - Distribution - Tier 2 - 2QU CoRE ¦ 3QU LoRE | Non-Red Flag Warning - Destructive Fires | Wire-to-wire contact | Aggregated | 2034 | 5.8441e-07 | 946.5765 | 0.00055319 | 2034 | Mitigation | 0.95 | 45 | 0 | esc | 0.00097009 | 5.6693e-10 | 0.00097009 | 5.6693e-10
[79 empty] | WLDFR | HFTD - Distribution - Tier 3 - 1QU CoRE ¦ 4QU LoRE | Non-Red Flag Warning - Large Fires | 2035 | 2.1824e-08 | 2.1824e-08 | 6.1205 | 0.77885 | 3.4265 | 1.9151 | 0 | 0 | 2.5268e-05 | 1.3357e-07 | 0 | 1.3357e-07 | 1.3357e-07 | 0 | 1.3357e-07 | 0 | 0.070364 | 0.15424 | 0 | 0.15424 | 0 | 2.4306e-06 | 4.8611e-06 | 0 | 4.8611e-06 | [12 empty] | 7.3.3.17.5 (Remote Grid) Updates to grid topology to minimize risk of ignition in HFTDs Remote GridWLDFRWire-to-wire contactAggregated | WLDFR | HFTD - Distribution - Tier 2 - 2QU CoRE ¦ 3QU LoRE | Non-Red Flag Warning - Destructive Fires | Wire-to-wire contact | Aggregated | 2035 | 5.8441e-07 | 946.5765 | 0.00055319 | 2035 | Mitigation | 0.95 | 45 | 0 | esc | 0.00097009 | 5.6693e-10 | 0.00097009 | 5.6693e-10
[79 empty] | WLDFR | HFTD - Distribution - Tier 3 - 1QU CoRE ¦ 4QU LoRE | Non-Red Flag Warning - Large Fires | 2036 | 2.1824e-08 | 2.1824e-08 | 6.1205 | 0.77885 | 3.4265 | 1.9151 | 0 | 0 | 2.5268e-05 | 1.3357e-07 | 0 | 1.3357e-07 | 1.3357e-07 | 0 | 1.3357e-07 | 0 | 0.070364 | 0.15424 | 0 | 0.15424 | 0 | 2.4306e-06 | 4.8611e-06 | 0 | 4.8611e-06 | [12 empty] | 7.3.3.17.5 (Remote Grid) Updates to grid topology to minimize risk of ignition in HFTDs Remote GridWLDFRWire-to-wire contactAggregated | WLDFR | HFTD - Distribution - Tier 2 - 2QU CoRE ¦ 3QU LoRE | Non-Red Flag Warning - Destructive Fires | Wire-to-wire contact | Aggregated | 2036 | 5.8441e-07 | 946.5765 | 0.00055319 | 2036 | Mitigation | 0.95 | 45 | 0 | esc | 0.00097009 | 5.6693e-10 | 0.00097009 | 5.6693e-10
[79 empty] | WLDFR | HFTD - Distribution - Tier 3 - 1QU CoRE ¦ 4QU LoRE | Non-Red Flag Warning - Large Fires | 2037 | 2.1824e-08 | 2.1824e-08 | 6.1205 | 0.77885 | 3.4265 | 1.9151 | 0 | 0 | 2.5268e-05 | 1.3357e-07 | 0 | 1.3357e-07 | 1.3357e-07 | 0 | 1.3357e-07 | 0 | 0.073499 | 0.16111 | 0 | 0.16111 | 0 | 2.4306e-06 | 4.8611e-06 | 0 | 4.8611e-06 | [12 empty] | 7.3.3.17.5 (Remote Grid) Updates to grid topology to minimize risk of ignition in HFTDs Remote GridWLDFRWire-to-wire contactAggregated | WLDFR | HFTD - Distribution - Tier 2 - 2QU CoRE ¦ 3QU LoRE | Non-Red Flag Warning - Destructive Fires | Wire-to-wire contact | Aggregated | 2037 | 5.8441e-07 | 946.5765 | 0.00055319 | 2037 | Mitigation | 0.95 | 45 | 0 | esc | 0.00097009 | 5.6693e-10 | 0.00097009 | 5.6693e-10
[79 empty] | WLDFR | HFTD - Distribution - Tier 3 - 1QU CoRE ¦ 4QU LoRE | Non-Red Flag Warning - Large Fires | 2038 | 2.1824e-08 | 2.1824e-08 | 6.5028 | 0.81304 | 3.6355 | 2.0543 | 0 | 0 | 2.5268e-05 | 1.4192e-07 | 0 | 1.4192e-07 | 1.4192e-07 | 0 | 1.4192e-07 | 0 | 0.073499 | 0.16111 | 0 | 0.16111 | 0 | 2.4306e-06 | 4.8611e-06 | 0 | 4.8611e-06 | [12 empty] | 7.3.3.17.5 (Remote Grid) Updates to grid topology to minimize risk of ignition in HFTDs Remote GridWLDFRWire-to-wire contactAggregated | WLDFR | HFTD - Distribution - Tier 2 - 2QU CoRE ¦ 3QU LoRE | Non-Red Flag Warning - Destructive Fires | Wire-to-wire contact | Aggregated | 2038 | 5.8441e-07 | 946.5765 | 0.00055319 | 2038 | Mitigation | 0.95 | 45 | 0 | esc | 0.00097009 | 5.6693e-10 | 0.00097009 | 5.6693e-10
[79 empty] | WLDFR | HFTD - Distribution - Tier 3 - 1QU CoRE ¦ 4QU LoRE | Non-Red Flag Warning - Large Fires | 2039 | 2.1824e-08 | 2.1824e-08 | 6.5028 | 0.81304 | 3.6355 | 2.0543 | 0 | 0 | 2.5268e-05 | 1.4192e-07 | 0 | 1.4192e-07 | 1.4192e-07 | 0 | 1.4192e-07 | 0 | 0.073499 | 0.16111 | 0 | 0.16111 | 0 | 2.5413e-06 | 5.0826e-06 | 0 | 5.0826e-06 | [12 empty] | 7.3.3.17.5 (Remote Grid) Updates to grid topology to minimize risk of ignition in HFTDs Remote GridWLDFRWire-to-wire contactAggregated | WLDFR | HFTD - Distribution - Tier 2 - 2QU CoRE ¦ 3QU LoRE | Non-Red Flag Warning - Destructive Fires | Wire-to-wire contact | Aggregated | 2039 | 5.8441e-07 | 946.5765 | 0.00055319 | 2039 | Mitigation | 0.95 | 45 | 0 | esc | 0.00097009 | 5.6693e-10 | 0.00097009 | 5.6693e-10
[79 empty] | WLDFR | HFTD - Distribution - Tier 3 - 1QU CoRE ¦ 4QU LoRE | Non-Red Flag Warning - Large Fires | 2040 | 2.1824e-08 | 2.1824e-08 | 6.5028 | 0.81304 | 3.6355 | 2.0543 | 0 | 0 | 2.5268e-05 | 1.4192e-07 | 0 | 1.4192e-07 | 1.4192e-07 | 0 | 1.4192e-07 | 0 | 0.073499 | 0.16111 | 0 | 0.16111 | 0 | 2.5413e-06 | 5.0826e-06 | 0 | 5.0826e-06 | [12 empty] | 7.3.3.17.5 (Remote Grid) Updates to grid topology to minimize risk of ignition in HFTDs Remote GridWLDFRWire-to-wire contactAggregated | WLDFR | HFTD - Distribution - Tier 2 - 2QU CoRE ¦ 3QU LoRE | Non-Red Flag Warning - Destructive Fires | Wire-to-wire contact | Aggregated | 2040 | 5.8441e-07 | 946.5765 | 0.00055319 | 2040 | Mitigation | 0.95 | 45 | 0 | esc | 0.00097009 | 5.6693e-10 | 0.00097009 | 5.6693e-10
[79 empty] | WLDFR | HFTD - Distribution - Tier 3 - 1QU CoRE ¦ 4QU LoRE | Non-Red Flag Warning - Large Fires | 2041 | 2.1824e-08 | 2.1824e-08 | 6.5028 | 0.81304 | 3.6355 | 2.0543 | 0 | 0 | 2.5268e-05 | 1.4192e-07 | 0 | 1.4192e-07 | 1.4192e-07 | 0 | 1.4192e-07 | 0 | 0.073499 | 0.16111 | 0 | 0.16111 | 0 | 2.5413e-06 | 5.0826e-06 | 0 | 5.0826e-06 | [12 empty] | 7.3.3.17.5 (Remote Grid) Updates to grid topology to minimize risk of ignition in HFTDs Remote GridWLDFRWire-to-wire contactAggregated | WLDFR | HFTD - Distribution - Tier 2 - 2QU CoRE ¦ 3QU LoRE | Non-Red Flag Warning - Destructive Fires | Wire-to-wire contact | Aggregated | 2041 | 5.8441e-07 | 946.5765 | 0.00055319 | 2041 | Mitigation | 0.95 | 45 | 0 | esc | 0.00097009 | 5.6693e-10 | 0.00097009 | 5.6693e-10
[79 empty] | WLDFR | HFTD - Distribution - Tier 3 - 1QU CoRE ¦ 4QU LoRE | Non-Red Flag Warning - Large Fires | 2042 | 2.1824e-08 | 2.1824e-08 | 6.5028 | 0.81304 | 3.6355 | 2.0543 | 0 | 0 | 2.5268e-05 | 1.4192e-07 | 0 | 1.4192e-07 | 1.4192e-07 | 0 | 1.4192e-07 | 0 | 0.076983 | 0.16875 | 0 | 0.16875 | 0 | 2.5413e-06 | 5.0826e-06 | 0 | 5.0826e-06 | [12 empty] | 7.3.3.17.5 (Remote Grid) Updates to grid topology to minimize risk of ignition in HFTDs Remote GridWLDFRWire-to-wire contactAggregated | WLDFR | HFTD - Distribution - Tier 2 - 2QU CoRE ¦ 3QU LoRE | Non-Red Flag Warning - Destructive Fires | Wire-to-wire contact | Aggregated | 2042 | 5.8441e-07 | 946.5765 | 0.00055319 | 2042 | Mitigation | 0.95 | 45 | 0 | esc | 0.00097009 | 5.6693e-10 | 0.00097009 | 5.6693e-10
[79 empty] | WLDFR | HFTD - Distribution - Tier 3 - 1QU CoRE ¦ 4QU LoRE | Non-Red Flag Warning - Large Fires | 2043 | 2.1824e-08 | 2.1824e-08 | 6.9209 | 0.84944 | 3.8632 | 2.2083 | 0 | 0 | 2.5268e-05 | 1.5104e-07 | 0 | 1.5104e-07 | 1.5104e-07 | 0 | 1.5104e-07 | 0 | 0.076983 | 0.16875 | 0 | 0.16875 | 0 | 2.5413e-06 | 5.0826e-06 | 0 | 5.0826e-06 | [12 empty] | 7.3.3.17.5 (Remote Grid) Updates to grid topology to minimize risk of ignition in HFTDs Remote GridWLDFRWire-to-wire contactAggregated | WLDFR | HFTD - Distribution - Tier 2 - 2QU CoRE ¦ 3QU LoRE | Non-Red Flag Warning - Destructive Fires | Wire-to-wire contact | Aggregated | 2043 | 5.8441e-07 | 946.5765 | 0.00055319 | 2043 | Mitigation | 0.95 | 45 | 0 | esc | 0.00097009 | 5.6693e-10 | 0.00097009 | 5.6693e-10
[79 empty] | WLDFR | HFTD - Distribution - Tier 3 - 1QU CoRE ¦ 4QU LoRE | Non-Red Flag Warning - Large Fires | 2044 | 2.1824e-08 | 2.1824e-08 | 6.9209 | 0.84944 | 3.8632 | 2.2083 | 0 | 0 | 2.5268e-05 | 1.5104e-07 | 0 | 1.5104e-07 | 1.5104e-07 | 0 | 1.5104e-07 | 0 | 0.076983 | 0.16875 | 0 | 0.16875 | 0 | 2.6612e-06 | 5.3223e-06 | 0 | 5.3223e-06 | [12 empty] | 7.3.3.17.5 (Remote Grid) Updates to grid topology to minimize risk of ignition in HFTDs Remote GridWLDFRWire-to-wire contactAggregated | WLDFR | HFTD - Distribution - Tier 2 - 2QU CoRE ¦ 3QU LoRE | Non-Red Flag Warning - Destructive Fires | Wire-to-wire contact | Aggregated | 2044 | 5.8441e-07 | 946.5765 | 0.00055319 | 2044 | Mitigation | 0.95 | 45 | 0 | esc | 0.00097009 | 5.6693e-10 | 0.00097009 | 5.6693e-10
[79 empty] | WLDFR | HFTD - Distribution - Tier 3 - 1QU CoRE ¦ 4QU LoRE | Non-Red Flag Warning - Large Fires | 2045 | 2.1824e-08 | 2.1824e-08 | 6.9209 | 0.84944 | 3.8632 | 2.2083 | 0 | 0 | 2.5268e-05 | 1.5104e-07 | 0 | 1.5104e-07 | 1.5104e-07 | 0 | 1.5104e-07 | 0 | 0.076983 | 0.16875 | 0 | 0.16875 | 0 | 2.6612e-06 | 5.3223e-06 | 0 | 5.3223e-06 | [12 empty] | 7.3.3.17.5 (Remote Grid) Updates to grid topology to minimize risk of ignition in HFTDs Remote GridWLDFRWire-to-wire contactAggregated | WLDFR | HFTD - Distribution - Tier 2 - 2QU CoRE ¦ 3QU LoRE | Non-Red Flag Warning - Destructive Fires | Wire-to-wire contact | Aggregated | 2045 | 5.8441e-07 | 946.5765 | 0.00055319 | 2045 | Mitigation | 0.95 | 45 | 0 | esc | 0.00097009 | 5.6693e-10 | 0.00097009 | 5.6693e-10
[79 empty] | WLDFR | HFTD - Distribution - Tier 3 - 1QU CoRE ¦ 4QU LoRE | Non-Red Flag Warning - Large Fires | 2046 | 2.1824e-08 | 2.1824e-08 | 6.9209 | 0.84944 | 3.8632 | 2.2083 | 0 | 0 | 2.5268e-05 | 1.5104e-07 | 0 | 1.5104e-07 | 1.5104e-07 | 0 | 1.5104e-07 | 0 | 0.076983 | 0.16875 | 0 | 0.16875 | 0 | 2.6612e-06 | 5.3223e-06 | 0 | 5.3223e-06 | [12 empty] | 7.3.3.17.5 (Remote Grid) Updates to grid topology to minimize risk of ignition in HFTDs Remote GridWLDFRWire-to-wire contactAggregated | WLDFR | HFTD - Distribution - Tier 2 - 2QU CoRE ¦ 3QU LoRE | Non-Red Flag Warning - Destructive Fires | Wire-to-wire contact | Aggregated | 2046 | 5.8441e-07 | 946.5765 | 0.00055319 | 2046 | Mitigation | 0.95 | 45 | 0 | esc | 0.00097009 | 5.6693e-10 | 0.00097009 | 5.6693e-10
[79 empty] | WLDFR | HFTD - Distribution - Tier 3 - 1QU CoRE ¦ 4QU LoRE | Non-Red Flag Warning - Large Fires | 2047 | 2.1824e-08 | 2.1824e-08 | 6.9209 | 0.84944 | 3.8632 | 2.2083 | 0 | 0 | 2.5268e-05 | 1.5104e-07 | 0 | 1.5104e-07 | 1.5104e-07 | 0 | 1.5104e-07 | 0 | 0.080766 | 0.17704 | 0 | 0.17704 | 0 | 2.6612e-06 | 5.3223e-06 | 0 | 5.3223e-06 | [12 empty] | 7.3.3.17.5 (Remote Grid) Updates to grid topology to minimize risk of ignition in HFTDs Remote GridWLDFRWire-to-wire contactAggregated | WLDFR | HFTD - Distribution - Tier 2 - 2QU CoRE ¦ 3QU LoRE | Non-Red Flag Warning - Destructive Fires | Wire-to-wire contact | Aggregated | 2047 | 5.8441e-07 | 946.5765 | 0.00055319 | 2047 | Mitigation | 0.95 | 45 | 0 | esc | 0.00097009 | 5.6693e-10 | 0.00097009 | 5.6693e-10
[79 empty] | WLDFR | HFTD - Distribution - Tier 3 - 1QU CoRE ¦ 4QU LoRE | Non-Red Flag Warning - Large Fires | 2048 | 2.1824e-08 | 2.1824e-08 | 7.3713 | 0.88759 | 4.1075 | 2.3763 | 0 | 0 | 2.5268e-05 | 1.6087e-07 | 0 | 1.6087e-07 | 1.6087e-07 | 0 | 1.6087e-07 | 0 | 0.080766 | 0.17704 | 0 | 0.17704 | 0 | 2.6612e-06 | 5.3223e-06 | 0 | 5.3223e-06 | [12 empty] | 7.3.3.17.5 (Remote Grid) Updates to grid topology to minimize risk of ignition in HFTDs Remote GridWLDFRWire-to-wire contactAggregated | WLDFR | HFTD - Distribution - Tier 2 - 2QU CoRE ¦ 3QU LoRE | Non-Red Flag Warning - Destructive Fires | Wire-to-wire contact | Aggregated | 2048 | 5.8441e-07 | 946.5765 | 0.00055319 | 2048 | Mitigation | 0.95 | 45 | 0 | esc | 0.00097009 | 5.6693e-10 | 0.00097009 | 5.6693e-10
[79 empty] | WLDFR | HFTD - Distribution - Tier 3 - 1QU CoRE ¦ 4QU LoRE | Non-Red Flag Warning - Large Fires | 2049 | 2.1824e-08 | 2.1824e-08 | 7.3713 | 0.88759 | 4.1075 | 2.3763 | 0 | 0 | 2.5268e-05 | 1.6087e-07 | 0 | 1.6087e-07 | 1.6087e-07 | 0 | 1.6087e-07 | 0 | 0.080766 | 0.17704 | 0 | 0.17704 | 0 | 2.789e-06 | 5.578e-06 | 0 | 5.578e-06 | [12 empty] | 7.3.3.17.5 (Remote Grid) Updates to grid topology to minimize risk of ignition in HFTDs Remote GridWLDFRWire-to-wire contactAggregated | WLDFR | HFTD - Distribution - Tier 2 - 2QU CoRE ¦ 3QU LoRE | Non-Red Flag Warning - Destructive Fires | Wire-to-wire contact | Aggregated | 2049 | 5.8441e-07 | 946.5765 | 0.00055319 | 2049 | Mitigation | 0.95 | 45 | 0 | esc | 0.00097009 | 5.6693e-10 | 0.00097009 | 5.6693e-10
[79 empty] | WLDFR | HFTD - Distribution - Tier 3 - 1QU CoRE ¦ 4QU LoRE | Non-Red Flag Warning - Large Fires | 2050 | 2.1824e-08 | 2.1824e-08 | 7.3713 | 0.88759 | 4.1075 | 2.3763 | 0 | 0 | 2.5268e-05 | 1.6087e-07 | 0 | 1.6087e-07 | 1.6087e-07 | 0 | 1.6087e-07 | 0 | 0.080766 | 0.17704 | 0 | 0.17704 | 0 | 2.789e-06 | 5.578e-06 | 0 | 5.578e-06 | [12 empty] | 7.3.3.17.5 (Remote Grid) Updates to grid topology to minimize risk of ignition in HFTDs Remote GridWLDFRWire-to-wire contactAggregated | WLDFR | HFTD - Distribution - Tier 2 - 2QU CoRE ¦ 3QU LoRE | Non-Red Flag Warning - Destructive Fires | Wire-to-wire contact | Aggregated | 2050 | 5.8441e-07 | 946.5765 | 0.00055319 | 2050 | Mitigation | 0.95 | 45 | 0 | esc | 0.00097009 | 5.6693e-10 | 0.00097009 | 5.6693e-10
[79 empty] | WLDFR | HFTD - Distribution - Tier 3 - 1QU CoRE ¦ 4QU LoRE | Non-Red Flag Warning - Large Fires | 2051 | 2.1824e-08 | 2.1824e-08 | 7.3713 | 0.88759 | 4.1075 | 2.3763 | 0 | 0 | 2.5268e-05 | 1.6087e-07 | 0 | 1.6087e-07 | 1.6087e-07 | 0 | 1.6087e-07 | 0 | 0.080766 | 0.17704 | 0 | 0.17704 | 0 | 2.789e-06 | 5.578e-06 | 0 | 5.578e-06 | [12 empty] | 7.3.3.17.5 (Remote Grid) Updates to grid topology to minimize risk of ignition in HFTDs Remote GridWLDFRWire-to-wire contactAggregated | WLDFR | HFTD - Distribution - Tier 2 - 2QU CoRE ¦ 3QU LoRE | Non-Red Flag Warning - Destructive Fires | Wire-to-wire contact | Aggregated | 2051 | 5.8441e-07 | 946.5765 | 0.00055319 | 2051 | Mitigation | 0.95 | 45 | 0 | esc | 0.00097009 | 5.6693e-10 | 0.00097009 | 5.6693e-10
[79 empty] | WLDFR | HFTD - Distribution - Tier 3 - 1QU CoRE ¦ 4QU LoRE | Non-Red Flag Warning - Large Fires | 2052 | 2.1824e-08 | 2.1824e-08 | 7.3713 | 0.88759 | 4.1075 | 2.3763 | 0 | 0 | 2.5268e-05 | 1.6087e-07 | 0 | 1.6087e-07 | 1.6087e-07 | 0 | 1.6087e-07 | 0 | 0.084795 | 0.18587 | 0 | 0.18587 | 0 | 2.789e-06 | 5.578e-06 | 0 | 5.578e-06 | [12 empty] | 7.3.3.17.5 (Remote Grid) Updates to grid topology to minimize risk of ignition in HFTDs Remote GridWLDFRWire-to-wire contactAggregated | WLDFR | HFTD - Distribution - Tier 2 - 2QU CoRE ¦ 3QU LoRE | Non-Red Flag Warning - Destructive Fires | Wire-to-wire contact | Aggregated | 2052 | 5.8441e-07 | 946.5765 | 0.00055319 | 2052 | Mitigation | 0.95 | 45 | 0 | esc | 0.00097009 | 5.6693e-10 | 0.00097009 | 5.6693e-10
[79 empty] | WLDFR | HFTD - Distribution - Tier 3 - 1QU CoRE ¦ 4QU LoRE | Non-Red Flag Warning - Large Fires | 2053 | 2.1824e-08 | 2.1824e-08 | 7.8503 | 0.92702 | 4.3664 | 2.5569 | 0 | 0 | 2.5268e-05 | 1.7132e-07 | 0 | 1.7132e-07 | 1.7132e-07 | 0 | 1.7132e-07 | 0 | 0.084795 | 0.18587 | 0 | 0.18587 | 0 | 0 | 5.578e-06 | 0 | 5.578e-06 | [12 empty] | 7.3.3.17.5 (Remote Grid) Updates to grid topology to minimize risk of ignition in HFTDs Remote GridWLDFRWire-to-wire contactAggregated | WLDFR | HFTD - Distribution - Tier 2 - 2QU CoRE ¦ 3QU LoRE | Non-Red Flag Warning - Destructive Fires | Wire-to-wire contact | Aggregated | 2053 | 5.8441e-07 | 946.5765 | 0.00055319 | 2053 | Mitigation | 0.95 | 45 | 0 | esc | 0.00097009 | 5.6693e-10 | 0.00097009 | 5.6693e-10
[79 empty] | WLDFR | HFTD - Distribution - Tier 3 - 1QU CoRE ¦ 4QU LoRE | Non-Red Flag Warning - Large Fires | 2054 | 2.1824e-08 | 2.1824e-08 | 7.8503 | 0.92702 | 4.3664 | 2.5569 | 0 | 0 | 2.5268e-05 | 1.7132e-07 | 0 | 1.7132e-07 | 1.7132e-07 | 0 | 1.7132e-07 | 0 | 0.084795 | 0.18587 | 0 | 0.18587 | 0 | 0 | 0 | 0 | 0 | [12 empty] | 7.3.3.17.5 (Remote Grid) Updates to grid topology to minimize risk of ignition in HFTDs Remote GridWLDFRWire-to-wire contactAggregated | WLDFR | HFTD - Distribution - Tier 2 - 2QU CoRE ¦ 3QU LoRE | Non-Red Flag Warning - Destructive Fires | Wire-to-wire contact | Aggregated | 2054 | 5.8441e-07 | 946.5765 | 0.00055319 | 2054 | Mitigation | 0.95 | 45 | 0 | esc | 0.00097009 | 5.6693e-10 | 0.00097009 | 5.6693e-10
[79 empty] | WLDFR | HFTD - Distribution - Tier 3 - 1QU CoRE ¦ 4QU LoRE | Non-Red Flag Warning - Large Fires | 2055 | 2.1824e-08 | 2.1824e-08 | 7.8503 | 0.92702 | 4.3664 | 2.5569 | 0 | 0 | 2.5268e-05 | 1.7132e-07 | 0 | 1.7132e-07 | 1.7132e-07 | 0 | 1.7132e-07 | 0 | 0.084795 | 0.18587 | 0 | 0.18587 | 0 | 0 | 0 | 0 | 0 | [12 empty] | 7.3.3.17.5 (Remote Grid) Updates to grid topology to minimize risk of ignition in HFTDs Remote GridWLDFRWire-to-wire contactAggregated | WLDFR | HFTD - Distribution - Tier 2 - 2QU CoRE ¦ 3QU LoRE | Non-Red Flag Warning - Destructive Fires | Wire-to-wire contact | Aggregated | 2055 | 5.8441e-07 | 946.5765 | 0.00055319 | 2055 | Mitigation | 0.95 | 45 | 0 | esc | 0.00097009 | 5.6693e-10 | 0.00097009 | 5.6693e-10
[79 empty] | WLDFR | HFTD - Distribution - Tier 3 - 1QU CoRE ¦ 4QU LoRE | Non-Red Flag Warning - Large Fires | 2056 | 2.1824e-08 | 2.1824e-08 | 7.8503 | 0.92702 | 4.3664 | 2.5569 | 0 | 0 | 2.5268e-05 | 1.7132e-07 | 0 | 1.7132e-07 | 1.7132e-07 | 0 | 1.7132e-07 | 0 | 0.084795 | 0.18587 | 0 | 0.18587 | 0 | 0.0011921 | 0 | 0 | 0 | [12 empty] | 7.3.3.17.5 (Remote Grid) Updates to grid topology to minimize risk of ignition in HFTDs Remote GridWLDFRWire-to-wire contactAggregated | WLDFR | HFTD - Distribution - Tier 2 - 2QU CoRE ¦ 3QU LoRE | Non-Red Flag Warning - Destructive Fires | Wire-to-wire contact | Aggregated | 2056 | 5.8441e-07 | 946.5765 | 0.00055319 | 2056 | Mitigation | 0.95 | 45 | 0 | esc | 0.00097009 | 5.6693e-10 | 0.00097009 | 5.6693e-10
[79 empty] | WLDFR | HFTD - Distribution - Tier 3 - 1QU CoRE ¦ 4QU LoRE | Non-Red Flag Warning - Large Fires | 2057 | 2.1824e-08 | 2.1824e-08 | 7.8503 | 0.92702 | 4.3664 | 2.5569 | 0 | 0 | 2.5268e-05 | 1.7132e-07 | 0 | 1.7132e-07 | 1.7132e-07 | 0 | 1.7132e-07 | 0 | 0.089018 | 0.19513 | 0 | 0.19513 | 0 | 0.0012358 | 0.0024716 | 0 | 0.0024716 | [12 empty] | 7.3.3.17.5 (Remote Grid) Updates to grid topology to minimize risk of ignition in HFTDs Remote GridWLDFRWire-to-wire contactAggregated | WLDFR | HFTD - Distribution - Tier 2 - 2QU CoRE ¦ 3QU LoRE | Non-Red Flag Warning - Destructive Fires | Wire-to-wire contact | Aggregated | 2057 | 5.8441e-07 | 946.5765 | 0.00055319 | 2057 | Mitigation | 0.95 | 45 | 0 | esc | 0.00097009 | 5.6693e-10 | 0.00097009 | 5.6693e-10
[79 empty] | WLDFR | HFTD - Distribution - Tier 3 - 1QU CoRE ¦ 4QU LoRE | Non-Red Flag Warning - Large Fires | 2058 | 2.1824e-08 | 2.1824e-08 | 8.3524 | 0.96727 | 4.6367 | 2.7484 | 0 | 0 | 2.5268e-05 | 1.8228e-07 | 0 | 1.8228e-07 | 1.8228e-07 | 0 | 1.8228e-07 | 0 | 0.089018 | 0.19513 | 0 | 0.19513 | 0 | 0.0012358 | 0.0024716 | 0 | 0.0024716 | [12 empty] | 7.3.3.17.5 (Remote Grid) Updates to grid topology to minimize risk of ignition in HFTDs Remote GridWLDFRWire-to-wire contactAggregated | WLDFR | HFTD - Distribution - Tier 2 - 2QU CoRE ¦ 3QU LoRE | Non-Red Flag Warning - Destructive Fires | Wire-to-wire contact | Aggregated | 2058 | 5.8441e-07 | 946.5765 | 0.00055319 | 2058 | Mitigation | 0.95 | 45 | 0 | esc | 0.00097009 | 5.6693e-10 | 0.00097009 | 5.6693e-10
[79 empty] | WLDFR | HFTD - Distribution - Tier 3 - 1QU CoRE ¦ 4QU LoRE | Non-Red Flag Warning - Large Fires | 2059 | 2.1824e-08 | 2.1824e-08 | 8.3524 | 0.96727 | 4.6367 | 2.7484 | 0 | 0 | 2.5268e-05 | 1.8228e-07 | 0 | 1.8228e-07 | 1.8228e-07 | 0 | 1.8228e-07 | 0 | 0.089018 | 0.19513 | 0 | 0.19513 | 0 | 0.0012358 | 0.0024716 | 0 | 0.0024716 | [12 empty] | 7.3.3.17.5 (Remote Grid) Updates to grid topology to minimize risk of ignition in HFTDs Remote GridWLDFRWire-to-wire contactAggregated | WLDFR | HFTD - Distribution - Tier 2 - 2QU CoRE ¦ 3QU LoRE | Non-Red Flag Warning - Destructive Fires | Wire-to-wire contact | Aggregated | 2059 | 5.8441e-07 | 946.5765 | 0.00055319 | 2059 | Mitigation | 0.95 | 45 | 0 | esc | 0.00097009 | 5.6693e-10 | 0.00097009 | 5.6693e-10
[79 empty] | WLDFR | HFTD - Distribution - Tier 3 - 1QU CoRE ¦ 4QU LoRE | Non-Red Flag Warning - Large Fires | 2060 | 2.1824e-08 | 2.1824e-08 | 8.3524 | 0.96727 | 4.6367 | 2.7484 | 0 | 0 | 2.5268e-05 | 1.8228e-07 | 0 | 1.8228e-07 | 1.8228e-07 | 0 | 1.8228e-07 | 0 | 0.089018 | 0.19513 | 0 | 0.19513 | 0 | 0.0012358 | 0.0024716 | 0 | 0.0024716 | [12 empty] | 7.3.3.17.5 (Remote Grid) Updates to grid topology to minimize risk of ignition in HFTDs Remote GridWLDFRWire-to-wire contactAggregated | WLDFR | HFTD - Distribution - Tier 2 - 2QU CoRE ¦ 3QU LoRE | Non-Red Flag Warning - Destructive Fires | Wire-to-wire contact | Aggregated | 2060 | 5.8441e-07 | 946.5765 | 0.00055319 | 2060 | Mitigation | 0.95 | 45 | 0 | esc | 0.00097009 | 5.6693e-10 | 0.00097009 | 5.6693e-10
[79 empty] | WLDFR | HFTD - Distribution - Tier 3 - 1QU CoRE ¦ 4QU LoRE | Non-Red Flag Warning - Large Fires | 2061 | 2.1824e-08 | 2.1824e-08 | 8.3524 | 0.96727 | 4.6367 | 2.7484 | 0 | 0 | 2.5268e-05 | 1.8228e-07 | 0 | 1.8228e-07 | 1.8228e-07 | 0 | 1.8228e-07 | 0 | 0.089018 | 0.19513 | 0 | 0.19513 | 0 | 0.0012358 | 0.0024716 | 0 | 0.0024716 | [12 empty] | 7.3.3.17.5 (Remote Grid) Updates to grid topology to minimize risk of ignition in HFTDs Remote GridWLDFRWire-to-wire contactAggregated | WLDFR | HFTD - Distribution - Tier 2 - 2QU CoRE ¦ 3QU LoRE | Non-Red Flag Warning - Destructive Fires | Wire-to-wire contact | Aggregated | 2061 | 5.8441e-07 | 946.5765 | 0.00055319 | 2061 | Mitigation | 0.95 | 45 | 0 | esc | 0.00097009 | 5.6693e-10 | 0.00097009 | 5.6693e-10
[79 empty] | WLDFR | HFTD - Distribution - Tier 3 - 1QU CoRE ¦ 4QU LoRE | Non-Red Flag Warning - Large Fires | 2062 | 2.1824e-08 | 2.1824e-08 | 8.3524 | 0.96727 | 4.6367 | 2.7484 | 0 | 0 | 2.5268e-05 | 1.8228e-07 | 0 | 1.8228e-07 | 1.8228e-07 | 0 | 1.8228e-07 | 0 | 0.093384 | 0.2047 | 0 | 0.2047 | 0 | 0.0012908 | 0.0025817 | 0 | 0.0025817 | [12 empty] | 7.3.3.17.5 (Remote Grid) Updates to grid topology to minimize risk of ignition in HFTDs Remote GridWLDFRWire-to-wire contactAggregated | WLDFR | HFTD - Distribution - Tier 2 - 2QU CoRE ¦ 3QU LoRE | Non-Red Flag Warning - Destructive Fires | Wire-to-wire contact | Aggregated | 2062 | 5.8441e-07 | 946.5765 | 0.00055319 | 2062 | Mitigation | 0.95 | 45 | 0 | esc | 0.00097009 | 5.6693e-10 | 0.00097009 | 5.6693e-10
[79 empty] | WLDFR | HFTD - Distribution - Tier 3 - 1QU CoRE ¦ 4QU LoRE | Non-Red Flag Warning - Large Fires | 2063 | 2.1824e-08 | 2.1824e-08 | 8.872 | 1.0079 | 4.9153 | 2.9488 | 0 | 0 | 2.5268e-05 | 1.9362e-07 | 0 | 1.9362e-07 | 1.9362e-07 | 0 | 1.9362e-07 | 0 | 0.093384 | 0.2047 | 0 | 0.2047 | 0 | 0.0012908 | 0.0025817 | 0 | 0.0025817 | [12 empty] | 7.3.3.17.5 (Remote Grid) Updates to grid topology to minimize risk of ignition in HFTDs Remote GridWLDFRWire-to-wire contactAggregated | WLDFR | HFTD - Distribution - Tier 2 - 2QU CoRE ¦ 3QU LoRE | Non-Red Flag Warning - Destructive Fires | Wire-to-wire contact | Aggregated | 2063 | 5.8441e-07 | 946.5765 | 0.00055319 | 2063 | Mitigation | 0.95 | 45 | 0 | esc | 0.00097009 | 5.6693e-10 | 0.00097009 | 5.6693e-10
[79 empty] | WLDFR | HFTD - Distribution - Tier 3 - 1QU CoRE ¦ 4QU LoRE | Non-Red Flag Warning - Large Fires | 2064 | 2.1824e-08 | 2.1824e-08 | 8.872 | 1.0079 | 4.9153 | 2.9488 | 0 | 0 | 2.5268e-05 | 1.9362e-07 | 0 | 1.9362e-07 | 1.9362e-07 | 0 | 1.9362e-07 | 0 | 0.093384 | 0.2047 | 0 | 0.2047 | 0 | 0.0012908 | 0.0025817 | 0 | 0.0025817 | [12 empty] | 7.3.3.17.5 (Remote Grid) Updates to grid topology to minimize risk of ignition in HFTDs Remote GridWLDFRWire-to-wire contactAggregated | WLDFR | HFTD - Distribution - Tier 2 - 2QU CoRE ¦ 3QU LoRE | Non-Red Flag Warning - Destructive Fires | Wire-to-wire contact | Aggregated | 2064 | 5.8441e-07 | 946.5765 | 0.00055319 | 2064 | Mitigation | 0.95 | 45 | 0 | esc | 0.00097009 | 5.6693e-10 | 0.00097009 | 5.6693e-10
[79 empty] | WLDFR | HFTD - Distribution - Tier 3 - 1QU CoRE ¦ 4QU LoRE | Non-Red Flag Warning - Large Fires | 2065 | 2.1824e-08 | 2.1824e-08 | 8.872 | 1.0079 | 4.9153 | 2.9488 | 0 | 0 | 2.5268e-05 | 1.9362e-07 | 0 | 1.9362e-07 | 1.9362e-07 | 0 | 1.9362e-07 | 0 | 0.093384 | 0.2047 | 0 | 0.2047 | 0 | 0.0012908 | 0.0025817 | 0 | 0.0025817 | [12 empty] | 7.3.3.17.5 (Remote Grid) Updates to grid topology to minimize risk of ignition in HFTDs Remote GridWLDFRWire-to-wire contactAggregated | WLDFR | HFTD - Distribution - Tier 2 - 2QU CoRE ¦ 3QU LoRE | Non-Red Flag Warning - Destructive Fires | Wire-to-wire contact | Aggregated | 2065 | 5.8441e-07 | 946.5765 | 0.00055319 | 2065 | Mitigation | 0.95 | 45 | 0 | esc | 0.00097009 | 5.6693e-10 | 0.00097009 | 5.6693e-10
[79 empty] | WLDFR | HFTD - Distribution - Tier 3 - 1QU CoRE ¦ 4QU LoRE | Non-Red Flag Warning - Large Fires | 2066 | 2.1824e-08 | 2.1824e-08 | 8.872 | 1.0079 | 4.9153 | 2.9488 | 0 | 0 | 2.5268e-05 | 1.9362e-07 | 0 | 1.9362e-07 | 1.9362e-07 | 0 | 1.9362e-07 | 0 | 0.093384 | 0.2047 | 0 | 0.2047 | 0 | 0.0012908 | 0.0025817 | 0 | 0.0025817 | [12 empty] | 7.3.3.17.5 (Remote Grid) Updates to grid topology to minimize risk of ignition in HFTDs Remote GridWLDFRWire-to-wire contactAggregated | WLDFR | HFTD - Distribution - Tier 2 - 2QU CoRE ¦ 3QU LoRE | Non-Red Flag Warning - Destructive Fires | Wire-to-wire contact | Aggregated | 2066 | 5.8441e-07 | 946.5765 | 0.00055319 | 2066 | Mitigation | 0.95 | 45 | 0 | esc | 0.00097009 | 5.6693e-10 | 0.00097009 | 5.6693e-10
[79 empty] | WLDFR | HFTD - Distribution - Tier 3 - 1QU CoRE ¦ 4QU LoRE | Non-Red Flag Warning - Large Fires | 2067 | 0 | 2.1824e-08 | 8.872 | 1.0079 | 4.9153 | 2.9488 | 0 | 0 | 2.5268e-05 | 0 | 0 | 0 | 1.9362e-07 | 0 | 1.9362e-07 | 0 | 0.097838 | 0.21446 | 0 | 0.21446 | 0 | 0.001352 | 0.0027041 | 0 | 0.0027041 | [12 empty] | 7.3.3.17.5 (Remote Grid) Updates to grid topology to minimize risk of ignition in HFTDs Remote GridWLDFRWire-to-wire contactAggregated | WLDFR | HFTD - Distribution - Tier 2 - 2QU CoRE ¦ 3QU LoRE | Non-Red Flag Warning - Destructive Fires | Wire-to-wire contact | Aggregated | 2067 | 5.8441e-07 | 946.5765 | 0.00055319 | 2067 | Mitigation | 0.95 | 45 | 0 | esc | 0 | 0 | 0.00097009 | 5.6693e-10
[79 empty] | WLDFR | HFTD - Distribution - Tier 3 - 1QU CoRE ¦ 4QU LoRE | Non-Red Flag Warning - Small Fires | 2022 | 2.6551e-06 | 0 | 0.077901 | 0.036425 | 0.0015809 | 0.039895 | 0 | 0 | 0.0029513 | 2.0683e-07 | 0 | 2.0683e-07 | 0 | 0 | 0 | 0 | 0.097838 | 0.21446 | 0 | 0.21446 | 0 | 0.001352 | 0.0027041 | 0 | 0.0027041 | [12 empty] | 7.3.3.17.5 (Remote Grid) Updates to grid topology to minimize risk of ignition in HFTDs Remote GridWLDFRContact from objectAggregated | WLDFR | HFTD - Distribution - Tier 2 - 2QU CoRE ¦ 3QU LoRE | Non-Red Flag Warning - Large Fires | Contact from object | Aggregated | 2022 | 9.6828e-06 | 946.5765 | 0.0091655 | 2022 | Mitigation | 0.95 | 45 | 0 | esc | 0.00097009 | 9.3931e-09 | 0 | 0
[79 empty] | WLDFR | HFTD - Distribution - Tier 3 - 1QU CoRE ¦ 4QU LoRE | Non-Red Flag Warning - Small Fires | 2023 | 2.6551e-06 | 2.6551e-06 | 0.080408 | 0.03759 | 0.0016314 | 0.041187 | 0 | 0 | 0.0029513 | 2.1349e-07 | 0 | 2.1349e-07 | 2.1349e-07 | 0 | 2.1349e-07 | 0 | 0.097838 | 0.21446 | 0 | 0.21446 | 0 | 0.001352 | 0.0027041 | 0 | 0.0027041 | [12 empty] | 7.3.3.17.5 (Remote Grid) Updates to grid topology to minimize risk of ignition in HFTDs Remote GridWLDFRContact from objectAggregated | WLDFR | HFTD - Distribution - Tier 2 - 2QU CoRE ¦ 3QU LoRE | Non-Red Flag Warning - Large Fires | Contact from object | Aggregated | 2023 | 9.6828e-06 | 946.5765 | 0.0091655 | 2023 | Mitigation | 0.95 | 45 | 0 | esc | 0.00097009 | 9.3931e-09 | 0.00097009 | 9.3931e-09
[79 empty] | WLDFR | HFTD - Distribution - Tier 3 - 1QU CoRE ¦ 4QU LoRE | Non-Red Flag Warning - Small Fires | 2024 | 2.6551e-06 | 2.6551e-06 | 0.080408 | 0.03759 | 0.0016314 | 0.041187 | 0 | 0 | 0.0029513 | 2.1349e-07 | 0 | 2.1349e-07 | 2.1349e-07 | 0 | 2.1349e-07 | 0 | 0.097838 | 0.21446 | 0 | 0.21446 | 0 | 0.001352 | 0.0027041 | 0 | 0.0027041 | [12 empty] | 7.3.3.17.5 (Remote Grid) Updates to grid topology to minimize risk of ignition in HFTDs Remote GridWLDFRContact from objectAggregated | WLDFR | HFTD - Distribution - Tier 2 - 2QU CoRE ¦ 3QU LoRE | Non-Red Flag Warning - Large Fires | Contact from object | Aggregated | 2024 | 9.6828e-06 | 946.5765 | 0.0091655 | 2024 | Mitigation | 0.95 | 45 | 0 | esc | 0.00097009 | 9.3931e-09 | 0.00097009 | 9.3931e-09
[79 empty] | WLDFR | HFTD - Distribution - Tier 3 - 1QU CoRE ¦ 4QU LoRE | Non-Red Flag Warning - Small Fires | 2025 | 2.6551e-06 | 2.6551e-06 | 0.080408 | 0.03759 | 0.0016314 | 0.041187 | 0 | 0 | 0.0029513 | 2.1349e-07 | 0 | 2.1349e-07 | 2.1349e-07 | 0 | 2.1349e-07 | 0 | 0.097838 | 0.21446 | 0 | 0.21446 | 0 | 0.001352 | 0.0027041 | 0 | 0.0027041 | [12 empty] | 7.3.3.17.5 (Remote Grid) Updates to grid topology to minimize risk of ignition in HFTDs Remote GridWLDFRContact from objectAggregated | WLDFR | HFTD - Distribution - Tier 2 - 2QU CoRE ¦ 3QU LoRE | Non-Red Flag Warning - Large Fires | Contact from object | Aggregated | 2025 | 9.6828e-06 | 946.5765 | 0.0091655 | 2025 | Mitigation | 0.95 | 45 | 0 | esc | 0.00097009 | 9.3931e-09 | 0.00097009 | 9.3931e-09
[79 empty] | WLDFR | HFTD - Distribution - Tier 3 - 1QU CoRE ¦ 4QU LoRE | Non-Red Flag Warning - Small Fires | 2026 | 2.6551e-06 | 2.6551e-06 | 0.080408 | 0.03759 | 0.0016314 | 0.041187 | 0 | 0 | 0.0029513 | 2.1349e-07 | 0 | 2.1349e-07 | 2.1349e-07 | 0 | 2.1349e-07 | 0 | 0.10233 | 0.2243 | 0 | 0.2243 | 0 | 0.0014185 | 0.0028369 | 0 | 0.0028369 | [12 empty] | 7.3.3.17.5 (Remote Grid) Updates to grid topology to minimize risk of ignition in HFTDs Remote GridWLDFRContact from objectAggregated | WLDFR | HFTD - Distribution - Tier 2 - 2QU CoRE ¦ 3QU LoRE | Non-Red Flag Warning - Large Fires | Contact from object | Aggregated | 2026 | 9.6828e-06 | 946.5765 | 0.0091655 | 2026 | Mitigation | 0.95 | 45 | 0 | esc | 0.00097009 | 9.3931e-09 | 0.00097009 | 9.3931e-09
[79 empty] | WLDFR | HFTD - Distribution - Tier 3 - 1QU CoRE ¦ 4QU LoRE | Non-Red Flag Warning - Small Fires | 2027 | 2.6551e-06 | 2.6551e-06 | 0.080408 | 0.03759 | 0.0016314 | 0.041187 | 0 | 0 | 0.0029513 | 2.1349e-07 | 0 | 2.1349e-07 | 2.1349e-07 | 0 | 2.1349e-07 | 0 | 0.10233 | 0.2243 | 0 | 0.2243 | 0 | 0.0014185 | 0.0028369 | 0 | 0.0028369 | [12 empty] | 7.3.3.17.5 (Remote Grid) Updates to grid topology to minimize risk of ignition in HFTDs Remote GridWLDFRContact from objectAggregated | WLDFR | HFTD - Distribution - Tier 2 - 2QU CoRE ¦ 3QU LoRE | Non-Red Flag Warning - Large Fires | Contact from object | Aggregated | 2027 | 9.6828e-06 | 946.5765 | 0.0091655 | 2027 | Mitigation | 0.95 | 45 | 0 | esc | 0.00097009 | 9.3931e-09 | 0.00097009 | 9.3931e-09
[79 empty] | WLDFR | HFTD - Distribution - Tier 3 - 1QU CoRE ¦ 4QU LoRE | Non-Red Flag Warning - Small Fires | 2028 | 2.6551e-06 | 2.6551e-06 | 0.083606 | 0.039055 | 0.001695 | 0.042856 | 0 | 0 | 0.0029513 | 2.2198e-07 | 0 | 2.2198e-07 | 2.2198e-07 | 0 | 2.2198e-07 | 0 | 0.10233 | 0.2243 | 0 | 0.2243 | 0 | 0.0014185 | 0.0028369 | 0 | 0.0028369 | [12 empty] | 7.3.3.17.5 (Remote Grid) Updates to grid topology to minimize risk of ignition in HFTDs Remote GridWLDFRContact from objectAggregated | WLDFR | HFTD - Distribution - Tier 2 - 2QU CoRE ¦ 3QU LoRE | Non-Red Flag Warning - Large Fires | Contact from object | Aggregated | 2028 | 9.6828e-06 | 946.5765 | 0.0091655 | 2028 | Mitigation | 0.95 | 45 | 0 | esc | 0.00097009 | 9.3931e-09 | 0.00097009 | 9.3931e-09
[79 empty] | WLDFR | HFTD - Distribution - Tier 3 - 1QU CoRE ¦ 4QU LoRE | Non-Red Flag Warning - Small Fires | 2029 | 2.6551e-06 | 2.6551e-06 | 0.083606 | 0.039055 | 0.001695 | 0.042856 | 0 | 0 | 0.0029513 | 2.2198e-07 | 0 | 2.2198e-07 | 2.2198e-07 | 0 | 2.2198e-07 | 0 | 0.10233 | 0.2243 | 0 | 0.2243 | 0 | 0.0014185 | 0.0028369 | 0 | 0.0028369 | [12 empty] | 7.3.3.17.5 (Remote Grid) Updates to grid topology to minimize risk of ignition in HFTDs Remote GridWLDFRContact from objectAggregated | WLDFR | HFTD - Distribution - Tier 2 - 2QU CoRE ¦ 3QU LoRE | Non-Red Flag Warning - Large Fires | Contact from object | Aggregated | 2029 | 9.6828e-06 | 946.5765 | 0.0091655 | 2029 | Mitigation | 0.95 | 45 | 0 | esc | 0.00097009 | 9.3931e-09 | 0.00097009 | 9.3931e-09
[79 empty] | WLDFR | HFTD - Distribution - Tier 3 - 1QU CoRE ¦ 4QU LoRE | Non-Red Flag Warning - Small Fires | 2030 | 2.6551e-06 | 2.6551e-06 | 0.083606 | 0.039055 | 0.001695 | 0.042856 | 0 | 0 | 0.0029513 | 2.2198e-07 | 0 | 2.2198e-07 | 2.2198e-07 | 0 | 2.2198e-07 | 0 | 0.10233 | 0.2243 | 0 | 0.2243 | 0 | 0.0014185 | 0.0028369 | 0 | 0.0028369 | [12 empty] | 7.3.3.17.5 (Remote Grid) Updates to grid topology to minimize risk of ignition in HFTDs Remote GridWLDFRContact from objectAggregated | WLDFR | HFTD - Distribution - Tier 2 - 2QU CoRE ¦ 3QU LoRE | Non-Red Flag Warning - Large Fires | Contact from object | Aggregated | 2030 | 9.6828e-06 | 946.5765 | 0.0091655 | 2030 | Mitigation | 0.95 | 45 | 0 | esc | 0.00097009 | 9.3931e-09 | 0.00097009 | 9.3931e-09
[79 empty] | WLDFR | HFTD - Distribution - Tier 3 - 1QU CoRE ¦ 4QU LoRE | Non-Red Flag Warning - Small Fires | 2031 | 2.6551e-06 | 2.6551e-06 | 0.083606 | 0.039055 | 0.001695 | 0.042856 | 0 | 0 | 0.0029513 | 2.2198e-07 | 0 | 2.2198e-07 | 2.2198e-07 | 0 | 2.2198e-07 | 0 | 0.1068 | 0.2341 | 0 | 0.2341 | 0 | 0.0014892 | 0.0029784 | 0 | 0.0029784 | [12 empty] | 7.3.3.17.5 (Remote Grid) Updates to grid topology to minimize risk of ignition in HFTDs Remote GridWLDFRContact from objectAggregated | WLDFR | HFTD - Distribution - Tier 2 - 2QU CoRE ¦ 3QU LoRE | Non-Red Flag Warning - Large Fires | Contact from object | Aggregated | 2031 | 9.6828e-06 | 946.5765 | 0.0091655 | 2031 | Mitigation | 0.95 | 45 | 0 | esc | 0.00097009 | 9.3931e-09 | 0.00097009 | 9.3931e-09
[79 empty] | WLDFR | HFTD - Distribution - Tier 3 - 1QU CoRE ¦ 4QU LoRE | Non-Red Flag Warning - Small Fires | 2032 | 2.6551e-06 | 2.6551e-06 | 0.083606 | 0.039055 | 0.001695 | 0.042856 | 0 | 0 | 0.0029513 | 2.2198e-07 | 0 | 2.2198e-07 | 2.2198e-07 | 0 | 2.2198e-07 | 0 | 0.1068 | 0.2341 | 0 | 0.2341 | 0 | 0.0014892 | 0.0029784 | 0 | 0.0029784 | [12 empty] | 7.3.3.17.5 (Remote Grid) Updates to grid topology to minimize risk of ignition in HFTDs Remote GridWLDFRContact from objectAggregated | WLDFR | HFTD - Distribution - Tier 2 - 2QU CoRE ¦ 3QU LoRE | Non-Red Flag Warning - Large Fires | Contact from object | Aggregated | 2032 | 9.6828e-06 | 946.5765 | 0.0091655 | 2032 | Mitigation | 0.95 | 45 | 0 | esc | 0.00097009 | 9.3931e-09 | 0.00097009 | 9.3931e-09
[79 empty] | WLDFR | HFTD - Distribution - Tier 3 - 1QU CoRE ¦ 4QU LoRE | Non-Red Flag Warning - Small Fires | 2033 | 2.6551e-06 | 2.6551e-06 | 0.087211 | 0.040679 | 0.0017655 | 0.044766 | 0 | 0 | 0.0029513 | 2.3155e-07 | 0 | 2.3155e-07 | 2.3155e-07 | 0 | 2.3155e-07 | 0 | 0.1068 | 0.2341 | 0 | 0.2341 | 0 | 0.0014892 | 0.0029784 | 0 | 0.0029784 | [12 empty] | 7.3.3.17.5 (Remote Grid) Updates to grid topology to minimize risk of ignition in HFTDs Remote GridWLDFRContact from objectAggregated | WLDFR | HFTD - Distribution - Tier 2 - 2QU CoRE ¦ 3QU LoRE | Non-Red Flag Warning - Large Fires | Contact from object | Aggregated | 2033 | 9.6828e-06 | 946.5765 | 0.0091655 | 2033 | Mitigation | 0.95 | 45 | 0 | esc | 0.00097009 | 9.3931e-09 | 0.00097009 | 9.3931e-09
[79 empty] | WLDFR | HFTD - Distribution - Tier 3 - 1QU CoRE ¦ 4QU LoRE | Non-Red Flag Warning - Small Fires | 2034 | 2.6551e-06 | 2.6551e-06 | 0.087211 | 0.040679 | 0.0017655 | 0.044766 | 0 | 0 | 0.0029513 | 2.3155e-07 | 0 | 2.3155e-07 | 2.3155e-07 | 0 | 2.3155e-07 | 0 | 0 | 0.2341 | 0 | 0.2341 | 0 | 0.0014892 | 0.0029784 | 0 | 0.0029784 | [12 empty] | 7.3.3.17.5 (Remote Grid) Updates to grid topology to minimize risk of ignition in HFTDs Remote GridWLDFRContact from objectAggregated | WLDFR | HFTD - Distribution - Tier 2 - 2QU CoRE ¦ 3QU LoRE | Non-Red Flag Warning - Large Fires | Contact from object | Aggregated | 2034 | 9.6828e-06 | 946.5765 | 0.0091655 | 2034 | Mitigation | 0.95 | 45 | 0 | esc | 0.00097009 | 9.3931e-09 | 0.00097009 | 9.3931e-09
[79 empty] | WLDFR | HFTD - Distribution - Tier 3 - 1QU CoRE ¦ 4QU LoRE | Non-Red Flag Warning - Small Fires | 2035 | 2.6551e-06 | 2.6551e-06 | 0.087211 | 0.040679 | 0.0017655 | 0.044766 | 0 | 0 | 0.0029513 | 2.3155e-07 | 0 | 2.3155e-07 | 2.3155e-07 | 0 | 2.3155e-07 | 0 | 0 | 0 | 0 | 0 | 0 | 0.0014892 | 0.0029784 | 0 | 0.0029784 | [12 empty] | 7.3.3.17.5 (Remote Grid) Updates to grid topology to minimize risk of ignition in HFTDs Remote GridWLDFRContact from objectAggregated | WLDFR | HFTD - Distribution - Tier 2 - 2QU CoRE ¦ 3QU LoRE | Non-Red Flag Warning - Large Fires | Contact from object | Aggregated | 2035 | 9.6828e-06 | 946.5765 | 0.0091655 | 2035 | Mitigation | 0.95 | 45 | 0 | esc | 0.00097009 | 9.3931e-09 | 0.00097009 | 9.3931e-09
[79 empty] | WLDFR | HFTD - Distribution - Tier 3 - 1QU CoRE ¦ 4QU LoRE | Non-Red Flag Warning - Small Fires | 2036 | 2.6551e-06 | 2.6551e-06 | 0.087211 | 0.040679 | 0.0017655 | 0.044766 | 0 | 0 | 0.0029513 | 2.3155e-07 | 0 | 2.3155e-07 | 2.3155e-07 | 0 | 2.3155e-07 | 0 | 0.0058601 | 0 | 0 | 0 | 0 | 0.0015634 | 0.0031268 | 0 | 0.0031268 | [12 empty] | 7.3.3.17.5 (Remote Grid) Updates to grid topology to minimize risk of ignition in HFTDs Remote GridWLDFRContact from objectAggregated | WLDFR | HFTD - Distribution - Tier 2 - 2QU CoRE ¦ 3QU LoRE | Non-Red Flag Warning - Large Fires | Contact from object | Aggregated | 2036 | 9.6828e-06 | 946.5765 | 0.0091655 | 2036 | Mitigation | 0.95 | 45 | 0 | esc | 0.00097009 | 9.3931e-09 | 0.00097009 | 9.3931e-09
[79 empty] | WLDFR | HFTD - Distribution - Tier 3 - 1QU CoRE ¦ 4QU LoRE | Non-Red Flag Warning - Small Fires | 2037 | 2.6551e-06 | 2.6551e-06 | 0.087211 | 0.040679 | 0.0017655 | 0.044766 | 0 | 0 | 0.0029513 | 2.3155e-07 | 0 | 2.3155e-07 | 2.3155e-07 | 0 | 2.3155e-07 | 0 | 0.0060742 | 0.013315 | 0 | 0.013315 | 0 | 0.0015634 | 0.0031268 | 0 | 0.0031268 | [12 empty] | 7.3.3.17.5 (Remote Grid) Updates to grid topology to minimize risk of ignition in HFTDs Remote GridWLDFRContact from objectAggregated | WLDFR | HFTD - Distribution - Tier 2 - 2QU CoRE ¦ 3QU LoRE | Non-Red Flag Warning - Large Fires | Contact from object | Aggregated | 2037 | 9.6828e-06 | 946.5765 | 0.0091655 | 2037 | Mitigation | 0.95 | 45 | 0 | esc | 0.00097009 | 9.3931e-09 | 0.00097009 | 9.3931e-09
[79 empty] | WLDFR | HFTD - Distribution - Tier 3 - 1QU CoRE ¦ 4QU LoRE | Non-Red Flag Warning - Small Fires | 2038 | 2.6551e-06 | 2.6551e-06 | 0.091184 | 0.042438 | 0.0018418 | 0.046905 | 0 | 0 | 0.0029513 | 2.421e-07 | 0 | 2.421e-07 | 2.421e-07 | 0 | 2.421e-07 | 0 | 0.0060742 | 0.013315 | 0 | 0.013315 | 0 | 0.0015634 | 0.0031268 | 0 | 0.0031268 | [12 empty] | 7.3.3.17.5 (Remote Grid) Updates to grid topology to minimize risk of ignition in HFTDs Remote GridWLDFRContact from objectAggregated | WLDFR | HFTD - Distribution - Tier 2 - 2QU CoRE ¦ 3QU LoRE | Non-Red Flag Warning - Large Fires | Contact from object | Aggregated | 2038 | 9.6828e-06 | 946.5765 | 0.0091655 | 2038 | Mitigation | 0.95 | 45 | 0 | esc | 0.00097009 | 9.3931e-09 | 0.00097009 | 9.3931e-09
[79 empty] | WLDFR | HFTD - Distribution - Tier 3 - 1QU CoRE ¦ 4QU LoRE | Non-Red Flag Warning - Small Fires | 2039 | 2.6551e-06 | 2.6551e-06 | 0.091184 | 0.042438 | 0.0018418 | 0.046905 | 0 | 0 | 0.0029513 | 2.421e-07 | 0 | 2.421e-07 | 2.421e-07 | 0 | 2.421e-07 | 0 | 0.0060742 | 0.013315 | 0 | 0.013315 | 0 | 0.0015634 | 0.0031268 | 0 | 0.0031268 | [12 empty] | 7.3.3.17.5 (Remote Grid) Updates to grid topology to minimize risk of ignition in HFTDs Remote GridWLDFRContact from objectAggregated | WLDFR | HFTD - Distribution - Tier 2 - 2QU CoRE ¦ 3QU LoRE | Non-Red Flag Warning - Large Fires | Contact from object | Aggregated | 2039 | 9.6828e-06 | 946.5765 | 0.0091655 | 2039 | Mitigation | 0.95 | 45 | 0 | esc | 0.00097009 | 9.3931e-09 | 0.00097009 | 9.3931e-09
[79 empty] | WLDFR | HFTD - Distribution - Tier 3 - 1QU CoRE ¦ 4QU LoRE | Non-Red Flag Warning - Small Fires | 2040 | 2.6551e-06 | 2.6551e-06 | 0.091184 | 0.042438 | 0.0018418 | 0.046905 | 0 | 0 | 0.0029513 | 2.421e-07 | 0 | 2.421e-07 | 2.421e-07 | 0 | 2.421e-07 | 0 | 0.0060742 | 0.013315 | 0 | 0.013315 | 0 | 0 | 0.0031268 | 0 | 0.0031268 | [12 empty] | 7.3.3.17.5 (Remote Grid) Updates to grid topology to minimize risk of ignition in HFTDs Remote GridWLDFRContact from objectAggregated | WLDFR | HFTD - Distribution - Tier 2 - 2QU CoRE ¦ 3QU LoRE | Non-Red Flag Warning - Large Fires | Contact from object | Aggregated | 2040 | 9.6828e-06 | 946.5765 | 0.0091655 | 2040 | Mitigation | 0.95 | 45 | 0 | esc | 0.00097009 | 9.3931e-09 | 0.00097009 | 9.3931e-09
[79 empty] | WLDFR | HFTD - Distribution - Tier 3 - 1QU CoRE ¦ 4QU LoRE | Non-Red Flag Warning - Small Fires | 2041 | 2.6551e-06 | 2.6551e-06 | 0.091184 | 0.042438 | 0.0018418 | 0.046905 | 0 | 0 | 0.0029513 | 2.421e-07 | 0 | 2.421e-07 | 2.421e-07 | 0 | 2.421e-07 | 0 | 0.0060742 | 0.013315 | 0 | 0.013315 | 0 | 0 | 0 | 0 | 0 | [12 empty] | 7.3.3.17.5 (Remote Grid) Updates to grid topology to minimize risk of ignition in HFTDs Remote GridWLDFRContact from objectAggregated | WLDFR | HFTD - Distribution - Tier 2 - 2QU CoRE ¦ 3QU LoRE | Non-Red Flag Warning - Large Fires | Contact from object | Aggregated | 2041 | 9.6828e-06 | 946.5765 | 0.0091655 | 2041 | Mitigation | 0.95 | 45 | 0 | esc | 0.00097009 | 9.3931e-09 | 0.00097009 | 9.3931e-09
[79 empty] | WLDFR | HFTD - Distribution - Tier 3 - 1QU CoRE ¦ 4QU LoRE | Non-Red Flag Warning - Small Fires | 2042 | 2.6551e-06 | 2.6551e-06 | 0.091184 | 0.042438 | 0.0018418 | 0.046905 | 0 | 0 | 0.0029513 | 2.421e-07 | 0 | 2.421e-07 | 2.421e-07 | 0 | 2.421e-07 | 0 | 0.0063438 | 0.013906 | 0 | 0.013906 | 0 | 0 | 0 | 0 | 0 | [12 empty] | 7.3.3.17.5 (Remote Grid) Updates to grid topology to minimize risk of ignition in HFTDs Remote GridWLDFRContact from objectAggregated | WLDFR | HFTD - Distribution - Tier 2 - 2QU CoRE ¦ 3QU LoRE | Non-Red Flag Warning - Large Fires | Contact from object | Aggregated | 2042 | 9.6828e-06 | 946.5765 | 0.0091655 | 2042 | Mitigation | 0.95 | 45 | 0 | esc | 0.00097009 | 9.3931e-09 | 0.00097009 | 9.3931e-09
[79 empty] | WLDFR | HFTD - Distribution - Tier 3 - 1QU CoRE ¦ 4QU LoRE | Non-Red Flag Warning - Small Fires | 2043 | 2.6551e-06 | 2.6551e-06 | 0.095486 | 0.044306 | 0.0019228 | 0.049257 | 0 | 0 | 0.0029513 | 2.5352e-07 | 0 | 2.5352e-07 | 2.5352e-07 | 0 | 2.5352e-07 | 0 | 0.0063438 | 0.013906 | 0 | 0.013906 | 0 | 0.0001349 | 0 | 0 | 0 | [12 empty] | 7.3.3.17.5 (Remote Grid) Updates to grid topology to minimize risk of ignition in HFTDs Remote GridWLDFRContact from objectAggregated | WLDFR | HFTD - Distribution - Tier 2 - 2QU CoRE ¦ 3QU LoRE | Non-Red Flag Warning - Large Fires | Contact from object | Aggregated | 2043 | 9.6828e-06 | 946.5765 | 0.0091655 | 2043 | Mitigation | 0.95 | 45 | 0 | esc | 0.00097009 | 9.3931e-09 | 0.00097009 | 9.3931e-09
[79 empty] | WLDFR | HFTD - Distribution - Tier 3 - 1QU CoRE ¦ 4QU LoRE | Non-Red Flag Warning - Small Fires | 2044 | 2.6551e-06 | 2.6551e-06 | 0.095486 | 0.044306 | 0.0019228 | 0.049257 | 0 | 0 | 0.0029513 | 2.5352e-07 | 0 | 2.5352e-07 | 2.5352e-07 | 0 | 2.5352e-07 | 0 | 0.0063438 | 0.013906 | 0 | 0.013906 | 0 | 0.00013983 | 0.00027966 | 0 | 0.00027966 | [12 empty] | 7.3.3.17.5 (Remote Grid) Updates to grid topology to minimize risk of ignition in HFTDs Remote GridWLDFRContact from objectAggregated | WLDFR | HFTD - Distribution - Tier 2 - 2QU CoRE ¦ 3QU LoRE | Non-Red Flag Warning - Large Fires | Contact from object | Aggregated | 2044 | 9.6828e-06 | 946.5765 | 0.0091655 | 2044 | Mitigation | 0.95 | 45 | 0 | esc | 0.00097009 | 9.3931e-09 | 0.00097009 | 9.3931e-09
[79 empty] | WLDFR | HFTD - Distribution - Tier 3 - 1QU CoRE ¦ 4QU LoRE | Non-Red Flag Warning - Small Fires | 2045 | 2.6551e-06 | 2.6551e-06 | 0.095486 | 0.044306 | 0.0019228 | 0.049257 | 0 | 0 | 0.0029513 | 2.5352e-07 | 0 | 2.5352e-07 | 2.5352e-07 | 0 | 2.5352e-07 | 0 | 0.0063438 | 0.013906 | 0 | 0.013906 | 0 | 0.00013983 | 0.00027966 | 0 | 0.00027966 | [12 empty] | 7.3.3.17.5 (Remote Grid) Updates to grid topology to minimize risk of ignition in HFTDs Remote GridWLDFRContact from objectAggregated | WLDFR | HFTD - Distribution - Tier 2 - 2QU CoRE ¦ 3QU LoRE | Non-Red Flag Warning - Large Fires | Contact from object | Aggregated | 2045 | 9.6828e-06 | 946.5765 | 0.0091655 | 2045 | Mitigation | 0.95 | 45 | 0 | esc | 0.00097009 | 9.3931e-09 | 0.00097009 | 9.3931e-09
[79 empty] | WLDFR | HFTD - Distribution - Tier 3 - 1QU CoRE ¦ 4QU LoRE | Non-Red Flag Warning - Small Fires | 2046 | 2.6551e-06 | 2.6551e-06 | 0.095486 | 0.044306 | 0.0019228 | 0.049257 | 0 | 0 | 0.0029513 | 2.5352e-07 | 0 | 2.5352e-07 | 2.5352e-07 | 0 | 2.5352e-07 | 0 | 0.0063438 | 0.013906 | 0 | 0.013906 | 0 | 0.00013983 | 0.00027966 | 0 | 0.00027966 | [12 empty] | 7.3.3.17.5 (Remote Grid) Updates to grid topology to minimize risk of ignition in HFTDs Remote GridWLDFRContact from objectAggregated | WLDFR | HFTD - Distribution - Tier 2 - 2QU CoRE ¦ 3QU LoRE | Non-Red Flag Warning - Large Fires | Contact from object | Aggregated | 2046 | 9.6828e-06 | 946.5765 | 0.0091655 | 2046 | Mitigation | 0.95 | 45 | 0 | esc | 0.00097009 | 9.3931e-09 | 0.00097009 | 9.3931e-09
[79 empty] | WLDFR | HFTD - Distribution - Tier 3 - 1QU CoRE ¦ 4QU LoRE | Non-Red Flag Warning - Small Fires | 2047 | 2.6551e-06 | 2.6551e-06 | 0.095486 | 0.044306 | 0.0019228 | 0.049257 | 0 | 0 | 0.0029513 | 2.5352e-07 | 0 | 2.5352e-07 | 2.5352e-07 | 0 | 2.5352e-07 | 0 | 0.0066431 | 0.014562 | 0 | 0.014562 | 0 | 0.00013983 | 0.00027966 | 0 | 0.00027966 | [12 empty] | 7.3.3.17.5 (Remote Grid) Updates to grid topology to minimize risk of ignition in HFTDs Remote GridWLDFRContact from objectAggregated | WLDFR | HFTD - Distribution - Tier 2 - 2QU CoRE ¦ 3QU LoRE | Non-Red Flag Warning - Large Fires | Contact from object | Aggregated | 2047 | 9.6828e-06 | 946.5765 | 0.0091655 | 2047 | Mitigation | 0.95 | 45 | 0 | esc | 0.00097009 | 9.3931e-09 | 0.00097009 | 9.3931e-09
[79 empty] | WLDFR | HFTD - Distribution - Tier 3 - 1QU CoRE ¦ 4QU LoRE | Non-Red Flag Warning - Small Fires | 2048 | 2.6551e-06 | 2.6551e-06 | 0.10007 | 0.04626 | 0.0020076 | 0.051804 | 0 | 0 | 0.0029513 | 2.657e-07 | 0 | 2.657e-07 | 2.657e-07 | 0 | 2.657e-07 | 0 | 0.0066431 | 0.014562 | 0 | 0.014562 | 0 | 0.00013983 | 0.00027966 | 0 | 0.00027966 | [12 empty] | 7.3.3.17.5 (Remote Grid) Updates to grid topology to minimize risk of ignition in HFTDs Remote GridWLDFRContact from objectAggregated | WLDFR | HFTD - Distribution - Tier 2 - 2QU CoRE ¦ 3QU LoRE | Non-Red Flag Warning - Large Fires | Contact from object | Aggregated | 2048 | 9.6828e-06 | 946.5765 | 0.0091655 | 2048 | Mitigation | 0.95 | 45 | 0 | esc | 0.00097009 | 9.3931e-09 | 0.00097009 | 9.3931e-09
[79 empty] | WLDFR | HFTD - Distribution - Tier 3 - 1QU CoRE ¦ 4QU LoRE | Non-Red Flag Warning - Small Fires | 2049 | 2.6551e-06 | 2.6551e-06 | 0.10007 | 0.04626 | 0.0020076 | 0.051804 | 0 | 0 | 0.0029513 | 2.657e-07 | 0 | 2.657e-07 | 2.657e-07 | 0 | 2.657e-07 | 0 | 0.0066431 | 0.014562 | 0 | 0.014562 | 0 | 0.00014603 | 0.00029207 | 0 | 0.00029207 | [12 empty] | 7.3.3.17.5 (Remote Grid) Updates to grid topology to minimize risk of ignition in HFTDs Remote GridWLDFRContact from objectAggregated | WLDFR | HFTD - Distribution - Tier 2 - 2QU CoRE ¦ 3QU LoRE | Non-Red Flag Warning - Large Fires | Contact from object | Aggregated | 2049 | 9.6828e-06 | 946.5765 | 0.0091655 | 2049 | Mitigation | 0.95 | 45 | 0 | esc | 0.00097009 | 9.3931e-09 | 0.00097009 | 9.3931e-09
[79 empty] | WLDFR | HFTD - Distribution - Tier 3 - 1QU CoRE ¦ 4QU LoRE | Non-Red Flag Warning - Small Fires | 2050 | 2.6551e-06 | 2.6551e-06 | 0.10007 | 0.04626 | 0.0020076 | 0.051804 | 0 | 0 | 0.0029513 | 2.657e-07 | 0 | 2.657e-07 | 2.657e-07 | 0 | 2.657e-07 | 0 | 0.0066431 | 0.014562 | 0 | 0.014562 | 0 | 0.00014603 | 0.00029207 | 0 | 0.00029207 | [12 empty] | 7.3.3.17.5 (Remote Grid) Updates to grid topology to minimize risk of ignition in HFTDs Remote GridWLDFRContact from objectAggregated | WLDFR | HFTD - Distribution - Tier 2 - 2QU CoRE ¦ 3QU LoRE | Non-Red Flag Warning - Large Fires | Contact from object | Aggregated | 2050 | 9.6828e-06 | 946.5765 | 0.0091655 | 2050 | Mitigation | 0.95 | 45 | 0 | esc | 0.00097009 | 9.3931e-09 | 0.00097009 | 9.3931e-09
[79 empty] | WLDFR | HFTD - Distribution - Tier 3 - 1QU CoRE ¦ 4QU LoRE | Non-Red Flag Warning - Small Fires | 2051 | 2.6551e-06 | 2.6551e-06 | 0.10007 | 0.04626 | 0.0020076 | 0.051804 | 0 | 0 | 0.0029513 | 2.657e-07 | 0 | 2.657e-07 | 2.657e-07 | 0 | 2.657e-07 | 0 | 0.0066431 | 0.014562 | 0 | 0.014562 | 0 | 0.00014603 | 0.00029207 | 0 | 0.00029207 | [12 empty] | 7.3.3.17.5 (Remote Grid) Updates to grid topology to minimize risk of ignition in HFTDs Remote GridWLDFRContact from objectAggregated | WLDFR | HFTD - Distribution - Tier 2 - 2QU CoRE ¦ 3QU LoRE | Non-Red Flag Warning - Large Fires | Contact from object | Aggregated | 2051 | 9.6828e-06 | 946.5765 | 0.0091655 | 2051 | Mitigation | 0.95 | 45 | 0 | esc | 0.00097009 | 9.3931e-09 | 0.00097009 | 9.3931e-09
[79 empty] | WLDFR | HFTD - Distribution - Tier 3 - 1QU CoRE ¦ 4QU LoRE | Non-Red Flag Warning - Small Fires | 2052 | 2.6551e-06 | 2.6551e-06 | 0.10007 | 0.04626 | 0.0020076 | 0.051804 | 0 | 0 | 0.0029513 | 2.657e-07 | 0 | 2.657e-07 | 2.657e-07 | 0 | 2.657e-07 | 0 | 0.0069678 | 0.015274 | 0 | 0.015274 | 0 | 0.00014603 | 0.00029207 | 0 | 0.00029207 | [12 empty] | 7.3.3.17.5 (Remote Grid) Updates to grid topology to minimize risk of ignition in HFTDs Remote GridWLDFRContact from objectAggregated | WLDFR | HFTD - Distribution - Tier 2 - 2QU CoRE ¦ 3QU LoRE | Non-Red Flag Warning - Large Fires | Contact from object | Aggregated | 2052 | 9.6828e-06 | 946.5765 | 0.0091655 | 2052 | Mitigation | 0.95 | 45 | 0 | esc | 0.00097009 | 9.3931e-09 | 0.00097009 | 9.3931e-09
[79 empty] | WLDFR | HFTD - Distribution - Tier 3 - 1QU CoRE ¦ 4QU LoRE | Non-Red Flag Warning - Small Fires | 2053 | 2.6551e-06 | 2.6551e-06 | 0.10489 | 0.048274 | 0.002095 | 0.054525 | 0 | 0 | 0.0029513 | 2.7851e-07 | 0 | 2.7851e-07 | 2.7851e-07 | 0 | 2.7851e-07 | 0 | 0.0069678 | 0.015274 | 0 | 0.015274 | 0 | 0.00014603 | 0.00029207 | 0 | 0.00029207 | [12 empty] | 7.3.3.17.5 (Remote Grid) Updates to grid topology to minimize risk of ignition in HFTDs Remote GridWLDFRContact from objectAggregated | WLDFR | HFTD - Distribution - Tier 2 - 2QU CoRE ¦ 3QU LoRE | Non-Red Flag Warning - Large Fires | Contact from object | Aggregated | 2053 | 9.6828e-06 | 946.5765 | 0.0091655 | 2053 | Mitigation | 0.95 | 45 | 0 | esc | 0.00097009 | 9.3931e-09 | 0.00097009 | 9.3931e-09
[79 empty] | WLDFR | HFTD - Distribution - Tier 3 - 1QU CoRE ¦ 4QU LoRE | Non-Red Flag Warning - Small Fires | 2054 | 2.6551e-06 | 2.6551e-06 | 0.10489 | 0.048274 | 0.002095 | 0.054525 | 0 | 0 | 0.0029513 | 2.7851e-07 | 0 | 2.7851e-07 | 2.7851e-07 | 0 | 2.7851e-07 | 0 | 0.0069678 | 0.015274 | 0 | 0.015274 | 0 | 0.00015293 | 0.00030585 | 0 | 0.00030585 | [12 empty] | 7.3.3.17.5 (Remote Grid) Updates to grid topology to minimize risk of ignition in HFTDs Remote GridWLDFRContact from objectAggregated | WLDFR | HFTD - Distribution - Tier 2 - 2QU CoRE ¦ 3QU LoRE | Non-Red Flag Warning - Large Fires | Contact from object | Aggregated | 2054 | 9.6828e-06 | 946.5765 | 0.0091655 | 2054 | Mitigation | 0.95 | 45 | 0 | esc | 0.00097009 | 9.3931e-09 | 0.00097009 | 9.3931e-09
[79 empty] | WLDFR | HFTD - Distribution - Tier 3 - 1QU CoRE ¦ 4QU LoRE | Non-Red Flag Warning - Small Fires | 2055 | 2.6551e-06 | 2.6551e-06 | 0.10489 | 0.048274 | 0.002095 | 0.054525 | 0 | 0 | 0.0029513 | 2.7851e-07 | 0 | 2.7851e-07 | 2.7851e-07 | 0 | 2.7851e-07 | 0 | 0.0069678 | 0.015274 | 0 | 0.015274 | 0 | 0.00015293 | 0.00030585 | 0 | 0.00030585 | [12 empty] | 7.3.3.17.5 (Remote Grid) Updates to grid topology to minimize risk of ignition in HFTDs Remote GridWLDFRContact from objectAggregated | WLDFR | HFTD - Distribution - Tier 2 - 2QU CoRE ¦ 3QU LoRE | Non-Red Flag Warning - Large Fires | Contact from object | Aggregated | 2055 | 9.6828e-06 | 946.5765 | 0.0091655 | 2055 | Mitigation | 0.95 | 45 | 0 | esc | 0.00097009 | 9.3931e-09 | 0.00097009 | 9.3931e-09
[79 empty] | WLDFR | HFTD - Distribution - Tier 3 - 1QU CoRE ¦ 4QU LoRE | Non-Red Flag Warning - Small Fires | 2056 | 2.6551e-06 | 2.6551e-06 | 0.10489 | 0.048274 | 0.002095 | 0.054525 | 0 | 0 | 0.0029513 | 2.7851e-07 | 0 | 2.7851e-07 | 2.7851e-07 | 0 | 2.7851e-07 | 0 | 0.0069678 | 0.015274 | 0 | 0.015274 | 0 | 0.00015293 | 0.00030585 | 0 | 0.00030585 | [12 empty] | 7.3.3.17.5 (Remote Grid) Updates to grid topology to minimize risk of ignition in HFTDs Remote GridWLDFRContact from objectAggregated | WLDFR | HFTD - Distribution - Tier 2 - 2QU CoRE ¦ 3QU LoRE | Non-Red Flag Warning - Large Fires | Contact from object | Aggregated | 2056 | 9.6828e-06 | 946.5765 | 0.0091655 | 2056 | Mitigation | 0.95 | 45 | 0 | esc | 0.00097009 | 9.3931e-09 | 0.00097009 | 9.3931e-09
[79 empty] | WLDFR | HFTD - Distribution - Tier 3 - 1QU CoRE ¦ 4QU LoRE | Non-Red Flag Warning - Small Fires | 2057 | 2.6551e-06 | 2.6551e-06 | 0.10489 | 0.048274 | 0.002095 | 0.054525 | 0 | 0 | 0.0029513 | 2.7851e-07 | 0 | 2.7851e-07 | 2.7851e-07 | 0 | 2.7851e-07 | 0 | 0.0073133 | 0.016031 | 0 | 0.016031 | 0 | 0.00015293 | 0.00030585 | 0 | 0.00030585 | [12 empty] | 7.3.3.17.5 (Remote Grid) Updates to grid topology to minimize risk of ignition in HFTDs Remote GridWLDFRContact from objectAggregated | WLDFR | HFTD - Distribution - Tier 2 - 2QU CoRE ¦ 3QU LoRE | Non-Red Flag Warning - Large Fires | Contact from object | Aggregated | 2057 | 9.6828e-06 | 946.5765 | 0.0091655 | 2057 | Mitigation | 0.95 | 45 | 0 | esc | 0.00097009 | 9.3931e-09 | 0.00097009 | 9.3931e-09
[79 empty] | WLDFR | HFTD - Distribution - Tier 3 - 1QU CoRE ¦ 4QU LoRE | Non-Red Flag Warning - Small Fires | 2058 | 2.6551e-06 | 2.6551e-06 | 0.1099 | 0.050325 | 0.0021839 | 0.057393 | 0 | 0 | 0.0029513 | 2.918e-07 | 0 | 2.918e-07 | 2.918e-07 | 0 | 2.918e-07 | 0 | 0.0073133 | 0.016031 | 0 | 0.016031 | 0 | 0.00015293 | 0.00030585 | 0 | 0.00030585 | [12 empty] | 7.3.3.17.5 (Remote Grid) Updates to grid topology to minimize risk of ignition in HFTDs Remote GridWLDFRContact from objectAggregated | WLDFR | HFTD - Distribution - Tier 2 - 2QU CoRE ¦ 3QU LoRE | Non-Red Flag Warning - Large Fires | Contact from object | Aggregated | 2058 | 9.6828e-06 | 946.5765 | 0.0091655 | 2058 | Mitigation | 0.95 | 45 | 0 | esc | 0.00097009 | 9.3931e-09 | 0.00097009 | 9.3931e-09
[79 empty] | WLDFR | HFTD - Distribution - Tier 3 - 1QU CoRE ¦ 4QU LoRE | Non-Red Flag Warning - Small Fires | 2059 | 2.6551e-06 | 2.6551e-06 | 0.1099 | 0.050325 | 0.0021839 | 0.057393 | 0 | 0 | 0.0029513 | 2.918e-07 | 0 | 2.918e-07 | 2.918e-07 | 0 | 2.918e-07 | 0 | 0.0073133 | 0.016031 | 0 | 0.016031 | 0 | 0.0001604 | 0.0003208 | 0 | 0.0003208 | [12 empty] | 7.3.3.17.5 (Remote Grid) Updates to grid topology to minimize risk of ignition in HFTDs Remote GridWLDFRContact from objectAggregated | WLDFR | HFTD - Distribution - Tier 2 - 2QU CoRE ¦ 3QU LoRE | Non-Red Flag Warning - Large Fires | Contact from object | Aggregated | 2059 | 9.6828e-06 | 946.5765 | 0.0091655 | 2059 | Mitigation | 0.95 | 45 | 0 | esc | 0.00097009 | 9.3931e-09 | 0.00097009 | 9.3931e-09
[79 empty] | WLDFR | HFTD - Distribution - Tier 3 - 1QU CoRE ¦ 4QU LoRE | Non-Red Flag Warning - Small Fires | 2060 | 2.6551e-06 | 2.6551e-06 | 0.1099 | 0.050325 | 0.0021839 | 0.057393 | 0 | 0 | 0.0029513 | 2.918e-07 | 0 | 2.918e-07 | 2.918e-07 | 0 | 2.918e-07 | 0 | 0.0073133 | 0.016031 | 0 | 0.016031 | 0 | 0.0001604 | 0.0003208 | 0 | 0.0003208 | [12 empty] | 7.3.3.17.5 (Remote Grid) Updates to grid topology to minimize risk of ignition in HFTDs Remote GridWLDFRContact from objectAggregated | WLDFR | HFTD - Distribution - Tier 2 - 2QU CoRE ¦ 3QU LoRE | Non-Red Flag Warning - Large Fires | Contact from object | Aggregated | 2060 | 9.6828e-06 | 946.5765 | 0.0091655 | 2060 | Mitigation | 0.95 | 45 | 0 | esc | 0.00097009 | 9.3931e-09 | 0.00097009 | 9.3931e-09
[79 empty] | WLDFR | HFTD - Distribution - Tier 3 - 1QU CoRE ¦ 4QU LoRE | Non-Red Flag Warning - Small Fires | 2061 | 2.6551e-06 | 2.6551e-06 | 0.1099 | 0.050325 | 0.0021839 | 0.057393 | 0 | 0 | 0.0029513 | 2.918e-07 | 0 | 2.918e-07 | 2.918e-07 | 0 | 2.918e-07 | 0 | 0.0073133 | 0.016031 | 0 | 0.016031 | 0 | 0.0001604 | 0.0003208 | 0 | 0.0003208 | [12 empty] | 7.3.3.17.5 (Remote Grid) Updates to grid topology to minimize risk of ignition in HFTDs Remote GridWLDFRContact from objectAggregated | WLDFR | HFTD - Distribution - Tier 2 - 2QU CoRE ¦ 3QU LoRE | Non-Red Flag Warning - Large Fires | Contact from object | Aggregated | 2061 | 9.6828e-06 | 946.5765 | 0.0091655 | 2061 | Mitigation | 0.95 | 45 | 0 | esc | 0.00097009 | 9.3931e-09 | 0.00097009 | 9.3931e-09
[79 empty] | WLDFR | HFTD - Distribution - Tier 3 - 1QU CoRE ¦ 4QU LoRE | Non-Red Flag Warning - Small Fires | 2062 | 2.6551e-06 | 2.6551e-06 | 0.1099 | 0.050325 | 0.0021839 | 0.057393 | 0 | 0 | 0.0029513 | 2.918e-07 | 0 | 2.918e-07 | 2.918e-07 | 0 | 2.918e-07 | 0 | 0.0076752 | 0.016824 | 0 | 0.016824 | 0 | 0.0001604 | 0.0003208 | 0 | 0.0003208 | [12 empty] | 7.3.3.17.5 (Remote Grid) Updates to grid topology to minimize risk of ignition in HFTDs Remote GridWLDFRContact from objectAggregated | WLDFR | HFTD - Distribution - Tier 2 - 2QU CoRE ¦ 3QU LoRE | Non-Red Flag Warning - Large Fires | Contact from object | Aggregated | 2062 | 9.6828e-06 | 946.5765 | 0.0091655 | 2062 | Mitigation | 0.95 | 45 | 0 | esc | 0.00097009 | 9.3931e-09 | 0.00097009 | 9.3931e-09
[79 empty] | WLDFR | HFTD - Distribution - Tier 3 - 1QU CoRE ¦ 4QU LoRE | Non-Red Flag Warning - Small Fires | 2063 | 2.6551e-06 | 2.6551e-06 | 0.11504 | 0.052388 | 0.0022734 | 0.060377 | 0 | 0 | 0.0029513 | 3.0544e-07 | 0 | 3.0544e-07 | 3.0544e-07 | 0 | 3.0544e-07 | 0 | 0.0076752 | 0.016824 | 0 | 0.016824 | 0 | 0.0001604 | 0.0003208 | 0 | 0.0003208 | [12 empty] | 7.3.3.17.5 (Remote Grid) Updates to grid topology to minimize risk of ignition in HFTDs Remote GridWLDFRContact from objectAggregated | WLDFR | HFTD - Distribution - Tier 2 - 2QU CoRE ¦ 3QU LoRE | Non-Red Flag Warning - Large Fires | Contact from object | Aggregated | 2063 | 9.6828e-06 | 946.5765 | 0.0091655 | 2063 | Mitigation | 0.95 | 45 | 0 | esc | 0.00097009 | 9.3931e-09 | 0.00097009 | 9.3931e-09
[79 empty] | WLDFR | HFTD - Distribution - Tier 3 - 1QU CoRE ¦ 4QU LoRE | Non-Red Flag Warning - Small Fires | 2064 | 2.6551e-06 | 2.6551e-06 | 0.11504 | 0.052388 | 0.0022734 | 0.060377 | 0 | 0 | 0.0029513 | 3.0544e-07 | 0 | 3.0544e-07 | 3.0544e-07 | 0 | 3.0544e-07 | 0 | 0.0076752 | 0.016824 | 0 | 0.016824 | 0 | 0.00016835 | 0.00033671 | 0 | 0.00033671 | [12 empty] | 7.3.3.17.5 (Remote Grid) Updates to grid topology to minimize risk of ignition in HFTDs Remote GridWLDFRContact from objectAggregated | WLDFR | HFTD - Distribution - Tier 2 - 2QU CoRE ¦ 3QU LoRE | Non-Red Flag Warning - Large Fires | Contact from object | Aggregated | 2064 | 9.6828e-06 | 946.5765 | 0.0091655 | 2064 | Mitigation | 0.95 | 45 | 0 | esc | 0.00097009 | 9.3931e-09 | 0.00097009 | 9.3931e-09
[79 empty] | WLDFR | HFTD - Distribution - Tier 3 - 1QU CoRE ¦ 4QU LoRE | Non-Red Flag Warning - Small Fires | 2065 | 2.6551e-06 | 2.6551e-06 | 0.11504 | 0.052388 | 0.0022734 | 0.060377 | 0 | 0 | 0.0029513 | 3.0544e-07 | 0 | 3.0544e-07 | 3.0544e-07 | 0 | 3.0544e-07 | 0 | 0.0076752 | 0.016824 | 0 | 0.016824 | 0 | 0.00016835 | 0.00033671 | 0 | 0.00033671 | [12 empty] | 7.3.3.17.5 (Remote Grid) Updates to grid topology to minimize risk of ignition in HFTDs Remote GridWLDFRContact from objectAggregated | WLDFR | HFTD - Distribution - Tier 2 - 2QU CoRE ¦ 3QU LoRE | Non-Red Flag Warning - Large Fires | Contact from object | Aggregated | 2065 | 9.6828e-06 | 946.5765 | 0.0091655 | 2065 | Mitigation | 0.95 | 45 | 0 | esc | 0.00097009 | 9.3931e-09 | 0.00097009 | 9.3931e-09
[79 empty] | WLDFR | HFTD - Distribution - Tier 3 - 1QU CoRE ¦ 4QU LoRE | Non-Red Flag Warning - Small Fires | 2066 | 2.6551e-06 | 2.6551e-06 | 0.11504 | 0.052388 | 0.0022734 | 0.060377 | 0 | 0 | 0.0029513 | 3.0544e-07 | 0 | 3.0544e-07 | 3.0544e-07 | 0 | 3.0544e-07 | 0 | 0.0076752 | 0.016824 | 0 | 0.016824 | 0 | 0.00016835 | 0.00033671 | 0 | 0.00033671 | [12 empty] | 7.3.3.17.5 (Remote Grid) Updates to grid topology to minimize risk of ignition in HFTDs Remote GridWLDFRContact from objectAggregated | WLDFR | HFTD - Distribution - Tier 2 - 2QU CoRE ¦ 3QU LoRE | Non-Red Flag Warning - Large Fires | Contact from object | Aggregated | 2066 | 9.6828e-06 | 946.5765 | 0.0091655 | 2066 | Mitigation | 0.95 | 45 | 0 | esc | 0.00097009 | 9.3931e-09 | 0.00097009 | 9.3931e-09
[79 empty] | WLDFR | HFTD - Distribution - Tier 3 - 1QU CoRE ¦ 4QU LoRE | Non-Red Flag Warning - Small Fires | 2067 | 0 | 2.6551e-06 | 0.11504 | 0.052388 | 0.0022734 | 0.060377 | 0 | 0 | 0.0029513 | 0 | 0 | 0 | 3.0544e-07 | 0 | 3.0544e-07 | 0 | 0.0080488 | 0.017643 | 0 | 0.017643 | 0 | 0.00016835 | 0.00033671 | 0 | 0.00033671 | [12 empty] | 7.3.3.17.5 (Remote Grid) Updates to grid topology to minimize risk of ignition in HFTDs Remote GridWLDFRContact from objectAggregated | WLDFR | HFTD - Distribution - Tier 2 - 2QU CoRE ¦ 3QU LoRE | Non-Red Flag Warning - Large Fires | Contact from object | Aggregated | 2067 | 9.6828e-06 | 946.5765 | 0.0091655 | 2067 | Mitigation | 0.95 | 45 | 0 | esc | 0 | 0 | 0.00097009 | 9.3931e-09
[79 empty] | WLDFR | HFTD - Distribution - Tier 3 - 1QU CoRE ¦ 4QU LoRE | Red Flag Warning - Catastrophic Fires | 2022 | 9.4531e-08 | 0 | 14146.1306 | 222.2294 | 8585.7228 | 5338.1784 | 0 | 0 | 9.7447e-05 | 0.0013373 | 0 | 0.0013373 | 0 | 0 | 0 | 0 | 0.0080488 | 0.017643 | 0 | 0.017643 | 0 | 0.00016835 | 0.00033671 | 0 | 0.00033671 | [12 empty] | 7.3.3.17.5 (Remote Grid) Updates to grid topology to minimize risk of ignition in HFTDs Remote GridWLDFRContaminationAggregated | WLDFR | HFTD - Distribution - Tier 2 - 2QU CoRE ¦ 3QU LoRE | Non-Red Flag Warning - Large Fires | Contamination | Aggregated | 2022 | 1.5845e-07 | 946.5765 | 0.00014998 | 2022 | Mitigation | 0.95 | 45 | 0 | esc | 0.00097009 | 1.5371e-10 | 0 | 0
[79 empty] | WLDFR | HFTD - Distribution - Tier 3 - 1QU CoRE ¦ 4QU LoRE | Red Flag Warning - Catastrophic Fires | 2023 | 9.4531e-08 | 9.4531e-08 | 14664.6376 | 233.2301 | 8896.516 | 5534.8915 | 0 | 0 | 9.7447e-05 | 0.0013863 | 0 | 0.0013863 | 0.0013863 | 0 | 0.0013863 | 0 | 0.0080488 | 0.017643 | 0 | 0.017643 | 0 | 0.00017668 | 0.00035337 | 0 | 0.00035337 | [12 empty] | 7.3.3.17.5 (Remote Grid) Updates to grid topology to minimize risk of ignition in HFTDs Remote GridWLDFRContaminationAggregated | WLDFR | HFTD - Distribution - Tier 2 - 2QU CoRE ¦ 3QU LoRE | Non-Red Flag Warning - Large Fires | Contamination | Aggregated | 2023 | 1.5845e-07 | 946.5765 | 0.00014998 | 2023 | Mitigation | 0.95 | 45 | 0 | esc | 0.00097009 | 1.5371e-10 | 0.00097009 | 1.5371e-10
[79 empty] | WLDFR | HFTD - Distribution - Tier 3 - 1QU CoRE ¦ 4QU LoRE | Red Flag Warning - Catastrophic Fires | 2024 | 9.4531e-08 | 9.4531e-08 | 14664.6376 | 233.2301 | 8896.516 | 5534.8915 | 0 | 0 | 9.7447e-05 | 0.0013863 | 0 | 0.0013863 | 0.0013863 | 0 | 0.0013863 | 0 | 0.0080488 | 0.017643 | 0 | 0.017643 | 0 | 0.00017668 | 0.00035337 | 0 | 0.00035337 | [12 empty] | 7.3.3.17.5 (Remote Grid) Updates to grid topology to minimize risk of ignition in HFTDs Remote GridWLDFRContaminationAggregated | WLDFR | HFTD - Distribution - Tier 2 - 2QU CoRE ¦ 3QU LoRE | Non-Red Flag Warning - Large Fires | Contamination | Aggregated | 2024 | 1.5845e-07 | 946.5765 | 0.00014998 | 2024 | Mitigation | 0.95 | 45 | 0 | esc | 0.00097009 | 1.5371e-10 | 0.00097009 | 1.5371e-10
[79 empty] | WLDFR | HFTD - Distribution - Tier 3 - 1QU CoRE ¦ 4QU LoRE | Red Flag Warning - Catastrophic Fires | 2025 | 9.4531e-08 | 9.4531e-08 | 14664.6376 | 233.2301 | 8896.516 | 5534.8915 | 0 | 0 | 9.7447e-05 | 0.0013863 | 0 | 0.0013863 | 0.0013863 | 0 | 0.0013863 | 0 | 0.0080488 | 0.017643 | 0 | 0.017643 | 0 | 0.00017668 | 0.00035337 | 0 | 0.00035337 | [12 empty] | 7.3.3.17.5 (Remote Grid) Updates to grid topology to minimize risk of ignition in HFTDs Remote GridWLDFRContaminationAggregated | WLDFR | HFTD - Distribution - Tier 2 - 2QU CoRE ¦ 3QU LoRE | Non-Red Flag Warning - Large Fires | Contamination | Aggregated | 2025 | 1.5845e-07 | 946.5765 | 0.00014998 | 2025 | Mitigation | 0.95 | 45 | 0 | esc | 0.00097009 | 1.5371e-10 | 0.00097009 | 1.5371e-10
[79 empty] | WLDFR | HFTD - Distribution - Tier 3 - 1QU CoRE ¦ 4QU LoRE | Red Flag Warning - Catastrophic Fires | 2026 | 9.4531e-08 | 9.4531e-08 | 14664.6376 | 233.2301 | 8896.516 | 5534.8915 | 0 | 0 | 9.7447e-05 | 0.0013863 | 0 | 0.0013863 | 0.0013863 | 0 | 0.0013863 | 0 | 0.0084297 | 0.018478 | 0 | 0.018478 | 0 | 0.00017668 | 0.00035337 | 0 | 0.00035337 | [12 empty] | 7.3.3.17.5 (Remote Grid) Updates to grid topology to minimize risk of ignition in HFTDs Remote GridWLDFRContaminationAggregated | WLDFR | HFTD - Distribution - Tier 2 - 2QU CoRE ¦ 3QU LoRE | Non-Red Flag Warning - Large Fires | Contamination | Aggregated | 2026 | 1.5845e-07 | 946.5765 | 0.00014998 | 2026 | Mitigation | 0.95 | 45 | 0 | esc | 0.00097009 | 1.5371e-10 | 0.00097009 | 1.5371e-10
[79 empty] | WLDFR | HFTD - Distribution - Tier 3 - 1QU CoRE ¦ 4QU LoRE | Red Flag Warning - Catastrophic Fires | 2027 | 9.4531e-08 | 9.4531e-08 | 14664.6376 | 233.2301 | 8896.516 | 5534.8915 | 0 | 0 | 9.7447e-05 | 0.0013863 | 0 | 0.0013863 | 0.0013863 | 0 | 0.0013863 | 0 | 0.0084297 | 0.018478 | 0 | 0.018478 | 0 | 0 | 0.00035337 | 0 | 0.00035337 | [12 empty] | 7.3.3.17.5 (Remote Grid) Updates to grid topology to minimize risk of ignition in HFTDs Remote GridWLDFRContaminationAggregated | WLDFR | HFTD - Distribution - Tier 2 - 2QU CoRE ¦ 3QU LoRE | Non-Red Flag Warning - Large Fires | Contamination | Aggregated | 2027 | 1.5845e-07 | 946.5765 | 0.00014998 | 2027 | Mitigation | 0.95 | 45 | 0 | esc | 0.00097009 | 1.5371e-10 | 0.00097009 | 1.5371e-10
[79 empty] | WLDFR | HFTD - Distribution - Tier 3 - 1QU CoRE ¦ 4QU LoRE | Red Flag Warning - Catastrophic Fires | 2028 | 9.4531e-08 | 9.4531e-08 | 15317.9909 | 247.273 | 9287.6491 | 5783.0689 | 0 | 0 | 9.7447e-05 | 0.001448 | 0 | 0.001448 | 0.001448 | 0 | 0.001448 | 0 | 0.0084297 | 0.018478 | 0 | 0.018478 | 0 | 0 | 0 | 0 | 0 | [12 empty] | 7.3.3.17.5 (Remote Grid) Updates to grid topology to minimize risk of ignition in HFTDs Remote GridWLDFRContaminationAggregated | WLDFR | HFTD - Distribution - Tier 2 - 2QU CoRE ¦ 3QU LoRE | Non-Red Flag Warning - Large Fires | Contamination | Aggregated | 2028 | 1.5845e-07 | 946.5765 | 0.00014998 | 2028 | Mitigation | 0.95 | 45 | 0 | esc | 0.00097009 | 1.5371e-10 | 0.00097009 | 1.5371e-10
[79 empty] | WLDFR | HFTD - Distribution - Tier 3 - 1QU CoRE ¦ 4QU LoRE | Red Flag Warning - Catastrophic Fires | 2029 | 9.4531e-08 | 9.4531e-08 | 15317.9909 | 247.273 | 9287.6491 | 5783.0689 | 0 | 0 | 9.7447e-05 | 0.001448 | 0 | 0.001448 | 0.001448 | 0 | 0.001448 | 0 | 0.0084297 | 0.018478 | 0 | 0.018478 | 0 | 0 | 0 | 0 | 0 | [12 empty] | 7.3.3.17.5 (Remote Grid) Updates to grid topology to minimize risk of ignition in HFTDs Remote GridWLDFRContaminationAggregated | WLDFR | HFTD - Distribution - Tier 2 - 2QU CoRE ¦ 3QU LoRE | Non-Red Flag Warning - Large Fires | Contamination | Aggregated | 2029 | 1.5845e-07 | 946.5765 | 0.00014998 | 2029 | Mitigation | 0.95 | 45 | 0 | esc | 0.00097009 | 1.5371e-10 | 0.00097009 | 1.5371e-10
[79 empty] | WLDFR | HFTD - Distribution - Tier 3 - 1QU CoRE ¦ 4QU LoRE | Red Flag Warning - Catastrophic Fires | 2030 | 9.4531e-08 | 9.4531e-08 | 15317.9909 | 247.273 | 9287.6491 | 5783.0689 | 0 | 0 | 9.7447e-05 | 0.001448 | 0 | 0.001448 | 0.001448 | 0 | 0.001448 | 0 | 0.0084297 | 0.018478 | 0 | 0.018478 | 0 | 8.2589e-07 | 0 | 0 | 0 | [12 empty] | 7.3.3.17.5 (Remote Grid) Updates to grid topology to minimize risk of ignition in HFTDs Remote GridWLDFRContaminationAggregated | WLDFR | HFTD - Distribution - Tier 2 - 2QU CoRE ¦ 3QU LoRE | Non-Red Flag Warning - Large Fires | Contamination | Aggregated | 2030 | 1.5845e-07 | 946.5765 | 0.00014998 | 2030 | Mitigation | 0.95 | 45 | 0 | esc | 0.00097009 | 1.5371e-10 | 0.00097009 | 1.5371e-10
[79 empty] | WLDFR | HFTD - Distribution - Tier 3 - 1QU CoRE ¦ 4QU LoRE | Red Flag Warning - Catastrophic Fires | 2031 | 9.4531e-08 | 9.4531e-08 | 15317.9909 | 247.273 | 9287.6491 | 5783.0689 | 0 | 0 | 9.7447e-05 | 0.001448 | 0 | 0.001448 | 0.001448 | 0 | 0.001448 | 0 | 0.0088133 | 0.019319 | 0 | 0.019319 | 0 | 8.6284e-07 | 1.7257e-06 | 0 | 1.7257e-06 | [12 empty] | 7.3.3.17.5 (Remote Grid) Updates to grid topology to minimize risk of ignition in HFTDs Remote GridWLDFRContaminationAggregated | WLDFR | HFTD - Distribution - Tier 2 - 2QU CoRE ¦ 3QU LoRE | Non-Red Flag Warning - Large Fires | Contamination | Aggregated | 2031 | 1.5845e-07 | 946.5765 | 0.00014998 | 2031 | Mitigation | 0.95 | 45 | 0 | esc | 0.00097009 | 1.5371e-10 | 0.00097009 | 1.5371e-10
[79 empty] | WLDFR | HFTD - Distribution - Tier 3 - 1QU CoRE ¦ 4QU LoRE | Red Flag Warning - Catastrophic Fires | 2032 | 9.4531e-08 | 9.4531e-08 | 15317.9909 | 247.273 | 9287.6491 | 5783.0689 | 0 | 0 | 9.7447e-05 | 0.001448 | 0 | 0.001448 | 0.001448 | 0 | 0.001448 | 0 | 0.0088133 | 0.019319 | 0 | 0.019319 | 0 | 8.6284e-07 | 1.7257e-06 | 0 | 1.7257e-06 | [12 empty] | 7.3.3.17.5 (Remote Grid) Updates to grid topology to minimize risk of ignition in HFTDs Remote GridWLDFRContaminationAggregated | WLDFR | HFTD - Distribution - Tier 2 - 2QU CoRE ¦ 3QU LoRE | Non-Red Flag Warning - Large Fires | Contamination | Aggregated | 2032 | 1.5845e-07 | 946.5765 | 0.00014998 | 2032 | Mitigation | 0.95 | 45 | 0 | esc | 0.00097009 | 1.5371e-10 | 0.00097009 | 1.5371e-10
[79 empty] | WLDFR | HFTD - Distribution - Tier 3 - 1QU CoRE ¦ 4QU LoRE | Red Flag Warning - Catastrophic Fires | 2033 | 9.4531e-08 | 9.4531e-08 | 16044.1264 | 263.1074 | 9721.74 | 6059.2791 | 0 | 0 | 9.7447e-05 | 0.0015167 | 0 | 0.0015167 | 0.0015167 | 0 | 0.0015167 | 0 | 0.0088133 | 0.019319 | 0 | 0.019319 | 0 | 8.6284e-07 | 1.7257e-06 | 0 | 1.7257e-06 | [12 empty] | 7.3.3.17.5 (Remote Grid) Updates to grid topology to minimize risk of ignition in HFTDs Remote GridWLDFRContaminationAggregated | WLDFR | HFTD - Distribution - Tier 2 - 2QU CoRE ¦ 3QU LoRE | Non-Red Flag Warning - Large Fires | Contamination | Aggregated | 2033 | 1.5845e-07 | 946.5765 | 0.00014998 | 2033 | Mitigation | 0.95 | 45 | 0 | esc | 0.00097009 | 1.5371e-10 | 0.00097009 | 1.5371e-10
[79 empty] | WLDFR | HFTD - Distribution - Tier 3 - 1QU CoRE ¦ 4QU LoRE | Red Flag Warning - Catastrophic Fires | 2034 | 9.4531e-08 | 9.4531e-08 | 16044.1264 | 263.1074 | 9721.74 | 6059.2791 | 0 | 0 | 9.7447e-05 | 0.0015167 | 0 | 0.0015167 | 0.0015167 | 0 | 0.0015167 | 0 | 0.0088133 | 0.019319 | 0 | 0.019319 | 0 | 8.6284e-07 | 1.7257e-06 | 0 | 1.7257e-06 | [12 empty] | 7.3.3.17.5 (Remote Grid) Updates to grid topology to minimize risk of ignition in HFTDs Remote GridWLDFRContaminationAggregated | WLDFR | HFTD - Distribution - Tier 2 - 2QU CoRE ¦ 3QU LoRE | Non-Red Flag Warning - Large Fires | Contamination | Aggregated | 2034 | 1.5845e-07 | 946.5765 | 0.00014998 | 2034 | Mitigation | 0.95 | 45 | 0 | esc | 0.00097009 | 1.5371e-10 | 0.00097009 | 1.5371e-10
[79 empty] | WLDFR | HFTD - Distribution - Tier 3 - 1QU CoRE ¦ 4QU LoRE | Red Flag Warning - Catastrophic Fires | 2035 | 9.4531e-08 | 9.4531e-08 | 16044.1264 | 263.1074 | 9721.74 | 6059.2791 | 0 | 0 | 9.7447e-05 | 0.0015167 | 0 | 0.0015167 | 0.0015167 | 0 | 0.0015167 | 0 | 0.0088133 | 0.019319 | 0 | 0.019319 | 0 | 8.6284e-07 | 1.7257e-06 | 0 | 1.7257e-06 | [12 empty] | 7.3.3.17.5 (Remote Grid) Updates to grid topology to minimize risk of ignition in HFTDs Remote GridWLDFRContaminationAggregated | WLDFR | HFTD - Distribution - Tier 2 - 2QU CoRE ¦ 3QU LoRE | Non-Red Flag Warning - Large Fires | Contamination | Aggregated | 2035 | 1.5845e-07 | 946.5765 | 0.00014998 | 2035 | Mitigation | 0.95 | 45 | 0 | esc | 0.00097009 | 1.5371e-10 | 0.00097009 | 1.5371e-10
[79 empty] | WLDFR | HFTD - Distribution - Tier 3 - 1QU CoRE ¦ 4QU LoRE | Red Flag Warning - Catastrophic Fires | 2036 | 9.4531e-08 | 9.4531e-08 | 16044.1264 | 263.1074 | 9721.74 | 6059.2791 | 0 | 0 | 9.7447e-05 | 0.0015167 | 0 | 0.0015167 | 0.0015167 | 0 | 0.0015167 | 0 | 0.0091948 | 0.020155 | 0 | 0.020155 | 0 | 9.1043e-07 | 1.8209e-06 | 0 | 1.8209e-06 | [12 empty] | 7.3.3.17.5 (Remote Grid) Updates to grid topology to minimize risk of ignition in HFTDs Remote GridWLDFRContaminationAggregated | WLDFR | HFTD - Distribution - Tier 2 - 2QU CoRE ¦ 3QU LoRE | Non-Red Flag Warning - Large Fires | Contamination | Aggregated | 2036 | 1.5845e-07 | 946.5765 | 0.00014998 | 2036 | Mitigation | 0.95 | 45 | 0 | esc | 0.00097009 | 1.5371e-10 | 0.00097009 | 1.5371e-10
[79 empty] | WLDFR | HFTD - Distribution - Tier 3 - 1QU CoRE ¦ 4QU LoRE | Red Flag Warning - Catastrophic Fires | 2037 | 9.4531e-08 | 9.4531e-08 | 16044.1264 | 263.1074 | 9721.74 | 6059.2791 | 0 | 0 | 9.7447e-05 | 0.0015167 | 0 | 0.0015167 | 0.0015167 | 0 | 0.0015167 | 0 | 0.0091948 | 0.020155 | 0 | 0.020155 | 0 | 9.1043e-07 | 1.8209e-06 | 0 | 1.8209e-06 | [12 empty] | 7.3.3.17.5 (Remote Grid) Updates to grid topology to minimize risk of ignition in HFTDs Remote GridWLDFRContaminationAggregated | WLDFR | HFTD - Distribution - Tier 2 - 2QU CoRE ¦ 3QU LoRE | Non-Red Flag Warning - Large Fires | Contamination | Aggregated | 2037 | 1.5845e-07 | 946.5765 | 0.00014998 | 2037 | Mitigation | 0.95 | 45 | 0 | esc | 0.00097009 | 1.5371e-10 | 0.00097009 | 1.5371e-10
[79 empty] | WLDFR | HFTD - Distribution - Tier 3 - 1QU CoRE ¦ 4QU LoRE | Red Flag Warning - Catastrophic Fires | 2038 | 9.4531e-08 | 9.4531e-08 | 16832.3912 | 280.5544 | 10192.2718 | 6359.5651 | 0 | 0 | 9.7447e-05 | 0.0015912 | 0 | 0.0015912 | 0.0015912 | 0 | 0.0015912 | 0 | 0.0091948 | 0.020155 | 0 | 0.020155 | 0 | 9.1043e-07 | 1.8209e-06 | 0 | 1.8209e-06 | [12 empty] | 7.3.3.17.5 (Remote Grid) Updates to grid topology to minimize risk of ignition in HFTDs Remote GridWLDFRContaminationAggregated | WLDFR | HFTD - Distribution - Tier 2 - 2QU CoRE ¦ 3QU LoRE | Non-Red Flag Warning - Large Fires | Contamination | Aggregated | 2038 | 1.5845e-07 | 946.5765 | 0.00014998 | 2038 | Mitigation | 0.95 | 45 | 0 | esc | 0.00097009 | 1.5371e-10 | 0.00097009 | 1.5371e-10
[79 empty] | WLDFR | HFTD - Distribution - Tier 3 - 1QU CoRE ¦ 4QU LoRE | Red Flag Warning - Catastrophic Fires | 2039 | 9.4531e-08 | 9.4531e-08 | 16832.3912 | 280.5544 | 10192.2718 | 6359.5651 | 0 | 0 | 9.7447e-05 | 0.0015912 | 0 | 0.0015912 | 0.0015912 | 0 | 0.0015912 | 0 | 0 | 0.020155 | 0 | 0.020155 | 0 | 9.1043e-07 | 1.8209e-06 | 0 | 1.8209e-06 | [12 empty] | 7.3.3.17.5 (Remote Grid) Updates to grid topology to minimize risk of ignition in HFTDs Remote GridWLDFRContaminationAggregated | WLDFR | HFTD - Distribution - Tier 2 - 2QU CoRE ¦ 3QU LoRE | Non-Red Flag Warning - Large Fires | Contamination | Aggregated | 2039 | 1.5845e-07 | 946.5765 | 0.00014998 | 2039 | Mitigation | 0.95 | 45 | 0 | esc | 0.00097009 | 1.5371e-10 | 0.00097009 | 1.5371e-10
[79 empty] | WLDFR | HFTD - Distribution - Tier 3 - 1QU CoRE ¦ 4QU LoRE | Red Flag Warning - Catastrophic Fires | 2040 | 9.4531e-08 | 9.4531e-08 | 16832.3912 | 280.5544 | 10192.2718 | 6359.5651 | 0 | 0 | 9.7447e-05 | 0.0015912 | 0 | 0.0015912 | 0.0015912 | 0 | 0.0015912 | 0 | 0 | 0 | 0 | 0 | 0 | 9.1043e-07 | 1.8209e-06 | 0 | 1.8209e-06 | [12 empty] | 7.3.3.17.5 (Remote Grid) Updates to grid topology to minimize risk of ignition in HFTDs Remote GridWLDFRContaminationAggregated | WLDFR | HFTD - Distribution - Tier 2 - 2QU CoRE ¦ 3QU LoRE | Non-Red Flag Warning - Large Fires | Contamination | Aggregated | 2040 | 1.5845e-07 | 946.5765 | 0.00014998 | 2040 | Mitigation | 0.95 | 45 | 0 | esc | 0.00097009 | 1.5371e-10 | 0.00097009 | 1.5371e-10
[79 empty] | WLDFR | HFTD - Distribution - Tier 3 - 1QU CoRE ¦ 4QU LoRE | Red Flag Warning - Catastrophic Fires | 2041 | 9.4531e-08 | 9.4531e-08 | 16832.3912 | 280.5544 | 10192.2718 | 6359.5651 | 0 | 0 | 9.7447e-05 | 0.0015912 | 0 | 0.0015912 | 0.0015912 | 0 | 0.0015912 | 0 | 1.1234e-05 | 0 | 0 | 0 | 0 | 9.6456e-07 | 1.9291e-06 | 0 | 1.9291e-06 | [12 empty] | 7.3.3.17.5 (Remote Grid) Updates to grid topology to minimize risk of ignition in HFTDs Remote GridWLDFRContaminationAggregated | WLDFR | HFTD - Distribution - Tier 2 - 2QU CoRE ¦ 3QU LoRE | Non-Red Flag Warning - Large Fires | Contamination | Aggregated | 2041 | 1.5845e-07 | 946.5765 | 0.00014998 | 2041 | Mitigation | 0.95 | 45 | 0 | esc | 0.00097009 | 1.5371e-10 | 0.00097009 | 1.5371e-10
[79 empty] | WLDFR | HFTD - Distribution - Tier 3 - 1QU CoRE ¦ 4QU LoRE | Red Flag Warning - Catastrophic Fires | 2042 | 9.4531e-08 | 9.4531e-08 | 16832.3912 | 280.5544 | 10192.2718 | 6359.5651 | 0 | 0 | 9.7447e-05 | 0.0015912 | 0 | 0.0015912 | 0.0015912 | 0 | 0.0015912 | 0 | 1.1736e-05 | 2.5727e-05 | 0 | 2.5727e-05 | 0 | 9.6456e-07 | 1.9291e-06 | 0 | 1.9291e-06 | [12 empty] | 7.3.3.17.5 (Remote Grid) Updates to grid topology to minimize risk of ignition in HFTDs Remote GridWLDFRContaminationAggregated | WLDFR | HFTD - Distribution - Tier 2 - 2QU CoRE ¦ 3QU LoRE | Non-Red Flag Warning - Large Fires | Contamination | Aggregated | 2042 | 1.5845e-07 | 946.5765 | 0.00014998 | 2042 | Mitigation | 0.95 | 45 | 0 | esc | 0.00097009 | 1.5371e-10 | 0.00097009 | 1.5371e-10
[79 empty] | WLDFR | HFTD - Distribution - Tier 3 - 1QU CoRE ¦ 4QU LoRE | Red Flag Warning - Catastrophic Fires | 2043 | 9.4531e-08 | 9.4531e-08 | 17672.0852 | 299.42 | 10692.7362 | 6679.929 | 0 | 0 | 9.7447e-05 | 0.0016706 | 0 | 0.0016706 | 0.0016706 | 0 | 0.0016706 | 0 | 1.1736e-05 | 2.5727e-05 | 0 | 2.5727e-05 | 0 | 9.6456e-07 | 1.9291e-06 | 0 | 1.9291e-06 | [12 empty] | 7.3.3.17.5 (Remote Grid) Updates to grid topology to minimize risk of ignition in HFTDs Remote GridWLDFRContaminationAggregated | WLDFR | HFTD - Distribution - Tier 2 - 2QU CoRE ¦ 3QU LoRE | Non-Red Flag Warning - Large Fires | Contamination | Aggregated | 2043 | 1.5845e-07 | 946.5765 | 0.00014998 | 2043 | Mitigation | 0.95 | 45 | 0 | esc | 0.00097009 | 1.5371e-10 | 0.00097009 | 1.5371e-10
[79 empty] | WLDFR | HFTD - Distribution - Tier 3 - 1QU CoRE ¦ 4QU LoRE | Red Flag Warning - Catastrophic Fires | 2044 | 9.4531e-08 | 9.4531e-08 | 17672.0852 | 299.42 | 10692.7362 | 6679.929 | 0 | 0 | 9.7447e-05 | 0.0016706 | 0 | 0.0016706 | 0.0016706 | 0 | 0.0016706 | 0 | 1.1736e-05 | 2.5727e-05 | 0 | 2.5727e-05 | 0 | 9.6456e-07 | 1.9291e-06 | 0 | 1.9291e-06 | [12 empty] | 7.3.3.17.5 (Remote Grid) Updates to grid topology to minimize risk of ignition in HFTDs Remote GridWLDFRContaminationAggregated | WLDFR | HFTD - Distribution - Tier 2 - 2QU CoRE ¦ 3QU LoRE | Non-Red Flag Warning - Large Fires | Contamination | Aggregated | 2044 | 1.5845e-07 | 946.5765 | 0.00014998 | 2044 | Mitigation | 0.95 | 45 | 0 | esc | 0.00097009 | 1.5371e-10 | 0.00097009 | 1.5371e-10
[79 empty] | WLDFR | HFTD - Distribution - Tier 3 - 1QU CoRE ¦ 4QU LoRE | Red Flag Warning - Catastrophic Fires | 2045 | 9.4531e-08 | 9.4531e-08 | 17672.0852 | 299.42 | 10692.7362 | 6679.929 | 0 | 0 | 9.7447e-05 | 0.0016706 | 0 | 0.0016706 | 0.0016706 | 0 | 0.0016706 | 0 | 1.1736e-05 | 2.5727e-05 | 0 | 2.5727e-05 | 0 | 9.6456e-07 | 1.9291e-06 | 0 | 1.9291e-06 | [12 empty] | 7.3.3.17.5 (Remote Grid) Updates to grid topology to minimize risk of ignition in HFTDs Remote GridWLDFRContaminationAggregated | WLDFR | HFTD - Distribution - Tier 2 - 2QU CoRE ¦ 3QU LoRE | Non-Red Flag Warning - Large Fires | Contamination | Aggregated | 2045 | 1.5845e-07 | 946.5765 | 0.00014998 | 2045 | Mitigation | 0.95 | 45 | 0 | esc | 0.00097009 | 1.5371e-10 | 0.00097009 | 1.5371e-10
[79 empty] | WLDFR | HFTD - Distribution - Tier 3 - 1QU CoRE ¦ 4QU LoRE | Red Flag Warning - Catastrophic Fires | 2046 | 9.4531e-08 | 9.4531e-08 | 17672.0852 | 299.42 | 10692.7362 | 6679.929 | 0 | 0 | 9.7447e-05 | 0.0016706 | 0 | 0.0016706 | 0.0016706 | 0 | 0.0016706 | 0 | 1.1736e-05 | 2.5727e-05 | 0 | 2.5727e-05 | 0 | 1.0248e-06 | 2.0496e-06 | 0 | 2.0496e-06 | [12 empty] | 7.3.3.17.5 (Remote Grid) Updates to grid topology to minimize risk of ignition in HFTDs Remote GridWLDFRContaminationAggregated | WLDFR | HFTD - Distribution - Tier 2 - 2QU CoRE ¦ 3QU LoRE | Non-Red Flag Warning - Large Fires | Contamination | Aggregated | 2046 | 1.5845e-07 | 946.5765 | 0.00014998 | 2046 | Mitigation | 0.95 | 45 | 0 | esc | 0.00097009 | 1.5371e-10 | 0.00097009 | 1.5371e-10
[79 empty] | WLDFR | HFTD - Distribution - Tier 3 - 1QU CoRE ¦ 4QU LoRE | Red Flag Warning - Catastrophic Fires | 2047 | 9.4531e-08 | 9.4531e-08 | 17672.0852 | 299.42 | 10692.7362 | 6679.929 | 0 | 0 | 9.7447e-05 | 0.0016706 | 0 | 0.0016706 | 0.0016706 | 0 | 0.0016706 | 0 | 1.2384e-05 | 2.7146e-05 | 0 | 2.7146e-05 | 0 | 1.0248e-06 | 2.0496e-06 | 0 | 2.0496e-06 | [12 empty] | 7.3.3.17.5 (Remote Grid) Updates to grid topology to minimize risk of ignition in HFTDs Remote GridWLDFRContaminationAggregated | WLDFR | HFTD - Distribution - Tier 2 - 2QU CoRE ¦ 3QU LoRE | Non-Red Flag Warning - Large Fires | Contamination | Aggregated | 2047 | 1.5845e-07 | 946.5765 | 0.00014998 | 2047 | Mitigation | 0.95 | 45 | 0 | esc | 0.00097009 | 1.5371e-10 | 0.00097009 | 1.5371e-10
[79 empty] | WLDFR | HFTD - Distribution - Tier 3 - 1QU CoRE ¦ 4QU LoRE | Red Flag Warning - Catastrophic Fires | 2048 | 9.4531e-08 | 9.4531e-08 | 18552.3348 | 319.4911 | 11216.5626 | 7016.281 | 0 | 0 | 9.7447e-05 | 0.0017538 | 0 | 0.0017538 | 0.0017538 | 0 | 0.0017538 | 0 | 1.2384e-05 | 2.7146e-05 | 0 | 2.7146e-05 | 0 | 1.0248e-06 | 2.0496e-06 | 0 | 2.0496e-06 | [12 empty] | 7.3.3.17.5 (Remote Grid) Updates to grid topology to minimize risk of ignition in HFTDs Remote GridWLDFRContaminationAggregated | WLDFR | HFTD - Distribution - Tier 2 - 2QU CoRE ¦ 3QU LoRE | Non-Red Flag Warning - Large Fires | Contamination | Aggregated | 2048 | 1.5845e-07 | 946.5765 | 0.00014998 | 2048 | Mitigation | 0.95 | 45 | 0 | esc | 0.00097009 | 1.5371e-10 | 0.00097009 | 1.5371e-10
[79 empty] | WLDFR | HFTD - Distribution - Tier 3 - 1QU CoRE ¦ 4QU LoRE | Red Flag Warning - Catastrophic Fires | 2049 | 9.4531e-08 | 9.4531e-08 | 18552.3348 | 319.4911 | 11216.5626 | 7016.281 | 0 | 0 | 9.7447e-05 | 0.0017538 | 0 | 0.0017538 | 0.0017538 | 0 | 0.0017538 | 0 | 1.2384e-05 | 2.7146e-05 | 0 | 2.7146e-05 | 0 | 1.0248e-06 | 2.0496e-06 | 0 | 2.0496e-06 | [12 empty] | 7.3.3.17.5 (Remote Grid) Updates to grid topology to minimize risk of ignition in HFTDs Remote GridWLDFRContaminationAggregated | WLDFR | HFTD - Distribution - Tier 2 - 2QU CoRE ¦ 3QU LoRE | Non-Red Flag Warning - Large Fires | Contamination | Aggregated | 2049 | 1.5845e-07 | 946.5765 | 0.00014998 | 2049 | Mitigation | 0.95 | 45 | 0 | esc | 0.00097009 | 1.5371e-10 | 0.00097009 | 1.5371e-10
[79 empty] | WLDFR | HFTD - Distribution - Tier 3 - 1QU CoRE ¦ 4QU LoRE | Red Flag Warning - Catastrophic Fires | 2050 | 9.4531e-08 | 9.4531e-08 | 18552.3348 | 319.4911 | 11216.5626 | 7016.281 | 0 | 0 | 9.7447e-05 | 0.0017538 | 0 | 0.0017538 | 0.0017538 | 0 | 0.0017538 | 0 | 1.2384e-05 | 2.7146e-05 | 0 | 2.7146e-05 | 0 | 1.0248e-06 | 2.0496e-06 | 0 | 2.0496e-06 | [12 empty] | 7.3.3.17.5 (Remote Grid) Updates to grid topology to minimize risk of ignition in HFTDs Remote GridWLDFRContaminationAggregated | WLDFR | HFTD - Distribution - Tier 2 - 2QU CoRE ¦ 3QU LoRE | Non-Red Flag Warning - Large Fires | Contamination | Aggregated | 2050 | 1.5845e-07 | 946.5765 | 0.00014998 | 2050 | Mitigation | 0.95 | 45 | 0 | esc | 0.00097009 | 1.5371e-10 | 0.00097009 | 1.5371e-10
[79 empty] | WLDFR | HFTD - Distribution - Tier 3 - 1QU CoRE ¦ 4QU LoRE | Red Flag Warning - Catastrophic Fires | 2051 | 9.4531e-08 | 9.4531e-08 | 18552.3348 | 319.4911 | 11216.5626 | 7016.281 | 0 | 0 | 9.7447e-05 | 0.0017538 | 0 | 0.0017538 | 0.0017538 | 0 | 0.0017538 | 0 | 1.2384e-05 | 2.7146e-05 | 0 | 2.7146e-05 | 0 | 1.0907e-06 | 2.1814e-06 | 0 | 2.1814e-06 | [12 empty] | 7.3.3.17.5 (Remote Grid) Updates to grid topology to minimize risk of ignition in HFTDs Remote GridWLDFRContaminationAggregated | WLDFR | HFTD - Distribution - Tier 2 - 2QU CoRE ¦ 3QU LoRE | Non-Red Flag Warning - Large Fires | Contamination | Aggregated | 2051 | 1.5845e-07 | 946.5765 | 0.00014998 | 2051 | Mitigation | 0.95 | 45 | 0 | esc | 0.00097009 | 1.5371e-10 | 0.00097009 | 1.5371e-10
[79 empty] | WLDFR | HFTD - Distribution - Tier 3 - 1QU CoRE ¦ 4QU LoRE | Red Flag Warning - Catastrophic Fires | 2052 | 9.4531e-08 | 9.4531e-08 | 18552.3348 | 319.4911 | 11216.5626 | 7016.281 | 0 | 0 | 9.7447e-05 | 0.0017538 | 0 | 0.0017538 | 0.0017538 | 0 | 0.0017538 | 0 | 1.312e-05 | 2.876e-05 | 0 | 2.876e-05 | 0 | 1.0907e-06 | 2.1814e-06 | 0 | 2.1814e-06 | [12 empty] | 7.3.3.17.5 (Remote Grid) Updates to grid topology to minimize risk of ignition in HFTDs Remote GridWLDFRContaminationAggregated | WLDFR | HFTD - Distribution - Tier 2 - 2QU CoRE ¦ 3QU LoRE | Non-Red Flag Warning - Large Fires | Contamination | Aggregated | 2052 | 1.5845e-07 | 946.5765 | 0.00014998 | 2052 | Mitigation | 0.95 | 45 | 0 | esc | 0.00097009 | 1.5371e-10 | 0.00097009 | 1.5371e-10
[79 empty] | WLDFR | HFTD - Distribution - Tier 3 - 1QU CoRE ¦ 4QU LoRE | Red Flag Warning - Catastrophic Fires | 2053 | 9.4531e-08 | 9.4531e-08 | 19462.1283 | 340.5356 | 11757.1413 | 7364.4514 | 0 | 0 | 9.7447e-05 | 0.0018398 | 0 | 0.0018398 | 0.0018398 | 0 | 0.0018398 | 0 | 1.312e-05 | 2.876e-05 | 0 | 2.876e-05 | 0 | 1.0907e-06 | 2.1814e-06 | 0 | 2.1814e-06 | [12 empty] | 7.3.3.17.5 (Remote Grid) Updates to grid topology to minimize risk of ignition in HFTDs Remote GridWLDFRContaminationAggregated | WLDFR | HFTD - Distribution - Tier 2 - 2QU CoRE ¦ 3QU LoRE | Non-Red Flag Warning - Large Fires | Contamination | Aggregated | 2053 | 1.5845e-07 | 946.5765 | 0.00014998 | 2053 | Mitigation | 0.95 | 45 | 0 | esc | 0.00097009 | 1.5371e-10 | 0.00097009 | 1.5371e-10
[79 empty] | WLDFR | HFTD - Distribution - Tier 3 - 1QU CoRE ¦ 4QU LoRE | Red Flag Warning - Catastrophic Fires | 2054 | 9.4531e-08 | 9.4531e-08 | 19462.1283 | 340.5356 | 11757.1413 | 7364.4514 | 0 | 0 | 9.7447e-05 | 0.0018398 | 0 | 0.0018398 | 0.0018398 | 0 | 0.0018398 | 0 | 1.312e-05 | 2.876e-05 | 0 | 2.876e-05 | 0 | 1.0907e-06 | 2.1814e-06 | 0 | 2.1814e-06 | [12 empty] | 7.3.3.17.5 (Remote Grid) Updates to grid topology to minimize risk of ignition in HFTDs Remote GridWLDFRContaminationAggregated | WLDFR | HFTD - Distribution - Tier 2 - 2QU CoRE ¦ 3QU LoRE | Non-Red Flag Warning - Large Fires | Contamination | Aggregated | 2054 | 1.5845e-07 | 946.5765 | 0.00014998 | 2054 | Mitigation | 0.95 | 45 | 0 | esc | 0.00097009 | 1.5371e-10 | 0.00097009 | 1.5371e-10
[79 empty] | WLDFR | HFTD - Distribution - Tier 3 - 1QU CoRE ¦ 4QU LoRE | Red Flag Warning - Catastrophic Fires | 2055 | 9.4531e-08 | 9.4531e-08 | 19462.1283 | 340.5356 | 11757.1413 | 7364.4514 | 0 | 0 | 9.7447e-05 | 0.0018398 | 0 | 0.0018398 | 0.0018398 | 0 | 0.0018398 | 0 | 1.312e-05 | 2.876e-05 | 0 | 2.876e-05 | 0 | 1.0907e-06 | 2.1814e-06 | 0 | 2.1814e-06 | [12 empty] | 7.3.3.17.5 (Remote Grid) Updates to grid topology to minimize risk of ignition in HFTDs Remote GridWLDFRContaminationAggregated | WLDFR | HFTD - Distribution - Tier 2 - 2QU CoRE ¦ 3QU LoRE | Non-Red Flag Warning - Large Fires | Contamination | Aggregated | 2055 | 1.5845e-07 | 946.5765 | 0.00014998 | 2055 | Mitigation | 0.95 | 45 | 0 | esc | 0.00097009 | 1.5371e-10 | 0.00097009 | 1.5371e-10
[79 empty] | WLDFR | HFTD - Distribution - Tier 3 - 1QU CoRE ¦ 4QU LoRE | Red Flag Warning - Catastrophic Fires | 2056 | 9.4531e-08 | 9.4531e-08 | 19462.1283 | 340.5356 | 11757.1413 | 7364.4514 | 0 | 0 | 9.7447e-05 | 0.0018398 | 0 | 0.0018398 | 0.0018398 | 0 | 0.0018398 | 0 | 1.312e-05 | 2.876e-05 | 0 | 2.876e-05 | 0 | 1.1617e-06 | 2.3234e-06 | 0 | 2.3234e-06 | [12 empty] | 7.3.3.17.5 (Remote Grid) Updates to grid topology to minimize risk of ignition in HFTDs Remote GridWLDFRContaminationAggregated | WLDFR | HFTD - Distribution - Tier 2 - 2QU CoRE ¦ 3QU LoRE | Non-Red Flag Warning - Large Fires | Contamination | Aggregated | 2056 | 1.5845e-07 | 946.5765 | 0.00014998 | 2056 | Mitigation | 0.95 | 45 | 0 | esc | 0.00097009 | 1.5371e-10 | 0.00097009 | 1.5371e-10
[79 empty] | WLDFR | HFTD - Distribution - Tier 3 - 1QU CoRE ¦ 4QU LoRE | Red Flag Warning - Catastrophic Fires | 2057 | 9.4531e-08 | 9.4531e-08 | 19462.1283 | 340.5356 | 11757.1413 | 7364.4514 | 0 | 0 | 9.7447e-05 | 0.0018398 | 0 | 0.0018398 | 0.0018398 | 0 | 0.0018398 | 0 | 1.394e-05 | 3.0556e-05 | 0 | 3.0556e-05 | 0 | 1.1617e-06 | 2.3234e-06 | 0 | 2.3234e-06 | [12 empty] | 7.3.3.17.5 (Remote Grid) Updates to grid topology to minimize risk of ignition in HFTDs Remote GridWLDFRContaminationAggregated | WLDFR | HFTD - Distribution - Tier 2 - 2QU CoRE ¦ 3QU LoRE | Non-Red Flag Warning - Large Fires | Contamination | Aggregated | 2057 | 1.5845e-07 | 946.5765 | 0.00014998 | 2057 | Mitigation | 0.95 | 45 | 0 | esc | 0.00097009 | 1.5371e-10 | 0.00097009 | 1.5371e-10
[79 empty] | WLDFR | HFTD - Distribution - Tier 3 - 1QU CoRE ¦ 4QU LoRE | Red Flag Warning - Catastrophic Fires | 2058 | 9.4531e-08 | 9.4531e-08 | 20390.4035 | 362.3049 | 12307.8747 | 7720.2238 | 0 | 0 | 9.7447e-05 | 0.0019275 | 0 | 0.0019275 | 0.0019275 | 0 | 0.0019275 | 0 | 1.394e-05 | 3.0556e-05 | 0 | 3.0556e-05 | 0 | 1.1617e-06 | 2.3234e-06 | 0 | 2.3234e-06 | [12 empty] | 7.3.3.17.5 (Remote Grid) Updates to grid topology to minimize risk of ignition in HFTDs Remote GridWLDFRContaminationAggregated | WLDFR | HFTD - Distribution - Tier 2 - 2QU CoRE ¦ 3QU LoRE | Non-Red Flag Warning - Large Fires | Contamination | Aggregated | 2058 | 1.5845e-07 | 946.5765 | 0.00014998 | 2058 | Mitigation | 0.95 | 45 | 0 | esc | 0.00097009 | 1.5371e-10 | 0.00097009 | 1.5371e-10
[79 empty] | WLDFR | HFTD - Distribution - Tier 3 - 1QU CoRE ¦ 4QU LoRE | Red Flag Warning - Catastrophic Fires | 2059 | 9.4531e-08 | 9.4531e-08 | 20390.4035 | 362.3049 | 12307.8747 | 7720.2238 | 0 | 0 | 9.7447e-05 | 0.0019275 | 0 | 0.0019275 | 0.0019275 | 0 | 0.0019275 | 0 | 1.394e-05 | 3.0556e-05 | 0 | 3.0556e-05 | 0 | 1.1617e-06 | 2.3234e-06 | 0 | 2.3234e-06 | [12 empty] | 7.3.3.17.5 (Remote Grid) Updates to grid topology to minimize risk of ignition in HFTDs Remote GridWLDFRContaminationAggregated | WLDFR | HFTD - Distribution - Tier 2 - 2QU CoRE ¦ 3QU LoRE | Non-Red Flag Warning - Large Fires | Contamination | Aggregated | 2059 | 1.5845e-07 | 946.5765 | 0.00014998 | 2059 | Mitigation | 0.95 | 45 | 0 | esc | 0.00097009 | 1.5371e-10 | 0.00097009 | 1.5371e-10
[79 empty] | WLDFR | HFTD - Distribution - Tier 3 - 1QU CoRE ¦ 4QU LoRE | Red Flag Warning - Catastrophic Fires | 2060 | 9.4531e-08 | 9.4531e-08 | 20390.4035 | 362.3049 | 12307.8747 | 7720.2238 | 0 | 0 | 9.7447e-05 | 0.0019275 | 0 | 0.0019275 | 0.0019275 | 0 | 0.0019275 | 0 | 1.394e-05 | 3.0556e-05 | 0 | 3.0556e-05 | 0 | 0 | 2.3234e-06 | 0 | 2.3234e-06 | [12 empty] | 7.3.3.17.5 (Remote Grid) Updates to grid topology to minimize risk of ignition in HFTDs Remote GridWLDFRContaminationAggregated | WLDFR | HFTD - Distribution - Tier 2 - 2QU CoRE ¦ 3QU LoRE | Non-Red Flag Warning - Large Fires | Contamination | Aggregated | 2060 | 1.5845e-07 | 946.5765 | 0.00014998 | 2060 | Mitigation | 0.95 | 45 | 0 | esc | 0.00097009 | 1.5371e-10 | 0.00097009 | 1.5371e-10
[79 empty] | WLDFR | HFTD - Distribution - Tier 3 - 1QU CoRE ¦ 4QU LoRE | Red Flag Warning - Catastrophic Fires | 2061 | 9.4531e-08 | 9.4531e-08 | 20390.4035 | 362.3049 | 12307.8747 | 7720.2238 | 0 | 0 | 9.7447e-05 | 0.0019275 | 0 | 0.0019275 | 0.0019275 | 0 | 0.0019275 | 0 | 1.394e-05 | 3.0556e-05 | 0 | 3.0556e-05 | 0 | 0 | 0 | 0 | 0 | [12 empty] | 7.3.3.17.5 (Remote Grid) Updates to grid topology to minimize risk of ignition in HFTDs Remote GridWLDFRContaminationAggregated | WLDFR | HFTD - Distribution - Tier 2 - 2QU CoRE ¦ 3QU LoRE | Non-Red Flag Warning - Large Fires | Contamination | Aggregated | 2061 | 1.5845e-07 | 946.5765 | 0.00014998 | 2061 | Mitigation | 0.95 | 45 | 0 | esc | 0.00097009 | 1.5371e-10 | 0.00097009 | 1.5371e-10
[79 empty] | WLDFR | HFTD - Distribution - Tier 3 - 1QU CoRE ¦ 4QU LoRE | Red Flag Warning - Catastrophic Fires | 2062 | 9.4531e-08 | 9.4531e-08 | 20390.4035 | 362.3049 | 12307.8747 | 7720.2238 | 0 | 0 | 9.7447e-05 | 0.0019275 | 0 | 0.0019275 | 0.0019275 | 0 | 0.0019275 | 0 | 1.4836e-05 | 3.2521e-05 | 0 | 3.2521e-05 | 0 | 0 | 0 | 0 | 0 | [12 empty] | 7.3.3.17.5 (Remote Grid) Updates to grid topology to minimize risk of ignition in HFTDs Remote GridWLDFRContaminationAggregated | WLDFR | HFTD - Distribution - Tier 2 - 2QU CoRE ¦ 3QU LoRE | Non-Red Flag Warning - Large Fires | Contamination | Aggregated | 2062 | 1.5845e-07 | 946.5765 | 0.00014998 | 2062 | Mitigation | 0.95 | 45 | 0 | esc | 0.00097009 | 1.5371e-10 | 0.00097009 | 1.5371e-10
[79 empty] | WLDFR | HFTD - Distribution - Tier 3 - 1QU CoRE ¦ 4QU LoRE | Red Flag Warning - Catastrophic Fires | 2063 | 9.4531e-08 | 9.4531e-08 | 21325.9188 | 384.5316 | 12862.0997 | 8079.2876 | 0 | 0 | 9.7447e-05 | 0.002016 | 0 | 0.002016 | 0.002016 | 0 | 0.002016 | 0 | 1.4836e-05 | 3.2521e-05 | 0 | 3.2521e-05 | 0 | 8.467e-08 | 0 | 0 | 0 | [12 empty] | 7.3.3.17.5 (Remote Grid) Updates to grid topology to minimize risk of ignition in HFTDs Remote GridWLDFRContaminationAggregated | WLDFR | HFTD - Distribution - Tier 2 - 2QU CoRE ¦ 3QU LoRE | Non-Red Flag Warning - Large Fires | Contamination | Aggregated | 2063 | 1.5845e-07 | 946.5765 | 0.00014998 | 2063 | Mitigation | 0.95 | 45 | 0 | esc | 0.00097009 | 1.5371e-10 | 0.00097009 | 1.5371e-10
[79 empty] | WLDFR | HFTD - Distribution - Tier 3 - 1QU CoRE ¦ 4QU LoRE | Red Flag Warning - Catastrophic Fires | 2064 | 9.4531e-08 | 9.4531e-08 | 21325.9188 | 384.5316 | 12862.0997 | 8079.2876 | 0 | 0 | 9.7447e-05 | 0.002016 | 0 | 0.002016 | 0.002016 | 0 | 0.002016 | 0 | 1.4836e-05 | 3.2521e-05 | 0 | 3.2521e-05 | 0 | 8.7396e-08 | 1.7479e-07 | 0 | 1.7479e-07 | [12 empty] | 7.3.3.17.5 (Remote Grid) Updates to grid topology to minimize risk of ignition in HFTDs Remote GridWLDFRContaminationAggregated | WLDFR | HFTD - Distribution - Tier 2 - 2QU CoRE ¦ 3QU LoRE | Non-Red Flag Warning - Large Fires | Contamination | Aggregated | 2064 | 1.5845e-07 | 946.5765 | 0.00014998 | 2064 | Mitigation | 0.95 | 45 | 0 | esc | 0.00097009 | 1.5371e-10 | 0.00097009 | 1.5371e-10
[79 empty] | WLDFR | HFTD - Distribution - Tier 3 - 1QU CoRE ¦ 4QU LoRE | Red Flag Warning - Catastrophic Fires | 2065 | 9.4531e-08 | 9.4531e-08 | 21325.9188 | 384.5316 | 12862.0997 | 8079.2876 | 0 | 0 | 9.7447e-05 | 0.002016 | 0 | 0.002016 | 0.002016 | 0 | 0.002016 | 0 | 1.4836e-05 | 3.2521e-05 | 0 | 3.2521e-05 | 0 | 8.7396e-08 | 1.7479e-07 | 0 | 1.7479e-07 | [12 empty] | 7.3.3.17.5 (Remote Grid) Updates to grid topology to minimize risk of ignition in HFTDs Remote GridWLDFRContaminationAggregated | WLDFR | HFTD - Distribution - Tier 2 - 2QU CoRE ¦ 3QU LoRE | Non-Red Flag Warning - Large Fires | Contamination | Aggregated | 2065 | 1.5845e-07 | 946.5765 | 0.00014998 | 2065 | Mitigation | 0.95 | 45 | 0 | esc | 0.00097009 | 1.5371e-10 | 0.00097009 | 1.5371e-10
[79 empty] | WLDFR | HFTD - Distribution - Tier 3 - 1QU CoRE ¦ 4QU LoRE | Red Flag Warning - Catastrophic Fires | 2066 | 9.4531e-08 | 9.4531e-08 | 21325.9188 | 384.5316 | 12862.0997 | 8079.2876 | 0 | 0 | 9.7447e-05 | 0.002016 | 0 | 0.002016 | 0.002016 | 0 | 0.002016 | 0 | 1.4836e-05 | 3.2521e-05 | 0 | 3.2521e-05 | 0 | 8.7396e-08 | 1.7479e-07 | 0 | 1.7479e-07 | [12 empty] | 7.3.3.17.5 (Remote Grid) Updates to grid topology to minimize risk of ignition in HFTDs Remote GridWLDFRContaminationAggregated | WLDFR | HFTD - Distribution - Tier 2 - 2QU CoRE ¦ 3QU LoRE | Non-Red Flag Warning - Large Fires | Contamination | Aggregated | 2066 | 1.5845e-07 | 946.5765 | 0.00014998 | 2066 | Mitigation | 0.95 | 45 | 0 | esc | 0.00097009 | 1.5371e-10 | 0.00097009 | 1.5371e-10
[79 empty] | WLDFR | HFTD - Distribution - Tier 3 - 1QU CoRE ¦ 4QU LoRE | Red Flag Warning - Catastrophic Fires | 2067 | 0 | 9.4531e-08 | 21325.9188 | 384.5316 | 12862.0997 | 8079.2876 | 0 | 0 | 9.7447e-05 | 0 | 0 | 0 | 0.002016 | 0 | 0.002016 | 0 | 1.5801e-05 | 3.4637e-05 | 0 | 3.4637e-05 | 0 | 8.7396e-08 | 1.7479e-07 | 0 | 1.7479e-07 | [12 empty] | 7.3.3.17.5 (Remote Grid) Updates to grid topology to minimize risk of ignition in HFTDs Remote GridWLDFRContaminationAggregated | WLDFR | HFTD - Distribution - Tier 2 - 2QU CoRE ¦ 3QU LoRE | Non-Red Flag Warning - Large Fires | Contamination | Aggregated | 2067 | 1.5845e-07 | 946.5765 | 0.00014998 | 2067 | Mitigation | 0.95 | 45 | 0 | esc | 0 | 0 | 0.00097009 | 1.5371e-10
[79 empty] | WLDFR | HFTD - Distribution - Tier 3 - 1QU CoRE ¦ 4QU LoRE | Red Flag Warning - Destructive Fires | 2022 | 1.2257e-08 | 0 | 8807.9522 | 222.2294 | 8585.7228 | 0 | 0 | 0 | 1.2635e-05 | 0.00010796 | 0 | 0.00010796 | 0 | 0 | 0 | 0 | 1.5801e-05 | 3.4637e-05 | 0 | 3.4637e-05 | 0 | 8.7396e-08 | 1.7479e-07 | 0 | 1.7479e-07 | [12 empty] | 7.3.3.17.5 (Remote Grid) Updates to grid topology to minimize risk of ignition in HFTDs Remote GridWLDFREquipment / facility failureAggregated | WLDFR | HFTD - Distribution - Tier 2 - 2QU CoRE ¦ 3QU LoRE | Non-Red Flag Warning - Large Fires | Equipment / facility failure | Aggregated | 2022 | 2.883e-06 | 946.5765 | 0.002729 | 2022 | Mitigation | 0.95 | 45 | 0 | esc | 0.00097009 | 2.7967e-09 | 0 | 0
[79 empty] | WLDFR | HFTD - Distribution - Tier 3 - 1QU CoRE ¦ 4QU LoRE | Red Flag Warning - Destructive Fires | 2023 | 1.2257e-08 | 1.2257e-08 | 9129.7461 | 233.2301 | 8896.516 | 0 | 0 | 0 | 1.2635e-05 | 0.0001119 | 0 | 0.0001119 | 0.0001119 | 0 | 0.0001119 | 0 | 1.5801e-05 | 3.4637e-05 | 0 | 3.4637e-05 | 0 | 9.0872e-08 | 1.8174e-07 | 0 | 1.8174e-07 | [12 empty] | 7.3.3.17.5 (Remote Grid) Updates to grid topology to minimize risk of ignition in HFTDs Remote GridWLDFREquipment / facility failureAggregated | WLDFR | HFTD - Distribution - Tier 2 - 2QU CoRE ¦ 3QU LoRE | Non-Red Flag Warning - Large Fires | Equipment / facility failure | Aggregated | 2023 | 2.883e-06 | 946.5765 | 0.002729 | 2023 | Mitigation | 0.95 | 45 | 0 | esc | 0.00097009 | 2.7967e-09 | 0.00097009 | 2.7967e-09
[79 empty] | WLDFR | HFTD - Distribution - Tier 3 - 1QU CoRE ¦ 4QU LoRE | Red Flag Warning - Destructive Fires | 2024 | 1.2257e-08 | 1.2257e-08 | 9129.7461 | 233.2301 | 8896.516 | 0 | 0 | 0 | 1.2635e-05 | 0.0001119 | 0 | 0.0001119 | 0.0001119 | 0 | 0.0001119 | 0 | 1.5801e-05 | 3.4637e-05 | 0 | 3.4637e-05 | 0 | 9.0872e-08 | 1.8174e-07 | 0 | 1.8174e-07 | [12 empty] | 7.3.3.17.5 (Remote Grid) Updates to grid topology to minimize risk of ignition in HFTDs Remote GridWLDFREquipment / facility failureAggregated | WLDFR | HFTD - Distribution - Tier 2 - 2QU CoRE ¦ 3QU LoRE | Non-Red Flag Warning - Large Fires | Equipment / facility failure | Aggregated | 2024 | 2.883e-06 | 946.5765 | 0.002729 | 2024 | Mitigation | 0.95 | 45 | 0 | esc | 0.00097009 | 2.7967e-09 | 0.00097009 | 2.7967e-09
[79 empty] | WLDFR | HFTD - Distribution - Tier 3 - 1QU CoRE ¦ 4QU LoRE | Red Flag Warning - Destructive Fires | 2025 | 1.2257e-08 | 1.2257e-08 | 9129.7461 | 233.2301 | 8896.516 | 0 | 0 | 0 | 1.2635e-05 | 0.0001119 | 0 | 0.0001119 | 0.0001119 | 0 | 0.0001119 | 0 | 1.5801e-05 | 3.4637e-05 | 0 | 3.4637e-05 | 0 | 9.0872e-08 | 1.8174e-07 | 0 | 1.8174e-07 | [12 empty] | 7.3.3.17.5 (Remote Grid) Updates to grid topology to minimize risk of ignition in HFTDs Remote GridWLDFREquipment / facility failureAggregated | WLDFR | HFTD - Distribution - Tier 2 - 2QU CoRE ¦ 3QU LoRE | Non-Red Flag Warning - Large Fires | Equipment / facility failure | Aggregated | 2025 | 2.883e-06 | 946.5765 | 0.002729 | 2025 | Mitigation | 0.95 | 45 | 0 | esc | 0.00097009 | 2.7967e-09 | 0.00097009 | 2.7967e-09
[79 empty] | WLDFR | HFTD - Distribution - Tier 3 - 1QU CoRE ¦ 4QU LoRE | Red Flag Warning - Destructive Fires | 2026 | 1.2257e-08 | 1.2257e-08 | 9129.7461 | 233.2301 | 8896.516 | 0 | 0 | 0 | 1.2635e-05 | 0.0001119 | 0 | 0.0001119 | 0.0001119 | 0 | 0.0001119 | 0 | 1.6828e-05 | 3.6888e-05 | 0 | 3.6888e-05 | 0 | 9.0872e-08 | 1.8174e-07 | 0 | 1.8174e-07 | [12 empty] | 7.3.3.17.5 (Remote Grid) Updates to grid topology to minimize risk of ignition in HFTDs Remote GridWLDFREquipment / facility failureAggregated | WLDFR | HFTD - Distribution - Tier 2 - 2QU CoRE ¦ 3QU LoRE | Non-Red Flag Warning - Large Fires | Equipment / facility failure | Aggregated | 2026 | 2.883e-06 | 946.5765 | 0.002729 | 2026 | Mitigation | 0.95 | 45 | 0 | esc | 0.00097009 | 2.7967e-09 | 0.00097009 | 2.7967e-09
[79 empty] | WLDFR | HFTD - Distribution - Tier 3 - 1QU CoRE ¦ 4QU LoRE | Red Flag Warning - Destructive Fires | 2027 | 1.2257e-08 | 1.2257e-08 | 9129.7461 | 233.2301 | 8896.516 | 0 | 0 | 0 | 1.2635e-05 | 0.0001119 | 0 | 0.0001119 | 0.0001119 | 0 | 0.0001119 | 0 | 1.6828e-05 | 3.6888e-05 | 0 | 3.6888e-05 | 0 | 9.0872e-08 | 1.8174e-07 | 0 | 1.8174e-07 | [12 empty] | 7.3.3.17.5 (Remote Grid) Updates to grid topology to minimize risk of ignition in HFTDs Remote GridWLDFREquipment / facility failureAggregated | WLDFR | HFTD - Distribution - Tier 2 - 2QU CoRE ¦ 3QU LoRE | Non-Red Flag Warning - Large Fires | Equipment / facility failure | Aggregated | 2027 | 2.883e-06 | 946.5765 | 0.002729 | 2027 | Mitigation | 0.95 | 45 | 0 | esc | 0.00097009 | 2.7967e-09 | 0.00097009 | 2.7967e-09
[79 empty] | WLDFR | HFTD - Distribution - Tier 3 - 1QU CoRE ¦ 4QU LoRE | Red Flag Warning - Destructive Fires | 2028 | 1.2257e-08 | 1.2257e-08 | 9534.9221 | 247.273 | 9287.6491 | 0 | 0 | 0 | 1.2635e-05 | 0.00011687 | 0 | 0.00011687 | 0.00011687 | 0 | 0.00011687 | 0 | 1.6828e-05 | 3.6888e-05 | 0 | 3.6888e-05 | 0 | 9.479e-08 | 1.8958e-07 | 0 | 1.8958e-07 | [12 empty] | 7.3.3.17.5 (Remote Grid) Updates to grid topology to minimize risk of ignition in HFTDs Remote GridWLDFREquipment / facility failureAggregated | WLDFR | HFTD - Distribution - Tier 2 - 2QU CoRE ¦ 3QU LoRE | Non-Red Flag Warning - Large Fires | Equipment / facility failure | Aggregated | 2028 | 2.883e-06 | 946.5765 | 0.002729 | 2028 | Mitigation | 0.95 | 45 | 0 | esc | 0.00097009 | 2.7967e-09 | 0.00097009 | 2.7967e-09
[79 empty] | WLDFR | HFTD - Distribution - Tier 3 - 1QU CoRE ¦ 4QU LoRE | Red Flag Warning - Destructive Fires | 2029 | 1.2257e-08 | 1.2257e-08 | 9534.9221 | 247.273 | 9287.6491 | 0 | 0 | 0 | 1.2635e-05 | 0.00011687 | 0 | 0.00011687 | 0.00011687 | 0 | 0.00011687 | 0 | 1.6828e-05 | 3.6888e-05 | 0 | 3.6888e-05 | 0 | 9.479e-08 | 1.8958e-07 | 0 | 1.8958e-07 | [12 empty] | 7.3.3.17.5 (Remote Grid) Updates to grid topology to minimize risk of ignition in HFTDs Remote GridWLDFREquipment / facility failureAggregated | WLDFR | HFTD - Distribution - Tier 2 - 2QU CoRE ¦ 3QU LoRE | Non-Red Flag Warning - Large Fires | Equipment / facility failure | Aggregated | 2029 | 2.883e-06 | 946.5765 | 0.002729 | 2029 | Mitigation | 0.95 | 45 | 0 | esc | 0.00097009 | 2.7967e-09 | 0.00097009 | 2.7967e-09
[79 empty] | WLDFR | HFTD - Distribution - Tier 3 - 1QU CoRE ¦ 4QU LoRE | Red Flag Warning - Destructive Fires | 2030 | 1.2257e-08 | 1.2257e-08 | 9534.9221 | 247.273 | 9287.6491 | 0 | 0 | 0 | 1.2635e-05 | 0.00011687 | 0 | 0.00011687 | 0.00011687 | 0 | 0.00011687 | 0 | 1.6828e-05 | 3.6888e-05 | 0 | 3.6888e-05 | 0 | 9.479e-08 | 1.8958e-07 | 0 | 1.8958e-07 | [12 empty] | 7.3.3.17.5 (Remote Grid) Updates to grid topology to minimize risk of ignition in HFTDs Remote GridWLDFREquipment / facility failureAggregated | WLDFR | HFTD - Distribution - Tier 2 - 2QU CoRE ¦ 3QU LoRE | Non-Red Flag Warning - Large Fires | Equipment / facility failure | Aggregated | 2030 | 2.883e-06 | 946.5765 | 0.002729 | 2030 | Mitigation | 0.95 | 45 | 0 | esc | 0.00097009 | 2.7967e-09 | 0.00097009 | 2.7967e-09
[79 empty] | WLDFR | HFTD - Distribution - Tier 3 - 1QU CoRE ¦ 4QU LoRE | Red Flag Warning - Destructive Fires | 2031 | 1.2257e-08 | 1.2257e-08 | 9534.9221 | 247.273 | 9287.6491 | 0 | 0 | 0 | 1.2635e-05 | 0.00011687 | 0 | 0.00011687 | 0.00011687 | 0 | 0.00011687 | 0 | 1.7904e-05 | 3.9247e-05 | 0 | 3.9247e-05 | 0 | 9.479e-08 | 1.8958e-07 | 0 | 1.8958e-07 | [12 empty] | 7.3.3.17.5 (Remote Grid) Updates to grid topology to minimize risk of ignition in HFTDs Remote GridWLDFREquipment / facility failureAggregated | WLDFR | HFTD - Distribution - Tier 2 - 2QU CoRE ¦ 3QU LoRE | Non-Red Flag Warning - Large Fires | Equipment / facility failure | Aggregated | 2031 | 2.883e-06 | 946.5765 | 0.002729 | 2031 | Mitigation | 0.95 | 45 | 0 | esc | 0.00097009 | 2.7967e-09 | 0.00097009 | 2.7967e-09
[79 empty] | WLDFR | HFTD - Distribution - Tier 3 - 1QU CoRE ¦ 4QU LoRE | Red Flag Warning - Destructive Fires | 2032 | 1.2257e-08 | 1.2257e-08 | 9534.9221 | 247.273 | 9287.6491 | 0 | 0 | 0 | 1.2635e-05 | 0.00011687 | 0 | 0.00011687 | 0.00011687 | 0 | 0.00011687 | 0 | 1.7904e-05 | 3.9247e-05 | 0 | 3.9247e-05 | 0 | 9.479e-08 | 1.8958e-07 | 0 | 1.8958e-07 | [12 empty] | 7.3.3.17.5 (Remote Grid) Updates to grid topology to minimize risk of ignition in HFTDs Remote GridWLDFREquipment / facility failureAggregated | WLDFR | HFTD - Distribution - Tier 2 - 2QU CoRE ¦ 3QU LoRE | Non-Red Flag Warning - Large Fires | Equipment / facility failure | Aggregated | 2032 | 2.883e-06 | 946.5765 | 0.002729 | 2032 | Mitigation | 0.95 | 45 | 0 | esc | 0.00097009 | 2.7967e-09 | 0.00097009 | 2.7967e-09
[79 empty] | WLDFR | HFTD - Distribution - Tier 3 - 1QU CoRE ¦ 4QU LoRE | Red Flag Warning - Destructive Fires | 2033 | 1.2257e-08 | 1.2257e-08 | 9984.8474 | 263.1074 | 9721.74 | 0 | 0 | 0 | 1.2635e-05 | 0.00012238 | 0 | 0.00012238 | 0.00012238 | 0 | 0.00012238 | 0 | 1.7904e-05 | 3.9247e-05 | 0 | 3.9247e-05 | 0 | 9.9108e-08 | 1.9822e-07 | 0 | 1.9822e-07 | [12 empty] | 7.3.3.17.5 (Remote Grid) Updates to grid topology to minimize risk of ignition in HFTDs Remote GridWLDFREquipment / facility failureAggregated | WLDFR | HFTD - Distribution - Tier 2 - 2QU CoRE ¦ 3QU LoRE | Non-Red Flag Warning - Large Fires | Equipment / facility failure | Aggregated | 2033 | 2.883e-06 | 946.5765 | 0.002729 | 2033 | Mitigation | 0.95 | 45 | 0 | esc | 0.00097009 | 2.7967e-09 | 0.00097009 | 2.7967e-09
[79 empty] | WLDFR | HFTD - Distribution - Tier 3 - 1QU CoRE ¦ 4QU LoRE | Red Flag Warning - Destructive Fires | 2034 | 1.2257e-08 | 1.2257e-08 | 9984.8474 | 263.1074 | 9721.74 | 0 | 0 | 0 | 1.2635e-05 | 0.00012238 | 0 | 0.00012238 | 0.00012238 | 0 | 0.00012238 | 0 | 1.7904e-05 | 3.9247e-05 | 0 | 3.9247e-05 | 0 | 9.9108e-08 | 1.9822e-07 | 0 | 1.9822e-07 | [12 empty] | 7.3.3.17.5 (Remote Grid) Updates to grid topology to minimize risk of ignition in HFTDs Remote GridWLDFREquipment / facility failureAggregated | WLDFR | HFTD - Distribution - Tier 2 - 2QU CoRE ¦ 3QU LoRE | Non-Red Flag Warning - Large Fires | Equipment / facility failure | Aggregated | 2034 | 2.883e-06 | 946.5765 | 0.002729 | 2034 | Mitigation | 0.95 | 45 | 0 | esc | 0.00097009 | 2.7967e-09 | 0.00097009 | 2.7967e-09
[79 empty] | WLDFR | HFTD - Distribution - Tier 3 - 1QU CoRE ¦ 4QU LoRE | Red Flag Warning - Destructive Fires | 2035 | 1.2257e-08 | 1.2257e-08 | 9984.8474 | 263.1074 | 9721.74 | 0 | 0 | 0 | 1.2635e-05 | 0.00012238 | 0 | 0.00012238 | 0.00012238 | 0 | 0.00012238 | 0 | 1.7904e-05 | 3.9247e-05 | 0 | 3.9247e-05 | 0 | 9.9108e-08 | 1.9822e-07 | 0 | 1.9822e-07 | [12 empty] | 7.3.3.17.5 (Remote Grid) Updates to grid topology to minimize risk of ignition in HFTDs Remote GridWLDFREquipment / facility failureAggregated | WLDFR | HFTD - Distribution - Tier 2 - 2QU CoRE ¦ 3QU LoRE | Non-Red Flag Warning - Large Fires | Equipment / facility failure | Aggregated | 2035 | 2.883e-06 | 946.5765 | 0.002729 | 2035 | Mitigation | 0.95 | 45 | 0 | esc | 0.00097009 | 2.7967e-09 | 0.00097009 | 2.7967e-09
[79 empty] | WLDFR | HFTD - Distribution - Tier 3 - 1QU CoRE ¦ 4QU LoRE | Red Flag Warning - Destructive Fires | 2036 | 1.2257e-08 | 1.2257e-08 | 9984.8474 | 263.1074 | 9721.74 | 0 | 0 | 0 | 1.2635e-05 | 0.00012238 | 0 | 0.00012238 | 0.00012238 | 0 | 0.00012238 | 0 | 1.9018e-05 | 4.1689e-05 | 0 | 4.1689e-05 | 0 | 9.9108e-08 | 1.9822e-07 | 0 | 1.9822e-07 | [12 empty] | 7.3.3.17.5 (Remote Grid) Updates to grid topology to minimize risk of ignition in HFTDs Remote GridWLDFREquipment / facility failureAggregated | WLDFR | HFTD - Distribution - Tier 2 - 2QU CoRE ¦ 3QU LoRE | Non-Red Flag Warning - Large Fires | Equipment / facility failure | Aggregated | 2036 | 2.883e-06 | 946.5765 | 0.002729 | 2036 | Mitigation | 0.95 | 45 | 0 | esc | 0.00097009 | 2.7967e-09 | 0.00097009 | 2.7967e-09
[79 empty] | WLDFR | HFTD - Distribution - Tier 3 - 1QU CoRE ¦ 4QU LoRE | Red Flag Warning - Destructive Fires | 2037 | 1.2257e-08 | 1.2257e-08 | 9984.8474 | 263.1074 | 9721.74 | 0 | 0 | 0 | 1.2635e-05 | 0.00012238 | 0 | 0.00012238 | 0.00012238 | 0 | 0.00012238 | 0 | 1.9018e-05 | 4.1689e-05 | 0 | 4.1689e-05 | 0 | 9.9108e-08 | 1.9822e-07 | 0 | 1.9822e-07 | [12 empty] | 7.3.3.17.5 (Remote Grid) Updates to grid topology to minimize risk of ignition in HFTDs Remote GridWLDFREquipment / facility failureAggregated | WLDFR | HFTD - Distribution - Tier 2 - 2QU CoRE ¦ 3QU LoRE | Non-Red Flag Warning - Large Fires | Equipment / facility failure | Aggregated | 2037 | 2.883e-06 | 946.5765 | 0.002729 | 2037 | Mitigation | 0.95 | 45 | 0 | esc | 0.00097009 | 2.7967e-09 | 0.00097009 | 2.7967e-09
[79 empty] | WLDFR | HFTD - Distribution - Tier 3 - 1QU CoRE ¦ 4QU LoRE | Red Flag Warning - Destructive Fires | 2038 | 1.2257e-08 | 1.2257e-08 | 10472.8261 | 280.5544 | 10192.2718 | 0 | 0 | 0 | 1.2635e-05 | 0.00012836 | 0 | 0.00012836 | 0.00012836 | 0 | 0.00012836 | 0 | 1.9018e-05 | 4.1689e-05 | 0 | 4.1689e-05 | 0 | 1.0378e-07 | 2.0757e-07 | 0 | 2.0757e-07 | [12 empty] | 7.3.3.17.5 (Remote Grid) Updates to grid topology to minimize risk of ignition in HFTDs Remote GridWLDFREquipment / facility failureAggregated | WLDFR | HFTD - Distribution - Tier 2 - 2QU CoRE ¦ 3QU LoRE | Non-Red Flag Warning - Large Fires | Equipment / facility failure | Aggregated | 2038 | 2.883e-06 | 946.5765 | 0.002729 | 2038 | Mitigation | 0.95 | 45 | 0 | esc | 0.00097009 | 2.7967e-09 | 0.00097009 | 2.7967e-09
[79 empty] | WLDFR | HFTD - Distribution - Tier 3 - 1QU CoRE ¦ 4QU LoRE | Red Flag Warning - Destructive Fires | 2039 | 1.2257e-08 | 1.2257e-08 | 10472.8261 | 280.5544 | 10192.2718 | 0 | 0 | 0 | 1.2635e-05 | 0.00012836 | 0 | 0.00012836 | 0.00012836 | 0 | 0.00012836 | 0 | 1.9018e-05 | 4.1689e-05 | 0 | 4.1689e-05 | 0 | 1.0378e-07 | 2.0757e-07 | 0 | 2.0757e-07 | [12 empty] | 7.3.3.17.5 (Remote Grid) Updates to grid topology to minimize risk of ignition in HFTDs Remote GridWLDFREquipment / facility failureAggregated | WLDFR | HFTD - Distribution - Tier 2 - 2QU CoRE ¦ 3QU LoRE | Non-Red Flag Warning - Large Fires | Equipment / facility failure | Aggregated | 2039 | 2.883e-06 | 946.5765 | 0.002729 | 2039 | Mitigation | 0.95 | 45 | 0 | esc | 0.00097009 | 2.7967e-09 | 0.00097009 | 2.7967e-09
[79 empty] | WLDFR | HFTD - Distribution - Tier 3 - 1QU CoRE ¦ 4QU LoRE | Red Flag Warning - Destructive Fires | 2040 | 1.2257e-08 | 1.2257e-08 | 10472.8261 | 280.5544 | 10192.2718 | 0 | 0 | 0 | 1.2635e-05 | 0.00012836 | 0 | 0.00012836 | 0.00012836 | 0 | 0.00012836 | 0 | 1.9018e-05 | 4.1689e-05 | 0 | 4.1689e-05 | 0 | 1.0378e-07 | 2.0757e-07 | 0 | 2.0757e-07 | [12 empty] | 7.3.3.17.5 (Remote Grid) Updates to grid topology to minimize risk of ignition in HFTDs Remote GridWLDFREquipment / facility failureAggregated | WLDFR | HFTD - Distribution - Tier 2 - 2QU CoRE ¦ 3QU LoRE | Non-Red Flag Warning - Large Fires | Equipment / facility failure | Aggregated | 2040 | 2.883e-06 | 946.5765 | 0.002729 | 2040 | Mitigation | 0.95 | 45 | 0 | esc | 0.00097009 | 2.7967e-09 | 0.00097009 | 2.7967e-09
[79 empty] | WLDFR | HFTD - Distribution - Tier 3 - 1QU CoRE ¦ 4QU LoRE | Red Flag Warning - Destructive Fires | 2041 | 1.2257e-08 | 1.2257e-08 | 10472.8261 | 280.5544 | 10192.2718 | 0 | 0 | 0 | 1.2635e-05 | 0.00012836 | 0 | 0.00012836 | 0.00012836 | 0 | 0.00012836 | 0 | 2.0157e-05 | 4.4185e-05 | 0 | 4.4185e-05 | 0 | 1.0378e-07 | 2.0757e-07 | 0 | 2.0757e-07 | [12 empty] | 7.3.3.17.5 (Remote Grid) Updates to grid topology to minimize risk of ignition in HFTDs Remote GridWLDFREquipment / facility failureAggregated | WLDFR | HFTD - Distribution - Tier 2 - 2QU CoRE ¦ 3QU LoRE | Non-Red Flag Warning - Large Fires | Equipment / facility failure | Aggregated | 2041 | 2.883e-06 | 946.5765 | 0.002729 | 2041 | Mitigation | 0.95 | 45 | 0 | esc | 0.00097009 | 2.7967e-09 | 0.00097009 | 2.7967e-09
[79 empty] | WLDFR | HFTD - Distribution - Tier 3 - 1QU CoRE ¦ 4QU LoRE | Red Flag Warning - Destructive Fires | 2042 | 1.2257e-08 | 1.2257e-08 | 10472.8261 | 280.5544 | 10192.2718 | 0 | 0 | 0 | 1.2635e-05 | 0.00012836 | 0 | 0.00012836 | 0.00012836 | 0 | 0.00012836 | 0 | 2.0157e-05 | 4.4185e-05 | 0 | 4.4185e-05 | 0 | 1.0378e-07 | 2.0757e-07 | 0 | 2.0757e-07 | [12 empty] | 7.3.3.17.5 (Remote Grid) Updates to grid topology to minimize risk of ignition in HFTDs Remote GridWLDFREquipment / facility failureAggregated | WLDFR | HFTD - Distribution - Tier 2 - 2QU CoRE ¦ 3QU LoRE | Non-Red Flag Warning - Large Fires | Equipment / facility failure | Aggregated | 2042 | 2.883e-06 | 946.5765 | 0.002729 | 2042 | Mitigation | 0.95 | 45 | 0 | esc | 0.00097009 | 2.7967e-09 | 0.00097009 | 2.7967e-09
[79 empty] | WLDFR | HFTD - Distribution - Tier 3 - 1QU CoRE ¦ 4QU LoRE | Red Flag Warning - Destructive Fires | 2043 | 1.2257e-08 | 1.2257e-08 | 10992.1562 | 299.42 | 10692.7362 | 0 | 0 | 0 | 1.2635e-05 | 0.00013473 | 0 | 0.00013473 | 0.00013473 | 0 | 0.00013473 | 0 | 2.0157e-05 | 4.4185e-05 | 0 | 4.4185e-05 | 0 | 1.0877e-07 | 2.1754e-07 | 0 | 2.1754e-07 | [12 empty] | 7.3.3.17.5 (Remote Grid) Updates to grid topology to minimize risk of ignition in HFTDs Remote GridWLDFREquipment / facility failureAggregated | WLDFR | HFTD - Distribution - Tier 2 - 2QU CoRE ¦ 3QU LoRE | Non-Red Flag Warning - Large Fires | Equipment / facility failure | Aggregated | 2043 | 2.883e-06 | 946.5765 | 0.002729 | 2043 | Mitigation | 0.95 | 45 | 0 | esc | 0.00097009 | 2.7967e-09 | 0.00097009 | 2.7967e-09
[79 empty] | WLDFR | HFTD - Distribution - Tier 3 - 1QU CoRE ¦ 4QU LoRE | Red Flag Warning - Destructive Fires | 2044 | 1.2257e-08 | 1.2257e-08 | 10992.1562 | 299.42 | 10692.7362 | 0 | 0 | 0 | 1.2635e-05 | 0.00013473 | 0 | 0.00013473 | 0.00013473 | 0 | 0.00013473 | 0 | 0 | 4.4185e-05 | 0 | 4.4185e-05 | 0 | 1.0877e-07 | 2.1754e-07 | 0 | 2.1754e-07 | [12 empty] | 7.3.3.17.5 (Remote Grid) Updates to grid topology to minimize risk of ignition in HFTDs Remote GridWLDFREquipment / facility failureAggregated | WLDFR | HFTD - Distribution - Tier 2 - 2QU CoRE ¦ 3QU LoRE | Non-Red Flag Warning - Large Fires | Equipment / facility failure | Aggregated | 2044 | 2.883e-06 | 946.5765 | 0.002729 | 2044 | Mitigation | 0.95 | 45 | 0 | esc | 0.00097009 | 2.7967e-09 | 0.00097009 | 2.7967e-09
[79 empty] | WLDFR | HFTD - Distribution - Tier 3 - 1QU CoRE ¦ 4QU LoRE | Red Flag Warning - Destructive Fires | 2045 | 1.2257e-08 | 1.2257e-08 | 10992.1562 | 299.42 | 10692.7362 | 0 | 0 | 0 | 1.2635e-05 | 0.00013473 | 0 | 0.00013473 | 0.00013473 | 0 | 0.00013473 | 0 | 0 | 0 | 0 | 0 | 0 | 1.0877e-07 | 2.1754e-07 | 0 | 2.1754e-07 | [12 empty] | 7.3.3.17.5 (Remote Grid) Updates to grid topology to minimize risk of ignition in HFTDs Remote GridWLDFREquipment / facility failureAggregated | WLDFR | HFTD - Distribution - Tier 2 - 2QU CoRE ¦ 3QU LoRE | Non-Red Flag Warning - Large Fires | Equipment / facility failure | Aggregated | 2045 | 2.883e-06 | 946.5765 | 0.002729 | 2045 | Mitigation | 0.95 | 45 | 0 | esc | 0.00097009 | 2.7967e-09 | 0.00097009 | 2.7967e-09
[79 empty] | WLDFR | HFTD - Distribution - Tier 3 - 1QU CoRE ¦ 4QU LoRE | Red Flag Warning - Destructive Fires | 2046 | 1.2257e-08 | 1.2257e-08 | 10992.1562 | 299.42 | 10692.7362 | 0 | 0 | 0 | 1.2635e-05 | 0.00013473 | 0 | 0.00013473 | 0.00013473 | 0 | 0.00013473 | 0 | 1.2236e-06 | 0 | 0 | 0 | 0 | 1.0877e-07 | 2.1754e-07 | 0 | 2.1754e-07 | [12 empty] | 7.3.3.17.5 (Remote Grid) Updates to grid topology to minimize risk of ignition in HFTDs Remote GridWLDFREquipment / facility failureAggregated | WLDFR | HFTD - Distribution - Tier 2 - 2QU CoRE ¦ 3QU LoRE | Non-Red Flag Warning - Large Fires | Equipment / facility failure | Aggregated | 2046 | 2.883e-06 | 946.5765 | 0.002729 | 2046 | Mitigation | 0.95 | 45 | 0 | esc | 0.00097009 | 2.7967e-09 | 0.00097009 | 2.7967e-09
[79 empty] | WLDFR | HFTD - Distribution - Tier 3 - 1QU CoRE ¦ 4QU LoRE | Red Flag Warning - Destructive Fires | 2047 | 1.2257e-08 | 1.2257e-08 | 10992.1562 | 299.42 | 10692.7362 | 0 | 0 | 0 | 1.2635e-05 | 0.00013473 | 0 | 0.00013473 | 0.00013473 | 0 | 0.00013473 | 0 | 1.263e-06 | 2.7685e-06 | 0 | 2.7685e-06 | 0 | 0 | 2.1754e-07 | 0 | 2.1754e-07 | [12 empty] | 7.3.3.17.5 (Remote Grid) Updates to grid topology to minimize risk of ignition in HFTDs Remote GridWLDFREquipment / facility failureAggregated | WLDFR | HFTD - Distribution - Tier 2 - 2QU CoRE ¦ 3QU LoRE | Non-Red Flag Warning - Large Fires | Equipment / facility failure | Aggregated | 2047 | 2.883e-06 | 946.5765 | 0.002729 | 2047 | Mitigation | 0.95 | 45 | 0 | esc | 0.00097009 | 2.7967e-09 | 0.00097009 | 2.7967e-09
[79 empty] | WLDFR | HFTD - Distribution - Tier 3 - 1QU CoRE ¦ 4QU LoRE | Red Flag Warning - Destructive Fires | 2048 | 1.2257e-08 | 1.2257e-08 | 11536.0538 | 319.4911 | 11216.5626 | 0 | 0 | 0 | 1.2635e-05 | 0.00014139 | 0 | 0.00014139 | 0.00014139 | 0 | 0.00014139 | 0 | 1.263e-06 | 2.7685e-06 | 0 | 2.7685e-06 | 0 | 0 | 0 | 0 | 0 | [12 empty] | 7.3.3.17.5 (Remote Grid) Updates to grid topology to minimize risk of ignition in HFTDs Remote GridWLDFREquipment / facility failureAggregated | WLDFR | HFTD - Distribution - Tier 2 - 2QU CoRE ¦ 3QU LoRE | Non-Red Flag Warning - Large Fires | Equipment / facility failure | Aggregated | 2048 | 2.883e-06 | 946.5765 | 0.002729 | 2048 | Mitigation | 0.95 | 45 | 0 | esc | 0.00097009 | 2.7967e-09 | 0.00097009 | 2.7967e-09
[79 empty] | WLDFR | HFTD - Distribution - Tier 3 - 1QU CoRE ¦ 4QU LoRE | Red Flag Warning - Destructive Fires | 2049 | 1.2257e-08 | 1.2257e-08 | 11536.0538 | 319.4911 | 11216.5626 | 0 | 0 | 0 | 1.2635e-05 | 0.00014139 | 0 | 0.00014139 | 0.00014139 | 0 | 0.00014139 | 0 | 1.263e-06 | 2.7685e-06 | 0 | 2.7685e-06 | 0 | 0 | 0 | 0 | 0 | [12 empty] | 7.3.3.17.5 (Remote Grid) Updates to grid topology to minimize risk of ignition in HFTDs Remote GridWLDFREquipment / facility failureAggregated | WLDFR | HFTD - Distribution - Tier 2 - 2QU CoRE ¦ 3QU LoRE | Non-Red Flag Warning - Large Fires | Equipment / facility failure | Aggregated | 2049 | 2.883e-06 | 946.5765 | 0.002729 | 2049 | Mitigation | 0.95 | 45 | 0 | esc | 0.00097009 | 2.7967e-09 | 0.00097009 | 2.7967e-09
[79 empty] | WLDFR | HFTD - Distribution - Tier 3 - 1QU CoRE ¦ 4QU LoRE | Red Flag Warning - Destructive Fires | 2050 | 1.2257e-08 | 1.2257e-08 | 11536.0538 | 319.4911 | 11216.5626 | 0 | 0 | 0 | 1.2635e-05 | 0.00014139 | 0 | 0.00014139 | 0.00014139 | 0 | 0.00014139 | 0 | 1.263e-06 | 2.7685e-06 | 0 | 2.7685e-06 | 0 | 9.3299e-06 | 0 | 0 | 0 | [12 empty] | 7.3.3.17.5 (Remote Grid) Updates to grid topology to minimize risk of ignition in HFTDs Remote GridWLDFREquipment / facility failureAggregated | WLDFR | HFTD - Distribution - Tier 2 - 2QU CoRE ¦ 3QU LoRE | Non-Red Flag Warning - Large Fires | Equipment / facility failure | Aggregated | 2050 | 2.883e-06 | 946.5765 | 0.002729 | 2050 | Mitigation | 0.95 | 45 | 0 | esc | 0.00097009 | 2.7967e-09 | 0.00097009 | 2.7967e-09
[79 empty] | WLDFR | HFTD - Distribution - Tier 3 - 1QU CoRE ¦ 4QU LoRE | Red Flag Warning - Destructive Fires | 2051 | 1.2257e-08 | 1.2257e-08 | 11536.0538 | 319.4911 | 11216.5626 | 0 | 0 | 0 | 1.2635e-05 | 0.00014139 | 0 | 0.00014139 | 0.00014139 | 0 | 0.00014139 | 0 | 1.263e-06 | 2.7685e-06 | 0 | 2.7685e-06 | 0 | 9.6719e-06 | 1.9344e-05 | 0 | 1.9344e-05 | [12 empty] | 7.3.3.17.5 (Remote Grid) Updates to grid topology to minimize risk of ignition in HFTDs Remote GridWLDFREquipment / facility failureAggregated | WLDFR | HFTD - Distribution - Tier 2 - 2QU CoRE ¦ 3QU LoRE | Non-Red Flag Warning - Large Fires | Equipment / facility failure | Aggregated | 2051 | 2.883e-06 | 946.5765 | 0.002729 | 2051 | Mitigation | 0.95 | 45 | 0 | esc | 0.00097009 | 2.7967e-09 | 0.00097009 | 2.7967e-09
[79 empty] | WLDFR | HFTD - Distribution - Tier 3 - 1QU CoRE ¦ 4QU LoRE | Red Flag Warning - Destructive Fires | 2052 | 1.2257e-08 | 1.2257e-08 | 11536.0538 | 319.4911 | 11216.5626 | 0 | 0 | 0 | 1.2635e-05 | 0.00014139 | 0 | 0.00014139 | 0.00014139 | 0 | 0.00014139 | 0 | 1.3132e-06 | 2.8786e-06 | 0 | 2.8786e-06 | 0 | 9.6719e-06 | 1.9344e-05 | 0 | 1.9344e-05 | [12 empty] | 7.3.3.17.5 (Remote Grid) Updates to grid topology to minimize risk of ignition in HFTDs Remote GridWLDFREquipment / facility failureAggregated | WLDFR | HFTD - Distribution - Tier 2 - 2QU CoRE ¦ 3QU LoRE | Non-Red Flag Warning - Large Fires | Equipment / facility failure | Aggregated | 2052 | 2.883e-06 | 946.5765 | 0.002729 | 2052 | Mitigation | 0.95 | 45 | 0 | esc | 0.00097009 | 2.7967e-09 | 0.00097009 | 2.7967e-09
[79 empty] | WLDFR | HFTD - Distribution - Tier 3 - 1QU CoRE ¦ 4QU LoRE | Red Flag Warning - Destructive Fires | 2053 | 1.2257e-08 | 1.2257e-08 | 12097.6769 | 340.5356 | 11757.1413 | 0 | 0 | 0 | 1.2635e-05 | 0.00014828 | 0 | 0.00014828 | 0.00014828 | 0 | 0.00014828 | 0 | 1.3132e-06 | 2.8786e-06 | 0 | 2.8786e-06 | 0 | 9.6719e-06 | 1.9344e-05 | 0 | 1.9344e-05 | [12 empty] | 7.3.3.17.5 (Remote Grid) Updates to grid topology to minimize risk of ignition in HFTDs Remote GridWLDFREquipment / facility failureAggregated | WLDFR | HFTD - Distribution - Tier 2 - 2QU CoRE ¦ 3QU LoRE | Non-Red Flag Warning - Large Fires | Equipment / facility failure | Aggregated | 2053 | 2.883e-06 | 946.5765 | 0.002729 | 2053 | Mitigation | 0.95 | 45 | 0 | esc | 0.00097009 | 2.7967e-09 | 0.00097009 | 2.7967e-09
[79 empty] | WLDFR | HFTD - Distribution - Tier 3 - 1QU CoRE ¦ 4QU LoRE | Red Flag Warning - Destructive Fires | 2054 | 1.2257e-08 | 1.2257e-08 | 12097.6769 | 340.5356 | 11757.1413 | 0 | 0 | 0 | 1.2635e-05 | 0.00014828 | 0 | 0.00014828 | 0.00014828 | 0 | 0.00014828 | 0 | 1.3132e-06 | 2.8786e-06 | 0 | 2.8786e-06 | 0 | 9.6719e-06 | 1.9344e-05 | 0 | 1.9344e-05 | [12 empty] | 7.3.3.17.5 (Remote Grid) Updates to grid topology to minimize risk of ignition in HFTDs Remote GridWLDFREquipment / facility failureAggregated | WLDFR | HFTD - Distribution - Tier 2 - 2QU CoRE ¦ 3QU LoRE | Non-Red Flag Warning - Large Fires | Equipment / facility failure | Aggregated | 2054 | 2.883e-06 | 946.5765 | 0.002729 | 2054 | Mitigation | 0.95 | 45 | 0 | esc | 0.00097009 | 2.7967e-09 | 0.00097009 | 2.7967e-09
[79 empty] | WLDFR | HFTD - Distribution - Tier 3 - 1QU CoRE ¦ 4QU LoRE | Red Flag Warning - Destructive Fires | 2055 | 1.2257e-08 | 1.2257e-08 | 12097.6769 | 340.5356 | 11757.1413 | 0 | 0 | 0 | 1.2635e-05 | 0.00014828 | 0 | 0.00014828 | 0.00014828 | 0 | 0.00014828 | 0 | 1.3132e-06 | 2.8786e-06 | 0 | 2.8786e-06 | 0 | 9.6719e-06 | 1.9344e-05 | 0 | 1.9344e-05 | [12 empty] | 7.3.3.17.5 (Remote Grid) Updates to grid topology to minimize risk of ignition in HFTDs Remote GridWLDFREquipment / facility failureAggregated | WLDFR | HFTD - Distribution - Tier 2 - 2QU CoRE ¦ 3QU LoRE | Non-Red Flag Warning - Large Fires | Equipment / facility failure | Aggregated | 2055 | 2.883e-06 | 946.5765 | 0.002729 | 2055 | Mitigation | 0.95 | 45 | 0 | esc | 0.00097009 | 2.7967e-09 | 0.00097009 | 2.7967e-09
[79 empty] | WLDFR | HFTD - Distribution - Tier 3 - 1QU CoRE ¦ 4QU LoRE | Red Flag Warning - Destructive Fires | 2056 | 1.2257e-08 | 1.2257e-08 | 12097.6769 | 340.5356 | 11757.1413 | 0 | 0 | 0 | 1.2635e-05 | 0.00014828 | 0 | 0.00014828 | 0.00014828 | 0 | 0.00014828 | 0 | 1.3132e-06 | 2.8786e-06 | 0 | 2.8786e-06 | 0 | 1.0103e-05 | 2.0206e-05 | 0 | 2.0206e-05 | [12 empty] | 7.3.3.17.5 (Remote Grid) Updates to grid topology to minimize risk of ignition in HFTDs Remote GridWLDFREquipment / facility failureAggregated | WLDFR | HFTD - Distribution - Tier 2 - 2QU CoRE ¦ 3QU LoRE | Non-Red Flag Warning - Large Fires | Equipment / facility failure | Aggregated | 2056 | 2.883e-06 | 946.5765 | 0.002729 | 2056 | Mitigation | 0.95 | 45 | 0 | esc | 0.00097009 | 2.7967e-09 | 0.00097009 | 2.7967e-09
[79 empty] | WLDFR | HFTD - Distribution - Tier 3 - 1QU CoRE ¦ 4QU LoRE | Red Flag Warning - Destructive Fires | 2057 | 1.2257e-08 | 1.2257e-08 | 12097.6769 | 340.5356 | 11757.1413 | 0 | 0 | 0 | 1.2635e-05 | 0.00014828 | 0 | 0.00014828 | 0.00014828 | 0 | 0.00014828 | 0 | 1.3699e-06 | 3.0028e-06 | 0 | 3.0028e-06 | 0 | 1.0103e-05 | 2.0206e-05 | 0 | 2.0206e-05 | [12 empty] | 7.3.3.17.5 (Remote Grid) Updates to grid topology to minimize risk of ignition in HFTDs Remote GridWLDFREquipment / facility failureAggregated | WLDFR | HFTD - Distribution - Tier 2 - 2QU CoRE ¦ 3QU LoRE | Non-Red Flag Warning - Large Fires | Equipment / facility failure | Aggregated | 2057 | 2.883e-06 | 946.5765 | 0.002729 | 2057 | Mitigation | 0.95 | 45 | 0 | esc | 0.00097009 | 2.7967e-09 | 0.00097009 | 2.7967e-09
[79 empty] | WLDFR | HFTD - Distribution - Tier 3 - 1QU CoRE ¦ 4QU LoRE | Red Flag Warning - Destructive Fires | 2058 | 1.2257e-08 | 1.2257e-08 | 12670.1796 | 362.3049 | 12307.8747 | 0 | 0 | 0 | 1.2635e-05 | 0.0001553 | 0 | 0.0001553 | 0.0001553 | 0 | 0.0001553 | 0 | 1.3699e-06 | 3.0028e-06 | 0 | 3.0028e-06 | 0 | 1.0103e-05 | 2.0206e-05 | 0 | 2.0206e-05 | [12 empty] | 7.3.3.17.5 (Remote Grid) Updates to grid topology to minimize risk of ignition in HFTDs Remote GridWLDFREquipment / facility failureAggregated | WLDFR | HFTD - Distribution - Tier 2 - 2QU CoRE ¦ 3QU LoRE | Non-Red Flag Warning - Large Fires | Equipment / facility failure | Aggregated | 2058 | 2.883e-06 | 946.5765 | 0.002729 | 2058 | Mitigation | 0.95 | 45 | 0 | esc | 0.00097009 | 2.7967e-09 | 0.00097009 | 2.7967e-09
[79 empty] | WLDFR | HFTD - Distribution - Tier 3 - 1QU CoRE ¦ 4QU LoRE | Red Flag Warning - Destructive Fires | 2059 | 1.2257e-08 | 1.2257e-08 | 12670.1796 | 362.3049 | 12307.8747 | 0 | 0 | 0 | 1.2635e-05 | 0.0001553 | 0 | 0.0001553 | 0.0001553 | 0 | 0.0001553 | 0 | 1.3699e-06 | 3.0028e-06 | 0 | 3.0028e-06 | 0 | 1.0103e-05 | 2.0206e-05 | 0 | 2.0206e-05 | [12 empty] | 7.3.3.17.5 (Remote Grid) Updates to grid topology to minimize risk of ignition in HFTDs Remote GridWLDFREquipment / facility failureAggregated | WLDFR | HFTD - Distribution - Tier 2 - 2QU CoRE ¦ 3QU LoRE | Non-Red Flag Warning - Large Fires | Equipment / facility failure | Aggregated | 2059 | 2.883e-06 | 946.5765 | 0.002729 | 2059 | Mitigation | 0.95 | 45 | 0 | esc | 0.00097009 | 2.7967e-09 | 0.00097009 | 2.7967e-09
[79 empty] | WLDFR | HFTD - Distribution - Tier 3 - 1QU CoRE ¦ 4QU LoRE | Red Flag Warning - Destructive Fires | 2060 | 1.2257e-08 | 1.2257e-08 | 12670.1796 | 362.3049 | 12307.8747 | 0 | 0 | 0 | 1.2635e-05 | 0.0001553 | 0 | 0.0001553 | 0.0001553 | 0 | 0.0001553 | 0 | 1.3699e-06 | 3.0028e-06 | 0 | 3.0028e-06 | 0 | 1.0103e-05 | 2.0206e-05 | 0 | 2.0206e-05 | [12 empty] | 7.3.3.17.5 (Remote Grid) Updates to grid topology to minimize risk of ignition in HFTDs Remote GridWLDFREquipment / facility failureAggregated | WLDFR | HFTD - Distribution - Tier 2 - 2QU CoRE ¦ 3QU LoRE | Non-Red Flag Warning - Large Fires | Equipment / facility failure | Aggregated | 2060 | 2.883e-06 | 946.5765 | 0.002729 | 2060 | Mitigation | 0.95 | 45 | 0 | esc | 0.00097009 | 2.7967e-09 | 0.00097009 | 2.7967e-09
[79 empty] | WLDFR | HFTD - Distribution - Tier 3 - 1QU CoRE ¦ 4QU LoRE | Red Flag Warning - Destructive Fires | 2061 | 1.2257e-08 | 1.2257e-08 | 12670.1796 | 362.3049 | 12307.8747 | 0 | 0 | 0 | 1.2635e-05 | 0.0001553 | 0 | 0.0001553 | 0.0001553 | 0 | 0.0001553 | 0 | 1.3699e-06 | 3.0028e-06 | 0 | 3.0028e-06 | 0 | 1.0582e-05 | 2.1163e-05 | 0 | 2.1163e-05 | [12 empty] | 7.3.3.17.5 (Remote Grid) Updates to grid topology to minimize risk of ignition in HFTDs Remote GridWLDFREquipment / facility failureAggregated | WLDFR | HFTD - Distribution - Tier 2 - 2QU CoRE ¦ 3QU LoRE | Non-Red Flag Warning - Large Fires | Equipment / facility failure | Aggregated | 2061 | 2.883e-06 | 946.5765 | 0.002729 | 2061 | Mitigation | 0.95 | 45 | 0 | esc | 0.00097009 | 2.7967e-09 | 0.00097009 | 2.7967e-09
[79 empty] | WLDFR | HFTD - Distribution - Tier 3 - 1QU CoRE ¦ 4QU LoRE | Red Flag Warning - Destructive Fires | 2062 | 1.2257e-08 | 1.2257e-08 | 12670.1796 | 362.3049 | 12307.8747 | 0 | 0 | 0 | 1.2635e-05 | 0.0001553 | 0 | 0.0001553 | 0.0001553 | 0 | 0.0001553 | 0 | 1.4323e-06 | 3.1396e-06 | 0 | 3.1396e-06 | 0 | 1.0582e-05 | 2.1163e-05 | 0 | 2.1163e-05 | [12 empty] | 7.3.3.17.5 (Remote Grid) Updates to grid topology to minimize risk of ignition in HFTDs Remote GridWLDFREquipment / facility failureAggregated | WLDFR | HFTD - Distribution - Tier 2 - 2QU CoRE ¦ 3QU LoRE | Non-Red Flag Warning - Large Fires | Equipment / facility failure | Aggregated | 2062 | 2.883e-06 | 946.5765 | 0.002729 | 2062 | Mitigation | 0.95 | 45 | 0 | esc | 0.00097009 | 2.7967e-09 | 0.00097009 | 2.7967e-09
[79 empty] | WLDFR | HFTD - Distribution - Tier 3 - 1QU CoRE ¦ 4QU LoRE | Red Flag Warning - Destructive Fires | 2063 | 1.2257e-08 | 1.2257e-08 | 13246.6313 | 384.5316 | 12862.0997 | 0 | 0 | 0 | 1.2635e-05 | 0.00016236 | 0 | 0.00016236 | 0.00016236 | 0 | 0.00016236 | 0 | 1.4323e-06 | 3.1396e-06 | 0 | 3.1396e-06 | 0 | 1.0582e-05 | 2.1163e-05 | 0 | 2.1163e-05 | [12 empty] | 7.3.3.17.5 (Remote Grid) Updates to grid topology to minimize risk of ignition in HFTDs Remote GridWLDFREquipment / facility failureAggregated | WLDFR | HFTD - Distribution - Tier 2 - 2QU CoRE ¦ 3QU LoRE | Non-Red Flag Warning - Large Fires | Equipment / facility failure | Aggregated | 2063 | 2.883e-06 | 946.5765 | 0.002729 | 2063 | Mitigation | 0.95 | 45 | 0 | esc | 0.00097009 | 2.7967e-09 | 0.00097009 | 2.7967e-09
[79 empty] | WLDFR | HFTD - Distribution - Tier 3 - 1QU CoRE ¦ 4QU LoRE | Red Flag Warning - Destructive Fires | 2064 | 1.2257e-08 | 1.2257e-08 | 13246.6313 | 384.5316 | 12862.0997 | 0 | 0 | 0 | 1.2635e-05 | 0.00016236 | 0 | 0.00016236 | 0.00016236 | 0 | 0.00016236 | 0 | 1.4323e-06 | 3.1396e-06 | 0 | 3.1396e-06 | 0 | 1.0582e-05 | 2.1163e-05 | 0 | 2.1163e-05 | [12 empty] | 7.3.3.17.5 (Remote Grid) Updates to grid topology to minimize risk of ignition in HFTDs Remote GridWLDFREquipment / facility failureAggregated | WLDFR | HFTD - Distribution - Tier 2 - 2QU CoRE ¦ 3QU LoRE | Non-Red Flag Warning - Large Fires | Equipment / facility failure | Aggregated | 2064 | 2.883e-06 | 946.5765 | 0.002729 | 2064 | Mitigation | 0.95 | 45 | 0 | esc | 0.00097009 | 2.7967e-09 | 0.00097009 | 2.7967e-09
[79 empty] | WLDFR | HFTD - Distribution - Tier 3 - 1QU CoRE ¦ 4QU LoRE | Red Flag Warning - Destructive Fires | 2065 | 1.2257e-08 | 1.2257e-08 | 13246.6313 | 384.5316 | 12862.0997 | 0 | 0 | 0 | 1.2635e-05 | 0.00016236 | 0 | 0.00016236 | 0.00016236 | 0 | 0.00016236 | 0 | 1.4323e-06 | 3.1396e-06 | 0 | 3.1396e-06 | 0 | 1.0582e-05 | 2.1163e-05 | 0 | 2.1163e-05 | [12 empty] | 7.3.3.17.5 (Remote Grid) Updates to grid topology to minimize risk of ignition in HFTDs Remote GridWLDFREquipment / facility failureAggregated | WLDFR | HFTD - Distribution - Tier 2 - 2QU CoRE ¦ 3QU LoRE | Non-Red Flag Warning - Large Fires | Equipment / facility failure | Aggregated | 2065 | 2.883e-06 | 946.5765 | 0.002729 | 2065 | Mitigation | 0.95 | 45 | 0 | esc | 0.00097009 | 2.7967e-09 | 0.00097009 | 2.7967e-09
[79 empty] | WLDFR | HFTD - Distribution - Tier 3 - 1QU CoRE ¦ 4QU LoRE | Red Flag Warning - Destructive Fires | 2066 | 1.2257e-08 | 1.2257e-08 | 13246.6313 | 384.5316 | 12862.0997 | 0 | 0 | 0 | 1.2635e-05 | 0.00016236 | 0 | 0.00016236 | 0.00016236 | 0 | 0.00016236 | 0 | 1.4323e-06 | 3.1396e-06 | 0 | 3.1396e-06 | 0 | 1.1102e-05 | 2.2203e-05 | 0 | 2.2203e-05 | [12 empty] | 7.3.3.17.5 (Remote Grid) Updates to grid topology to minimize risk of ignition in HFTDs Remote GridWLDFREquipment / facility failureAggregated | WLDFR | HFTD - Distribution - Tier 2 - 2QU CoRE ¦ 3QU LoRE | Non-Red Flag Warning - Large Fires | Equipment / facility failure | Aggregated | 2066 | 2.883e-06 | 946.5765 | 0.002729 | 2066 | Mitigation | 0.95 | 45 | 0 | esc | 0.00097009 | 2.7967e-09 | 0.00097009 | 2.7967e-09
[79 empty] | WLDFR | HFTD - Distribution - Tier 3 - 1QU CoRE ¦ 4QU LoRE | Red Flag Warning - Destructive Fires | 2067 | 0 | 1.2257e-08 | 13246.6313 | 384.5316 | 12862.0997 | 0 | 0 | 0 | 1.2635e-05 | 0 | 0 | 0 | 0.00016236 | 0 | 0.00016236 | 0 | 1.4998e-06 | 3.2877e-06 | 0 | 3.2877e-06 | 0 | 1.1102e-05 | 2.2203e-05 | 0 | 2.2203e-05 | [12 empty] | 7.3.3.17.5 (Remote Grid) Updates to grid topology to minimize risk of ignition in HFTDs Remote GridWLDFREquipment / facility failureAggregated | WLDFR | HFTD - Distribution - Tier 2 - 2QU CoRE ¦ 3QU LoRE | Non-Red Flag Warning - Large Fires | Equipment / facility failure | Aggregated | 2067 | 2.883e-06 | 946.5765 | 0.002729 | 2067 | Mitigation | 0.95 | 45 | 0 | esc | 0 | 0 | 0.00097009 | 2.7967e-09
[79 empty] | WLDFR | HFTD - Distribution - Tier 3 - 1QU CoRE ¦ 4QU LoRE | Red Flag Warning - Large Fires | 2022 | 4.6035e-08 | 0 | 5.2406 | 0.69642 | 2.942 | 1.6022 | 0 | 0 | 4.7455e-05 | 2.4125e-07 | 0 | 2.4125e-07 | 0 | 0 | 0 | 0 | 1.4998e-06 | 3.2877e-06 | 0 | 3.2877e-06 | 0 | 1.1102e-05 | 2.2203e-05 | 0 | 2.2203e-05 | [12 empty] | 7.3.3.17.5 (Remote Grid) Updates to grid topology to minimize risk of ignition in HFTDs Remote GridWLDFRVegetation ContactAggregated | WLDFR | HFTD - Distribution - Tier 2 - 2QU CoRE ¦ 3QU LoRE | Non-Red Flag Warning - Large Fires | Vegetation Contact | Aggregated | 2022 | 1.3749e-05 | 946.5765 | 0.013015 | 2022 | Mitigation | 0.95 | 45 | 0 | esc | 0.00097009 | 1.3338e-08 | 0 | 0
[79 empty] | WLDFR | HFTD - Distribution - Tier 3 - 1QU CoRE ¦ 4QU LoRE | Red Flag Warning - Large Fires | 2023 | 4.6035e-08 | 4.6035e-08 | 5.475 | 0.71896 | 3.0715 | 1.6846 | 0 | 0 | 4.7455e-05 | 2.5204e-07 | 0 | 2.5204e-07 | 2.5204e-07 | 0 | 2.5204e-07 | 0 | 1.4998e-06 | 3.2877e-06 | 0 | 3.2877e-06 | 0 | 1.1102e-05 | 2.2203e-05 | 0 | 2.2203e-05 | [12 empty] | 7.3.3.17.5 (Remote Grid) Updates to grid topology to minimize risk of ignition in HFTDs Remote GridWLDFRVegetation ContactAggregated | WLDFR | HFTD - Distribution - Tier 2 - 2QU CoRE ¦ 3QU LoRE | Non-Red Flag Warning - Large Fires | Vegetation Contact | Aggregated | 2023 | 1.3749e-05 | 946.5765 | 0.013015 | 2023 | Mitigation | 0.95 | 45 | 0 | esc | 0.00097009 | 1.3338e-08 | 0.00097009 | 1.3338e-08
[79 empty] | WLDFR | HFTD - Distribution - Tier 3 - 1QU CoRE ¦ 4QU LoRE | Red Flag Warning - Large Fires | 2024 | 4.6035e-08 | 4.6035e-08 | 5.475 | 0.71896 | 3.0715 | 1.6846 | 0 | 0 | 4.7455e-05 | 2.5204e-07 | 0 | 2.5204e-07 | 2.5204e-07 | 0 | 2.5204e-07 | 0 | 1.4998e-06 | 3.2877e-06 | 0 | 3.2877e-06 | 0 | 1.1102e-05 | 2.2203e-05 | 0 | 2.2203e-05 | [12 empty] | 7.3.3.17.5 (Remote Grid) Updates to grid topology to minimize risk of ignition in HFTDs Remote GridWLDFRVegetation ContactAggregated | WLDFR | HFTD - Distribution - Tier 2 - 2QU CoRE ¦ 3QU LoRE | Non-Red Flag Warning - Large Fires | Vegetation Contact | Aggregated | 2024 | 1.3749e-05 | 946.5765 | 0.013015 | 2024 | Mitigation | 0.95 | 45 | 0 | esc | 0.00097009 | 1.3338e-08 | 0.00097009 | 1.3338e-08
[79 empty] | WLDFR | HFTD - Distribution - Tier 3 - 1QU CoRE ¦ 4QU LoRE | Red Flag Warning - Large Fires | 2025 | 4.6035e-08 | 4.6035e-08 | 5.475 | 0.71896 | 3.0715 | 1.6846 | 0 | 0 | 4.7455e-05 | 2.5204e-07 | 0 | 2.5204e-07 | 2.5204e-07 | 0 | 2.5204e-07 | 0 | 1.4998e-06 | 3.2877e-06 | 0 | 3.2877e-06 | 0 | 1.1655e-05 | 2.3311e-05 | 0 | 2.3311e-05 | [12 empty] | 7.3.3.17.5 (Remote Grid) Updates to grid topology to minimize risk of ignition in HFTDs Remote GridWLDFRVegetation ContactAggregated | WLDFR | HFTD - Distribution - Tier 2 - 2QU CoRE ¦ 3QU LoRE | Non-Red Flag Warning - Large Fires | Vegetation Contact | Aggregated | 2025 | 1.3749e-05 | 946.5765 | 0.013015 | 2025 | Mitigation | 0.95 | 45 | 0 | esc | 0.00097009 | 1.3338e-08 | 0.00097009 | 1.3338e-08
[79 empty] | WLDFR | HFTD - Distribution - Tier 3 - 1QU CoRE ¦ 4QU LoRE | Red Flag Warning - Large Fires | 2026 | 4.6035e-08 | 4.6035e-08 | 5.475 | 0.71896 | 3.0715 | 1.6846 | 0 | 0 | 4.7455e-05 | 2.5204e-07 | 0 | 2.5204e-07 | 2.5204e-07 | 0 | 2.5204e-07 | 0 | 1.5719e-06 | 3.4456e-06 | 0 | 3.4456e-06 | 0 | 1.1655e-05 | 2.3311e-05 | 0 | 2.3311e-05 | [12 empty] | 7.3.3.17.5 (Remote Grid) Updates to grid topology to minimize risk of ignition in HFTDs Remote GridWLDFRVegetation ContactAggregated | WLDFR | HFTD - Distribution - Tier 2 - 2QU CoRE ¦ 3QU LoRE | Non-Red Flag Warning - Large Fires | Vegetation Contact | Aggregated | 2026 | 1.3749e-05 | 946.5765 | 0.013015 | 2026 | Mitigation | 0.95 | 45 | 0 | esc | 0.00097009 | 1.3338e-08 | 0.00097009 | 1.3338e-08
[79 empty] | WLDFR | HFTD - Distribution - Tier 3 - 1QU CoRE ¦ 4QU LoRE | Red Flag Warning - Large Fires | 2027 | 4.6035e-08 | 4.6035e-08 | 5.475 | 0.71896 | 3.0715 | 1.6846 | 0 | 0 | 4.7455e-05 | 2.5204e-07 | 0 | 2.5204e-07 | 2.5204e-07 | 0 | 2.5204e-07 | 0 | 1.5719e-06 | 3.4456e-06 | 0 | 3.4456e-06 | 0 | 1.1655e-05 | 2.3311e-05 | 0 | 2.3311e-05 | [12 empty] | 7.3.3.17.5 (Remote Grid) Updates to grid topology to minimize risk of ignition in HFTDs Remote GridWLDFRVegetation ContactAggregated | WLDFR | HFTD - Distribution - Tier 2 - 2QU CoRE ¦ 3QU LoRE | Non-Red Flag Warning - Large Fires | Vegetation Contact | Aggregated | 2027 | 1.3749e-05 | 946.5765 | 0.013015 | 2027 | Mitigation | 0.95 | 45 | 0 | esc | 0.00097009 | 1.3338e-08 | 0.00097009 | 1.3338e-08
[79 empty] | WLDFR | HFTD - Distribution - Tier 3 - 1QU CoRE ¦ 4QU LoRE | Red Flag Warning - Large Fires | 2028 | 4.6035e-08 | 4.6035e-08 | 5.777 | 0.74734 | 3.238 | 1.7917 | 0 | 0 | 4.7455e-05 | 2.6594e-07 | 0 | 2.6594e-07 | 2.6594e-07 | 0 | 2.6594e-07 | 0 | 1.5719e-06 | 3.4456e-06 | 0 | 3.4456e-06 | 0 | 1.1655e-05 | 2.3311e-05 | 0 | 2.3311e-05 | [12 empty] | 7.3.3.17.5 (Remote Grid) Updates to grid topology to minimize risk of ignition in HFTDs Remote GridWLDFRVegetation ContactAggregated | WLDFR | HFTD - Distribution - Tier 2 - 2QU CoRE ¦ 3QU LoRE | Non-Red Flag Warning - Large Fires | Vegetation Contact | Aggregated | 2028 | 1.3749e-05 | 946.5765 | 0.013015 | 2028 | Mitigation | 0.95 | 45 | 0 | esc | 0.00097009 | 1.3338e-08 | 0.00097009 | 1.3338e-08
[79 empty] | WLDFR | HFTD - Distribution - Tier 3 - 1QU CoRE ¦ 4QU LoRE | Red Flag Warning - Large Fires | 2029 | 4.6035e-08 | 4.6035e-08 | 5.777 | 0.74734 | 3.238 | 1.7917 | 0 | 0 | 4.7455e-05 | 2.6594e-07 | 0 | 2.6594e-07 | 2.6594e-07 | 0 | 2.6594e-07 | 0 | 1.5719e-06 | 3.4456e-06 | 0 | 3.4456e-06 | 0 | 1.1655e-05 | 2.3311e-05 | 0 | 2.3311e-05 | [12 empty] | 7.3.3.17.5 (Remote Grid) Updates to grid topology to minimize risk of ignition in HFTDs Remote GridWLDFRVegetation ContactAggregated | WLDFR | HFTD - Distribution - Tier 2 - 2QU CoRE ¦ 3QU LoRE | Non-Red Flag Warning - Large Fires | Vegetation Contact | Aggregated | 2029 | 1.3749e-05 | 946.5765 | 0.013015 | 2029 | Mitigation | 0.95 | 45 | 0 | esc | 0.00097009 | 1.3338e-08 | 0.00097009 | 1.3338e-08
[79 empty] | WLDFR | HFTD - Distribution - Tier 3 - 1QU CoRE ¦ 4QU LoRE | Red Flag Warning - Large Fires | 2030 | 4.6035e-08 | 4.6035e-08 | 5.777 | 0.74734 | 3.238 | 1.7917 | 0 | 0 | 4.7455e-05 | 2.6594e-07 | 0 | 2.6594e-07 | 2.6594e-07 | 0 | 2.6594e-07 | 0 | 1.5719e-06 | 3.4456e-06 | 0 | 3.4456e-06 | 0 | 1.2236e-05 | 2.4472e-05 | 0 | 2.4472e-05 | [12 empty] | 7.3.3.17.5 (Remote Grid) Updates to grid topology to minimize risk of ignition in HFTDs Remote GridWLDFRVegetation ContactAggregated | WLDFR | HFTD - Distribution - Tier 2 - 2QU CoRE ¦ 3QU LoRE | Non-Red Flag Warning - Large Fires | Vegetation Contact | Aggregated | 2030 | 1.3749e-05 | 946.5765 | 0.013015 | 2030 | Mitigation | 0.95 | 45 | 0 | esc | 0.00097009 | 1.3338e-08 | 0.00097009 | 1.3338e-08
[79 empty] | WLDFR | HFTD - Distribution - Tier 3 - 1QU CoRE ¦ 4QU LoRE | Red Flag Warning - Large Fires | 2031 | 4.6035e-08 | 4.6035e-08 | 5.777 | 0.74734 | 3.238 | 1.7917 | 0 | 0 | 4.7455e-05 | 2.6594e-07 | 0 | 2.6594e-07 | 2.6594e-07 | 0 | 2.6594e-07 | 0 | 1.6476e-06 | 3.6116e-06 | 0 | 3.6116e-06 | 0 | 1.2236e-05 | 2.4472e-05 | 0 | 2.4472e-05 | [12 empty] | 7.3.3.17.5 (Remote Grid) Updates to grid topology to minimize risk of ignition in HFTDs Remote GridWLDFRVegetation ContactAggregated | WLDFR | HFTD - Distribution - Tier 2 - 2QU CoRE ¦ 3QU LoRE | Non-Red Flag Warning - Large Fires | Vegetation Contact | Aggregated | 2031 | 1.3749e-05 | 946.5765 | 0.013015 | 2031 | Mitigation | 0.95 | 45 | 0 | esc | 0.00097009 | 1.3338e-08 | 0.00097009 | 1.3338e-08
[79 empty] | WLDFR | HFTD - Distribution - Tier 3 - 1QU CoRE ¦ 4QU LoRE | Red Flag Warning - Large Fires | 2032 | 4.6035e-08 | 4.6035e-08 | 5.777 | 0.74734 | 3.238 | 1.7917 | 0 | 0 | 4.7455e-05 | 2.6594e-07 | 0 | 2.6594e-07 | 2.6594e-07 | 0 | 2.6594e-07 | 0 | 1.6476e-06 | 3.6116e-06 | 0 | 3.6116e-06 | 0 | 1.2236e-05 | 2.4472e-05 | 0 | 2.4472e-05 | [12 empty] | 7.3.3.17.5 (Remote Grid) Updates to grid topology to minimize risk of ignition in HFTDs Remote GridWLDFRVegetation ContactAggregated | WLDFR | HFTD - Distribution - Tier 2 - 2QU CoRE ¦ 3QU LoRE | Non-Red Flag Warning - Large Fires | Vegetation Contact | Aggregated | 2032 | 1.3749e-05 | 946.5765 | 0.013015 | 2032 | Mitigation | 0.95 | 45 | 0 | esc | 0.00097009 | 1.3338e-08 | 0.00097009 | 1.3338e-08
[79 empty] | WLDFR | HFTD - Distribution - Tier 3 - 1QU CoRE ¦ 4QU LoRE | Red Flag Warning - Large Fires | 2033 | 4.6035e-08 | 4.6035e-08 | 6.1205 | 0.77885 | 3.4265 | 1.9151 | 0 | 0 | 4.7455e-05 | 2.8176e-07 | 0 | 2.8176e-07 | 2.8176e-07 | 0 | 2.8176e-07 | 0 | 1.6476e-06 | 3.6116e-06 | 0 | 3.6116e-06 | 0 | 1.2236e-05 | 2.4472e-05 | 0 | 2.4472e-05 | [12 empty] | 7.3.3.17.5 (Remote Grid) Updates to grid topology to minimize risk of ignition in HFTDs Remote GridWLDFRVegetation ContactAggregated | WLDFR | HFTD - Distribution - Tier 2 - 2QU CoRE ¦ 3QU LoRE | Non-Red Flag Warning - Large Fires | Vegetation Contact | Aggregated | 2033 | 1.3749e-05 | 946.5765 | 0.013015 | 2033 | Mitigation | 0.95 | 45 | 0 | esc | 0.00097009 | 1.3338e-08 | 0.00097009 | 1.3338e-08
[79 empty] | WLDFR | HFTD - Distribution - Tier 3 - 1QU CoRE ¦ 4QU LoRE | Red Flag Warning - Large Fires | 2034 | 4.6035e-08 | 4.6035e-08 | 6.1205 | 0.77885 | 3.4265 | 1.9151 | 0 | 0 | 4.7455e-05 | 2.8176e-07 | 0 | 2.8176e-07 | 2.8176e-07 | 0 | 2.8176e-07 | 0 | 1.6476e-06 | 3.6116e-06 | 0 | 3.6116e-06 | 0 | 0 | 2.4472e-05 | 0 | 2.4472e-05 | [12 empty] | 7.3.3.17.5 (Remote Grid) Updates to grid topology to minimize risk of ignition in HFTDs Remote GridWLDFRVegetation ContactAggregated | WLDFR | HFTD - Distribution - Tier 2 - 2QU CoRE ¦ 3QU LoRE | Non-Red Flag Warning - Large Fires | Vegetation Contact | Aggregated | 2034 | 1.3749e-05 | 946.5765 | 0.013015 | 2034 | Mitigation | 0.95 | 45 | 0 | esc | 0.00097009 | 1.3338e-08 | 0.00097009 | 1.3338e-08
[79 empty] | WLDFR | HFTD - Distribution - Tier 3 - 1QU CoRE ¦ 4QU LoRE | Red Flag Warning - Large Fires | 2035 | 4.6035e-08 | 4.6035e-08 | 6.1205 | 0.77885 | 3.4265 | 1.9151 | 0 | 0 | 4.7455e-05 | 2.8176e-07 | 0 | 2.8176e-07 | 2.8176e-07 | 0 | 2.8176e-07 | 0 | 1.6476e-06 | 3.6116e-06 | 0 | 3.6116e-06 | 0 | 0 | 0 | 0 | 0 | [12 empty] | 7.3.3.17.5 (Remote Grid) Updates to grid topology to minimize risk of ignition in HFTDs Remote GridWLDFRVegetation ContactAggregated | WLDFR | HFTD - Distribution - Tier 2 - 2QU CoRE ¦ 3QU LoRE | Non-Red Flag Warning - Large Fires | Vegetation Contact | Aggregated | 2035 | 1.3749e-05 | 946.5765 | 0.013015 | 2035 | Mitigation | 0.95 | 45 | 0 | esc | 0.00097009 | 1.3338e-08 | 0.00097009 | 1.3338e-08
[79 empty] | WLDFR | HFTD - Distribution - Tier 3 - 1QU CoRE ¦ 4QU LoRE | Red Flag Warning - Large Fires | 2036 | 4.6035e-08 | 4.6035e-08 | 6.1205 | 0.77885 | 3.4265 | 1.9151 | 0 | 0 | 4.7455e-05 | 2.8176e-07 | 0 | 2.8176e-07 | 2.8176e-07 | 0 | 2.8176e-07 | 0 | 1.7263e-06 | 3.784e-06 | 0 | 3.784e-06 | 0 | 0 | 0 | 0 | 0 | [12 empty] | 7.3.3.17.5 (Remote Grid) Updates to grid topology to minimize risk of ignition in HFTDs Remote GridWLDFRVegetation ContactAggregated | WLDFR | HFTD - Distribution - Tier 2 - 2QU CoRE ¦ 3QU LoRE | Non-Red Flag Warning - Large Fires | Vegetation Contact | Aggregated | 2036 | 1.3749e-05 | 946.5765 | 0.013015 | 2036 | Mitigation | 0.95 | 45 | 0 | esc | 0.00097009 | 1.3338e-08 | 0.00097009 | 1.3338e-08
[79 empty] | WLDFR | HFTD - Distribution - Tier 3 - 1QU CoRE ¦ 4QU LoRE | Red Flag Warning - Large Fires | 2037 | 4.6035e-08 | 4.6035e-08 | 6.1205 | 0.77885 | 3.4265 | 1.9151 | 0 | 0 | 4.7455e-05 | 2.8176e-07 | 0 | 2.8176e-07 | 2.8176e-07 | 0 | 2.8176e-07 | 0 | 1.7263e-06 | 3.784e-06 | 0 | 3.784e-06 | 0 | 2.2265e-05 | 0 | 0 | 0 | [12 empty] | 7.3.3.17.5 (Remote Grid) Updates to grid topology to minimize risk of ignition in HFTDs Remote GridWLDFRVegetation ContactAggregated | WLDFR | HFTD - Distribution - Tier 2 - 2QU CoRE ¦ 3QU LoRE | Non-Red Flag Warning - Large Fires | Vegetation Contact | Aggregated | 2037 | 1.3749e-05 | 946.5765 | 0.013015 | 2037 | Mitigation | 0.95 | 45 | 0 | esc | 0.00097009 | 1.3338e-08 | 0.00097009 | 1.3338e-08
[79 empty] | WLDFR | HFTD - Distribution - Tier 3 - 1QU CoRE ¦ 4QU LoRE | Red Flag Warning - Large Fires | 2038 | 4.6035e-08 | 4.6035e-08 | 6.5028 | 0.81304 | 3.6355 | 2.0543 | 0 | 0 | 4.7455e-05 | 2.9936e-07 | 0 | 2.9936e-07 | 2.9936e-07 | 0 | 2.9936e-07 | 0 | 1.7263e-06 | 3.784e-06 | 0 | 3.784e-06 | 0 | 2.3079e-05 | 4.6157e-05 | 0 | 4.6157e-05 | [12 empty] | 7.3.3.17.5 (Remote Grid) Updates to grid topology to minimize risk of ignition in HFTDs Remote GridWLDFRVegetation ContactAggregated | WLDFR | HFTD - Distribution - Tier 2 - 2QU CoRE ¦ 3QU LoRE | Non-Red Flag Warning - Large Fires | Vegetation Contact | Aggregated | 2038 | 1.3749e-05 | 946.5765 | 0.013015 | 2038 | Mitigation | 0.95 | 45 | 0 | esc | 0.00097009 | 1.3338e-08 | 0.00097009 | 1.3338e-08
[79 empty] | WLDFR | HFTD - Distribution - Tier 3 - 1QU CoRE ¦ 4QU LoRE | Red Flag Warning - Large Fires | 2039 | 4.6035e-08 | 4.6035e-08 | 6.5028 | 0.81304 | 3.6355 | 2.0543 | 0 | 0 | 4.7455e-05 | 2.9936e-07 | 0 | 2.9936e-07 | 2.9936e-07 | 0 | 2.9936e-07 | 0 | 1.7263e-06 | 3.784e-06 | 0 | 3.784e-06 | 0 | 2.3079e-05 | 4.6157e-05 | 0 | 4.6157e-05 | [12 empty] | 7.3.3.17.5 (Remote Grid) Updates to grid topology to minimize risk of ignition in HFTDs Remote GridWLDFRVegetation ContactAggregated | WLDFR | HFTD - Distribution - Tier 2 - 2QU CoRE ¦ 3QU LoRE | Non-Red Flag Warning - Large Fires | Vegetation Contact | Aggregated | 2039 | 1.3749e-05 | 946.5765 | 0.013015 | 2039 | Mitigation | 0.95 | 45 | 0 | esc | 0.00097009 | 1.3338e-08 | 0.00097009 | 1.3338e-08
[79 empty] | WLDFR | HFTD - Distribution - Tier 3 - 1QU CoRE ¦ 4QU LoRE | Red Flag Warning - Large Fires | 2040 | 4.6035e-08 | 4.6035e-08 | 6.5028 | 0.81304 | 3.6355 | 2.0543 | 0 | 0 | 4.7455e-05 | 2.9936e-07 | 0 | 2.9936e-07 | 2.9936e-07 | 0 | 2.9936e-07 | 0 | 1.7263e-06 | 3.784e-06 | 0 | 3.784e-06 | 0 | 2.3079e-05 | 4.6157e-05 | 0 | 4.6157e-05 | [12 empty] | 7.3.3.17.5 (Remote Grid) Updates to grid topology to minimize risk of ignition in HFTDs Remote GridWLDFRVegetation ContactAggregated | WLDFR | HFTD - Distribution - Tier 2 - 2QU CoRE ¦ 3QU LoRE | Non-Red Flag Warning - Large Fires | Vegetation Contact | Aggregated | 2040 | 1.3749e-05 | 946.5765 | 0.013015 | 2040 | Mitigation | 0.95 | 45 | 0 | esc | 0.00097009 | 1.3338e-08 | 0.00097009 | 1.3338e-08
[79 empty] | WLDFR | HFTD - Distribution - Tier 3 - 1QU CoRE ¦ 4QU LoRE | Red Flag Warning - Large Fires | 2041 | 4.6035e-08 | 4.6035e-08 | 6.5028 | 0.81304 | 3.6355 | 2.0543 | 0 | 0 | 4.7455e-05 | 2.9936e-07 | 0 | 2.9936e-07 | 2.9936e-07 | 0 | 2.9936e-07 | 0 | 1.8069e-06 | 3.9609e-06 | 0 | 3.9609e-06 | 0 | 2.3079e-05 | 4.6157e-05 | 0 | 4.6157e-05 | [12 empty] | 7.3.3.17.5 (Remote Grid) Updates to grid topology to minimize risk of ignition in HFTDs Remote GridWLDFRVegetation ContactAggregated | WLDFR | HFTD - Distribution - Tier 2 - 2QU CoRE ¦ 3QU LoRE | Non-Red Flag Warning - Large Fires | Vegetation Contact | Aggregated | 2041 | 1.3749e-05 | 946.5765 | 0.013015 | 2041 | Mitigation | 0.95 | 45 | 0 | esc | 0.00097009 | 1.3338e-08 | 0.00097009 | 1.3338e-08
[79 empty] | WLDFR | HFTD - Distribution - Tier 3 - 1QU CoRE ¦ 4QU LoRE | Red Flag Warning - Large Fires | 2042 | 4.6035e-08 | 4.6035e-08 | 6.5028 | 0.81304 | 3.6355 | 2.0543 | 0 | 0 | 4.7455e-05 | 2.9936e-07 | 0 | 2.9936e-07 | 2.9936e-07 | 0 | 2.9936e-07 | 0 | 1.8069e-06 | 3.9609e-06 | 0 | 3.9609e-06 | 0 | 2.3079e-05 | 4.6157e-05 | 0 | 4.6157e-05 | [12 empty] | 7.3.3.17.5 (Remote Grid) Updates to grid topology to minimize risk of ignition in HFTDs Remote GridWLDFRVegetation ContactAggregated | WLDFR | HFTD - Distribution - Tier 2 - 2QU CoRE ¦ 3QU LoRE | Non-Red Flag Warning - Large Fires | Vegetation Contact | Aggregated | 2042 | 1.3749e-05 | 946.5765 | 0.013015 | 2042 | Mitigation | 0.95 | 45 | 0 | esc | 0.00097009 | 1.3338e-08 | 0.00097009 | 1.3338e-08
[79 empty] | WLDFR | HFTD - Distribution - Tier 3 - 1QU CoRE ¦ 4QU LoRE | Red Flag Warning - Large Fires | 2043 | 4.6035e-08 | 4.6035e-08 | 6.9209 | 0.84944 | 3.8632 | 2.2083 | 0 | 0 | 4.7455e-05 | 3.1861e-07 | 0 | 3.1861e-07 | 3.1861e-07 | 0 | 3.1861e-07 | 0 | 1.8069e-06 | 3.9609e-06 | 0 | 3.9609e-06 | 0 | 2.4103e-05 | 4.8205e-05 | 0 | 4.8205e-05 | [12 empty] | 7.3.3.17.5 (Remote Grid) Updates to grid topology to minimize risk of ignition in HFTDs Remote GridWLDFRVegetation ContactAggregated | WLDFR | HFTD - Distribution - Tier 2 - 2QU CoRE ¦ 3QU LoRE | Non-Red Flag Warning - Large Fires | Vegetation Contact | Aggregated | 2043 | 1.3749e-05 | 946.5765 | 0.013015 | 2043 | Mitigation | 0.95 | 45 | 0 | esc | 0.00097009 | 1.3338e-08 | 0.00097009 | 1.3338e-08
[79 empty] | WLDFR | HFTD - Distribution - Tier 3 - 1QU CoRE ¦ 4QU LoRE | Red Flag Warning - Large Fires | 2044 | 4.6035e-08 | 4.6035e-08 | 6.9209 | 0.84944 | 3.8632 | 2.2083 | 0 | 0 | 4.7455e-05 | 3.1861e-07 | 0 | 3.1861e-07 | 3.1861e-07 | 0 | 3.1861e-07 | 0 | 1.8069e-06 | 3.9609e-06 | 0 | 3.9609e-06 | 0 | 2.4103e-05 | 4.8205e-05 | 0 | 4.8205e-05 | [12 empty] | 7.3.3.17.5 (Remote Grid) Updates to grid topology to minimize risk of ignition in HFTDs Remote GridWLDFRVegetation ContactAggregated | WLDFR | HFTD - Distribution - Tier 2 - 2QU CoRE ¦ 3QU LoRE | Non-Red Flag Warning - Large Fires | Vegetation Contact | Aggregated | 2044 | 1.3749e-05 | 946.5765 | 0.013015 | 2044 | Mitigation | 0.95 | 45 | 0 | esc | 0.00097009 | 1.3338e-08 | 0.00097009 | 1.3338e-08
[79 empty] | WLDFR | HFTD - Distribution - Tier 3 - 1QU CoRE ¦ 4QU LoRE | Red Flag Warning - Large Fires | 2045 | 4.6035e-08 | 4.6035e-08 | 6.9209 | 0.84944 | 3.8632 | 2.2083 | 0 | 0 | 4.7455e-05 | 3.1861e-07 | 0 | 3.1861e-07 | 3.1861e-07 | 0 | 3.1861e-07 | 0 | 1.8069e-06 | 3.9609e-06 | 0 | 3.9609e-06 | 0 | 2.4103e-05 | 4.8205e-05 | 0 | 4.8205e-05 | [12 empty] | 7.3.3.17.5 (Remote Grid) Updates to grid topology to minimize risk of ignition in HFTDs Remote GridWLDFRVegetation ContactAggregated | WLDFR | HFTD - Distribution - Tier 2 - 2QU CoRE ¦ 3QU LoRE | Non-Red Flag Warning - Large Fires | Vegetation Contact | Aggregated | 2045 | 1.3749e-05 | 946.5765 | 0.013015 | 2045 | Mitigation | 0.95 | 45 | 0 | esc | 0.00097009 | 1.3338e-08 | 0.00097009 | 1.3338e-08
[79 empty] | WLDFR | HFTD - Distribution - Tier 3 - 1QU CoRE ¦ 4QU LoRE | Red Flag Warning - Large Fires | 2046 | 4.6035e-08 | 4.6035e-08 | 6.9209 | 0.84944 | 3.8632 | 2.2083 | 0 | 0 | 4.7455e-05 | 3.1861e-07 | 0 | 3.1861e-07 | 3.1861e-07 | 0 | 3.1861e-07 | 0 | 1.8887e-06 | 4.14e-06 | 0 | 4.14e-06 | 0 | 2.4103e-05 | 4.8205e-05 | 0 | 4.8205e-05 | [12 empty] | 7.3.3.17.5 (Remote Grid) Updates to grid topology to minimize risk of ignition in HFTDs Remote GridWLDFRVegetation ContactAggregated | WLDFR | HFTD - Distribution - Tier 2 - 2QU CoRE ¦ 3QU LoRE | Non-Red Flag Warning - Large Fires | Vegetation Contact | Aggregated | 2046 | 1.3749e-05 | 946.5765 | 0.013015 | 2046 | Mitigation | 0.95 | 45 | 0 | esc | 0.00097009 | 1.3338e-08 | 0.00097009 | 1.3338e-08
[79 empty] | WLDFR | HFTD - Distribution - Tier 3 - 1QU CoRE ¦ 4QU LoRE | Red Flag Warning - Large Fires | 2047 | 4.6035e-08 | 4.6035e-08 | 6.9209 | 0.84944 | 3.8632 | 2.2083 | 0 | 0 | 4.7455e-05 | 3.1861e-07 | 0 | 3.1861e-07 | 3.1861e-07 | 0 | 3.1861e-07 | 0 | 1.8887e-06 | 4.14e-06 | 0 | 4.14e-06 | 0 | 2.4103e-05 | 4.8205e-05 | 0 | 4.8205e-05 | [12 empty] | 7.3.3.17.5 (Remote Grid) Updates to grid topology to minimize risk of ignition in HFTDs Remote GridWLDFRVegetation ContactAggregated | WLDFR | HFTD - Distribution - Tier 2 - 2QU CoRE ¦ 3QU LoRE | Non-Red Flag Warning - Large Fires | Vegetation Contact | Aggregated | 2047 | 1.3749e-05 | 946.5765 | 0.013015 | 2047 | Mitigation | 0.95 | 45 | 0 | esc | 0.00097009 | 1.3338e-08 | 0.00097009 | 1.3338e-08
[79 empty] | WLDFR | HFTD - Distribution - Tier 3 - 1QU CoRE ¦ 4QU LoRE | Red Flag Warning - Large Fires | 2048 | 4.6035e-08 | 4.6035e-08 | 7.3713 | 0.88759 | 4.1075 | 2.3763 | 0 | 0 | 4.7455e-05 | 3.3934e-07 | 0 | 3.3934e-07 | 3.3934e-07 | 0 | 3.3934e-07 | 0 | 1.8887e-06 | 4.14e-06 | 0 | 4.14e-06 | 0 | 2.524e-05 | 5.048e-05 | 0 | 5.048e-05 | [12 empty] | 7.3.3.17.5 (Remote Grid) Updates to grid topology to minimize risk of ignition in HFTDs Remote GridWLDFRVegetation ContactAggregated | WLDFR | HFTD - Distribution - Tier 2 - 2QU CoRE ¦ 3QU LoRE | Non-Red Flag Warning - Large Fires | Vegetation Contact | Aggregated | 2048 | 1.3749e-05 | 946.5765 | 0.013015 | 2048 | Mitigation | 0.95 | 45 | 0 | esc | 0.00097009 | 1.3338e-08 | 0.00097009 | 1.3338e-08
[79 empty] | WLDFR | HFTD - Distribution - Tier 3 - 1QU CoRE ¦ 4QU LoRE | Red Flag Warning - Large Fires | 2049 | 4.6035e-08 | 4.6035e-08 | 7.3713 | 0.88759 | 4.1075 | 2.3763 | 0 | 0 | 4.7455e-05 | 3.3934e-07 | 0 | 3.3934e-07 | 3.3934e-07 | 0 | 3.3934e-07 | 0 | 0 | 4.14e-06 | 0 | 4.14e-06 | 0 | 2.524e-05 | 5.048e-05 | 0 | 5.048e-05 | [12 empty] | 7.3.3.17.5 (Remote Grid) Updates to grid topology to minimize risk of ignition in HFTDs Remote GridWLDFRVegetation ContactAggregated | WLDFR | HFTD - Distribution - Tier 2 - 2QU CoRE ¦ 3QU LoRE | Non-Red Flag Warning - Large Fires | Vegetation Contact | Aggregated | 2049 | 1.3749e-05 | 946.5765 | 0.013015 | 2049 | Mitigation | 0.95 | 45 | 0 | esc | 0.00097009 | 1.3338e-08 | 0.00097009 | 1.3338e-08
[79 empty] | WLDFR | HFTD - Distribution - Tier 3 - 1QU CoRE ¦ 4QU LoRE | Red Flag Warning - Large Fires | 2050 | 4.6035e-08 | 4.6035e-08 | 7.3713 | 0.88759 | 4.1075 | 2.3763 | 0 | 0 | 4.7455e-05 | 3.3934e-07 | 0 | 3.3934e-07 | 3.3934e-07 | 0 | 3.3934e-07 | 0 | 0 | 0 | 0 | 0 | 0 | 2.524e-05 | 5.048e-05 | 0 | 5.048e-05 | [12 empty] | 7.3.3.17.5 (Remote Grid) Updates to grid topology to minimize risk of ignition in HFTDs Remote GridWLDFRVegetation ContactAggregated | WLDFR | HFTD - Distribution - Tier 2 - 2QU CoRE ¦ 3QU LoRE | Non-Red Flag Warning - Large Fires | Vegetation Contact | Aggregated | 2050 | 1.3749e-05 | 946.5765 | 0.013015 | 2050 | Mitigation | 0.95 | 45 | 0 | esc | 0.00097009 | 1.3338e-08 | 0.00097009 | 1.3338e-08
[79 empty] | WLDFR | HFTD - Distribution - Tier 3 - 1QU CoRE ¦ 4QU LoRE | Red Flag Warning - Large Fires | 2051 | 4.6035e-08 | 4.6035e-08 | 7.3713 | 0.88759 | 4.1075 | 2.3763 | 0 | 0 | 4.7455e-05 | 3.3934e-07 | 0 | 3.3934e-07 | 3.3934e-07 | 0 | 3.3934e-07 | 0 | 0.0016835 | 0 | 0 | 0 | 0 | 2.524e-05 | 5.048e-05 | 0 | 5.048e-05 | [12 empty] | 7.3.3.17.5 (Remote Grid) Updates to grid topology to minimize risk of ignition in HFTDs Remote GridWLDFRVegetation ContactAggregated | WLDFR | HFTD - Distribution - Tier 2 - 2QU CoRE ¦ 3QU LoRE | Non-Red Flag Warning - Large Fires | Vegetation Contact | Aggregated | 2051 | 1.3749e-05 | 946.5765 | 0.013015 | 2051 | Mitigation | 0.95 | 45 | 0 | esc | 0.00097009 | 1.3338e-08 | 0.00097009 | 1.3338e-08
[79 empty] | WLDFR | HFTD - Distribution - Tier 3 - 1QU CoRE ¦ 4QU LoRE | Red Flag Warning - Large Fires | 2052 | 4.6035e-08 | 4.6035e-08 | 7.3713 | 0.88759 | 4.1075 | 2.3763 | 0 | 0 | 4.7455e-05 | 3.3934e-07 | 0 | 3.3934e-07 | 3.3934e-07 | 0 | 3.3934e-07 | 0 | 0.0017452 | 0.0038255 | 0 | 0.0038255 | 0 | 2.524e-05 | 5.048e-05 | 0 | 5.048e-05 | [12 empty] | 7.3.3.17.5 (Remote Grid) Updates to grid topology to minimize risk of ignition in HFTDs Remote GridWLDFRVegetation ContactAggregated | WLDFR | HFTD - Distribution - Tier 2 - 2QU CoRE ¦ 3QU LoRE | Non-Red Flag Warning - Large Fires | Vegetation Contact | Aggregated | 2052 | 1.3749e-05 | 946.5765 | 0.013015 | 2052 | Mitigation | 0.95 | 45 | 0 | esc | 0.00097009 | 1.3338e-08 | 0.00097009 | 1.3338e-08
[79 empty] | WLDFR | HFTD - Distribution - Tier 3 - 1QU CoRE ¦ 4QU LoRE | Red Flag Warning - Large Fires | 2053 | 4.6035e-08 | 4.6035e-08 | 7.8503 | 0.92702 | 4.3664 | 2.5569 | 0 | 0 | 4.7455e-05 | 3.6139e-07 | 0 | 3.6139e-07 | 3.6139e-07 | 0 | 3.6139e-07 | 0 | 0.0017452 | 0.0038255 | 0 | 0.0038255 | 0 | 2.6474e-05 | 5.2947e-05 | 0 | 5.2947e-05 | [12 empty] | 7.3.3.17.5 (Remote Grid) Updates to grid topology to minimize risk of ignition in HFTDs Remote GridWLDFRVegetation ContactAggregated | WLDFR | HFTD - Distribution - Tier 2 - 2QU CoRE ¦ 3QU LoRE | Non-Red Flag Warning - Large Fires | Vegetation Contact | Aggregated | 2053 | 1.3749e-05 | 946.5765 | 0.013015 | 2053 | Mitigation | 0.95 | 45 | 0 | esc | 0.00097009 | 1.3338e-08 | 0.00097009 | 1.3338e-08
[79 empty] | WLDFR | HFTD - Distribution - Tier 3 - 1QU CoRE ¦ 4QU LoRE | Red Flag Warning - Large Fires | 2054 | 4.6035e-08 | 4.6035e-08 | 7.8503 | 0.92702 | 4.3664 | 2.5569 | 0 | 0 | 4.7455e-05 | 3.6139e-07 | 0 | 3.6139e-07 | 3.6139e-07 | 0 | 3.6139e-07 | 0 | 0.0017452 | 0.0038255 | 0 | 0.0038255 | 0 | 2.6474e-05 | 5.2947e-05 | 0 | 5.2947e-05 | [12 empty] | 7.3.3.17.5 (Remote Grid) Updates to grid topology to minimize risk of ignition in HFTDs Remote GridWLDFRVegetation ContactAggregated | WLDFR | HFTD - Distribution - Tier 2 - 2QU CoRE ¦ 3QU LoRE | Non-Red Flag Warning - Large Fires | Vegetation Contact | Aggregated | 2054 | 1.3749e-05 | 946.5765 | 0.013015 | 2054 | Mitigation | 0.95 | 45 | 0 | esc | 0.00097009 | 1.3338e-08 | 0.00097009 | 1.3338e-08
[79 empty] | WLDFR | HFTD - Distribution - Tier 3 - 1QU CoRE ¦ 4QU LoRE | Red Flag Warning - Large Fires | 2055 | 4.6035e-08 | 4.6035e-08 | 7.8503 | 0.92702 | 4.3664 | 2.5569 | 0 | 0 | 4.7455e-05 | 3.6139e-07 | 0 | 3.6139e-07 | 3.6139e-07 | 0 | 3.6139e-07 | 0 | 0.0017452 | 0.0038255 | 0 | 0.0038255 | 0 | 2.6474e-05 | 5.2947e-05 | 0 | 5.2947e-05 | [12 empty] | 7.3.3.17.5 (Remote Grid) Updates to grid topology to minimize risk of ignition in HFTDs Remote GridWLDFRVegetation ContactAggregated | WLDFR | HFTD - Distribution - Tier 2 - 2QU CoRE ¦ 3QU LoRE | Non-Red Flag Warning - Large Fires | Vegetation Contact | Aggregated | 2055 | 1.3749e-05 | 946.5765 | 0.013015 | 2055 | Mitigation | 0.95 | 45 | 0 | esc | 0.00097009 | 1.3338e-08 | 0.00097009 | 1.3338e-08
[79 empty] | WLDFR | HFTD - Distribution - Tier 3 - 1QU CoRE ¦ 4QU LoRE | Red Flag Warning - Large Fires | 2056 | 4.6035e-08 | 4.6035e-08 | 7.8503 | 0.92702 | 4.3664 | 2.5569 | 0 | 0 | 4.7455e-05 | 3.6139e-07 | 0 | 3.6139e-07 | 3.6139e-07 | 0 | 3.6139e-07 | 0 | 0.0017452 | 0.0038255 | 0 | 0.0038255 | 0 | 2.6474e-05 | 5.2947e-05 | 0 | 5.2947e-05 | [12 empty] | 7.3.3.17.5 (Remote Grid) Updates to grid topology to minimize risk of ignition in HFTDs Remote GridWLDFRVegetation ContactAggregated | WLDFR | HFTD - Distribution - Tier 2 - 2QU CoRE ¦ 3QU LoRE | Non-Red Flag Warning - Large Fires | Vegetation Contact | Aggregated | 2056 | 1.3749e-05 | 946.5765 | 0.013015 | 2056 | Mitigation | 0.95 | 45 | 0 | esc | 0.00097009 | 1.3338e-08 | 0.00097009 | 1.3338e-08
[79 empty] | WLDFR | HFTD - Distribution - Tier 3 - 1QU CoRE ¦ 4QU LoRE | Red Flag Warning - Large Fires | 2057 | 4.6035e-08 | 4.6035e-08 | 7.8503 | 0.92702 | 4.3664 | 2.5569 | 0 | 0 | 4.7455e-05 | 3.6139e-07 | 0 | 3.6139e-07 | 3.6139e-07 | 0 | 3.6139e-07 | 0 | 0.0018229 | 0.0039959 | 0 | 0.0039959 | 0 | 2.6474e-05 | 5.2947e-05 | 0 | 5.2947e-05 | [12 empty] | 7.3.3.17.5 (Remote Grid) Updates to grid topology to minimize risk of ignition in HFTDs Remote GridWLDFRVegetation ContactAggregated | WLDFR | HFTD - Distribution - Tier 2 - 2QU CoRE ¦ 3QU LoRE | Non-Red Flag Warning - Large Fires | Vegetation Contact | Aggregated | 2057 | 1.3749e-05 | 946.5765 | 0.013015 | 2057 | Mitigation | 0.95 | 45 | 0 | esc | 0.00097009 | 1.3338e-08 | 0.00097009 | 1.3338e-08
[79 empty] | WLDFR | HFTD - Distribution - Tier 3 - 1QU CoRE ¦ 4QU LoRE | Red Flag Warning - Large Fires | 2058 | 4.6035e-08 | 4.6035e-08 | 8.3524 | 0.96727 | 4.6367 | 2.7484 | 0 | 0 | 4.7455e-05 | 3.845e-07 | 0 | 3.845e-07 | 3.845e-07 | 0 | 3.845e-07 | 0 | 0.0018229 | 0.0039959 | 0 | 0.0039959 | 0 | 2.7786e-05 | 5.5573e-05 | 0 | 5.5573e-05 | [12 empty] | 7.3.3.17.5 (Remote Grid) Updates to grid topology to minimize risk of ignition in HFTDs Remote GridWLDFRVegetation ContactAggregated | WLDFR | HFTD - Distribution - Tier 2 - 2QU CoRE ¦ 3QU LoRE | Non-Red Flag Warning - Large Fires | Vegetation Contact | Aggregated | 2058 | 1.3749e-05 | 946.5765 | 0.013015 | 2058 | Mitigation | 0.95 | 45 | 0 | esc | 0.00097009 | 1.3338e-08 | 0.00097009 | 1.3338e-08
[79 empty] | WLDFR | HFTD - Distribution - Tier 3 - 1QU CoRE ¦ 4QU LoRE | Red Flag Warning - Large Fires | 2059 | 4.6035e-08 | 4.6035e-08 | 8.3524 | 0.96727 | 4.6367 | 2.7484 | 0 | 0 | 4.7455e-05 | 3.845e-07 | 0 | 3.845e-07 | 3.845e-07 | 0 | 3.845e-07 | 0 | 0.0018229 | 0.0039959 | 0 | 0.0039959 | 0 | 2.7786e-05 | 5.5573e-05 | 0 | 5.5573e-05 | [12 empty] | 7.3.3.17.5 (Remote Grid) Updates to grid topology to minimize risk of ignition in HFTDs Remote GridWLDFRVegetation ContactAggregated | WLDFR | HFTD - Distribution - Tier 2 - 2QU CoRE ¦ 3QU LoRE | Non-Red Flag Warning - Large Fires | Vegetation Contact | Aggregated | 2059 | 1.3749e-05 | 946.5765 | 0.013015 | 2059 | Mitigation | 0.95 | 45 | 0 | esc | 0.00097009 | 1.3338e-08 | 0.00097009 | 1.3338e-08
[79 empty] | WLDFR | HFTD - Distribution - Tier 3 - 1QU CoRE ¦ 4QU LoRE | Red Flag Warning - Large Fires | 2060 | 4.6035e-08 | 4.6035e-08 | 8.3524 | 0.96727 | 4.6367 | 2.7484 | 0 | 0 | 4.7455e-05 | 3.845e-07 | 0 | 3.845e-07 | 3.845e-07 | 0 | 3.845e-07 | 0 | 0.0018229 | 0.0039959 | 0 | 0.0039959 | 0 | 2.7786e-05 | 5.5573e-05 | 0 | 5.5573e-05 | [12 empty] | 7.3.3.17.5 (Remote Grid) Updates to grid topology to minimize risk of ignition in HFTDs Remote GridWLDFRVegetation ContactAggregated | WLDFR | HFTD - Distribution - Tier 2 - 2QU CoRE ¦ 3QU LoRE | Non-Red Flag Warning - Large Fires | Vegetation Contact | Aggregated | 2060 | 1.3749e-05 | 946.5765 | 0.013015 | 2060 | Mitigation | 0.95 | 45 | 0 | esc | 0.00097009 | 1.3338e-08 | 0.00097009 | 1.3338e-08
[79 empty] | WLDFR | HFTD - Distribution - Tier 3 - 1QU CoRE ¦ 4QU LoRE | Red Flag Warning - Large Fires | 2061 | 4.6035e-08 | 4.6035e-08 | 8.3524 | 0.96727 | 4.6367 | 2.7484 | 0 | 0 | 4.7455e-05 | 3.845e-07 | 0 | 3.845e-07 | 3.845e-07 | 0 | 3.845e-07 | 0 | 0.0018229 | 0.0039959 | 0 | 0.0039959 | 0 | 2.7786e-05 | 5.5573e-05 | 0 | 5.5573e-05 | [12 empty] | 7.3.3.17.5 (Remote Grid) Updates to grid topology to minimize risk of ignition in HFTDs Remote GridWLDFRVegetation ContactAggregated | WLDFR | HFTD - Distribution - Tier 2 - 2QU CoRE ¦ 3QU LoRE | Non-Red Flag Warning - Large Fires | Vegetation Contact | Aggregated | 2061 | 1.3749e-05 | 946.5765 | 0.013015 | 2061 | Mitigation | 0.95 | 45 | 0 | esc | 0.00097009 | 1.3338e-08 | 0.00097009 | 1.3338e-08
[79 empty] | WLDFR | HFTD - Distribution - Tier 3 - 1QU CoRE ¦ 4QU LoRE | Red Flag Warning - Large Fires | 2062 | 4.6035e-08 | 4.6035e-08 | 8.3524 | 0.96727 | 4.6367 | 2.7484 | 0 | 0 | 4.7455e-05 | 3.845e-07 | 0 | 3.845e-07 | 3.845e-07 | 0 | 3.845e-07 | 0 | 0.0019093 | 0.0041853 | 0 | 0.0041853 | 0 | 2.7786e-05 | 5.5573e-05 | 0 | 5.5573e-05 | [12 empty] | 7.3.3.17.5 (Remote Grid) Updates to grid topology to minimize risk of ignition in HFTDs Remote GridWLDFRVegetation ContactAggregated | WLDFR | HFTD - Distribution - Tier 2 - 2QU CoRE ¦ 3QU LoRE | Non-Red Flag Warning - Large Fires | Vegetation Contact | Aggregated | 2062 | 1.3749e-05 | 946.5765 | 0.013015 | 2062 | Mitigation | 0.95 | 45 | 0 | esc | 0.00097009 | 1.3338e-08 | 0.00097009 | 1.3338e-08
[79 empty] | WLDFR | HFTD - Distribution - Tier 3 - 1QU CoRE ¦ 4QU LoRE | Red Flag Warning - Large Fires | 2063 | 4.6035e-08 | 4.6035e-08 | 8.872 | 1.0079 | 4.9153 | 2.9488 | 0 | 0 | 4.7455e-05 | 4.0842e-07 | 0 | 4.0842e-07 | 4.0842e-07 | 0 | 4.0842e-07 | 0 | 0.0019093 | 0.0041853 | 0 | 0.0041853 | 0 | 2.9161e-05 | 5.8323e-05 | 0 | 5.8323e-05 | [12 empty] | 7.3.3.17.5 (Remote Grid) Updates to grid topology to minimize risk of ignition in HFTDs Remote GridWLDFRVegetation ContactAggregated | WLDFR | HFTD - Distribution - Tier 2 - 2QU CoRE ¦ 3QU LoRE | Non-Red Flag Warning - Large Fires | Vegetation Contact | Aggregated | 2063 | 1.3749e-05 | 946.5765 | 0.013015 | 2063 | Mitigation | 0.95 | 45 | 0 | esc | 0.00097009 | 1.3338e-08 | 0.00097009 | 1.3338e-08
[79 empty] | WLDFR | HFTD - Distribution - Tier 3 - 1QU CoRE ¦ 4QU LoRE | Red Flag Warning - Large Fires | 2064 | 4.6035e-08 | 4.6035e-08 | 8.872 | 1.0079 | 4.9153 | 2.9488 | 0 | 0 | 4.7455e-05 | 4.0842e-07 | 0 | 4.0842e-07 | 4.0842e-07 | 0 | 4.0842e-07 | 0 | 0.0019093 | 0.0041853 | 0 | 0.0041853 | 0 | 2.9161e-05 | 5.8323e-05 | 0 | 5.8323e-05 | [12 empty] | 7.3.3.17.5 (Remote Grid) Updates to grid topology to minimize risk of ignition in HFTDs Remote GridWLDFRVegetation ContactAggregated | WLDFR | HFTD - Distribution - Tier 2 - 2QU CoRE ¦ 3QU LoRE | Non-Red Flag Warning - Large Fires | Vegetation Contact | Aggregated | 2064 | 1.3749e-05 | 946.5765 | 0.013015 | 2064 | Mitigation | 0.95 | 45 | 0 | esc | 0.00097009 | 1.3338e-08 | 0.00097009 | 1.3338e-08
[79 empty] | WLDFR | HFTD - Distribution - Tier 3 - 1QU CoRE ¦ 4QU LoRE | Red Flag Warning - Large Fires | 2065 | 4.6035e-08 | 4.6035e-08 | 8.872 | 1.0079 | 4.9153 | 2.9488 | 0 | 0 | 4.7455e-05 | 4.0842e-07 | 0 | 4.0842e-07 | 4.0842e-07 | 0 | 4.0842e-07 | 0 | 0.0019093 | 0.0041853 | 0 | 0.0041853 | 0 | 2.9161e-05 | 5.8323e-05 | 0 | 5.8323e-05 | [12 empty] | 7.3.3.17.5 (Remote Grid) Updates to grid topology to minimize risk of ignition in HFTDs Remote GridWLDFRVegetation ContactAggregated | WLDFR | HFTD - Distribution - Tier 2 - 2QU CoRE ¦ 3QU LoRE | Non-Red Flag Warning - Large Fires | Vegetation Contact | Aggregated | 2065 | 1.3749e-05 | 946.5765 | 0.013015 | 2065 | Mitigation | 0.95 | 45 | 0 | esc | 0.00097009 | 1.3338e-08 | 0.00097009 | 1.3338e-08
[79 empty] | WLDFR | HFTD - Distribution - Tier 3 - 1QU CoRE ¦ 4QU LoRE | Red Flag Warning - Large Fires | 2066 | 4.6035e-08 | 4.6035e-08 | 8.872 | 1.0079 | 4.9153 | 2.9488 | 0 | 0 | 4.7455e-05 | 4.0842e-07 | 0 | 4.0842e-07 | 4.0842e-07 | 0 | 4.0842e-07 | 0 | 0.0019093 | 0.0041853 | 0 | 0.0041853 | 0 | 2.9161e-05 | 5.8323e-05 | 0 | 5.8323e-05 | [12 empty] | 7.3.3.17.5 (Remote Grid) Updates to grid topology to minimize risk of ignition in HFTDs Remote GridWLDFRVegetation ContactAggregated | WLDFR | HFTD - Distribution - Tier 2 - 2QU CoRE ¦ 3QU LoRE | Non-Red Flag Warning - Large Fires | Vegetation Contact | Aggregated | 2066 | 1.3749e-05 | 946.5765 | 0.013015 | 2066 | Mitigation | 0.95 | 45 | 0 | esc | 0.00097009 | 1.3338e-08 | 0.00097009 | 1.3338e-08
[79 empty] | WLDFR | HFTD - Distribution - Tier 3 - 1QU CoRE ¦ 4QU LoRE | Red Flag Warning - Large Fires | 2067 | 0 | 4.6035e-08 | 8.872 | 1.0079 | 4.9153 | 2.9488 | 0 | 0 | 4.7455e-05 | 0 | 0 | 0 | 4.0842e-07 | 0 | 4.0842e-07 | 0 | 0.0020032 | 0.004391 | 0 | 0.004391 | 0 | 0 | 5.8323e-05 | 0 | 5.8323e-05 | [12 empty] | 7.3.3.17.5 (Remote Grid) Updates to grid topology to minimize risk of ignition in HFTDs Remote GridWLDFRVegetation ContactAggregated | WLDFR | HFTD - Distribution - Tier 2 - 2QU CoRE ¦ 3QU LoRE | Non-Red Flag Warning - Large Fires | Vegetation Contact | Aggregated | 2067 | 1.3749e-05 | 946.5765 | 0.013015 | 2067 | Mitigation | 0.95 | 45 | 0 | esc | 0 | 0 | 0.00097009 | 1.3338e-08
[79 empty] | WLDFR | HFTD - Distribution - Tier 3 - 1QU CoRE ¦ 4QU LoRE | Red Flag Warning - Small Fires | 2022 | 4.06e-07 | 0 | 0.077901 | 0.036425 | 0.0015809 | 0.039895 | 0 | 0 | 0.00042685 | 3.1628e-08 | 0 | 3.1628e-08 | 0 | 0 | 0 | 0 | 0.0020032 | 0.004391 | 0 | 0.004391 | 0 | 0 | 0 | 0 | 0 | [12 empty] | 7.3.3.17.5 (Remote Grid) Updates to grid topology to minimize risk of ignition in HFTDs Remote GridWLDFRWire-to-wire contactAggregated | WLDFR | HFTD - Distribution - Tier 2 - 2QU CoRE ¦ 3QU LoRE | Non-Red Flag Warning - Large Fires | Wire-to-wire contact | Aggregated | 2022 | 4.5745e-06 | 946.5765 | 0.0043301 | 2022 | Mitigation | 0.95 | 45 | 0 | esc | 0.00097009 | 4.4377e-09 | 0 | 0
[79 empty] | WLDFR | HFTD - Distribution - Tier 3 - 1QU CoRE ¦ 4QU LoRE | Red Flag Warning - Small Fires | 2023 | 4.06e-07 | 4.06e-07 | 0.080408 | 0.03759 | 0.0016314 | 0.041187 | 0 | 0 | 0.00042685 | 3.2646e-08 | 0 | 3.2646e-08 | 3.2646e-08 | 0 | 3.2646e-08 | 0 | 0.0020032 | 0.004391 | 0 | 0.004391 | 0 | 0 | 0 | 0 | 0 | [12 empty] | 7.3.3.17.5 (Remote Grid) Updates to grid topology to minimize risk of ignition in HFTDs Remote GridWLDFRWire-to-wire contactAggregated | WLDFR | HFTD - Distribution - Tier 2 - 2QU CoRE ¦ 3QU LoRE | Non-Red Flag Warning - Large Fires | Wire-to-wire contact | Aggregated | 2023 | 4.5745e-06 | 946.5765 | 0.0043301 | 2023 | Mitigation | 0.95 | 45 | 0 | esc | 0.00097009 | 4.4377e-09 | 0.00097009 | 4.4377e-09
[79 empty] | WLDFR | HFTD - Distribution - Tier 3 - 1QU CoRE ¦ 4QU LoRE | Red Flag Warning - Small Fires | 2024 | 4.06e-07 | 4.06e-07 | 0.080408 | 0.03759 | 0.0016314 | 0.041187 | 0 | 0 | 0.00042685 | 3.2646e-08 | 0 | 3.2646e-08 | 3.2646e-08 | 0 | 3.2646e-08 | 0 | 0.0020032 | 0.004391 | 0 | 0.004391 | 0 | 3.4176e-07 | 0 | 0 | 0 | [12 empty] | 7.3.3.17.5 (Remote Grid) Updates to grid topology to minimize risk of ignition in HFTDs Remote GridWLDFRWire-to-wire contactAggregated | WLDFR | HFTD - Distribution - Tier 2 - 2QU CoRE ¦ 3QU LoRE | Non-Red Flag Warning - Large Fires | Wire-to-wire contact | Aggregated | 2024 | 4.5745e-06 | 946.5765 | 0.0043301 | 2024 | Mitigation | 0.95 | 45 | 0 | esc | 0.00097009 | 4.4377e-09 | 0.00097009 | 4.4377e-09
[79 empty] | WLDFR | HFTD - Distribution - Tier 3 - 1QU CoRE ¦ 4QU LoRE | Red Flag Warning - Small Fires | 2025 | 4.06e-07 | 4.06e-07 | 0.080408 | 0.03759 | 0.0016314 | 0.041187 | 0 | 0 | 0.00042685 | 3.2646e-08 | 0 | 3.2646e-08 | 3.2646e-08 | 0 | 3.2646e-08 | 0 | 0.0020032 | 0.004391 | 0 | 0.004391 | 0 | 3.5705e-07 | 7.1411e-07 | 0 | 7.1411e-07 | [12 empty] | 7.3.3.17.5 (Remote Grid) Updates to grid topology to minimize risk of ignition in HFTDs Remote GridWLDFRWire-to-wire contactAggregated | WLDFR | HFTD - Distribution - Tier 2 - 2QU CoRE ¦ 3QU LoRE | Non-Red Flag Warning - Large Fires | Wire-to-wire contact | Aggregated | 2025 | 4.5745e-06 | 946.5765 | 0.0043301 | 2025 | Mitigation | 0.95 | 45 | 0 | esc | 0.00097009 | 4.4377e-09 | 0.00097009 | 4.4377e-09
[79 empty] | WLDFR | HFTD - Distribution - Tier 3 - 1QU CoRE ¦ 4QU LoRE | Red Flag Warning - Small Fires | 2026 | 4.06e-07 | 4.06e-07 | 0.080408 | 0.03759 | 0.0016314 | 0.041187 | 0 | 0 | 0.00042685 | 3.2646e-08 | 0 | 3.2646e-08 | 3.2646e-08 | 0 | 3.2646e-08 | 0 | 0.0021031 | 0.00461 | 0 | 0.00461 | 0 | 3.5705e-07 | 7.1411e-07 | 0 | 7.1411e-07 | [12 empty] | 7.3.3.17.5 (Remote Grid) Updates to grid topology to minimize risk of ignition in HFTDs Remote GridWLDFRWire-to-wire contactAggregated | WLDFR | HFTD - Distribution - Tier 2 - 2QU CoRE ¦ 3QU LoRE | Non-Red Flag Warning - Large Fires | Wire-to-wire contact | Aggregated | 2026 | 4.5745e-06 | 946.5765 | 0.0043301 | 2026 | Mitigation | 0.95 | 45 | 0 | esc | 0.00097009 | 4.4377e-09 | 0.00097009 | 4.4377e-09
[79 empty] | WLDFR | HFTD - Distribution - Tier 3 - 1QU CoRE ¦ 4QU LoRE | Red Flag Warning - Small Fires | 2027 | 4.06e-07 | 4.06e-07 | 0.080408 | 0.03759 | 0.0016314 | 0.041187 | 0 | 0 | 0.00042685 | 3.2646e-08 | 0 | 3.2646e-08 | 3.2646e-08 | 0 | 3.2646e-08 | 0 | 0.0021031 | 0.00461 | 0 | 0.00461 | 0 | 3.5705e-07 | 7.1411e-07 | 0 | 7.1411e-07 | [12 empty] | 7.3.3.17.5 (Remote Grid) Updates to grid topology to minimize risk of ignition in HFTDs Remote GridWLDFRWire-to-wire contactAggregated | WLDFR | HFTD - Distribution - Tier 2 - 2QU CoRE ¦ 3QU LoRE | Non-Red Flag Warning - Large Fires | Wire-to-wire contact | Aggregated | 2027 | 4.5745e-06 | 946.5765 | 0.0043301 | 2027 | Mitigation | 0.95 | 45 | 0 | esc | 0.00097009 | 4.4377e-09 | 0.00097009 | 4.4377e-09
[79 empty] | WLDFR | HFTD - Distribution - Tier 3 - 1QU CoRE ¦ 4QU LoRE | Red Flag Warning - Small Fires | 2028 | 4.06e-07 | 4.06e-07 | 0.083606 | 0.039055 | 0.001695 | 0.042856 | 0 | 0 | 0.00042685 | 3.3944e-08 | 0 | 3.3944e-08 | 3.3944e-08 | 0 | 3.3944e-08 | 0 | 0.0021031 | 0.00461 | 0 | 0.00461 | 0 | 3.5705e-07 | 7.1411e-07 | 0 | 7.1411e-07 | [12 empty] | 7.3.3.17.5 (Remote Grid) Updates to grid topology to minimize risk of ignition in HFTDs Remote GridWLDFRWire-to-wire contactAggregated | WLDFR | HFTD - Distribution - Tier 2 - 2QU CoRE ¦ 3QU LoRE | Non-Red Flag Warning - Large Fires | Wire-to-wire contact | Aggregated | 2028 | 4.5745e-06 | 946.5765 | 0.0043301 | 2028 | Mitigation | 0.95 | 45 | 0 | esc | 0.00097009 | 4.4377e-09 | 0.00097009 | 4.4377e-09
[79 empty] | WLDFR | HFTD - Distribution - Tier 3 - 1QU CoRE ¦ 4QU LoRE | Red Flag Warning - Small Fires | 2029 | 4.06e-07 | 4.06e-07 | 0.083606 | 0.039055 | 0.001695 | 0.042856 | 0 | 0 | 0.00042685 | 3.3944e-08 | 0 | 3.3944e-08 | 3.3944e-08 | 0 | 3.3944e-08 | 0 | 0.0021031 | 0.00461 | 0 | 0.00461 | 0 | 3.5705e-07 | 7.1411e-07 | 0 | 7.1411e-07 | [12 empty] | 7.3.3.17.5 (Remote Grid) Updates to grid topology to minimize risk of ignition in HFTDs Remote GridWLDFRWire-to-wire contactAggregated | WLDFR | HFTD - Distribution - Tier 2 - 2QU CoRE ¦ 3QU LoRE | Non-Red Flag Warning - Large Fires | Wire-to-wire contact | Aggregated | 2029 | 4.5745e-06 | 946.5765 | 0.0043301 | 2029 | Mitigation | 0.95 | 45 | 0 | esc | 0.00097009 | 4.4377e-09 | 0.00097009 | 4.4377e-09
[79 empty] | WLDFR | HFTD - Distribution - Tier 3 - 1QU CoRE ¦ 4QU LoRE | Red Flag Warning - Small Fires | 2030 | 4.06e-07 | 4.06e-07 | 0.083606 | 0.039055 | 0.001695 | 0.042856 | 0 | 0 | 0.00042685 | 3.3944e-08 | 0 | 3.3944e-08 | 3.3944e-08 | 0 | 3.3944e-08 | 0 | 0.0021031 | 0.00461 | 0 | 0.00461 | 0 | 3.7675e-07 | 7.535e-07 | 0 | 7.535e-07 | [12 empty] | 7.3.3.17.5 (Remote Grid) Updates to grid topology to minimize risk of ignition in HFTDs Remote GridWLDFRWire-to-wire contactAggregated | WLDFR | HFTD - Distribution - Tier 2 - 2QU CoRE ¦ 3QU LoRE | Non-Red Flag Warning - Large Fires | Wire-to-wire contact | Aggregated | 2030 | 4.5745e-06 | 946.5765 | 0.0043301 | 2030 | Mitigation | 0.95 | 45 | 0 | esc | 0.00097009 | 4.4377e-09 | 0.00097009 | 4.4377e-09
[79 empty] | WLDFR | HFTD - Distribution - Tier 3 - 1QU CoRE ¦ 4QU LoRE | Red Flag Warning - Small Fires | 2031 | 4.06e-07 | 4.06e-07 | 0.083606 | 0.039055 | 0.001695 | 0.042856 | 0 | 0 | 0.00042685 | 3.3944e-08 | 0 | 3.3944e-08 | 3.3944e-08 | 0 | 3.3944e-08 | 0 | 0.0022078 | 0.0048396 | 0 | 0.0048396 | 0 | 3.7675e-07 | 7.535e-07 | 0 | 7.535e-07 | [12 empty] | 7.3.3.17.5 (Remote Grid) Updates to grid topology to minimize risk of ignition in HFTDs Remote GridWLDFRWire-to-wire contactAggregated | WLDFR | HFTD - Distribution - Tier 2 - 2QU CoRE ¦ 3QU LoRE | Non-Red Flag Warning - Large Fires | Wire-to-wire contact | Aggregated | 2031 | 4.5745e-06 | 946.5765 | 0.0043301 | 2031 | Mitigation | 0.95 | 45 | 0 | esc | 0.00097009 | 4.4377e-09 | 0.00097009 | 4.4377e-09
[79 empty] | WLDFR | HFTD - Distribution - Tier 3 - 1QU CoRE ¦ 4QU LoRE | Red Flag Warning - Small Fires | 2032 | 4.06e-07 | 4.06e-07 | 0.083606 | 0.039055 | 0.001695 | 0.042856 | 0 | 0 | 0.00042685 | 3.3944e-08 | 0 | 3.3944e-08 | 3.3944e-08 | 0 | 3.3944e-08 | 0 | 0.0022078 | 0.0048396 | 0 | 0.0048396 | 0 | 3.7675e-07 | 7.535e-07 | 0 | 7.535e-07 | [12 empty] | 7.3.3.17.5 (Remote Grid) Updates to grid topology to minimize risk of ignition in HFTDs Remote GridWLDFRWire-to-wire contactAggregated | WLDFR | HFTD - Distribution - Tier 2 - 2QU CoRE ¦ 3QU LoRE | Non-Red Flag Warning - Large Fires | Wire-to-wire contact | Aggregated | 2032 | 4.5745e-06 | 946.5765 | 0.0043301 | 2032 | Mitigation | 0.95 | 45 | 0 | esc | 0.00097009 | 4.4377e-09 | 0.00097009 | 4.4377e-09
[79 empty] | WLDFR | HFTD - Distribution - Tier 3 - 1QU CoRE ¦ 4QU LoRE | Red Flag Warning - Small Fires | 2033 | 4.06e-07 | 4.06e-07 | 0.087211 | 0.040679 | 0.0017655 | 0.044766 | 0 | 0 | 0.00042685 | 3.5408e-08 | 0 | 3.5408e-08 | 3.5408e-08 | 0 | 3.5408e-08 | 0 | 0.0022078 | 0.0048396 | 0 | 0.0048396 | 0 | 3.7675e-07 | 7.535e-07 | 0 | 7.535e-07 | [12 empty] | 7.3.3.17.5 (Remote Grid) Updates to grid topology to minimize risk of ignition in HFTDs Remote GridWLDFRWire-to-wire contactAggregated | WLDFR | HFTD - Distribution - Tier 2 - 2QU CoRE ¦ 3QU LoRE | Non-Red Flag Warning - Large Fires | Wire-to-wire contact | Aggregated | 2033 | 4.5745e-06 | 946.5765 | 0.0043301 | 2033 | Mitigation | 0.95 | 45 | 0 | esc | 0.00097009 | 4.4377e-09 | 0.00097009 | 4.4377e-09
[79 empty] | WLDFR | HFTD - Distribution - Tier 3 - 1QU CoRE ¦ 4QU LoRE | Red Flag Warning - Small Fires | 2034 | 4.06e-07 | 4.06e-07 | 0.087211 | 0.040679 | 0.0017655 | 0.044766 | 0 | 0 | 0.00042685 | 3.5408e-08 | 0 | 3.5408e-08 | 3.5408e-08 | 0 | 3.5408e-08 | 0 | 0.0022078 | 0.0048396 | 0 | 0.0048396 | 0 | 3.7675e-07 | 7.535e-07 | 0 | 7.535e-07 | [12 empty] | 7.3.3.17.5 (Remote Grid) Updates to grid topology to minimize risk of ignition in HFTDs Remote GridWLDFRWire-to-wire contactAggregated | WLDFR | HFTD - Distribution - Tier 2 - 2QU CoRE ¦ 3QU LoRE | Non-Red Flag Warning - Large Fires | Wire-to-wire contact | Aggregated | 2034 | 4.5745e-06 | 946.5765 | 0.0043301 | 2034 | Mitigation | 0.95 | 45 | 0 | esc | 0.00097009 | 4.4377e-09 | 0.00097009 | 4.4377e-09
[79 empty] | WLDFR | HFTD - Distribution - Tier 3 - 1QU CoRE ¦ 4QU LoRE | Red Flag Warning - Small Fires | 2035 | 4.06e-07 | 4.06e-07 | 0.087211 | 0.040679 | 0.0017655 | 0.044766 | 0 | 0 | 0.00042685 | 3.5408e-08 | 0 | 3.5408e-08 | 3.5408e-08 | 0 | 3.5408e-08 | 0 | 0.0022078 | 0.0048396 | 0 | 0.0048396 | 0 | 3.9915e-07 | 7.983e-07 | 0 | 7.983e-07 | [12 empty] | 7.3.3.17.5 (Remote Grid) Updates to grid topology to minimize risk of ignition in HFTDs Remote GridWLDFRWire-to-wire contactAggregated | WLDFR | HFTD - Distribution - Tier 2 - 2QU CoRE ¦ 3QU LoRE | Non-Red Flag Warning - Large Fires | Wire-to-wire contact | Aggregated | 2035 | 4.5745e-06 | 946.5765 | 0.0043301 | 2035 | Mitigation | 0.95 | 45 | 0 | esc | 0.00097009 | 4.4377e-09 | 0.00097009 | 4.4377e-09
[79 empty] | WLDFR | HFTD - Distribution - Tier 3 - 1QU CoRE ¦ 4QU LoRE | Red Flag Warning - Small Fires | 2036 | 4.06e-07 | 4.06e-07 | 0.087211 | 0.040679 | 0.0017655 | 0.044766 | 0 | 0 | 0.00042685 | 3.5408e-08 | 0 | 3.5408e-08 | 3.5408e-08 | 0 | 3.5408e-08 | 0 | 0.0023161 | 0.005077 | 0 | 0.005077 | 0 | 3.9915e-07 | 7.983e-07 | 0 | 7.983e-07 | [12 empty] | 7.3.3.17.5 (Remote Grid) Updates to grid topology to minimize risk of ignition in HFTDs Remote GridWLDFRWire-to-wire contactAggregated | WLDFR | HFTD - Distribution - Tier 2 - 2QU CoRE ¦ 3QU LoRE | Non-Red Flag Warning - Large Fires | Wire-to-wire contact | Aggregated | 2036 | 4.5745e-06 | 946.5765 | 0.0043301 | 2036 | Mitigation | 0.95 | 45 | 0 | esc | 0.00097009 | 4.4377e-09 | 0.00097009 | 4.4377e-09
[79 empty] | WLDFR | HFTD - Distribution - Tier 3 - 1QU CoRE ¦ 4QU LoRE | Red Flag Warning - Small Fires | 2037 | 4.06e-07 | 4.06e-07 | 0.087211 | 0.040679 | 0.0017655 | 0.044766 | 0 | 0 | 0.00042685 | 3.5408e-08 | 0 | 3.5408e-08 | 3.5408e-08 | 0 | 3.5408e-08 | 0 | 0.0023161 | 0.005077 | 0 | 0.005077 | 0 | 3.9915e-07 | 7.983e-07 | 0 | 7.983e-07 | [12 empty] | 7.3.3.17.5 (Remote Grid) Updates to grid topology to minimize risk of ignition in HFTDs Remote GridWLDFRWire-to-wire contactAggregated | WLDFR | HFTD - Distribution - Tier 2 - 2QU CoRE ¦ 3QU LoRE | Non-Red Flag Warning - Large Fires | Wire-to-wire contact | Aggregated | 2037 | 4.5745e-06 | 946.5765 | 0.0043301 | 2037 | Mitigation | 0.95 | 45 | 0 | esc | 0.00097009 | 4.4377e-09 | 0.00097009 | 4.4377e-09
[79 empty] | WLDFR | HFTD - Distribution - Tier 3 - 1QU CoRE ¦ 4QU LoRE | Red Flag Warning - Small Fires | 2038 | 4.06e-07 | 4.06e-07 | 0.091184 | 0.042438 | 0.0018418 | 0.046905 | 0 | 0 | 0.00042685 | 3.7021e-08 | 0 | 3.7021e-08 | 3.7021e-08 | 0 | 3.7021e-08 | 0 | 0.0023161 | 0.005077 | 0 | 0.005077 | 0 | 3.9915e-07 | 7.983e-07 | 0 | 7.983e-07 | [12 empty] | 7.3.3.17.5 (Remote Grid) Updates to grid topology to minimize risk of ignition in HFTDs Remote GridWLDFRWire-to-wire contactAggregated | WLDFR | HFTD - Distribution - Tier 2 - 2QU CoRE ¦ 3QU LoRE | Non-Red Flag Warning - Large Fires | Wire-to-wire contact | Aggregated | 2038 | 4.5745e-06 | 946.5765 | 0.0043301 | 2038 | Mitigation | 0.95 | 45 | 0 | esc | 0.00097009 | 4.4377e-09 | 0.00097009 | 4.4377e-09
[79 empty] | WLDFR | HFTD - Distribution - Tier 3 - 1QU CoRE ¦ 4QU LoRE | Red Flag Warning - Small Fires | 2039 | 4.06e-07 | 4.06e-07 | 0.091184 | 0.042438 | 0.0018418 | 0.046905 | 0 | 0 | 0.00042685 | 3.7021e-08 | 0 | 3.7021e-08 | 3.7021e-08 | 0 | 3.7021e-08 | 0 | 0.0023161 | 0.005077 | 0 | 0.005077 | 0 | 3.9915e-07 | 7.983e-07 | 0 | 7.983e-07 | [12 empty] | 7.3.3.17.5 (Remote Grid) Updates to grid topology to minimize risk of ignition in HFTDs Remote GridWLDFRWire-to-wire contactAggregated | WLDFR | HFTD - Distribution - Tier 2 - 2QU CoRE ¦ 3QU LoRE | Non-Red Flag Warning - Large Fires | Wire-to-wire contact | Aggregated | 2039 | 4.5745e-06 | 946.5765 | 0.0043301 | 2039 | Mitigation | 0.95 | 45 | 0 | esc | 0.00097009 | 4.4377e-09 | 0.00097009 | 4.4377e-09
[79 empty] | WLDFR | HFTD - Distribution - Tier 3 - 1QU CoRE ¦ 4QU LoRE | Red Flag Warning - Small Fires | 2040 | 4.06e-07 | 4.06e-07 | 0.091184 | 0.042438 | 0.0018418 | 0.046905 | 0 | 0 | 0.00042685 | 3.7021e-08 | 0 | 3.7021e-08 | 3.7021e-08 | 0 | 3.7021e-08 | 0 | 0.0023161 | 0.005077 | 0 | 0.005077 | 0 | 4.2408e-07 | 8.4816e-07 | 0 | 8.4816e-07 | [12 empty] | 7.3.3.17.5 (Remote Grid) Updates to grid topology to minimize risk of ignition in HFTDs Remote GridWLDFRWire-to-wire contactAggregated | WLDFR | HFTD - Distribution - Tier 2 - 2QU CoRE ¦ 3QU LoRE | Non-Red Flag Warning - Large Fires | Wire-to-wire contact | Aggregated | 2040 | 4.5745e-06 | 946.5765 | 0.0043301 | 2040 | Mitigation | 0.95 | 45 | 0 | esc | 0.00097009 | 4.4377e-09 | 0.00097009 | 4.4377e-09
[79 empty] | WLDFR | HFTD - Distribution - Tier 3 - 1QU CoRE ¦ 4QU LoRE | Red Flag Warning - Small Fires | 2041 | 4.06e-07 | 4.06e-07 | 0.091184 | 0.042438 | 0.0018418 | 0.046905 | 0 | 0 | 0.00042685 | 3.7021e-08 | 0 | 3.7021e-08 | 3.7021e-08 | 0 | 3.7021e-08 | 0 | 0.0024266 | 0.0053191 | 0 | 0.0053191 | 0 | 4.2408e-07 | 8.4816e-07 | 0 | 8.4816e-07 | [12 empty] | 7.3.3.17.5 (Remote Grid) Updates to grid topology to minimize risk of ignition in HFTDs Remote GridWLDFRWire-to-wire contactAggregated | WLDFR | HFTD - Distribution - Tier 2 - 2QU CoRE ¦ 3QU LoRE | Non-Red Flag Warning - Large Fires | Wire-to-wire contact | Aggregated | 2041 | 4.5745e-06 | 946.5765 | 0.0043301 | 2041 | Mitigation | 0.95 | 45 | 0 | esc | 0.00097009 | 4.4377e-09 | 0.00097009 | 4.4377e-09
[79 empty] | WLDFR | HFTD - Distribution - Tier 3 - 1QU CoRE ¦ 4QU LoRE | Red Flag Warning - Small Fires | 2042 | 4.06e-07 | 4.06e-07 | 0.091184 | 0.042438 | 0.0018418 | 0.046905 | 0 | 0 | 0.00042685 | 3.7021e-08 | 0 | 3.7021e-08 | 3.7021e-08 | 0 | 3.7021e-08 | 0 | 0.0024266 | 0.0053191 | 0 | 0.0053191 | 0 | 4.2408e-07 | 8.4816e-07 | 0 | 8.4816e-07 | [12 empty] | 7.3.3.17.5 (Remote Grid) Updates to grid topology to minimize risk of ignition in HFTDs Remote GridWLDFRWire-to-wire contactAggregated | WLDFR | HFTD - Distribution - Tier 2 - 2QU CoRE ¦ 3QU LoRE | Non-Red Flag Warning - Large Fires | Wire-to-wire contact | Aggregated | 2042 | 4.5745e-06 | 946.5765 | 0.0043301 | 2042 | Mitigation | 0.95 | 45 | 0 | esc | 0.00097009 | 4.4377e-09 | 0.00097009 | 4.4377e-09
[79 empty] | WLDFR | HFTD - Distribution - Tier 3 - 1QU CoRE ¦ 4QU LoRE | Red Flag Warning - Small Fires | 2043 | 4.06e-07 | 4.06e-07 | 0.095486 | 0.044306 | 0.0019228 | 0.049257 | 0 | 0 | 0.00042685 | 3.8767e-08 | 0 | 3.8767e-08 | 3.8767e-08 | 0 | 3.8767e-08 | 0 | 0.0024266 | 0.0053191 | 0 | 0.0053191 | 0 | 4.2408e-07 | 8.4816e-07 | 0 | 8.4816e-07 | [12 empty] | 7.3.3.17.5 (Remote Grid) Updates to grid topology to minimize risk of ignition in HFTDs Remote GridWLDFRWire-to-wire contactAggregated | WLDFR | HFTD - Distribution - Tier 2 - 2QU CoRE ¦ 3QU LoRE | Non-Red Flag Warning - Large Fires | Wire-to-wire contact | Aggregated | 2043 | 4.5745e-06 | 946.5765 | 0.0043301 | 2043 | Mitigation | 0.95 | 45 | 0 | esc | 0.00097009 | 4.4377e-09 | 0.00097009 | 4.4377e-09
[79 empty] | WLDFR | HFTD - Distribution - Tier 3 - 1QU CoRE ¦ 4QU LoRE | Red Flag Warning - Small Fires | 2044 | 4.06e-07 | 4.06e-07 | 0.095486 | 0.044306 | 0.0019228 | 0.049257 | 0 | 0 | 0.00042685 | 3.8767e-08 | 0 | 3.8767e-08 | 3.8767e-08 | 0 | 3.8767e-08 | 0 | 0.0024266 | 0.0053191 | 0 | 0.0053191 | 0 | 4.2408e-07 | 8.4816e-07 | 0 | 8.4816e-07 | [12 empty] | 7.3.3.17.5 (Remote Grid) Updates to grid topology to minimize risk of ignition in HFTDs Remote GridWLDFRWire-to-wire contactAggregated | WLDFR | HFTD - Distribution - Tier 2 - 2QU CoRE ¦ 3QU LoRE | Non-Red Flag Warning - Large Fires | Wire-to-wire contact | Aggregated | 2044 | 4.5745e-06 | 946.5765 | 0.0043301 | 2044 | Mitigation | 0.95 | 45 | 0 | esc | 0.00097009 | 4.4377e-09 | 0.00097009 | 4.4377e-09
[79 empty] | WLDFR | HFTD - Distribution - Tier 3 - 1QU CoRE ¦ 4QU LoRE | Red Flag Warning - Small Fires | 2045 | 4.06e-07 | 4.06e-07 | 0.095486 | 0.044306 | 0.0019228 | 0.049257 | 0 | 0 | 0.00042685 | 3.8767e-08 | 0 | 3.8767e-08 | 3.8767e-08 | 0 | 3.8767e-08 | 0 | 0.0024266 | 0.0053191 | 0 | 0.0053191 | 0 | 4.5135e-07 | 9.027e-07 | 0 | 9.027e-07 | [12 empty] | 7.3.3.17.5 (Remote Grid) Updates to grid topology to minimize risk of ignition in HFTDs Remote GridWLDFRWire-to-wire contactAggregated | WLDFR | HFTD - Distribution - Tier 2 - 2QU CoRE ¦ 3QU LoRE | Non-Red Flag Warning - Large Fires | Wire-to-wire contact | Aggregated | 2045 | 4.5745e-06 | 946.5765 | 0.0043301 | 2045 | Mitigation | 0.95 | 45 | 0 | esc | 0.00097009 | 4.4377e-09 | 0.00097009 | 4.4377e-09
[79 empty] | WLDFR | HFTD - Distribution - Tier 3 - 1QU CoRE ¦ 4QU LoRE | Red Flag Warning - Small Fires | 2046 | 4.06e-07 | 4.06e-07 | 0.095486 | 0.044306 | 0.0019228 | 0.049257 | 0 | 0 | 0.00042685 | 3.8767e-08 | 0 | 3.8767e-08 | 3.8767e-08 | 0 | 3.8767e-08 | 0 | 0.0025379 | 0.0055632 | 0 | 0.0055632 | 0 | 4.5135e-07 | 9.027e-07 | 0 | 9.027e-07 | [12 empty] | 7.3.3.17.5 (Remote Grid) Updates to grid topology to minimize risk of ignition in HFTDs Remote GridWLDFRWire-to-wire contactAggregated | WLDFR | HFTD - Distribution - Tier 2 - 2QU CoRE ¦ 3QU LoRE | Non-Red Flag Warning - Large Fires | Wire-to-wire contact | Aggregated | 2046 | 4.5745e-06 | 946.5765 | 0.0043301 | 2046 | Mitigation | 0.95 | 45 | 0 | esc | 0.00097009 | 4.4377e-09 | 0.00097009 | 4.4377e-09
[79 empty] | WLDFR | HFTD - Distribution - Tier 3 - 1QU CoRE ¦ 4QU LoRE | Red Flag Warning - Small Fires | 2047 | 4.06e-07 | 4.06e-07 | 0.095486 | 0.044306 | 0.0019228 | 0.049257 | 0 | 0 | 0.00042685 | 3.8767e-08 | 0 | 3.8767e-08 | 3.8767e-08 | 0 | 3.8767e-08 | 0 | 0.0025379 | 0.0055632 | 0 | 0.0055632 | 0 | 4.5135e-07 | 9.027e-07 | 0 | 9.027e-07 | [12 empty] | 7.3.3.17.5 (Remote Grid) Updates to grid topology to minimize risk of ignition in HFTDs Remote GridWLDFRWire-to-wire contactAggregated | WLDFR | HFTD - Distribution - Tier 2 - 2QU CoRE ¦ 3QU LoRE | Non-Red Flag Warning - Large Fires | Wire-to-wire contact | Aggregated | 2047 | 4.5745e-06 | 946.5765 | 0.0043301 | 2047 | Mitigation | 0.95 | 45 | 0 | esc | 0.00097009 | 4.4377e-09 | 0.00097009 | 4.4377e-09
[79 empty] | WLDFR | HFTD - Distribution - Tier 3 - 1QU CoRE ¦ 4QU LoRE | Red Flag Warning - Small Fires | 2048 | 4.06e-07 | 4.06e-07 | 0.10007 | 0.04626 | 0.0020076 | 0.051804 | 0 | 0 | 0.00042685 | 4.0629e-08 | 0 | 4.0629e-08 | 4.0629e-08 | 0 | 4.0629e-08 | 0 | 0.0025379 | 0.0055632 | 0 | 0.0055632 | 0 | 4.5135e-07 | 9.027e-07 | 0 | 9.027e-07 | [12 empty] | 7.3.3.17.5 (Remote Grid) Updates to grid topology to minimize risk of ignition in HFTDs Remote GridWLDFRWire-to-wire contactAggregated | WLDFR | HFTD - Distribution - Tier 2 - 2QU CoRE ¦ 3QU LoRE | Non-Red Flag Warning - Large Fires | Wire-to-wire contact | Aggregated | 2048 | 4.5745e-06 | 946.5765 | 0.0043301 | 2048 | Mitigation | 0.95 | 45 | 0 | esc | 0.00097009 | 4.4377e-09 | 0.00097009 | 4.4377e-09
[79 empty] | WLDFR | HFTD - Distribution - Tier 3 - 1QU CoRE ¦ 4QU LoRE | Red Flag Warning - Small Fires | 2049 | 4.06e-07 | 4.06e-07 | 0.10007 | 0.04626 | 0.0020076 | 0.051804 | 0 | 0 | 0.00042685 | 4.0629e-08 | 0 | 4.0629e-08 | 4.0629e-08 | 0 | 4.0629e-08 | 0 | 0.0025379 | 0.0055632 | 0 | 0.0055632 | 0 | 4.5135e-07 | 9.027e-07 | 0 | 9.027e-07 | [12 empty] | 7.3.3.17.5 (Remote Grid) Updates to grid topology to minimize risk of ignition in HFTDs Remote GridWLDFRWire-to-wire contactAggregated | WLDFR | HFTD - Distribution - Tier 2 - 2QU CoRE ¦ 3QU LoRE | Non-Red Flag Warning - Large Fires | Wire-to-wire contact | Aggregated | 2049 | 4.5745e-06 | 946.5765 | 0.0043301 | 2049 | Mitigation | 0.95 | 45 | 0 | esc | 0.00097009 | 4.4377e-09 | 0.00097009 | 4.4377e-09
[79 empty] | WLDFR | HFTD - Distribution - Tier 3 - 1QU CoRE ¦ 4QU LoRE | Red Flag Warning - Small Fires | 2050 | 4.06e-07 | 4.06e-07 | 0.10007 | 0.04626 | 0.0020076 | 0.051804 | 0 | 0 | 0.00042685 | 4.0629e-08 | 0 | 4.0629e-08 | 4.0629e-08 | 0 | 4.0629e-08 | 0 | 0.0025379 | 0.0055632 | 0 | 0.0055632 | 0 | 4.8072e-07 | 9.6144e-07 | 0 | 9.6144e-07 | [12 empty] | 7.3.3.17.5 (Remote Grid) Updates to grid topology to minimize risk of ignition in HFTDs Remote GridWLDFRWire-to-wire contactAggregated | WLDFR | HFTD - Distribution - Tier 2 - 2QU CoRE ¦ 3QU LoRE | Non-Red Flag Warning - Large Fires | Wire-to-wire contact | Aggregated | 2050 | 4.5745e-06 | 946.5765 | 0.0043301 | 2050 | Mitigation | 0.95 | 45 | 0 | esc | 0.00097009 | 4.4377e-09 | 0.00097009 | 4.4377e-09
[79 empty] | WLDFR | HFTD - Distribution - Tier 3 - 1QU CoRE ¦ 4QU LoRE | Red Flag Warning - Small Fires | 2051 | 4.06e-07 | 4.06e-07 | 0.10007 | 0.04626 | 0.0020076 | 0.051804 | 0 | 0 | 0.00042685 | 4.0629e-08 | 0 | 4.0629e-08 | 4.0629e-08 | 0 | 4.0629e-08 | 0 | 0.0026488 | 0.0058062 | 0 | 0.0058062 | 0 | 4.8072e-07 | 9.6144e-07 | 0 | 9.6144e-07 | [12 empty] | 7.3.3.17.5 (Remote Grid) Updates to grid topology to minimize risk of ignition in HFTDs Remote GridWLDFRWire-to-wire contactAggregated | WLDFR | HFTD - Distribution - Tier 2 - 2QU CoRE ¦ 3QU LoRE | Non-Red Flag Warning - Large Fires | Wire-to-wire contact | Aggregated | 2051 | 4.5745e-06 | 946.5765 | 0.0043301 | 2051 | Mitigation | 0.95 | 45 | 0 | esc | 0.00097009 | 4.4377e-09 | 0.00097009 | 4.4377e-09
[79 empty] | WLDFR | HFTD - Distribution - Tier 3 - 1QU CoRE ¦ 4QU LoRE | Red Flag Warning - Small Fires | 2052 | 4.06e-07 | 4.06e-07 | 0.10007 | 0.04626 | 0.0020076 | 0.051804 | 0 | 0 | 0.00042685 | 4.0629e-08 | 0 | 4.0629e-08 | 4.0629e-08 | 0 | 4.0629e-08 | 0 | 0.0026488 | 0.0058062 | 0 | 0.0058062 | 0 | 4.8072e-07 | 9.6144e-07 | 0 | 9.6144e-07 | [12 empty] | 7.3.3.17.5 (Remote Grid) Updates to grid topology to minimize risk of ignition in HFTDs Remote GridWLDFRWire-to-wire contactAggregated | WLDFR | HFTD - Distribution - Tier 2 - 2QU CoRE ¦ 3QU LoRE | Non-Red Flag Warning - Large Fires | Wire-to-wire contact | Aggregated | 2052 | 4.5745e-06 | 946.5765 | 0.0043301 | 2052 | Mitigation | 0.95 | 45 | 0 | esc | 0.00097009 | 4.4377e-09 | 0.00097009 | 4.4377e-09
[79 empty] | WLDFR | HFTD - Distribution - Tier 3 - 1QU CoRE ¦ 4QU LoRE | Red Flag Warning - Small Fires | 2053 | 4.06e-07 | 4.06e-07 | 0.10489 | 0.048274 | 0.002095 | 0.054525 | 0 | 0 | 0.00042685 | 4.2587e-08 | 0 | 4.2587e-08 | 4.2587e-08 | 0 | 4.2587e-08 | 0 | 0.0026488 | 0.0058062 | 0 | 0.0058062 | 0 | 4.8072e-07 | 9.6144e-07 | 0 | 9.6144e-07 | [12 empty] | 7.3.3.17.5 (Remote Grid) Updates to grid topology to minimize risk of ignition in HFTDs Remote GridWLDFRWire-to-wire contactAggregated | WLDFR | HFTD - Distribution - Tier 2 - 2QU CoRE ¦ 3QU LoRE | Non-Red Flag Warning - Large Fires | Wire-to-wire contact | Aggregated | 2053 | 4.5745e-06 | 946.5765 | 0.0043301 | 2053 | Mitigation | 0.95 | 45 | 0 | esc | 0.00097009 | 4.4377e-09 | 0.00097009 | 4.4377e-09
[79 empty] | WLDFR | HFTD - Distribution - Tier 3 - 1QU CoRE ¦ 4QU LoRE | Red Flag Warning - Small Fires | 2054 | 4.06e-07 | 4.06e-07 | 0.10489 | 0.048274 | 0.002095 | 0.054525 | 0 | 0 | 0.00042685 | 4.2587e-08 | 0 | 4.2587e-08 | 4.2587e-08 | 0 | 4.2587e-08 | 0 | 0 | 0.0058062 | 0 | 0.0058062 | 0 | 0 | 9.6144e-07 | 0 | 9.6144e-07 | [12 empty] | 7.3.3.17.5 (Remote Grid) Updates to grid topology to minimize risk of ignition in HFTDs Remote GridWLDFRWire-to-wire contactAggregated | WLDFR | HFTD - Distribution - Tier 2 - 2QU CoRE ¦ 3QU LoRE | Non-Red Flag Warning - Large Fires | Wire-to-wire contact | Aggregated | 2054 | 4.5745e-06 | 946.5765 | 0.0043301 | 2054 | Mitigation | 0.95 | 45 | 0 | esc | 0.00097009 | 4.4377e-09 | 0.00097009 | 4.4377e-09
[79 empty] | WLDFR | HFTD - Distribution - Tier 3 - 1QU CoRE ¦ 4QU LoRE | Red Flag Warning - Small Fires | 2055 | 4.06e-07 | 4.06e-07 | 0.10489 | 0.048274 | 0.002095 | 0.054525 | 0 | 0 | 0.00042685 | 4.2587e-08 | 0 | 4.2587e-08 | 4.2587e-08 | 0 | 4.2587e-08 | 0 | 0 | 0 | 0 | 0 | 0 | 0 | 0 | 0 | 0 | [12 empty] | 7.3.3.17.5 (Remote Grid) Updates to grid topology to minimize risk of ignition in HFTDs Remote GridWLDFRWire-to-wire contactAggregated | WLDFR | HFTD - Distribution - Tier 2 - 2QU CoRE ¦ 3QU LoRE | Non-Red Flag Warning - Large Fires | Wire-to-wire contact | Aggregated | 2055 | 4.5745e-06 | 946.5765 | 0.0043301 | 2055 | Mitigation | 0.95 | 45 | 0 | esc | 0.00097009 | 4.4377e-09 | 0.00097009 | 4.4377e-09
[79 empty] | WLDFR | HFTD - Distribution - Tier 3 - 1QU CoRE ¦ 4QU LoRE | Red Flag Warning - Small Fires | 2056 | 4.06e-07 | 4.06e-07 | 0.10489 | 0.048274 | 0.002095 | 0.054525 | 0 | 0 | 0.00042685 | 4.2587e-08 | 0 | 4.2587e-08 | 4.2587e-08 | 0 | 4.2587e-08 | 0 | 0.0011501 | 0 | 0 | 0 | 0 | 0 | 0 | 0 | 0 | [12 empty] | 7.3.3.17.5 (Remote Grid) Updates to grid topology to minimize risk of ignition in HFTDs Remote GridWLDFRWire-to-wire contactAggregated | WLDFR | HFTD - Distribution - Tier 2 - 2QU CoRE ¦ 3QU LoRE | Non-Red Flag Warning - Large Fires | Wire-to-wire contact | Aggregated | 2056 | 4.5745e-06 | 946.5765 | 0.0043301 | 2056 | Mitigation | 0.95 | 45 | 0 | esc | 0.00097009 | 4.4377e-09 | 0.00097009 | 4.4377e-09
[79 empty] | WLDFR | HFTD - Distribution - Tier 3 - 1QU CoRE ¦ 4QU LoRE | Red Flag Warning - Small Fires | 2057 | 4.06e-07 | 4.06e-07 | 0.10489 | 0.048274 | 0.002095 | 0.054525 | 0 | 0 | 0.00042685 | 4.2587e-08 | 0 | 4.2587e-08 | 4.2587e-08 | 0 | 4.2587e-08 | 0 | 0.0011921 | 0.0026131 | 0 | 0.0026131 | 0 | 4.0691e-06 | 0 | 0 | 0 | [12 empty] | 7.3.3.17.5 (Remote Grid) Updates to grid topology to minimize risk of ignition in HFTDs Remote GridWLDFRWire-to-wire contactAggregated | WLDFR | HFTD - Distribution - Tier 2 - 2QU CoRE ¦ 3QU LoRE | Non-Red Flag Warning - Large Fires | Wire-to-wire contact | Aggregated | 2057 | 4.5745e-06 | 946.5765 | 0.0043301 | 2057 | Mitigation | 0.95 | 45 | 0 | esc | 0.00097009 | 4.4377e-09 | 0.00097009 | 4.4377e-09
[79 empty] | WLDFR | HFTD - Distribution - Tier 3 - 1QU CoRE ¦ 4QU LoRE | Red Flag Warning - Small Fires | 2058 | 4.06e-07 | 4.06e-07 | 0.1099 | 0.050325 | 0.0021839 | 0.057393 | 0 | 0 | 0.00042685 | 4.4621e-08 | 0 | 4.4621e-08 | 4.4621e-08 | 0 | 4.4621e-08 | 0 | 0.0011921 | 0.0026131 | 0 | 0.0026131 | 0 | 4.2001e-06 | 8.4001e-06 | 0 | 8.4001e-06 | [12 empty] | 7.3.3.17.5 (Remote Grid) Updates to grid topology to minimize risk of ignition in HFTDs Remote GridWLDFRWire-to-wire contactAggregated | WLDFR | HFTD - Distribution - Tier 2 - 2QU CoRE ¦ 3QU LoRE | Non-Red Flag Warning - Large Fires | Wire-to-wire contact | Aggregated | 2058 | 4.5745e-06 | 946.5765 | 0.0043301 | 2058 | Mitigation | 0.95 | 45 | 0 | esc | 0.00097009 | 4.4377e-09 | 0.00097009 | 4.4377e-09
[79 empty] | WLDFR | HFTD - Distribution - Tier 3 - 1QU CoRE ¦ 4QU LoRE | Red Flag Warning - Small Fires | 2059 | 4.06e-07 | 4.06e-07 | 0.1099 | 0.050325 | 0.0021839 | 0.057393 | 0 | 0 | 0.00042685 | 4.4621e-08 | 0 | 4.4621e-08 | 4.4621e-08 | 0 | 4.4621e-08 | 0 | 0.0011921 | 0.0026131 | 0 | 0.0026131 | 0 | 4.2001e-06 | 8.4001e-06 | 0 | 8.4001e-06 | [12 empty] | 7.3.3.17.5 (Remote Grid) Updates to grid topology to minimize risk of ignition in HFTDs Remote GridWLDFRWire-to-wire contactAggregated | WLDFR | HFTD - Distribution - Tier 2 - 2QU CoRE ¦ 3QU LoRE | Non-Red Flag Warning - Large Fires | Wire-to-wire contact | Aggregated | 2059 | 4.5745e-06 | 946.5765 | 0.0043301 | 2059 | Mitigation | 0.95 | 45 | 0 | esc | 0.00097009 | 4.4377e-09 | 0.00097009 | 4.4377e-09
[79 empty] | WLDFR | HFTD - Distribution - Tier 3 - 1QU CoRE ¦ 4QU LoRE | Red Flag Warning - Small Fires | 2060 | 4.06e-07 | 4.06e-07 | 0.1099 | 0.050325 | 0.0021839 | 0.057393 | 0 | 0 | 0.00042685 | 4.4621e-08 | 0 | 4.4621e-08 | 4.4621e-08 | 0 | 4.4621e-08 | 0 | 0.0011921 | 0.0026131 | 0 | 0.0026131 | 0 | 4.2001e-06 | 8.4001e-06 | 0 | 8.4001e-06 | [12 empty] | 7.3.3.17.5 (Remote Grid) Updates to grid topology to minimize risk of ignition in HFTDs Remote GridWLDFRWire-to-wire contactAggregated | WLDFR | HFTD - Distribution - Tier 2 - 2QU CoRE ¦ 3QU LoRE | Non-Red Flag Warning - Large Fires | Wire-to-wire contact | Aggregated | 2060 | 4.5745e-06 | 946.5765 | 0.0043301 | 2060 | Mitigation | 0.95 | 45 | 0 | esc | 0.00097009 | 4.4377e-09 | 0.00097009 | 4.4377e-09
[79 empty] | WLDFR | HFTD - Distribution - Tier 3 - 1QU CoRE ¦ 4QU LoRE | Red Flag Warning - Small Fires | 2061 | 4.06e-07 | 4.06e-07 | 0.1099 | 0.050325 | 0.0021839 | 0.057393 | 0 | 0 | 0.00042685 | 4.4621e-08 | 0 | 4.4621e-08 | 4.4621e-08 | 0 | 4.4621e-08 | 0 | 0.0011921 | 0.0026131 | 0 | 0.0026131 | 0 | 4.2001e-06 | 8.4001e-06 | 0 | 8.4001e-06 | [12 empty] | 7.3.3.17.5 (Remote Grid) Updates to grid topology to minimize risk of ignition in HFTDs Remote GridWLDFRWire-to-wire contactAggregated | WLDFR | HFTD - Distribution - Tier 2 - 2QU CoRE ¦ 3QU LoRE | Non-Red Flag Warning - Large Fires | Wire-to-wire contact | Aggregated | 2061 | 4.5745e-06 | 946.5765 | 0.0043301 | 2061 | Mitigation | 0.95 | 45 | 0 | esc | 0.00097009 | 4.4377e-09 | 0.00097009 | 4.4377e-09
[79 empty] | WLDFR | HFTD - Distribution - Tier 3 - 1QU CoRE ¦ 4QU LoRE | Red Flag Warning - Small Fires | 2062 | 4.06e-07 | 4.06e-07 | 0.1099 | 0.050325 | 0.0021839 | 0.057393 | 0 | 0 | 0.00042685 | 4.4621e-08 | 0 | 4.4621e-08 | 4.4621e-08 | 0 | 4.4621e-08 | 0 | 0.001245 | 0.0027291 | 0 | 0.0027291 | 0 | 4.2001e-06 | 8.4001e-06 | 0 | 8.4001e-06 | [12 empty] | 7.3.3.17.5 (Remote Grid) Updates to grid topology to minimize risk of ignition in HFTDs Remote GridWLDFRWire-to-wire contactAggregated | WLDFR | HFTD - Distribution - Tier 2 - 2QU CoRE ¦ 3QU LoRE | Non-Red Flag Warning - Large Fires | Wire-to-wire contact | Aggregated | 2062 | 4.5745e-06 | 946.5765 | 0.0043301 | 2062 | Mitigation | 0.95 | 45 | 0 | esc | 0.00097009 | 4.4377e-09 | 0.00097009 | 4.4377e-09
[79 empty] | WLDFR | HFTD - Distribution - Tier 3 - 1QU CoRE ¦ 4QU LoRE | Red Flag Warning - Small Fires | 2063 | 4.06e-07 | 4.06e-07 | 0.11504 | 0.052388 | 0.0022734 | 0.060377 | 0 | 0 | 0.00042685 | 4.6706e-08 | 0 | 4.6706e-08 | 4.6706e-08 | 0 | 4.6706e-08 | 0 | 0.001245 | 0.0027291 | 0 | 0.0027291 | 0 | 4.3671e-06 | 8.7342e-06 | 0 | 8.7342e-06 | [12 empty] | 7.3.3.17.5 (Remote Grid) Updates to grid topology to minimize risk of ignition in HFTDs Remote GridWLDFRWire-to-wire contactAggregated | WLDFR | HFTD - Distribution - Tier 2 - 2QU CoRE ¦ 3QU LoRE | Non-Red Flag Warning - Large Fires | Wire-to-wire contact | Aggregated | 2063 | 4.5745e-06 | 946.5765 | 0.0043301 | 2063 | Mitigation | 0.95 | 45 | 0 | esc | 0.00097009 | 4.4377e-09 | 0.00097009 | 4.4377e-09
[79 empty] | WLDFR | HFTD - Distribution - Tier 3 - 1QU CoRE ¦ 4QU LoRE | Red Flag Warning - Small Fires | 2064 | 4.06e-07 | 4.06e-07 | 0.11504 | 0.052388 | 0.0022734 | 0.060377 | 0 | 0 | 0.00042685 | 4.6706e-08 | 0 | 4.6706e-08 | 4.6706e-08 | 0 | 4.6706e-08 | 0 | 0.001245 | 0.0027291 | 0 | 0.0027291 | 0 | 4.3671e-06 | 8.7342e-06 | 0 | 8.7342e-06 | [12 empty] | 7.3.3.17.5 (Remote Grid) Updates to grid topology to minimize risk of ignition in HFTDs Remote GridWLDFRWire-to-wire contactAggregated | WLDFR | HFTD - Distribution - Tier 2 - 2QU CoRE ¦ 3QU LoRE | Non-Red Flag Warning - Large Fires | Wire-to-wire contact | Aggregated | 2064 | 4.5745e-06 | 946.5765 | 0.0043301 | 2064 | Mitigation | 0.95 | 45 | 0 | esc | 0.00097009 | 4.4377e-09 | 0.00097009 | 4.4377e-09
[79 empty] | WLDFR | HFTD - Distribution - Tier 3 - 1QU CoRE ¦ 4QU LoRE | Red Flag Warning - Small Fires | 2065 | 4.06e-07 | 4.06e-07 | 0.11504 | 0.052388 | 0.0022734 | 0.060377 | 0 | 0 | 0.00042685 | 4.6706e-08 | 0 | 4.6706e-08 | 4.6706e-08 | 0 | 4.6706e-08 | 0 | 0.001245 | 0.0027291 | 0 | 0.0027291 | 0 | 4.3671e-06 | 8.7342e-06 | 0 | 8.7342e-06 | [12 empty] | 7.3.3.17.5 (Remote Grid) Updates to grid topology to minimize risk of ignition in HFTDs Remote GridWLDFRWire-to-wire contactAggregated | WLDFR | HFTD - Distribution - Tier 2 - 2QU CoRE ¦ 3QU LoRE | Non-Red Flag Warning - Large Fires | Wire-to-wire contact | Aggregated | 2065 | 4.5745e-06 | 946.5765 | 0.0043301 | 2065 | Mitigation | 0.95 | 45 | 0 | esc | 0.00097009 | 4.4377e-09 | 0.00097009 | 4.4377e-09
[79 empty] | WLDFR | HFTD - Distribution - Tier 3 - 1QU CoRE ¦ 4QU LoRE | Red Flag Warning - Small Fires | 2066 | 4.06e-07 | 4.06e-07 | 0.11504 | 0.052388 | 0.0022734 | 0.060377 | 0 | 0 | 0.00042685 | 4.6706e-08 | 0 | 4.6706e-08 | 4.6706e-08 | 0 | 4.6706e-08 | 0 | 0.001245 | 0.0027291 | 0 | 0.0027291 | 0 | 4.3671e-06 | 8.7342e-06 | 0 | 8.7342e-06 | [12 empty] | 7.3.3.17.5 (Remote Grid) Updates to grid topology to minimize risk of ignition in HFTDs Remote GridWLDFRWire-to-wire contactAggregated | WLDFR | HFTD - Distribution - Tier 2 - 2QU CoRE ¦ 3QU LoRE | Non-Red Flag Warning - Large Fires | Wire-to-wire contact | Aggregated | 2066 | 4.5745e-06 | 946.5765 | 0.0043301 | 2066 | Mitigation | 0.95 | 45 | 0 | esc | 0.00097009 | 4.4377e-09 | 0.00097009 | 4.4377e-09
[79 empty] | WLDFR | HFTD - Distribution - Tier 3 - 1QU CoRE ¦ 4QU LoRE | Red Flag Warning - Small Fires | 2067 | 0 | 4.06e-07 | 0.11504 | 0.052388 | 0.0022734 | 0.060377 | 0 | 0 | 0.00042685 | 0 | 0 | 0 | 4.6706e-08 | 0 | 4.6706e-08 | 0 | 0.0013038 | 0.0028579 | 0 | 0.0028579 | 0 | 4.3671e-06 | 8.7342e-06 | 0 | 8.7342e-06 | [12 empty] | 7.3.3.17.5 (Remote Grid) Updates to grid topology to minimize risk of ignition in HFTDs Remote GridWLDFRWire-to-wire contactAggregated | WLDFR | HFTD - Distribution - Tier 2 - 2QU CoRE ¦ 3QU LoRE | Non-Red Flag Warning - Large Fires | Wire-to-wire contact | Aggregated | 2067 | 4.5745e-06 | 946.5765 | 0.0043301 | 2067 | Mitigation | 0.95 | 45 | 0 | esc | 0 | 0 | 0.00097009 | 4.4377e-09
[79 empty] | WLDFR | HFTD - Distribution - Tier 3 - 1QU CoRE ¦ 5QU LoRE | Non-Red Flag Warning - Catastrophic Fires | 2022 | 1.6659e-09 | 0 | 14146.1306 | 222.2294 | 8585.7228 | 5338.1784 | 0 | 0 | 2.6528e-06 | 2.3567e-05 | 0 | 2.3567e-05 | 0 | 0 | 0 | 0 | 0.0013038 | 0.0028579 | 0 | 0.0028579 | 0 | 4.5554e-06 | 9.1108e-06 | 0 | 9.1108e-06 | [12 empty] | 7.3.3.17.5 (Remote Grid) Updates to grid topology to minimize risk of ignition in HFTDs Remote GridWLDFRContact from objectAggregated | WLDFR | HFTD - Distribution - Tier 2 - 2QU CoRE ¦ 3QU LoRE | Non-Red Flag Warning - Small Fires | Contact from object | Aggregated | 2022 | 0.00078186 | 946.5765 | 0.74009 | 2022 | Mitigation | 0.95 | 45 | 0 | esc | 0.00097009 | 7.5847e-07 | 0 | 0
[79 empty] | WLDFR | HFTD - Distribution - Tier 3 - 1QU CoRE ¦ 5QU LoRE | Non-Red Flag Warning - Catastrophic Fires | 2023 | 1.6659e-09 | 1.6659e-09 | 14664.6376 | 233.2301 | 8896.516 | 5534.8915 | 0 | 0 | 2.6528e-06 | 2.443e-05 | 0 | 2.443e-05 | 2.443e-05 | 0 | 2.443e-05 | 0 | 0.0013038 | 0.0028579 | 0 | 0.0028579 | 0 | 4.5554e-06 | 9.1108e-06 | 0 | 9.1108e-06 | [12 empty] | 7.3.3.17.5 (Remote Grid) Updates to grid topology to minimize risk of ignition in HFTDs Remote GridWLDFRContact from objectAggregated | WLDFR | HFTD - Distribution - Tier 2 - 2QU CoRE ¦ 3QU LoRE | Non-Red Flag Warning - Small Fires | Contact from object | Aggregated | 2023 | 0.00078186 | 946.5765 | 0.74009 | 2023 | Mitigation | 0.95 | 45 | 0 | esc | 0.00097009 | 7.5847e-07 | 0.00097009 | 7.5847e-07
[79 empty] | WLDFR | HFTD - Distribution - Tier 3 - 1QU CoRE ¦ 5QU LoRE | Non-Red Flag Warning - Catastrophic Fires | 2024 | 1.6659e-09 | 1.6659e-09 | 14664.6376 | 233.2301 | 8896.516 | 5534.8915 | 0 | 0 | 2.6528e-06 | 2.443e-05 | 0 | 2.443e-05 | 2.443e-05 | 0 | 2.443e-05 | 0 | 0.0013038 | 0.0028579 | 0 | 0.0028579 | 0 | 4.5554e-06 | 9.1108e-06 | 0 | 9.1108e-06 | [12 empty] | 7.3.3.17.5 (Remote Grid) Updates to grid topology to minimize risk of ignition in HFTDs Remote GridWLDFRContact from objectAggregated | WLDFR | HFTD - Distribution - Tier 2 - 2QU CoRE ¦ 3QU LoRE | Non-Red Flag Warning - Small Fires | Contact from object | Aggregated | 2024 | 0.00078186 | 946.5765 | 0.74009 | 2024 | Mitigation | 0.95 | 45 | 0 | esc | 0.00097009 | 7.5847e-07 | 0.00097009 | 7.5847e-07
[79 empty] | WLDFR | HFTD - Distribution - Tier 3 - 1QU CoRE ¦ 5QU LoRE | Non-Red Flag Warning - Catastrophic Fires | 2025 | 1.6659e-09 | 1.6659e-09 | 14664.6376 | 233.2301 | 8896.516 | 5534.8915 | 0 | 0 | 2.6528e-06 | 2.443e-05 | 0 | 2.443e-05 | 2.443e-05 | 0 | 2.443e-05 | 0 | 0.0013038 | 0.0028579 | 0 | 0.0028579 | 0 | 4.5554e-06 | 9.1108e-06 | 0 | 9.1108e-06 | [12 empty] | 7.3.3.17.5 (Remote Grid) Updates to grid topology to minimize risk of ignition in HFTDs Remote GridWLDFRContact from objectAggregated | WLDFR | HFTD - Distribution - Tier 2 - 2QU CoRE ¦ 3QU LoRE | Non-Red Flag Warning - Small Fires | Contact from object | Aggregated | 2025 | 0.00078186 | 946.5765 | 0.74009 | 2025 | Mitigation | 0.95 | 45 | 0 | esc | 0.00097009 | 7.5847e-07 | 0.00097009 | 7.5847e-07
[79 empty] | WLDFR | HFTD - Distribution - Tier 3 - 1QU CoRE ¦ 5QU LoRE | Non-Red Flag Warning - Catastrophic Fires | 2026 | 1.6659e-09 | 1.6659e-09 | 14664.6376 | 233.2301 | 8896.516 | 5534.8915 | 0 | 0 | 2.6528e-06 | 2.443e-05 | 0 | 2.443e-05 | 2.443e-05 | 0 | 2.443e-05 | 0 | 0.0013675 | 0.0029976 | 0 | 0.0029976 | 0 | 4.5554e-06 | 9.1108e-06 | 0 | 9.1108e-06 | [12 empty] | 7.3.3.17.5 (Remote Grid) Updates to grid topology to minimize risk of ignition in HFTDs Remote GridWLDFRContact from objectAggregated | WLDFR | HFTD - Distribution - Tier 2 - 2QU CoRE ¦ 3QU LoRE | Non-Red Flag Warning - Small Fires | Contact from object | Aggregated | 2026 | 0.00078186 | 946.5765 | 0.74009 | 2026 | Mitigation | 0.95 | 45 | 0 | esc | 0.00097009 | 7.5847e-07 | 0.00097009 | 7.5847e-07
[79 empty] | WLDFR | HFTD - Distribution - Tier 3 - 1QU CoRE ¦ 5QU LoRE | Non-Red Flag Warning - Catastrophic Fires | 2027 | 1.6659e-09 | 1.6659e-09 | 14664.6376 | 233.2301 | 8896.516 | 5534.8915 | 0 | 0 | 2.6528e-06 | 2.443e-05 | 0 | 2.443e-05 | 2.443e-05 | 0 | 2.443e-05 | 0 | 0.0013675 | 0.0029976 | 0 | 0.0029976 | 0 | 4.7629e-06 | 9.5259e-06 | 0 | 9.5259e-06 | [12 empty] | 7.3.3.17.5 (Remote Grid) Updates to grid topology to minimize risk of ignition in HFTDs Remote GridWLDFRContact from objectAggregated | WLDFR | HFTD - Distribution - Tier 2 - 2QU CoRE ¦ 3QU LoRE | Non-Red Flag Warning - Small Fires | Contact from object | Aggregated | 2027 | 0.00078186 | 946.5765 | 0.74009 | 2027 | Mitigation | 0.95 | 45 | 0 | esc | 0.00097009 | 7.5847e-07 | 0.00097009 | 7.5847e-07
[79 empty] | WLDFR | HFTD - Distribution - Tier 3 - 1QU CoRE ¦ 5QU LoRE | Non-Red Flag Warning - Catastrophic Fires | 2028 | 1.6659e-09 | 1.6659e-09 | 15317.9909 | 247.273 | 9287.6491 | 5783.0689 | 0 | 0 | 2.6528e-06 | 2.5519e-05 | 0 | 2.5519e-05 | 2.5519e-05 | 0 | 2.5519e-05 | 0 | 0.0013675 | 0.0029976 | 0 | 0.0029976 | 0 | 4.7629e-06 | 9.5259e-06 | 0 | 9.5259e-06 | [12 empty] | 7.3.3.17.5 (Remote Grid) Updates to grid topology to minimize risk of ignition in HFTDs Remote GridWLDFRContact from objectAggregated | WLDFR | HFTD - Distribution - Tier 2 - 2QU CoRE ¦ 3QU LoRE | Non-Red Flag Warning - Small Fires | Contact from object | Aggregated | 2028 | 0.00078186 | 946.5765 | 0.74009 | 2028 | Mitigation | 0.95 | 45 | 0 | esc | 0.00097009 | 7.5847e-07 | 0.00097009 | 7.5847e-07
[79 empty] | WLDFR | HFTD - Distribution - Tier 3 - 1QU CoRE ¦ 5QU LoRE | Non-Red Flag Warning - Catastrophic Fires | 2029 | 1.6659e-09 | 1.6659e-09 | 15317.9909 | 247.273 | 9287.6491 | 5783.0689 | 0 | 0 | 2.6528e-06 | 2.5519e-05 | 0 | 2.5519e-05 | 2.5519e-05 | 0 | 2.5519e-05 | 0 | 0.0013675 | 0.0029976 | 0 | 0.0029976 | 0 | 4.7629e-06 | 9.5259e-06 | 0 | 9.5259e-06 | [12 empty] | 7.3.3.17.5 (Remote Grid) Updates to grid topology to minimize risk of ignition in HFTDs Remote GridWLDFRContact from objectAggregated | WLDFR | HFTD - Distribution - Tier 2 - 2QU CoRE ¦ 3QU LoRE | Non-Red Flag Warning - Small Fires | Contact from object | Aggregated | 2029 | 0.00078186 | 946.5765 | 0.74009 | 2029 | Mitigation | 0.95 | 45 | 0 | esc | 0.00097009 | 7.5847e-07 | 0.00097009 | 7.5847e-07
[79 empty] | WLDFR | HFTD - Distribution - Tier 3 - 1QU CoRE ¦ 5QU LoRE | Non-Red Flag Warning - Catastrophic Fires | 2030 | 1.6659e-09 | 1.6659e-09 | 15317.9909 | 247.273 | 9287.6491 | 5783.0689 | 0 | 0 | 2.6528e-06 | 2.5519e-05 | 0 | 2.5519e-05 | 2.5519e-05 | 0 | 2.5519e-05 | 0 | 0.0013675 | 0.0029976 | 0 | 0.0029976 | 0 | 4.7629e-06 | 9.5259e-06 | 0 | 9.5259e-06 | [12 empty] | 7.3.3.17.5 (Remote Grid) Updates to grid topology to minimize risk of ignition in HFTDs Remote GridWLDFRContact from objectAggregated | WLDFR | HFTD - Distribution - Tier 2 - 2QU CoRE ¦ 3QU LoRE | Non-Red Flag Warning - Small Fires | Contact from object | Aggregated | 2030 | 0.00078186 | 946.5765 | 0.74009 | 2030 | Mitigation | 0.95 | 45 | 0 | esc | 0.00097009 | 7.5847e-07 | 0.00097009 | 7.5847e-07
[79 empty] | WLDFR | HFTD - Distribution - Tier 3 - 1QU CoRE ¦ 5QU LoRE | Non-Red Flag Warning - Catastrophic Fires | 2031 | 1.6659e-09 | 1.6659e-09 | 15317.9909 | 247.273 | 9287.6491 | 5783.0689 | 0 | 0 | 2.6528e-06 | 2.5519e-05 | 0 | 2.5519e-05 | 2.5519e-05 | 0 | 2.5519e-05 | 0 | 0.0014353 | 0.0031462 | 0 | 0.0031462 | 0 | 4.7629e-06 | 9.5259e-06 | 0 | 9.5259e-06 | [12 empty] | 7.3.3.17.5 (Remote Grid) Updates to grid topology to minimize risk of ignition in HFTDs Remote GridWLDFRContact from objectAggregated | WLDFR | HFTD - Distribution - Tier 2 - 2QU CoRE ¦ 3QU LoRE | Non-Red Flag Warning - Small Fires | Contact from object | Aggregated | 2031 | 0.00078186 | 946.5765 | 0.74009 | 2031 | Mitigation | 0.95 | 45 | 0 | esc | 0.00097009 | 7.5847e-07 | 0.00097009 | 7.5847e-07
[79 empty] | WLDFR | HFTD - Distribution - Tier 3 - 1QU CoRE ¦ 5QU LoRE | Non-Red Flag Warning - Catastrophic Fires | 2032 | 1.6659e-09 | 1.6659e-09 | 15317.9909 | 247.273 | 9287.6491 | 5783.0689 | 0 | 0 | 2.6528e-06 | 2.5519e-05 | 0 | 2.5519e-05 | 2.5519e-05 | 0 | 2.5519e-05 | 0 | 0.0014353 | 0.0031462 | 0 | 0.0031462 | 0 | 4.9876e-06 | 9.9752e-06 | 0 | 9.9752e-06 | [12 empty] | 7.3.3.17.5 (Remote Grid) Updates to grid topology to minimize risk of ignition in HFTDs Remote GridWLDFRContact from objectAggregated | WLDFR | HFTD - Distribution - Tier 2 - 2QU CoRE ¦ 3QU LoRE | Non-Red Flag Warning - Small Fires | Contact from object | Aggregated | 2032 | 0.00078186 | 946.5765 | 0.74009 | 2032 | Mitigation | 0.95 | 45 | 0 | esc | 0.00097009 | 7.5847e-07 | 0.00097009 | 7.5847e-07
[79 empty] | WLDFR | HFTD - Distribution - Tier 3 - 1QU CoRE ¦ 5QU LoRE | Non-Red Flag Warning - Catastrophic Fires | 2033 | 1.6659e-09 | 1.6659e-09 | 16044.1264 | 263.1074 | 9721.74 | 6059.2791 | 0 | 0 | 2.6528e-06 | 2.6728e-05 | 0 | 2.6728e-05 | 2.6728e-05 | 0 | 2.6728e-05 | 0 | 0.0014353 | 0.0031462 | 0 | 0.0031462 | 0 | 4.9876e-06 | 9.9752e-06 | 0 | 9.9752e-06 | [12 empty] | 7.3.3.17.5 (Remote Grid) Updates to grid topology to minimize risk of ignition in HFTDs Remote GridWLDFRContact from objectAggregated | WLDFR | HFTD - Distribution - Tier 2 - 2QU CoRE ¦ 3QU LoRE | Non-Red Flag Warning - Small Fires | Contact from object | Aggregated | 2033 | 0.00078186 | 946.5765 | 0.74009 | 2033 | Mitigation | 0.95 | 45 | 0 | esc | 0.00097009 | 7.5847e-07 | 0.00097009 | 7.5847e-07
[79 empty] | WLDFR | HFTD - Distribution - Tier 3 - 1QU CoRE ¦ 5QU LoRE | Non-Red Flag Warning - Catastrophic Fires | 2034 | 1.6659e-09 | 1.6659e-09 | 16044.1264 | 263.1074 | 9721.74 | 6059.2791 | 0 | 0 | 2.6528e-06 | 2.6728e-05 | 0 | 2.6728e-05 | 2.6728e-05 | 0 | 2.6728e-05 | 0 | 0.0014353 | 0.0031462 | 0 | 0.0031462 | 0 | 4.9876e-06 | 9.9752e-06 | 0 | 9.9752e-06 | [12 empty] | 7.3.3.17.5 (Remote Grid) Updates to grid topology to minimize risk of ignition in HFTDs Remote GridWLDFRContact from objectAggregated | WLDFR | HFTD - Distribution - Tier 2 - 2QU CoRE ¦ 3QU LoRE | Non-Red Flag Warning - Small Fires | Contact from object | Aggregated | 2034 | 0.00078186 | 946.5765 | 0.74009 | 2034 | Mitigation | 0.95 | 45 | 0 | esc | 0.00097009 | 7.5847e-07 | 0.00097009 | 7.5847e-07
[79 empty] | WLDFR | HFTD - Distribution - Tier 3 - 1QU CoRE ¦ 5QU LoRE | Non-Red Flag Warning - Catastrophic Fires | 2035 | 1.6659e-09 | 1.6659e-09 | 16044.1264 | 263.1074 | 9721.74 | 6059.2791 | 0 | 0 | 2.6528e-06 | 2.6728e-05 | 0 | 2.6728e-05 | 2.6728e-05 | 0 | 2.6728e-05 | 0 | 0.0014353 | 0.0031462 | 0 | 0.0031462 | 0 | 4.9876e-06 | 9.9752e-06 | 0 | 9.9752e-06 | [12 empty] | 7.3.3.17.5 (Remote Grid) Updates to grid topology to minimize risk of ignition in HFTDs Remote GridWLDFRContact from objectAggregated | WLDFR | HFTD - Distribution - Tier 2 - 2QU CoRE ¦ 3QU LoRE | Non-Red Flag Warning - Small Fires | Contact from object | Aggregated | 2035 | 0.00078186 | 946.5765 | 0.74009 | 2035 | Mitigation | 0.95 | 45 | 0 | esc | 0.00097009 | 7.5847e-07 | 0.00097009 | 7.5847e-07
[79 empty] | WLDFR | HFTD - Distribution - Tier 3 - 1QU CoRE ¦ 5QU LoRE | Non-Red Flag Warning - Catastrophic Fires | 2036 | 1.6659e-09 | 1.6659e-09 | 16044.1264 | 263.1074 | 9721.74 | 6059.2791 | 0 | 0 | 2.6528e-06 | 2.6728e-05 | 0 | 2.6728e-05 | 2.6728e-05 | 0 | 2.6728e-05 | 0 | 0.0015063 | 0.0033019 | 0 | 0.0033019 | 0 | 4.9876e-06 | 9.9752e-06 | 0 | 9.9752e-06 | [12 empty] | 7.3.3.17.5 (Remote Grid) Updates to grid topology to minimize risk of ignition in HFTDs Remote GridWLDFRContact from objectAggregated | WLDFR | HFTD - Distribution - Tier 2 - 2QU CoRE ¦ 3QU LoRE | Non-Red Flag Warning - Small Fires | Contact from object | Aggregated | 2036 | 0.00078186 | 946.5765 | 0.74009 | 2036 | Mitigation | 0.95 | 45 | 0 | esc | 0.00097009 | 7.5847e-07 | 0.00097009 | 7.5847e-07
[79 empty] | WLDFR | HFTD - Distribution - Tier 3 - 1QU CoRE ¦ 5QU LoRE | Non-Red Flag Warning - Catastrophic Fires | 2037 | 1.6659e-09 | 1.6659e-09 | 16044.1264 | 263.1074 | 9721.74 | 6059.2791 | 0 | 0 | 2.6528e-06 | 2.6728e-05 | 0 | 2.6728e-05 | 2.6728e-05 | 0 | 2.6728e-05 | 0 | 0.0015063 | 0.0033019 | 0 | 0.0033019 | 0 | 5.2272e-06 | 1.0454e-05 | 0 | 1.0454e-05 | [12 empty] | 7.3.3.17.5 (Remote Grid) Updates to grid topology to minimize risk of ignition in HFTDs Remote GridWLDFRContact from objectAggregated | WLDFR | HFTD - Distribution - Tier 2 - 2QU CoRE ¦ 3QU LoRE | Non-Red Flag Warning - Small Fires | Contact from object | Aggregated | 2037 | 0.00078186 | 946.5765 | 0.74009 | 2037 | Mitigation | 0.95 | 45 | 0 | esc | 0.00097009 | 7.5847e-07 | 0.00097009 | 7.5847e-07
[79 empty] | WLDFR | HFTD - Distribution - Tier 3 - 1QU CoRE ¦ 5QU LoRE | Non-Red Flag Warning - Catastrophic Fires | 2038 | 1.6659e-09 | 1.6659e-09 | 16832.3912 | 280.5544 | 10192.2718 | 6359.5651 | 0 | 0 | 2.6528e-06 | 2.8042e-05 | 0 | 2.8042e-05 | 2.8042e-05 | 0 | 2.8042e-05 | 0 | 0.0015063 | 0.0033019 | 0 | 0.0033019 | 0 | 5.2272e-06 | 1.0454e-05 | 0 | 1.0454e-05 | [12 empty] | 7.3.3.17.5 (Remote Grid) Updates to grid topology to minimize risk of ignition in HFTDs Remote GridWLDFRContact from objectAggregated | WLDFR | HFTD - Distribution - Tier 2 - 2QU CoRE ¦ 3QU LoRE | Non-Red Flag Warning - Small Fires | Contact from object | Aggregated | 2038 | 0.00078186 | 946.5765 | 0.74009 | 2038 | Mitigation | 0.95 | 45 | 0 | esc | 0.00097009 | 7.5847e-07 | 0.00097009 | 7.5847e-07
[79 empty] | WLDFR | HFTD - Distribution - Tier 3 - 1QU CoRE ¦ 5QU LoRE | Non-Red Flag Warning - Catastrophic Fires | 2039 | 1.6659e-09 | 1.6659e-09 | 16832.3912 | 280.5544 | 10192.2718 | 6359.5651 | 0 | 0 | 2.6528e-06 | 2.8042e-05 | 0 | 2.8042e-05 | 2.8042e-05 | 0 | 2.8042e-05 | 0 | 0.0015063 | 0.0033019 | 0 | 0.0033019 | 0 | 5.2272e-06 | 1.0454e-05 | 0 | 1.0454e-05 | [12 empty] | 7.3.3.17.5 (Remote Grid) Updates to grid topology to minimize risk of ignition in HFTDs Remote GridWLDFRContact from objectAggregated | WLDFR | HFTD - Distribution - Tier 2 - 2QU CoRE ¦ 3QU LoRE | Non-Red Flag Warning - Small Fires | Contact from object | Aggregated | 2039 | 0.00078186 | 946.5765 | 0.74009 | 2039 | Mitigation | 0.95 | 45 | 0 | esc | 0.00097009 | 7.5847e-07 | 0.00097009 | 7.5847e-07
[79 empty] | WLDFR | HFTD - Distribution - Tier 3 - 1QU CoRE ¦ 5QU LoRE | Non-Red Flag Warning - Catastrophic Fires | 2040 | 1.6659e-09 | 1.6659e-09 | 16832.3912 | 280.5544 | 10192.2718 | 6359.5651 | 0 | 0 | 2.6528e-06 | 2.8042e-05 | 0 | 2.8042e-05 | 2.8042e-05 | 0 | 2.8042e-05 | 0 | 0.0015063 | 0.0033019 | 0 | 0.0033019 | 0 | 5.2272e-06 | 1.0454e-05 | 0 | 1.0454e-05 | [12 empty] | 7.3.3.17.5 (Remote Grid) Updates to grid topology to minimize risk of ignition in HFTDs Remote GridWLDFRContact from objectAggregated | WLDFR | HFTD - Distribution - Tier 2 - 2QU CoRE ¦ 3QU LoRE | Non-Red Flag Warning - Small Fires | Contact from object | Aggregated | 2040 | 0.00078186 | 946.5765 | 0.74009 | 2040 | Mitigation | 0.95 | 45 | 0 | esc | 0.00097009 | 7.5847e-07 | 0.00097009 | 7.5847e-07
[79 empty] | WLDFR | HFTD - Distribution - Tier 3 - 1QU CoRE ¦ 5QU LoRE | Non-Red Flag Warning - Catastrophic Fires | 2041 | 1.6659e-09 | 1.6659e-09 | 16832.3912 | 280.5544 | 10192.2718 | 6359.5651 | 0 | 0 | 2.6528e-06 | 2.8042e-05 | 0 | 2.8042e-05 | 2.8042e-05 | 0 | 2.8042e-05 | 0 | 0.0015796 | 0.0034626 | 0 | 0.0034626 | 0 | 0 | 1.0454e-05 | 0 | 1.0454e-05 | [12 empty] | 7.3.3.17.5 (Remote Grid) Updates to grid topology to minimize risk of ignition in HFTDs Remote GridWLDFRContact from objectAggregated | WLDFR | HFTD - Distribution - Tier 2 - 2QU CoRE ¦ 3QU LoRE | Non-Red Flag Warning - Small Fires | Contact from object | Aggregated | 2041 | 0.00078186 | 946.5765 | 0.74009 | 2041 | Mitigation | 0.95 | 45 | 0 | esc | 0.00097009 | 7.5847e-07 | 0.00097009 | 7.5847e-07
[79 empty] | WLDFR | HFTD - Distribution - Tier 3 - 1QU CoRE ¦ 5QU LoRE | Non-Red Flag Warning - Catastrophic Fires | 2042 | 1.6659e-09 | 1.6659e-09 | 16832.3912 | 280.5544 | 10192.2718 | 6359.5651 | 0 | 0 | 2.6528e-06 | 2.8042e-05 | 0 | 2.8042e-05 | 2.8042e-05 | 0 | 2.8042e-05 | 0 | 0.0015796 | 0.0034626 | 0 | 0.0034626 | 0 | 0 | 0 | 0 | 0 | [12 empty] | 7.3.3.17.5 (Remote Grid) Updates to grid topology to minimize risk of ignition in HFTDs Remote GridWLDFRContact from objectAggregated | WLDFR | HFTD - Distribution - Tier 2 - 2QU CoRE ¦ 3QU LoRE | Non-Red Flag Warning - Small Fires | Contact from object | Aggregated | 2042 | 0.00078186 | 946.5765 | 0.74009 | 2042 | Mitigation | 0.95 | 45 | 0 | esc | 0.00097009 | 7.5847e-07 | 0.00097009 | 7.5847e-07
[79 empty] | WLDFR | HFTD - Distribution - Tier 3 - 1QU CoRE ¦ 5QU LoRE | Non-Red Flag Warning - Catastrophic Fires | 2043 | 1.6659e-09 | 1.6659e-09 | 17672.0852 | 299.42 | 10692.7362 | 6679.929 | 0 | 0 | 2.6528e-06 | 2.9441e-05 | 0 | 2.9441e-05 | 2.9441e-05 | 0 | 2.9441e-05 | 0 | 0.0015796 | 0.0034626 | 0 | 0.0034626 | 0 | 0 | 0 | 0 | 0 | [12 empty] | 7.3.3.17.5 (Remote Grid) Updates to grid topology to minimize risk of ignition in HFTDs Remote GridWLDFRContact from objectAggregated | WLDFR | HFTD - Distribution - Tier 2 - 2QU CoRE ¦ 3QU LoRE | Non-Red Flag Warning - Small Fires | Contact from object | Aggregated | 2043 | 0.00078186 | 946.5765 | 0.74009 | 2043 | Mitigation | 0.95 | 45 | 0 | esc | 0.00097009 | 7.5847e-07 | 0.00097009 | 7.5847e-07
[79 empty] | WLDFR | HFTD - Distribution - Tier 3 - 1QU CoRE ¦ 5QU LoRE | Non-Red Flag Warning - Catastrophic Fires | 2044 | 1.6659e-09 | 1.6659e-09 | 17672.0852 | 299.42 | 10692.7362 | 6679.929 | 0 | 0 | 2.6528e-06 | 2.9441e-05 | 0 | 2.9441e-05 | 2.9441e-05 | 0 | 2.9441e-05 | 0 | 0.0015796 | 0.0034626 | 0 | 0.0034626 | 0 | 0.0008439 | 0 | 0 | 0 | [12 empty] | 7.3.3.17.5 (Remote Grid) Updates to grid topology to minimize risk of ignition in HFTDs Remote GridWLDFRContact from objectAggregated | WLDFR | HFTD - Distribution - Tier 2 - 2QU CoRE ¦ 3QU LoRE | Non-Red Flag Warning - Small Fires | Contact from object | Aggregated | 2044 | 0.00078186 | 946.5765 | 0.74009 | 2044 | Mitigation | 0.95 | 45 | 0 | esc | 0.00097009 | 7.5847e-07 | 0.00097009 | 7.5847e-07
[79 empty] | WLDFR | HFTD - Distribution - Tier 3 - 1QU CoRE ¦ 5QU LoRE | Non-Red Flag Warning - Catastrophic Fires | 2045 | 1.6659e-09 | 1.6659e-09 | 17672.0852 | 299.42 | 10692.7362 | 6679.929 | 0 | 0 | 2.6528e-06 | 2.9441e-05 | 0 | 2.9441e-05 | 2.9441e-05 | 0 | 2.9441e-05 | 0 | 0.0015796 | 0.0034626 | 0 | 0.0034626 | 0 | 0.00087483 | 0.0017497 | 0 | 0.0017497 | [12 empty] | 7.3.3.17.5 (Remote Grid) Updates to grid topology to minimize risk of ignition in HFTDs Remote GridWLDFRContact from objectAggregated | WLDFR | HFTD - Distribution - Tier 2 - 2QU CoRE ¦ 3QU LoRE | Non-Red Flag Warning - Small Fires | Contact from object | Aggregated | 2045 | 0.00078186 | 946.5765 | 0.74009 | 2045 | Mitigation | 0.95 | 45 | 0 | esc | 0.00097009 | 7.5847e-07 | 0.00097009 | 7.5847e-07
[79 empty] | WLDFR | HFTD - Distribution - Tier 3 - 1QU CoRE ¦ 5QU LoRE | Non-Red Flag Warning - Catastrophic Fires | 2046 | 1.6659e-09 | 1.6659e-09 | 17672.0852 | 299.42 | 10692.7362 | 6679.929 | 0 | 0 | 2.6528e-06 | 2.9441e-05 | 0 | 2.9441e-05 | 2.9441e-05 | 0 | 2.9441e-05 | 0 | 0.0016544 | 0.0036265 | 0 | 0.0036265 | 0 | 0.00087483 | 0.0017497 | 0 | 0.0017497 | [12 empty] | 7.3.3.17.5 (Remote Grid) Updates to grid topology to minimize risk of ignition in HFTDs Remote GridWLDFRContact from objectAggregated | WLDFR | HFTD - Distribution - Tier 2 - 2QU CoRE ¦ 3QU LoRE | Non-Red Flag Warning - Small Fires | Contact from object | Aggregated | 2046 | 0.00078186 | 946.5765 | 0.74009 | 2046 | Mitigation | 0.95 | 45 | 0 | esc | 0.00097009 | 7.5847e-07 | 0.00097009 | 7.5847e-07
[79 empty] | WLDFR | HFTD - Distribution - Tier 3 - 1QU CoRE ¦ 5QU LoRE | Non-Red Flag Warning - Catastrophic Fires | 2047 | 1.6659e-09 | 1.6659e-09 | 17672.0852 | 299.42 | 10692.7362 | 6679.929 | 0 | 0 | 2.6528e-06 | 2.9441e-05 | 0 | 2.9441e-05 | 2.9441e-05 | 0 | 2.9441e-05 | 0 | 0.0016544 | 0.0036265 | 0 | 0.0036265 | 0 | 0.00087483 | 0.0017497 | 0 | 0.0017497 | [12 empty] | 7.3.3.17.5 (Remote Grid) Updates to grid topology to minimize risk of ignition in HFTDs Remote GridWLDFRContact from objectAggregated | WLDFR | HFTD - Distribution - Tier 2 - 2QU CoRE ¦ 3QU LoRE | Non-Red Flag Warning - Small Fires | Contact from object | Aggregated | 2047 | 0.00078186 | 946.5765 | 0.74009 | 2047 | Mitigation | 0.95 | 45 | 0 | esc | 0.00097009 | 7.5847e-07 | 0.00097009 | 7.5847e-07
[79 empty] | WLDFR | HFTD - Distribution - Tier 3 - 1QU CoRE ¦ 5QU LoRE | Non-Red Flag Warning - Catastrophic Fires | 2048 | 1.6659e-09 | 1.6659e-09 | 18552.3348 | 319.4911 | 11216.5626 | 7016.281 | 0 | 0 | 2.6528e-06 | 3.0907e-05 | 0 | 3.0907e-05 | 3.0907e-05 | 0 | 3.0907e-05 | 0 | 0.0016544 | 0.0036265 | 0 | 0.0036265 | 0 | 0.00087483 | 0.0017497 | 0 | 0.0017497 | [12 empty] | 7.3.3.17.5 (Remote Grid) Updates to grid topology to minimize risk of ignition in HFTDs Remote GridWLDFRContact from objectAggregated | WLDFR | HFTD - Distribution - Tier 2 - 2QU CoRE ¦ 3QU LoRE | Non-Red Flag Warning - Small Fires | Contact from object | Aggregated | 2048 | 0.00078186 | 946.5765 | 0.74009 | 2048 | Mitigation | 0.95 | 45 | 0 | esc | 0.00097009 | 7.5847e-07 | 0.00097009 | 7.5847e-07
[79 empty] | WLDFR | HFTD - Distribution - Tier 3 - 1QU CoRE ¦ 5QU LoRE | Non-Red Flag Warning - Catastrophic Fires | 2049 | 1.6659e-09 | 1.6659e-09 | 18552.3348 | 319.4911 | 11216.5626 | 7016.281 | 0 | 0 | 2.6528e-06 | 3.0907e-05 | 0 | 3.0907e-05 | 3.0907e-05 | 0 | 3.0907e-05 | 0 | 0.0016544 | 0.0036265 | 0 | 0.0036265 | 0 | 0.00087483 | 0.0017497 | 0 | 0.0017497 | [12 empty] | 7.3.3.17.5 (Remote Grid) Updates to grid topology to minimize risk of ignition in HFTDs Remote GridWLDFRContact from objectAggregated | WLDFR | HFTD - Distribution - Tier 2 - 2QU CoRE ¦ 3QU LoRE | Non-Red Flag Warning - Small Fires | Contact from object | Aggregated | 2049 | 0.00078186 | 946.5765 | 0.74009 | 2049 | Mitigation | 0.95 | 45 | 0 | esc | 0.00097009 | 7.5847e-07 | 0.00097009 | 7.5847e-07
[79 empty] | WLDFR | HFTD - Distribution - Tier 3 - 1QU CoRE ¦ 5QU LoRE | Non-Red Flag Warning - Catastrophic Fires | 2050 | 1.6659e-09 | 1.6659e-09 | 18552.3348 | 319.4911 | 11216.5626 | 7016.281 | 0 | 0 | 2.6528e-06 | 3.0907e-05 | 0 | 3.0907e-05 | 3.0907e-05 | 0 | 3.0907e-05 | 0 | 0.0016544 | 0.0036265 | 0 | 0.0036265 | 0 | 0.00091381 | 0.0018276 | 0 | 0.0018276 | [12 empty] | 7.3.3.17.5 (Remote Grid) Updates to grid topology to minimize risk of ignition in HFTDs Remote GridWLDFRContact from objectAggregated | WLDFR | HFTD - Distribution - Tier 2 - 2QU CoRE ¦ 3QU LoRE | Non-Red Flag Warning - Small Fires | Contact from object | Aggregated | 2050 | 0.00078186 | 946.5765 | 0.74009 | 2050 | Mitigation | 0.95 | 45 | 0 | esc | 0.00097009 | 7.5847e-07 | 0.00097009 | 7.5847e-07
[79 empty] | WLDFR | HFTD - Distribution - Tier 3 - 1QU CoRE ¦ 5QU LoRE | Non-Red Flag Warning - Catastrophic Fires | 2051 | 1.6659e-09 | 1.6659e-09 | 18552.3348 | 319.4911 | 11216.5626 | 7016.281 | 0 | 0 | 2.6528e-06 | 3.0907e-05 | 0 | 3.0907e-05 | 3.0907e-05 | 0 | 3.0907e-05 | 0 | 0.0017297 | 0.0037915 | 0 | 0.0037915 | 0 | 0.00091381 | 0.0018276 | 0 | 0.0018276 | [12 empty] | 7.3.3.17.5 (Remote Grid) Updates to grid topology to minimize risk of ignition in HFTDs Remote GridWLDFRContact from objectAggregated | WLDFR | HFTD - Distribution - Tier 2 - 2QU CoRE ¦ 3QU LoRE | Non-Red Flag Warning - Small Fires | Contact from object | Aggregated | 2051 | 0.00078186 | 946.5765 | 0.74009 | 2051 | Mitigation | 0.95 | 45 | 0 | esc | 0.00097009 | 7.5847e-07 | 0.00097009 | 7.5847e-07
[79 empty] | WLDFR | HFTD - Distribution - Tier 3 - 1QU CoRE ¦ 5QU LoRE | Non-Red Flag Warning - Catastrophic Fires | 2052 | 1.6659e-09 | 1.6659e-09 | 18552.3348 | 319.4911 | 11216.5626 | 7016.281 | 0 | 0 | 2.6528e-06 | 3.0907e-05 | 0 | 3.0907e-05 | 3.0907e-05 | 0 | 3.0907e-05 | 0 | 0.0017297 | 0.0037915 | 0 | 0.0037915 | 0 | 0.00091381 | 0.0018276 | 0 | 0.0018276 | [12 empty] | 7.3.3.17.5 (Remote Grid) Updates to grid topology to minimize risk of ignition in HFTDs Remote GridWLDFRContact from objectAggregated | WLDFR | HFTD - Distribution - Tier 2 - 2QU CoRE ¦ 3QU LoRE | Non-Red Flag Warning - Small Fires | Contact from object | Aggregated | 2052 | 0.00078186 | 946.5765 | 0.74009 | 2052 | Mitigation | 0.95 | 45 | 0 | esc | 0.00097009 | 7.5847e-07 | 0.00097009 | 7.5847e-07
[79 empty] | WLDFR | HFTD - Distribution - Tier 3 - 1QU CoRE ¦ 5QU LoRE | Non-Red Flag Warning - Catastrophic Fires | 2053 | 1.6659e-09 | 1.6659e-09 | 19462.1283 | 340.5356 | 11757.1413 | 7364.4514 | 0 | 0 | 2.6528e-06 | 3.2423e-05 | 0 | 3.2423e-05 | 3.2423e-05 | 0 | 3.2423e-05 | 0 | 0.0017297 | 0.0037915 | 0 | 0.0037915 | 0 | 0.00091381 | 0.0018276 | 0 | 0.0018276 | [12 empty] | 7.3.3.17.5 (Remote Grid) Updates to grid topology to minimize risk of ignition in HFTDs Remote GridWLDFRContact from objectAggregated | WLDFR | HFTD - Distribution - Tier 2 - 2QU CoRE ¦ 3QU LoRE | Non-Red Flag Warning - Small Fires | Contact from object | Aggregated | 2053 | 0.00078186 | 946.5765 | 0.74009 | 2053 | Mitigation | 0.95 | 45 | 0 | esc | 0.00097009 | 7.5847e-07 | 0.00097009 | 7.5847e-07
[79 empty] | WLDFR | HFTD - Distribution - Tier 3 - 1QU CoRE ¦ 5QU LoRE | Non-Red Flag Warning - Catastrophic Fires | 2054 | 1.6659e-09 | 1.6659e-09 | 19462.1283 | 340.5356 | 11757.1413 | 7364.4514 | 0 | 0 | 2.6528e-06 | 3.2423e-05 | 0 | 3.2423e-05 | 3.2423e-05 | 0 | 3.2423e-05 | 0 | 0.0017297 | 0.0037915 | 0 | 0.0037915 | 0 | 0.00091381 | 0.0018276 | 0 | 0.0018276 | [12 empty] | 7.3.3.17.5 (Remote Grid) Updates to grid topology to minimize risk of ignition in HFTDs Remote GridWLDFRContact from objectAggregated | WLDFR | HFTD - Distribution - Tier 2 - 2QU CoRE ¦ 3QU LoRE | Non-Red Flag Warning - Small Fires | Contact from object | Aggregated | 2054 | 0.00078186 | 946.5765 | 0.74009 | 2054 | Mitigation | 0.95 | 45 | 0 | esc | 0.00097009 | 7.5847e-07 | 0.00097009 | 7.5847e-07
[79 empty] | WLDFR | HFTD - Distribution - Tier 3 - 1QU CoRE ¦ 5QU LoRE | Non-Red Flag Warning - Catastrophic Fires | 2055 | 1.6659e-09 | 1.6659e-09 | 19462.1283 | 340.5356 | 11757.1413 | 7364.4514 | 0 | 0 | 2.6528e-06 | 3.2423e-05 | 0 | 3.2423e-05 | 3.2423e-05 | 0 | 3.2423e-05 | 0 | 0.0017297 | 0.0037915 | 0 | 0.0037915 | 0 | 0.00095712 | 0.0019142 | 0 | 0.0019142 | [12 empty] | 7.3.3.17.5 (Remote Grid) Updates to grid topology to minimize risk of ignition in HFTDs Remote GridWLDFRContact from objectAggregated | WLDFR | HFTD - Distribution - Tier 2 - 2QU CoRE ¦ 3QU LoRE | Non-Red Flag Warning - Small Fires | Contact from object | Aggregated | 2055 | 0.00078186 | 946.5765 | 0.74009 | 2055 | Mitigation | 0.95 | 45 | 0 | esc | 0.00097009 | 7.5847e-07 | 0.00097009 | 7.5847e-07
[79 empty] | WLDFR | HFTD - Distribution - Tier 3 - 1QU CoRE ¦ 5QU LoRE | Non-Red Flag Warning - Catastrophic Fires | 2056 | 1.6659e-09 | 1.6659e-09 | 19462.1283 | 340.5356 | 11757.1413 | 7364.4514 | 0 | 0 | 2.6528e-06 | 3.2423e-05 | 0 | 3.2423e-05 | 3.2423e-05 | 0 | 3.2423e-05 | 0 | 0.0018046 | 0.0039556 | 0 | 0.0039556 | 0 | 0.00095712 | 0.0019142 | 0 | 0.0019142 | [12 empty] | 7.3.3.17.5 (Remote Grid) Updates to grid topology to minimize risk of ignition in HFTDs Remote GridWLDFRContact from objectAggregated | WLDFR | HFTD - Distribution - Tier 2 - 2QU CoRE ¦ 3QU LoRE | Non-Red Flag Warning - Small Fires | Contact from object | Aggregated | 2056 | 0.00078186 | 946.5765 | 0.74009 | 2056 | Mitigation | 0.95 | 45 | 0 | esc | 0.00097009 | 7.5847e-07 | 0.00097009 | 7.5847e-07
[79 empty] | WLDFR | HFTD - Distribution - Tier 3 - 1QU CoRE ¦ 5QU LoRE | Non-Red Flag Warning - Catastrophic Fires | 2057 | 1.6659e-09 | 1.6659e-09 | 19462.1283 | 340.5356 | 11757.1413 | 7364.4514 | 0 | 0 | 2.6528e-06 | 3.2423e-05 | 0 | 3.2423e-05 | 3.2423e-05 | 0 | 3.2423e-05 | 0 | 0.0018046 | 0.0039556 | 0 | 0.0039556 | 0 | 0.00095712 | 0.0019142 | 0 | 0.0019142 | [12 empty] | 7.3.3.17.5 (Remote Grid) Updates to grid topology to minimize risk of ignition in HFTDs Remote GridWLDFRContact from objectAggregated | WLDFR | HFTD - Distribution - Tier 2 - 2QU CoRE ¦ 3QU LoRE | Non-Red Flag Warning - Small Fires | Contact from object | Aggregated | 2057 | 0.00078186 | 946.5765 | 0.74009 | 2057 | Mitigation | 0.95 | 45 | 0 | esc | 0.00097009 | 7.5847e-07 | 0.00097009 | 7.5847e-07
[79 empty] | WLDFR | HFTD - Distribution - Tier 3 - 1QU CoRE ¦ 5QU LoRE | Non-Red Flag Warning - Catastrophic Fires | 2058 | 1.6659e-09 | 1.6659e-09 | 20390.4035 | 362.3049 | 12307.8747 | 7720.2238 | 0 | 0 | 2.6528e-06 | 3.3969e-05 | 0 | 3.3969e-05 | 3.3969e-05 | 0 | 3.3969e-05 | 0 | 0.0018046 | 0.0039556 | 0 | 0.0039556 | 0 | 0.00095712 | 0.0019142 | 0 | 0.0019142 | [12 empty] | 7.3.3.17.5 (Remote Grid) Updates to grid topology to minimize risk of ignition in HFTDs Remote GridWLDFRContact from objectAggregated | WLDFR | HFTD - Distribution - Tier 2 - 2QU CoRE ¦ 3QU LoRE | Non-Red Flag Warning - Small Fires | Contact from object | Aggregated | 2058 | 0.00078186 | 946.5765 | 0.74009 | 2058 | Mitigation | 0.95 | 45 | 0 | esc | 0.00097009 | 7.5847e-07 | 0.00097009 | 7.5847e-07
[79 empty] | WLDFR | HFTD - Distribution - Tier 3 - 1QU CoRE ¦ 5QU LoRE | Non-Red Flag Warning - Catastrophic Fires | 2059 | 1.6659e-09 | 1.6659e-09 | 20390.4035 | 362.3049 | 12307.8747 | 7720.2238 | 0 | 0 | 2.6528e-06 | 3.3969e-05 | 0 | 3.3969e-05 | 3.3969e-05 | 0 | 3.3969e-05 | 0 | 0 | 0.0039556 | 0 | 0.0039556 | 0 | 0.00095712 | 0.0019142 | 0 | 0.0019142 | [12 empty] | 7.3.3.17.5 (Remote Grid) Updates to grid topology to minimize risk of ignition in HFTDs Remote GridWLDFRContact from objectAggregated | WLDFR | HFTD - Distribution - Tier 2 - 2QU CoRE ¦ 3QU LoRE | Non-Red Flag Warning - Small Fires | Contact from object | Aggregated | 2059 | 0.00078186 | 946.5765 | 0.74009 | 2059 | Mitigation | 0.95 | 45 | 0 | esc | 0.00097009 | 7.5847e-07 | 0.00097009 | 7.5847e-07
[79 empty] | WLDFR | HFTD - Distribution - Tier 3 - 1QU CoRE ¦ 5QU LoRE | Non-Red Flag Warning - Catastrophic Fires | 2060 | 1.6659e-09 | 1.6659e-09 | 20390.4035 | 362.3049 | 12307.8747 | 7720.2238 | 0 | 0 | 2.6528e-06 | 3.3969e-05 | 0 | 3.3969e-05 | 3.3969e-05 | 0 | 3.3969e-05 | 0 | 0 | 0 | 0 | 0 | 0 | 0.0010041 | 0.0020083 | 0 | 0.0020083 | [12 empty] | 7.3.3.17.5 (Remote Grid) Updates to grid topology to minimize risk of ignition in HFTDs Remote GridWLDFRContact from objectAggregated | WLDFR | HFTD - Distribution - Tier 2 - 2QU CoRE ¦ 3QU LoRE | Non-Red Flag Warning - Small Fires | Contact from object | Aggregated | 2060 | 0.00078186 | 946.5765 | 0.74009 | 2060 | Mitigation | 0.95 | 45 | 0 | esc | 0.00097009 | 7.5847e-07 | 0.00097009 | 7.5847e-07
[79 empty] | WLDFR | HFTD - Distribution - Tier 3 - 1QU CoRE ¦ 5QU LoRE | Non-Red Flag Warning - Catastrophic Fires | 2061 | 1.6659e-09 | 1.6659e-09 | 20390.4035 | 362.3049 | 12307.8747 | 7720.2238 | 0 | 0 | 2.6528e-06 | 3.3969e-05 | 0 | 3.3969e-05 | 3.3969e-05 | 0 | 3.3969e-05 | 0 | 4.8711e-06 | 0 | 0 | 0 | 0 | 0.0010041 | 0.0020083 | 0 | 0.0020083 | [12 empty] | 7.3.3.17.5 (Remote Grid) Updates to grid topology to minimize risk of ignition in HFTDs Remote GridWLDFRContact from objectAggregated | WLDFR | HFTD - Distribution - Tier 2 - 2QU CoRE ¦ 3QU LoRE | Non-Red Flag Warning - Small Fires | Contact from object | Aggregated | 2061 | 0.00078186 | 946.5765 | 0.74009 | 2061 | Mitigation | 0.95 | 45 | 0 | esc | 0.00097009 | 7.5847e-07 | 0.00097009 | 7.5847e-07
[79 empty] | WLDFR | HFTD - Distribution - Tier 3 - 1QU CoRE ¦ 5QU LoRE | Non-Red Flag Warning - Catastrophic Fires | 2062 | 1.6659e-09 | 1.6659e-09 | 20390.4035 | 362.3049 | 12307.8747 | 7720.2238 | 0 | 0 | 2.6528e-06 | 3.3969e-05 | 0 | 3.3969e-05 | 3.3969e-05 | 0 | 3.3969e-05 | 0 | 5.0891e-06 | 1.1155e-05 | 0 | 1.1155e-05 | 0 | 0.0010041 | 0.0020083 | 0 | 0.0020083 | [12 empty] | 7.3.3.17.5 (Remote Grid) Updates to grid topology to minimize risk of ignition in HFTDs Remote GridWLDFRContact from objectAggregated | WLDFR | HFTD - Distribution - Tier 2 - 2QU CoRE ¦ 3QU LoRE | Non-Red Flag Warning - Small Fires | Contact from object | Aggregated | 2062 | 0.00078186 | 946.5765 | 0.74009 | 2062 | Mitigation | 0.95 | 45 | 0 | esc | 0.00097009 | 7.5847e-07 | 0.00097009 | 7.5847e-07
[79 empty] | WLDFR | HFTD - Distribution - Tier 3 - 1QU CoRE ¦ 5QU LoRE | Non-Red Flag Warning - Catastrophic Fires | 2063 | 1.6659e-09 | 1.6659e-09 | 21325.9188 | 384.5316 | 12862.0997 | 8079.2876 | 0 | 0 | 2.6528e-06 | 3.5528e-05 | 0 | 3.5528e-05 | 3.5528e-05 | 0 | 3.5528e-05 | 0 | 5.0891e-06 | 1.1155e-05 | 0 | 1.1155e-05 | 0 | 0.0010041 | 0.0020083 | 0 | 0.0020083 | [12 empty] | 7.3.3.17.5 (Remote Grid) Updates to grid topology to minimize risk of ignition in HFTDs Remote GridWLDFRContact from objectAggregated | WLDFR | HFTD - Distribution - Tier 2 - 2QU CoRE ¦ 3QU LoRE | Non-Red Flag Warning - Small Fires | Contact from object | Aggregated | 2063 | 0.00078186 | 946.5765 | 0.74009 | 2063 | Mitigation | 0.95 | 45 | 0 | esc | 0.00097009 | 7.5847e-07 | 0.00097009 | 7.5847e-07
[79 empty] | WLDFR | HFTD - Distribution - Tier 3 - 1QU CoRE ¦ 5QU LoRE | Non-Red Flag Warning - Catastrophic Fires | 2064 | 1.6659e-09 | 1.6659e-09 | 21325.9188 | 384.5316 | 12862.0997 | 8079.2876 | 0 | 0 | 2.6528e-06 | 3.5528e-05 | 0 | 3.5528e-05 | 3.5528e-05 | 0 | 3.5528e-05 | 0 | 5.0891e-06 | 1.1155e-05 | 0 | 1.1155e-05 | 0 | 0.0010041 | 0.0020083 | 0 | 0.0020083 | [12 empty] | 7.3.3.17.5 (Remote Grid) Updates to grid topology to minimize risk of ignition in HFTDs Remote GridWLDFRContact from objectAggregated | WLDFR | HFTD - Distribution - Tier 2 - 2QU CoRE ¦ 3QU LoRE | Non-Red Flag Warning - Small Fires | Contact from object | Aggregated | 2064 | 0.00078186 | 946.5765 | 0.74009 | 2064 | Mitigation | 0.95 | 45 | 0 | esc | 0.00097009 | 7.5847e-07 | 0.00097009 | 7.5847e-07
[79 empty] | WLDFR | HFTD - Distribution - Tier 3 - 1QU CoRE ¦ 5QU LoRE | Non-Red Flag Warning - Catastrophic Fires | 2065 | 1.6659e-09 | 1.6659e-09 | 21325.9188 | 384.5316 | 12862.0997 | 8079.2876 | 0 | 0 | 2.6528e-06 | 3.5528e-05 | 0 | 3.5528e-05 | 3.5528e-05 | 0 | 3.5528e-05 | 0 | 5.0891e-06 | 1.1155e-05 | 0 | 1.1155e-05 | 0 | 0.0010542 | 0.0021085 | 0 | 0.0021085 | [12 empty] | 7.3.3.17.5 (Remote Grid) Updates to grid topology to minimize risk of ignition in HFTDs Remote GridWLDFRContact from objectAggregated | WLDFR | HFTD - Distribution - Tier 2 - 2QU CoRE ¦ 3QU LoRE | Non-Red Flag Warning - Small Fires | Contact from object | Aggregated | 2065 | 0.00078186 | 946.5765 | 0.74009 | 2065 | Mitigation | 0.95 | 45 | 0 | esc | 0.00097009 | 7.5847e-07 | 0.00097009 | 7.5847e-07
[79 empty] | WLDFR | HFTD - Distribution - Tier 3 - 1QU CoRE ¦ 5QU LoRE | Non-Red Flag Warning - Catastrophic Fires | 2066 | 1.6659e-09 | 1.6659e-09 | 21325.9188 | 384.5316 | 12862.0997 | 8079.2876 | 0 | 0 | 2.6528e-06 | 3.5528e-05 | 0 | 3.5528e-05 | 3.5528e-05 | 0 | 3.5528e-05 | 0 | 5.0891e-06 | 1.1155e-05 | 0 | 1.1155e-05 | 0 | 0.0010542 | 0.0021085 | 0 | 0.0021085 | [12 empty] | 7.3.3.17.5 (Remote Grid) Updates to grid topology to minimize risk of ignition in HFTDs Remote GridWLDFRContact from objectAggregated | WLDFR | HFTD - Distribution - Tier 2 - 2QU CoRE ¦ 3QU LoRE | Non-Red Flag Warning - Small Fires | Contact from object | Aggregated | 2066 | 0.00078186 | 946.5765 | 0.74009 | 2066 | Mitigation | 0.95 | 45 | 0 | esc | 0.00097009 | 7.5847e-07 | 0.00097009 | 7.5847e-07
[79 empty] | WLDFR | HFTD - Distribution - Tier 3 - 1QU CoRE ¦ 5QU LoRE | Non-Red Flag Warning - Catastrophic Fires | 2067 | 0 | 1.6659e-09 | 21325.9188 | 384.5316 | 12862.0997 | 8079.2876 | 0 | 0 | 2.6528e-06 | 0 | 0 | 0 | 3.5528e-05 | 0 | 3.5528e-05 | 0 | 5.3697e-06 | 1.1771e-05 | 0 | 1.1771e-05 | 0 | 0.0010542 | 0.0021085 | 0 | 0.0021085 | [12 empty] | 7.3.3.17.5 (Remote Grid) Updates to grid topology to minimize risk of ignition in HFTDs Remote GridWLDFRContact from objectAggregated | WLDFR | HFTD - Distribution - Tier 2 - 2QU CoRE ¦ 3QU LoRE | Non-Red Flag Warning - Small Fires | Contact from object | Aggregated | 2067 | 0.00078186 | 946.5765 | 0.74009 | 2067 | Mitigation | 0.95 | 45 | 0 | esc | 0 | 0 | 0.00097009 | 7.5847e-07
[79 empty] | WLDFR | HFTD - Distribution - Tier 3 - 1QU CoRE ¦ 5QU LoRE | Non-Red Flag Warning - Destructive Fires | 2022 | 2.8675e-09 | 0 | 8807.9522 | 222.2294 | 8585.7228 | 0 | 0 | 0 | 3.4987e-06 | 2.5257e-05 | 0 | 2.5257e-05 | 0 | 0 | 0 | 0 | 5.3697e-06 | 1.1771e-05 | 0 | 1.1771e-05 | 0 | 0.0010542 | 0.0021085 | 0 | 0.0021085 | [12 empty] | 7.3.3.17.5 (Remote Grid) Updates to grid topology to minimize risk of ignition in HFTDs Remote GridWLDFRContaminationAggregated | WLDFR | HFTD - Distribution - Tier 2 - 2QU CoRE ¦ 3QU LoRE | Non-Red Flag Warning - Small Fires | Contamination | Aggregated | 2022 | 1.3892e-05 | 946.5765 | 0.01315 | 2022 | Mitigation | 0.95 | 45 | 0 | esc | 0.00097009 | 1.3476e-08 | 0 | 0
[79 empty] | WLDFR | HFTD - Distribution - Tier 3 - 1QU CoRE ¦ 5QU LoRE | Non-Red Flag Warning - Destructive Fires | 2023 | 2.8675e-09 | 2.8675e-09 | 9129.7461 | 233.2301 | 8896.516 | 0 | 0 | 0 | 3.4987e-06 | 2.618e-05 | 0 | 2.618e-05 | 2.618e-05 | 0 | 2.618e-05 | 0 | 5.3697e-06 | 1.1771e-05 | 0 | 1.1771e-05 | 0 | 0.0010542 | 0.0021085 | 0 | 0.0021085 | [12 empty] | 7.3.3.17.5 (Remote Grid) Updates to grid topology to minimize risk of ignition in HFTDs Remote GridWLDFRContaminationAggregated | WLDFR | HFTD - Distribution - Tier 2 - 2QU CoRE ¦ 3QU LoRE | Non-Red Flag Warning - Small Fires | Contamination | Aggregated | 2023 | 1.3892e-05 | 946.5765 | 0.01315 | 2023 | Mitigation | 0.95 | 45 | 0 | esc | 0.00097009 | 1.3476e-08 | 0.00097009 | 1.3476e-08
[79 empty] | WLDFR | HFTD - Distribution - Tier 3 - 1QU CoRE ¦ 5QU LoRE | Non-Red Flag Warning - Destructive Fires | 2024 | 2.8675e-09 | 2.8675e-09 | 9129.7461 | 233.2301 | 8896.516 | 0 | 0 | 0 | 3.4987e-06 | 2.618e-05 | 0 | 2.618e-05 | 2.618e-05 | 0 | 2.618e-05 | 0 | 5.3697e-06 | 1.1771e-05 | 0 | 1.1771e-05 | 0 | 0.0011068 | 0.0022135 | 0 | 0.0022135 | [12 empty] | 7.3.3.17.5 (Remote Grid) Updates to grid topology to minimize risk of ignition in HFTDs Remote GridWLDFRContaminationAggregated | WLDFR | HFTD - Distribution - Tier 2 - 2QU CoRE ¦ 3QU LoRE | Non-Red Flag Warning - Small Fires | Contamination | Aggregated | 2024 | 1.3892e-05 | 946.5765 | 0.01315 | 2024 | Mitigation | 0.95 | 45 | 0 | esc | 0.00097009 | 1.3476e-08 | 0.00097009 | 1.3476e-08
[79 empty] | WLDFR | HFTD - Distribution - Tier 3 - 1QU CoRE ¦ 5QU LoRE | Non-Red Flag Warning - Destructive Fires | 2025 | 2.8675e-09 | 2.8675e-09 | 9129.7461 | 233.2301 | 8896.516 | 0 | 0 | 0 | 3.4987e-06 | 2.618e-05 | 0 | 2.618e-05 | 2.618e-05 | 0 | 2.618e-05 | 0 | 5.3697e-06 | 1.1771e-05 | 0 | 1.1771e-05 | 0 | 0.0011068 | 0.0022135 | 0 | 0.0022135 | [12 empty] | 7.3.3.17.5 (Remote Grid) Updates to grid topology to minimize risk of ignition in HFTDs Remote GridWLDFRContaminationAggregated | WLDFR | HFTD - Distribution - Tier 2 - 2QU CoRE ¦ 3QU LoRE | Non-Red Flag Warning - Small Fires | Contamination | Aggregated | 2025 | 1.3892e-05 | 946.5765 | 0.01315 | 2025 | Mitigation | 0.95 | 45 | 0 | esc | 0.00097009 | 1.3476e-08 | 0.00097009 | 1.3476e-08
[79 empty] | WLDFR | HFTD - Distribution - Tier 3 - 1QU CoRE ¦ 5QU LoRE | Non-Red Flag Warning - Destructive Fires | 2026 | 2.8675e-09 | 2.8675e-09 | 9129.7461 | 233.2301 | 8896.516 | 0 | 0 | 0 | 3.4987e-06 | 2.618e-05 | 0 | 2.618e-05 | 2.618e-05 | 0 | 2.618e-05 | 0 | 5.689e-06 | 1.247e-05 | 0 | 1.247e-05 | 0 | 0.0011068 | 0.0022135 | 0 | 0.0022135 | [12 empty] | 7.3.3.17.5 (Remote Grid) Updates to grid topology to minimize risk of ignition in HFTDs Remote GridWLDFRContaminationAggregated | WLDFR | HFTD - Distribution - Tier 2 - 2QU CoRE ¦ 3QU LoRE | Non-Red Flag Warning - Small Fires | Contamination | Aggregated | 2026 | 1.3892e-05 | 946.5765 | 0.01315 | 2026 | Mitigation | 0.95 | 45 | 0 | esc | 0.00097009 | 1.3476e-08 | 0.00097009 | 1.3476e-08
[79 empty] | WLDFR | HFTD - Distribution - Tier 3 - 1QU CoRE ¦ 5QU LoRE | Non-Red Flag Warning - Destructive Fires | 2027 | 2.8675e-09 | 2.8675e-09 | 9129.7461 | 233.2301 | 8896.516 | 0 | 0 | 0 | 3.4987e-06 | 2.618e-05 | 0 | 2.618e-05 | 2.618e-05 | 0 | 2.618e-05 | 0 | 5.689e-06 | 1.247e-05 | 0 | 1.247e-05 | 0 | 0.0011068 | 0.0022135 | 0 | 0.0022135 | [12 empty] | 7.3.3.17.5 (Remote Grid) Updates to grid topology to minimize risk of ignition in HFTDs Remote GridWLDFRContaminationAggregated | WLDFR | HFTD - Distribution - Tier 2 - 2QU CoRE ¦ 3QU LoRE | Non-Red Flag Warning - Small Fires | Contamination | Aggregated | 2027 | 1.3892e-05 | 946.5765 | 0.01315 | 2027 | Mitigation | 0.95 | 45 | 0 | esc | 0.00097009 | 1.3476e-08 | 0.00097009 | 1.3476e-08
[79 empty] | WLDFR | HFTD - Distribution - Tier 3 - 1QU CoRE ¦ 5QU LoRE | Non-Red Flag Warning - Destructive Fires | 2028 | 2.8675e-09 | 2.8675e-09 | 9534.9221 | 247.273 | 9287.6491 | 0 | 0 | 0 | 3.4987e-06 | 2.7342e-05 | 0 | 2.7342e-05 | 2.7342e-05 | 0 | 2.7342e-05 | 0 | 5.689e-06 | 1.247e-05 | 0 | 1.247e-05 | 0 | 0 | 0.0022135 | 0 | 0.0022135 | [12 empty] | 7.3.3.17.5 (Remote Grid) Updates to grid topology to minimize risk of ignition in HFTDs Remote GridWLDFRContaminationAggregated | WLDFR | HFTD - Distribution - Tier 2 - 2QU CoRE ¦ 3QU LoRE | Non-Red Flag Warning - Small Fires | Contamination | Aggregated | 2028 | 1.3892e-05 | 946.5765 | 0.01315 | 2028 | Mitigation | 0.95 | 45 | 0 | esc | 0.00097009 | 1.3476e-08 | 0.00097009 | 1.3476e-08
[79 empty] | WLDFR | HFTD - Distribution - Tier 3 - 1QU CoRE ¦ 5QU LoRE | Non-Red Flag Warning - Destructive Fires | 2029 | 2.8675e-09 | 2.8675e-09 | 9534.9221 | 247.273 | 9287.6491 | 0 | 0 | 0 | 3.4987e-06 | 2.7342e-05 | 0 | 2.7342e-05 | 2.7342e-05 | 0 | 2.7342e-05 | 0 | 5.689e-06 | 1.247e-05 | 0 | 1.247e-05 | 0 | 0 | 0 | 0 | 0 | [12 empty] | 7.3.3.17.5 (Remote Grid) Updates to grid topology to minimize risk of ignition in HFTDs Remote GridWLDFRContaminationAggregated | WLDFR | HFTD - Distribution - Tier 2 - 2QU CoRE ¦ 3QU LoRE | Non-Red Flag Warning - Small Fires | Contamination | Aggregated | 2029 | 1.3892e-05 | 946.5765 | 0.01315 | 2029 | Mitigation | 0.95 | 45 | 0 | esc | 0.00097009 | 1.3476e-08 | 0.00097009 | 1.3476e-08
[79 empty] | WLDFR | HFTD - Distribution - Tier 3 - 1QU CoRE ¦ 5QU LoRE | Non-Red Flag Warning - Destructive Fires | 2030 | 2.8675e-09 | 2.8675e-09 | 9534.9221 | 247.273 | 9287.6491 | 0 | 0 | 0 | 3.4987e-06 | 2.7342e-05 | 0 | 2.7342e-05 | 2.7342e-05 | 0 | 2.7342e-05 | 0 | 5.689e-06 | 1.247e-05 | 0 | 1.247e-05 | 0 | 0 | 0 | 0 | 0 | [12 empty] | 7.3.3.17.5 (Remote Grid) Updates to grid topology to minimize risk of ignition in HFTDs Remote GridWLDFRContaminationAggregated | WLDFR | HFTD - Distribution - Tier 2 - 2QU CoRE ¦ 3QU LoRE | Non-Red Flag Warning - Small Fires | Contamination | Aggregated | 2030 | 1.3892e-05 | 946.5765 | 0.01315 | 2030 | Mitigation | 0.95 | 45 | 0 | esc | 0.00097009 | 1.3476e-08 | 0.00097009 | 1.3476e-08
[79 empty] | WLDFR | HFTD - Distribution - Tier 3 - 1QU CoRE ¦ 5QU LoRE | Non-Red Flag Warning - Destructive Fires | 2031 | 2.8675e-09 | 2.8675e-09 | 9534.9221 | 247.273 | 9287.6491 | 0 | 0 | 0 | 3.4987e-06 | 2.7342e-05 | 0 | 2.7342e-05 | 2.7342e-05 | 0 | 2.7342e-05 | 0 | 6.0444e-06 | 1.3249e-05 | 0 | 1.3249e-05 | 0 | 0.00010135 | 0 | 0 | 0 | [12 empty] | 7.3.3.17.5 (Remote Grid) Updates to grid topology to minimize risk of ignition in HFTDs Remote GridWLDFRContaminationAggregated | WLDFR | HFTD - Distribution - Tier 2 - 2QU CoRE ¦ 3QU LoRE | Non-Red Flag Warning - Small Fires | Contamination | Aggregated | 2031 | 1.3892e-05 | 946.5765 | 0.01315 | 2031 | Mitigation | 0.95 | 45 | 0 | esc | 0.00097009 | 1.3476e-08 | 0.00097009 | 1.3476e-08
[79 empty] | WLDFR | HFTD - Distribution - Tier 3 - 1QU CoRE ¦ 5QU LoRE | Non-Red Flag Warning - Destructive Fires | 2032 | 2.8675e-09 | 2.8675e-09 | 9534.9221 | 247.273 | 9287.6491 | 0 | 0 | 0 | 3.4987e-06 | 2.7342e-05 | 0 | 2.7342e-05 | 2.7342e-05 | 0 | 2.7342e-05 | 0 | 6.0444e-06 | 1.3249e-05 | 0 | 1.3249e-05 | 0 | 0.00010506 | 0.00021011 | 0 | 0.00021011 | [12 empty] | 7.3.3.17.5 (Remote Grid) Updates to grid topology to minimize risk of ignition in HFTDs Remote GridWLDFRContaminationAggregated | WLDFR | HFTD - Distribution - Tier 2 - 2QU CoRE ¦ 3QU LoRE | Non-Red Flag Warning - Small Fires | Contamination | Aggregated | 2032 | 1.3892e-05 | 946.5765 | 0.01315 | 2032 | Mitigation | 0.95 | 45 | 0 | esc | 0.00097009 | 1.3476e-08 | 0.00097009 | 1.3476e-08
[79 empty] | WLDFR | HFTD - Distribution - Tier 3 - 1QU CoRE ¦ 5QU LoRE | Non-Red Flag Warning - Destructive Fires | 2033 | 2.8675e-09 | 2.8675e-09 | 9984.8474 | 263.1074 | 9721.74 | 0 | 0 | 0 | 3.4987e-06 | 2.8632e-05 | 0 | 2.8632e-05 | 2.8632e-05 | 0 | 2.8632e-05 | 0 | 6.0444e-06 | 1.3249e-05 | 0 | 1.3249e-05 | 0 | 0.00010506 | 0.00021011 | 0 | 0.00021011 | [12 empty] | 7.3.3.17.5 (Remote Grid) Updates to grid topology to minimize risk of ignition in HFTDs Remote GridWLDFRContaminationAggregated | WLDFR | HFTD - Distribution - Tier 2 - 2QU CoRE ¦ 3QU LoRE | Non-Red Flag Warning - Small Fires | Contamination | Aggregated | 2033 | 1.3892e-05 | 946.5765 | 0.01315 | 2033 | Mitigation | 0.95 | 45 | 0 | esc | 0.00097009 | 1.3476e-08 | 0.00097009 | 1.3476e-08
[79 empty] | WLDFR | HFTD - Distribution - Tier 3 - 1QU CoRE ¦ 5QU LoRE | Non-Red Flag Warning - Destructive Fires | 2034 | 2.8675e-09 | 2.8675e-09 | 9984.8474 | 263.1074 | 9721.74 | 0 | 0 | 0 | 3.4987e-06 | 2.8632e-05 | 0 | 2.8632e-05 | 2.8632e-05 | 0 | 2.8632e-05 | 0 | 6.0444e-06 | 1.3249e-05 | 0 | 1.3249e-05 | 0 | 0.00010506 | 0.00021011 | 0 | 0.00021011 | [12 empty] | 7.3.3.17.5 (Remote Grid) Updates to grid topology to minimize risk of ignition in HFTDs Remote GridWLDFRContaminationAggregated | WLDFR | HFTD - Distribution - Tier 2 - 2QU CoRE ¦ 3QU LoRE | Non-Red Flag Warning - Small Fires | Contamination | Aggregated | 2034 | 1.3892e-05 | 946.5765 | 0.01315 | 2034 | Mitigation | 0.95 | 45 | 0 | esc | 0.00097009 | 1.3476e-08 | 0.00097009 | 1.3476e-08
[79 empty] | WLDFR | HFTD - Distribution - Tier 3 - 1QU CoRE ¦ 5QU LoRE | Non-Red Flag Warning - Destructive Fires | 2035 | 2.8675e-09 | 2.8675e-09 | 9984.8474 | 263.1074 | 9721.74 | 0 | 0 | 0 | 3.4987e-06 | 2.8632e-05 | 0 | 2.8632e-05 | 2.8632e-05 | 0 | 2.8632e-05 | 0 | 6.0444e-06 | 1.3249e-05 | 0 | 1.3249e-05 | 0 | 0.00010506 | 0.00021011 | 0 | 0.00021011 | [12 empty] | 7.3.3.17.5 (Remote Grid) Updates to grid topology to minimize risk of ignition in HFTDs Remote GridWLDFRContaminationAggregated | WLDFR | HFTD - Distribution - Tier 2 - 2QU CoRE ¦ 3QU LoRE | Non-Red Flag Warning - Small Fires | Contamination | Aggregated | 2035 | 1.3892e-05 | 946.5765 | 0.01315 | 2035 | Mitigation | 0.95 | 45 | 0 | esc | 0.00097009 | 1.3476e-08 | 0.00097009 | 1.3476e-08
[79 empty] | WLDFR | HFTD - Distribution - Tier 3 - 1QU CoRE ¦ 5QU LoRE | Non-Red Flag Warning - Destructive Fires | 2036 | 2.8675e-09 | 2.8675e-09 | 9984.8474 | 263.1074 | 9721.74 | 0 | 0 | 0 | 3.4987e-06 | 2.8632e-05 | 0 | 2.8632e-05 | 2.8632e-05 | 0 | 2.8632e-05 | 0 | 6.433e-06 | 1.4101e-05 | 0 | 1.4101e-05 | 0 | 0.00010506 | 0.00021011 | 0 | 0.00021011 | [12 empty] | 7.3.3.17.5 (Remote Grid) Updates to grid topology to minimize risk of ignition in HFTDs Remote GridWLDFRContaminationAggregated | WLDFR | HFTD - Distribution - Tier 2 - 2QU CoRE ¦ 3QU LoRE | Non-Red Flag Warning - Small Fires | Contamination | Aggregated | 2036 | 1.3892e-05 | 946.5765 | 0.01315 | 2036 | Mitigation | 0.95 | 45 | 0 | esc | 0.00097009 | 1.3476e-08 | 0.00097009 | 1.3476e-08
[79 empty] | WLDFR | HFTD - Distribution - Tier 3 - 1QU CoRE ¦ 5QU LoRE | Non-Red Flag Warning - Destructive Fires | 2037 | 2.8675e-09 | 2.8675e-09 | 9984.8474 | 263.1074 | 9721.74 | 0 | 0 | 0 | 3.4987e-06 | 2.8632e-05 | 0 | 2.8632e-05 | 2.8632e-05 | 0 | 2.8632e-05 | 0 | 6.433e-06 | 1.4101e-05 | 0 | 1.4101e-05 | 0 | 0.00010972 | 0.00021944 | 0 | 0.00021944 | [12 empty] | 7.3.3.17.5 (Remote Grid) Updates to grid topology to minimize risk of ignition in HFTDs Remote GridWLDFRContaminationAggregated | WLDFR | HFTD - Distribution - Tier 2 - 2QU CoRE ¦ 3QU LoRE | Non-Red Flag Warning - Small Fires | Contamination | Aggregated | 2037 | 1.3892e-05 | 946.5765 | 0.01315 | 2037 | Mitigation | 0.95 | 45 | 0 | esc | 0.00097009 | 1.3476e-08 | 0.00097009 | 1.3476e-08
[79 empty] | WLDFR | HFTD - Distribution - Tier 3 - 1QU CoRE ¦ 5QU LoRE | Non-Red Flag Warning - Destructive Fires | 2038 | 2.8675e-09 | 2.8675e-09 | 10472.8261 | 280.5544 | 10192.2718 | 0 | 0 | 0 | 3.4987e-06 | 3.0031e-05 | 0 | 3.0031e-05 | 3.0031e-05 | 0 | 3.0031e-05 | 0 | 6.433e-06 | 1.4101e-05 | 0 | 1.4101e-05 | 0 | 0.00010972 | 0.00021944 | 0 | 0.00021944 | [12 empty] | 7.3.3.17.5 (Remote Grid) Updates to grid topology to minimize risk of ignition in HFTDs Remote GridWLDFRContaminationAggregated | WLDFR | HFTD - Distribution - Tier 2 - 2QU CoRE ¦ 3QU LoRE | Non-Red Flag Warning - Small Fires | Contamination | Aggregated | 2038 | 1.3892e-05 | 946.5765 | 0.01315 | 2038 | Mitigation | 0.95 | 45 | 0 | esc | 0.00097009 | 1.3476e-08 | 0.00097009 | 1.3476e-08
[79 empty] | WLDFR | HFTD - Distribution - Tier 3 - 1QU CoRE ¦ 5QU LoRE | Non-Red Flag Warning - Destructive Fires | 2039 | 2.8675e-09 | 2.8675e-09 | 10472.8261 | 280.5544 | 10192.2718 | 0 | 0 | 0 | 3.4987e-06 | 3.0031e-05 | 0 | 3.0031e-05 | 3.0031e-05 | 0 | 3.0031e-05 | 0 | 6.433e-06 | 1.4101e-05 | 0 | 1.4101e-05 | 0 | 0.00010972 | 0.00021944 | 0 | 0.00021944 | [12 empty] | 7.3.3.17.5 (Remote Grid) Updates to grid topology to minimize risk of ignition in HFTDs Remote GridWLDFRContaminationAggregated | WLDFR | HFTD - Distribution - Tier 2 - 2QU CoRE ¦ 3QU LoRE | Non-Red Flag Warning - Small Fires | Contamination | Aggregated | 2039 | 1.3892e-05 | 946.5765 | 0.01315 | 2039 | Mitigation | 0.95 | 45 | 0 | esc | 0.00097009 | 1.3476e-08 | 0.00097009 | 1.3476e-08
[79 empty] | WLDFR | HFTD - Distribution - Tier 3 - 1QU CoRE ¦ 5QU LoRE | Non-Red Flag Warning - Destructive Fires | 2040 | 2.8675e-09 | 2.8675e-09 | 10472.8261 | 280.5544 | 10192.2718 | 0 | 0 | 0 | 3.4987e-06 | 3.0031e-05 | 0 | 3.0031e-05 | 3.0031e-05 | 0 | 3.0031e-05 | 0 | 6.433e-06 | 1.4101e-05 | 0 | 1.4101e-05 | 0 | 0.00010972 | 0.00021944 | 0 | 0.00021944 | [12 empty] | 7.3.3.17.5 (Remote Grid) Updates to grid topology to minimize risk of ignition in HFTDs Remote GridWLDFRContaminationAggregated | WLDFR | HFTD - Distribution - Tier 2 - 2QU CoRE ¦ 3QU LoRE | Non-Red Flag Warning - Small Fires | Contamination | Aggregated | 2040 | 1.3892e-05 | 946.5765 | 0.01315 | 2040 | Mitigation | 0.95 | 45 | 0 | esc | 0.00097009 | 1.3476e-08 | 0.00097009 | 1.3476e-08
[79 empty] | WLDFR | HFTD - Distribution - Tier 3 - 1QU CoRE ¦ 5QU LoRE | Non-Red Flag Warning - Destructive Fires | 2041 | 2.8675e-09 | 2.8675e-09 | 10472.8261 | 280.5544 | 10192.2718 | 0 | 0 | 0 | 3.4987e-06 | 3.0031e-05 | 0 | 3.0031e-05 | 3.0031e-05 | 0 | 3.0031e-05 | 0 | 6.8517e-06 | 1.5019e-05 | 0 | 1.5019e-05 | 0 | 0.00010972 | 0.00021944 | 0 | 0.00021944 | [12 empty] | 7.3.3.17.5 (Remote Grid) Updates to grid topology to minimize risk of ignition in HFTDs Remote GridWLDFRContaminationAggregated | WLDFR | HFTD - Distribution - Tier 2 - 2QU CoRE ¦ 3QU LoRE | Non-Red Flag Warning - Small Fires | Contamination | Aggregated | 2041 | 1.3892e-05 | 946.5765 | 0.01315 | 2041 | Mitigation | 0.95 | 45 | 0 | esc | 0.00097009 | 1.3476e-08 | 0.00097009 | 1.3476e-08
[79 empty] | WLDFR | HFTD - Distribution - Tier 3 - 1QU CoRE ¦ 5QU LoRE | Non-Red Flag Warning - Destructive Fires | 2042 | 2.8675e-09 | 2.8675e-09 | 10472.8261 | 280.5544 | 10192.2718 | 0 | 0 | 0 | 3.4987e-06 | 3.0031e-05 | 0 | 3.0031e-05 | 3.0031e-05 | 0 | 3.0031e-05 | 0 | 6.8517e-06 | 1.5019e-05 | 0 | 1.5019e-05 | 0 | 0.0001149 | 0.00022979 | 0 | 0.00022979 | [12 empty] | 7.3.3.17.5 (Remote Grid) Updates to grid topology to minimize risk of ignition in HFTDs Remote GridWLDFRContaminationAggregated | WLDFR | HFTD - Distribution - Tier 2 - 2QU CoRE ¦ 3QU LoRE | Non-Red Flag Warning - Small Fires | Contamination | Aggregated | 2042 | 1.3892e-05 | 946.5765 | 0.01315 | 2042 | Mitigation | 0.95 | 45 | 0 | esc | 0.00097009 | 1.3476e-08 | 0.00097009 | 1.3476e-08
[79 empty] | WLDFR | HFTD - Distribution - Tier 3 - 1QU CoRE ¦ 5QU LoRE | Non-Red Flag Warning - Destructive Fires | 2043 | 2.8675e-09 | 2.8675e-09 | 10992.1562 | 299.42 | 10692.7362 | 0 | 0 | 0 | 3.4987e-06 | 3.152e-05 | 0 | 3.152e-05 | 3.152e-05 | 0 | 3.152e-05 | 0 | 6.8517e-06 | 1.5019e-05 | 0 | 1.5019e-05 | 0 | 0.0001149 | 0.00022979 | 0 | 0.00022979 | [12 empty] | 7.3.3.17.5 (Remote Grid) Updates to grid topology to minimize risk of ignition in HFTDs Remote GridWLDFRContaminationAggregated | WLDFR | HFTD - Distribution - Tier 2 - 2QU CoRE ¦ 3QU LoRE | Non-Red Flag Warning - Small Fires | Contamination | Aggregated | 2043 | 1.3892e-05 | 946.5765 | 0.01315 | 2043 | Mitigation | 0.95 | 45 | 0 | esc | 0.00097009 | 1.3476e-08 | 0.00097009 | 1.3476e-08
[79 empty] | WLDFR | HFTD - Distribution - Tier 3 - 1QU CoRE ¦ 5QU LoRE | Non-Red Flag Warning - Destructive Fires | 2044 | 2.8675e-09 | 2.8675e-09 | 10992.1562 | 299.42 | 10692.7362 | 0 | 0 | 0 | 3.4987e-06 | 3.152e-05 | 0 | 3.152e-05 | 3.152e-05 | 0 | 3.152e-05 | 0 | 6.8517e-06 | 1.5019e-05 | 0 | 1.5019e-05 | 0 | 0.0001149 | 0.00022979 | 0 | 0.00022979 | [12 empty] | 7.3.3.17.5 (Remote Grid) Updates to grid topology to minimize risk of ignition in HFTDs Remote GridWLDFRContaminationAggregated | WLDFR | HFTD - Distribution - Tier 2 - 2QU CoRE ¦ 3QU LoRE | Non-Red Flag Warning - Small Fires | Contamination | Aggregated | 2044 | 1.3892e-05 | 946.5765 | 0.01315 | 2044 | Mitigation | 0.95 | 45 | 0 | esc | 0.00097009 | 1.3476e-08 | 0.00097009 | 1.3476e-08
[79 empty] | WLDFR | HFTD - Distribution - Tier 3 - 1QU CoRE ¦ 5QU LoRE | Non-Red Flag Warning - Destructive Fires | 2045 | 2.8675e-09 | 2.8675e-09 | 10992.1562 | 299.42 | 10692.7362 | 0 | 0 | 0 | 3.4987e-06 | 3.152e-05 | 0 | 3.152e-05 | 3.152e-05 | 0 | 3.152e-05 | 0 | 6.8517e-06 | 1.5019e-05 | 0 | 1.5019e-05 | 0 | 0.0001149 | 0.00022979 | 0 | 0.00022979 | [12 empty] | 7.3.3.17.5 (Remote Grid) Updates to grid topology to minimize risk of ignition in HFTDs Remote GridWLDFRContaminationAggregated | WLDFR | HFTD - Distribution - Tier 2 - 2QU CoRE ¦ 3QU LoRE | Non-Red Flag Warning - Small Fires | Contamination | Aggregated | 2045 | 1.3892e-05 | 946.5765 | 0.01315 | 2045 | Mitigation | 0.95 | 45 | 0 | esc | 0.00097009 | 1.3476e-08 | 0.00097009 | 1.3476e-08
[79 empty] | WLDFR | HFTD - Distribution - Tier 3 - 1QU CoRE ¦ 5QU LoRE | Non-Red Flag Warning - Destructive Fires | 2046 | 2.8675e-09 | 2.8675e-09 | 10992.1562 | 299.42 | 10692.7362 | 0 | 0 | 0 | 3.4987e-06 | 3.152e-05 | 0 | 3.152e-05 | 3.152e-05 | 0 | 3.152e-05 | 0 | 7.2969e-06 | 1.5995e-05 | 0 | 1.5995e-05 | 0 | 0.0001149 | 0.00022979 | 0 | 0.00022979 | [12 empty] | 7.3.3.17.5 (Remote Grid) Updates to grid topology to minimize risk of ignition in HFTDs Remote GridWLDFRContaminationAggregated | WLDFR | HFTD - Distribution - Tier 2 - 2QU CoRE ¦ 3QU LoRE | Non-Red Flag Warning - Small Fires | Contamination | Aggregated | 2046 | 1.3892e-05 | 946.5765 | 0.01315 | 2046 | Mitigation | 0.95 | 45 | 0 | esc | 0.00097009 | 1.3476e-08 | 0.00097009 | 1.3476e-08
[79 empty] | WLDFR | HFTD - Distribution - Tier 3 - 1QU CoRE ¦ 5QU LoRE | Non-Red Flag Warning - Destructive Fires | 2047 | 2.8675e-09 | 2.8675e-09 | 10992.1562 | 299.42 | 10692.7362 | 0 | 0 | 0 | 3.4987e-06 | 3.152e-05 | 0 | 3.152e-05 | 3.152e-05 | 0 | 3.152e-05 | 0 | 7.2969e-06 | 1.5995e-05 | 0 | 1.5995e-05 | 0 | 0.00012051 | 0.00024102 | 0 | 0.00024102 | [12 empty] | 7.3.3.17.5 (Remote Grid) Updates to grid topology to minimize risk of ignition in HFTDs Remote GridWLDFRContaminationAggregated | WLDFR | HFTD - Distribution - Tier 2 - 2QU CoRE ¦ 3QU LoRE | Non-Red Flag Warning - Small Fires | Contamination | Aggregated | 2047 | 1.3892e-05 | 946.5765 | 0.01315 | 2047 | Mitigation | 0.95 | 45 | 0 | esc | 0.00097009 | 1.3476e-08 | 0.00097009 | 1.3476e-08
[79 empty] | WLDFR | HFTD - Distribution - Tier 3 - 1QU CoRE ¦ 5QU LoRE | Non-Red Flag Warning - Destructive Fires | 2048 | 2.8675e-09 | 2.8675e-09 | 11536.0538 | 319.4911 | 11216.5626 | 0 | 0 | 0 | 3.4987e-06 | 3.308e-05 | 0 | 3.308e-05 | 3.308e-05 | 0 | 3.308e-05 | 0 | 7.2969e-06 | 1.5995e-05 | 0 | 1.5995e-05 | 0 | 0.00012051 | 0.00024102 | 0 | 0.00024102 | [12 empty] | 7.3.3.17.5 (Remote Grid) Updates to grid topology to minimize risk of ignition in HFTDs Remote GridWLDFRContaminationAggregated | WLDFR | HFTD - Distribution - Tier 2 - 2QU CoRE ¦ 3QU LoRE | Non-Red Flag Warning - Small Fires | Contamination | Aggregated | 2048 | 1.3892e-05 | 946.5765 | 0.01315 | 2048 | Mitigation | 0.95 | 45 | 0 | esc | 0.00097009 | 1.3476e-08 | 0.00097009 | 1.3476e-08
[79 empty] | WLDFR | HFTD - Distribution - Tier 3 - 1QU CoRE ¦ 5QU LoRE | Non-Red Flag Warning - Destructive Fires | 2049 | 2.8675e-09 | 2.8675e-09 | 11536.0538 | 319.4911 | 11216.5626 | 0 | 0 | 0 | 3.4987e-06 | 3.308e-05 | 0 | 3.308e-05 | 3.308e-05 | 0 | 3.308e-05 | 0 | 7.2969e-06 | 1.5995e-05 | 0 | 1.5995e-05 | 0 | 0.00012051 | 0.00024102 | 0 | 0.00024102 | [12 empty] | 7.3.3.17.5 (Remote Grid) Updates to grid topology to minimize risk of ignition in HFTDs Remote GridWLDFRContaminationAggregated | WLDFR | HFTD - Distribution - Tier 2 - 2QU CoRE ¦ 3QU LoRE | Non-Red Flag Warning - Small Fires | Contamination | Aggregated | 2049 | 1.3892e-05 | 946.5765 | 0.01315 | 2049 | Mitigation | 0.95 | 45 | 0 | esc | 0.00097009 | 1.3476e-08 | 0.00097009 | 1.3476e-08
[79 empty] | WLDFR | HFTD - Distribution - Tier 3 - 1QU CoRE ¦ 5QU LoRE | Non-Red Flag Warning - Destructive Fires | 2050 | 2.8675e-09 | 2.8675e-09 | 11536.0538 | 319.4911 | 11216.5626 | 0 | 0 | 0 | 3.4987e-06 | 3.308e-05 | 0 | 3.308e-05 | 3.308e-05 | 0 | 3.308e-05 | 0 | 7.2969e-06 | 1.5995e-05 | 0 | 1.5995e-05 | 0 | 0.00012051 | 0.00024102 | 0 | 0.00024102 | [12 empty] | 7.3.3.17.5 (Remote Grid) Updates to grid topology to minimize risk of ignition in HFTDs Remote GridWLDFRContaminationAggregated | WLDFR | HFTD - Distribution - Tier 2 - 2QU CoRE ¦ 3QU LoRE | Non-Red Flag Warning - Small Fires | Contamination | Aggregated | 2050 | 1.3892e-05 | 946.5765 | 0.01315 | 2050 | Mitigation | 0.95 | 45 | 0 | esc | 0.00097009 | 1.3476e-08 | 0.00097009 | 1.3476e-08
[79 empty] | WLDFR | HFTD - Distribution - Tier 3 - 1QU CoRE ¦ 5QU LoRE | Non-Red Flag Warning - Destructive Fires | 2051 | 2.8675e-09 | 2.8675e-09 | 11536.0538 | 319.4911 | 11216.5626 | 0 | 0 | 0 | 3.4987e-06 | 3.308e-05 | 0 | 3.308e-05 | 3.308e-05 | 0 | 3.308e-05 | 0 | 7.7635e-06 | 1.7018e-05 | 0 | 1.7018e-05 | 0 | 0.00012051 | 0.00024102 | 0 | 0.00024102 | [12 empty] | 7.3.3.17.5 (Remote Grid) Updates to grid topology to minimize risk of ignition in HFTDs Remote GridWLDFRContaminationAggregated | WLDFR | HFTD - Distribution - Tier 2 - 2QU CoRE ¦ 3QU LoRE | Non-Red Flag Warning - Small Fires | Contamination | Aggregated | 2051 | 1.3892e-05 | 946.5765 | 0.01315 | 2051 | Mitigation | 0.95 | 45 | 0 | esc | 0.00097009 | 1.3476e-08 | 0.00097009 | 1.3476e-08
[79 empty] | WLDFR | HFTD - Distribution - Tier 3 - 1QU CoRE ¦ 5QU LoRE | Non-Red Flag Warning - Destructive Fires | 2052 | 2.8675e-09 | 2.8675e-09 | 11536.0538 | 319.4911 | 11216.5626 | 0 | 0 | 0 | 3.4987e-06 | 3.308e-05 | 0 | 3.308e-05 | 3.308e-05 | 0 | 3.308e-05 | 0 | 7.7635e-06 | 1.7018e-05 | 0 | 1.7018e-05 | 0 | 0.00012649 | 0.00025297 | 0 | 0.00025297 | [12 empty] | 7.3.3.17.5 (Remote Grid) Updates to grid topology to minimize risk of ignition in HFTDs Remote GridWLDFRContaminationAggregated | WLDFR | HFTD - Distribution - Tier 2 - 2QU CoRE ¦ 3QU LoRE | Non-Red Flag Warning - Small Fires | Contamination | Aggregated | 2052 | 1.3892e-05 | 946.5765 | 0.01315 | 2052 | Mitigation | 0.95 | 45 | 0 | esc | 0.00097009 | 1.3476e-08 | 0.00097009 | 1.3476e-08
[79 empty] | WLDFR | HFTD - Distribution - Tier 3 - 1QU CoRE ¦ 5QU LoRE | Non-Red Flag Warning - Destructive Fires | 2053 | 2.8675e-09 | 2.8675e-09 | 12097.6769 | 340.5356 | 11757.1413 | 0 | 0 | 0 | 3.4987e-06 | 3.4691e-05 | 0 | 3.4691e-05 | 3.4691e-05 | 0 | 3.4691e-05 | 0 | 7.7635e-06 | 1.7018e-05 | 0 | 1.7018e-05 | 0 | 0.00012649 | 0.00025297 | 0 | 0.00025297 | [12 empty] | 7.3.3.17.5 (Remote Grid) Updates to grid topology to minimize risk of ignition in HFTDs Remote GridWLDFRContaminationAggregated | WLDFR | HFTD - Distribution - Tier 2 - 2QU CoRE ¦ 3QU LoRE | Non-Red Flag Warning - Small Fires | Contamination | Aggregated | 2053 | 1.3892e-05 | 946.5765 | 0.01315 | 2053 | Mitigation | 0.95 | 45 | 0 | esc | 0.00097009 | 1.3476e-08 | 0.00097009 | 1.3476e-08
[79 empty] | WLDFR | HFTD - Distribution - Tier 3 - 1QU CoRE ¦ 5QU LoRE | Non-Red Flag Warning - Destructive Fires | 2054 | 2.8675e-09 | 2.8675e-09 | 12097.6769 | 340.5356 | 11757.1413 | 0 | 0 | 0 | 3.4987e-06 | 3.4691e-05 | 0 | 3.4691e-05 | 3.4691e-05 | 0 | 3.4691e-05 | 0 | 7.7635e-06 | 1.7018e-05 | 0 | 1.7018e-05 | 0 | 0.00012649 | 0.00025297 | 0 | 0.00025297 | [12 empty] | 7.3.3.17.5 (Remote Grid) Updates to grid topology to minimize risk of ignition in HFTDs Remote GridWLDFRContaminationAggregated | WLDFR | HFTD - Distribution - Tier 2 - 2QU CoRE ¦ 3QU LoRE | Non-Red Flag Warning - Small Fires | Contamination | Aggregated | 2054 | 1.3892e-05 | 946.5765 | 0.01315 | 2054 | Mitigation | 0.95 | 45 | 0 | esc | 0.00097009 | 1.3476e-08 | 0.00097009 | 1.3476e-08
[79 empty] | WLDFR | HFTD - Distribution - Tier 3 - 1QU CoRE ¦ 5QU LoRE | Non-Red Flag Warning - Destructive Fires | 2055 | 2.8675e-09 | 2.8675e-09 | 12097.6769 | 340.5356 | 11757.1413 | 0 | 0 | 0 | 3.4987e-06 | 3.4691e-05 | 0 | 3.4691e-05 | 3.4691e-05 | 0 | 3.4691e-05 | 0 | 7.7635e-06 | 1.7018e-05 | 0 | 1.7018e-05 | 0 | 0.00012649 | 0.00025297 | 0 | 0.00025297 | [12 empty] | 7.3.3.17.5 (Remote Grid) Updates to grid topology to minimize risk of ignition in HFTDs Remote GridWLDFRContaminationAggregated | WLDFR | HFTD - Distribution - Tier 2 - 2QU CoRE ¦ 3QU LoRE | Non-Red Flag Warning - Small Fires | Contamination | Aggregated | 2055 | 1.3892e-05 | 946.5765 | 0.01315 | 2055 | Mitigation | 0.95 | 45 | 0 | esc | 0.00097009 | 1.3476e-08 | 0.00097009 | 1.3476e-08
[79 empty] | WLDFR | HFTD - Distribution - Tier 3 - 1QU CoRE ¦ 5QU LoRE | Non-Red Flag Warning - Destructive Fires | 2056 | 2.8675e-09 | 2.8675e-09 | 12097.6769 | 340.5356 | 11757.1413 | 0 | 0 | 0 | 3.4987e-06 | 3.4691e-05 | 0 | 3.4691e-05 | 3.4691e-05 | 0 | 3.4691e-05 | 0 | 8.2465e-06 | 1.8077e-05 | 0 | 1.8077e-05 | 0 | 0.00012649 | 0.00025297 | 0 | 0.00025297 | [12 empty] | 7.3.3.17.5 (Remote Grid) Updates to grid topology to minimize risk of ignition in HFTDs Remote GridWLDFRContaminationAggregated | WLDFR | HFTD - Distribution - Tier 2 - 2QU CoRE ¦ 3QU LoRE | Non-Red Flag Warning - Small Fires | Contamination | Aggregated | 2056 | 1.3892e-05 | 946.5765 | 0.01315 | 2056 | Mitigation | 0.95 | 45 | 0 | esc | 0.00097009 | 1.3476e-08 | 0.00097009 | 1.3476e-08
[79 empty] | WLDFR | HFTD - Distribution - Tier 3 - 1QU CoRE ¦ 5QU LoRE | Non-Red Flag Warning - Destructive Fires | 2057 | 2.8675e-09 | 2.8675e-09 | 12097.6769 | 340.5356 | 11757.1413 | 0 | 0 | 0 | 3.4987e-06 | 3.4691e-05 | 0 | 3.4691e-05 | 3.4691e-05 | 0 | 3.4691e-05 | 0 | 8.2465e-06 | 1.8077e-05 | 0 | 1.8077e-05 | 0 | 0.00013275 | 0.00026549 | 0 | 0.00026549 | [12 empty] | 7.3.3.17.5 (Remote Grid) Updates to grid topology to minimize risk of ignition in HFTDs Remote GridWLDFRContaminationAggregated | WLDFR | HFTD - Distribution - Tier 2 - 2QU CoRE ¦ 3QU LoRE | Non-Red Flag Warning - Small Fires | Contamination | Aggregated | 2057 | 1.3892e-05 | 946.5765 | 0.01315 | 2057 | Mitigation | 0.95 | 45 | 0 | esc | 0.00097009 | 1.3476e-08 | 0.00097009 | 1.3476e-08
[79 empty] | WLDFR | HFTD - Distribution - Tier 3 - 1QU CoRE ¦ 5QU LoRE | Non-Red Flag Warning - Destructive Fires | 2058 | 2.8675e-09 | 2.8675e-09 | 12670.1796 | 362.3049 | 12307.8747 | 0 | 0 | 0 | 3.4987e-06 | 3.6332e-05 | 0 | 3.6332e-05 | 3.6332e-05 | 0 | 3.6332e-05 | 0 | 8.2465e-06 | 1.8077e-05 | 0 | 1.8077e-05 | 0 | 0.00013275 | 0.00026549 | 0 | 0.00026549 | [12 empty] | 7.3.3.17.5 (Remote Grid) Updates to grid topology to minimize risk of ignition in HFTDs Remote GridWLDFRContaminationAggregated | WLDFR | HFTD - Distribution - Tier 2 - 2QU CoRE ¦ 3QU LoRE | Non-Red Flag Warning - Small Fires | Contamination | Aggregated | 2058 | 1.3892e-05 | 946.5765 | 0.01315 | 2058 | Mitigation | 0.95 | 45 | 0 | esc | 0.00097009 | 1.3476e-08 | 0.00097009 | 1.3476e-08
[79 empty] | WLDFR | HFTD - Distribution - Tier 3 - 1QU CoRE ¦ 5QU LoRE | Non-Red Flag Warning - Destructive Fires | 2059 | 2.8675e-09 | 2.8675e-09 | 12670.1796 | 362.3049 | 12307.8747 | 0 | 0 | 0 | 3.4987e-06 | 3.6332e-05 | 0 | 3.6332e-05 | 3.6332e-05 | 0 | 3.6332e-05 | 0 | 8.2465e-06 | 1.8077e-05 | 0 | 1.8077e-05 | 0 | 0.00013275 | 0.00026549 | 0 | 0.00026549 | [12 empty] | 7.3.3.17.5 (Remote Grid) Updates to grid topology to minimize risk of ignition in HFTDs Remote GridWLDFRContaminationAggregated | WLDFR | HFTD - Distribution - Tier 2 - 2QU CoRE ¦ 3QU LoRE | Non-Red Flag Warning - Small Fires | Contamination | Aggregated | 2059 | 1.3892e-05 | 946.5765 | 0.01315 | 2059 | Mitigation | 0.95 | 45 | 0 | esc | 0.00097009 | 1.3476e-08 | 0.00097009 | 1.3476e-08
[79 empty] | WLDFR | HFTD - Distribution - Tier 3 - 1QU CoRE ¦ 5QU LoRE | Non-Red Flag Warning - Destructive Fires | 2060 | 2.8675e-09 | 2.8675e-09 | 12670.1796 | 362.3049 | 12307.8747 | 0 | 0 | 0 | 3.4987e-06 | 3.6332e-05 | 0 | 3.6332e-05 | 3.6332e-05 | 0 | 3.6332e-05 | 0 | 8.2465e-06 | 1.8077e-05 | 0 | 1.8077e-05 | 0 | 0.00013275 | 0.00026549 | 0 | 0.00026549 | [12 empty] | 7.3.3.17.5 (Remote Grid) Updates to grid topology to minimize risk of ignition in HFTDs Remote GridWLDFRContaminationAggregated | WLDFR | HFTD - Distribution - Tier 2 - 2QU CoRE ¦ 3QU LoRE | Non-Red Flag Warning - Small Fires | Contamination | Aggregated | 2060 | 1.3892e-05 | 946.5765 | 0.01315 | 2060 | Mitigation | 0.95 | 45 | 0 | esc | 0.00097009 | 1.3476e-08 | 0.00097009 | 1.3476e-08
[79 empty] | WLDFR | HFTD - Distribution - Tier 3 - 1QU CoRE ¦ 5QU LoRE | Non-Red Flag Warning - Destructive Fires | 2061 | 2.8675e-09 | 2.8675e-09 | 12670.1796 | 362.3049 | 12307.8747 | 0 | 0 | 0 | 3.4987e-06 | 3.6332e-05 | 0 | 3.6332e-05 | 3.6332e-05 | 0 | 3.6332e-05 | 0 | 8.7403e-06 | 1.9159e-05 | 0 | 1.9159e-05 | 0 | 0 | 0.00026549 | 0 | 0.00026549 | [12 empty] | 7.3.3.17.5 (Remote Grid) Updates to grid topology to minimize risk of ignition in HFTDs Remote GridWLDFRContaminationAggregated | WLDFR | HFTD - Distribution - Tier 2 - 2QU CoRE ¦ 3QU LoRE | Non-Red Flag Warning - Small Fires | Contamination | Aggregated | 2061 | 1.3892e-05 | 946.5765 | 0.01315 | 2061 | Mitigation | 0.95 | 45 | 0 | esc | 0.00097009 | 1.3476e-08 | 0.00097009 | 1.3476e-08
[79 empty] | WLDFR | HFTD - Distribution - Tier 3 - 1QU CoRE ¦ 5QU LoRE | Non-Red Flag Warning - Destructive Fires | 2062 | 2.8675e-09 | 2.8675e-09 | 12670.1796 | 362.3049 | 12307.8747 | 0 | 0 | 0 | 3.4987e-06 | 3.6332e-05 | 0 | 3.6332e-05 | 3.6332e-05 | 0 | 3.6332e-05 | 0 | 8.7403e-06 | 1.9159e-05 | 0 | 1.9159e-05 | 0 | 0 | 0 | 0 | 0 | [12 empty] | 7.3.3.17.5 (Remote Grid) Updates to grid topology to minimize risk of ignition in HFTDs Remote GridWLDFRContaminationAggregated | WLDFR | HFTD - Distribution - Tier 2 - 2QU CoRE ¦ 3QU LoRE | Non-Red Flag Warning - Small Fires | Contamination | Aggregated | 2062 | 1.3892e-05 | 946.5765 | 0.01315 | 2062 | Mitigation | 0.95 | 45 | 0 | esc | 0.00097009 | 1.3476e-08 | 0.00097009 | 1.3476e-08
[79 empty] | WLDFR | HFTD - Distribution - Tier 3 - 1QU CoRE ¦ 5QU LoRE | Non-Red Flag Warning - Destructive Fires | 2063 | 2.8675e-09 | 2.8675e-09 | 13246.6313 | 384.5316 | 12862.0997 | 0 | 0 | 0 | 3.4987e-06 | 3.7985e-05 | 0 | 3.7985e-05 | 3.7985e-05 | 0 | 3.7985e-05 | 0 | 8.7403e-06 | 1.9159e-05 | 0 | 1.9159e-05 | 0 | 0 | 0 | 0 | 0 | [12 empty] | 7.3.3.17.5 (Remote Grid) Updates to grid topology to minimize risk of ignition in HFTDs Remote GridWLDFRContaminationAggregated | WLDFR | HFTD - Distribution - Tier 2 - 2QU CoRE ¦ 3QU LoRE | Non-Red Flag Warning - Small Fires | Contamination | Aggregated | 2063 | 1.3892e-05 | 946.5765 | 0.01315 | 2063 | Mitigation | 0.95 | 45 | 0 | esc | 0.00097009 | 1.3476e-08 | 0.00097009 | 1.3476e-08
[79 empty] | WLDFR | HFTD - Distribution - Tier 3 - 1QU CoRE ¦ 5QU LoRE | Non-Red Flag Warning - Destructive Fires | 2064 | 2.8675e-09 | 2.8675e-09 | 13246.6313 | 384.5316 | 12862.0997 | 0 | 0 | 0 | 3.4987e-06 | 3.7985e-05 | 0 | 3.7985e-05 | 3.7985e-05 | 0 | 3.7985e-05 | 0 | 0 | 1.9159e-05 | 0 | 1.9159e-05 | 0 | 8.5182e-07 | 0 | 0 | 0 | [12 empty] | 7.3.3.17.5 (Remote Grid) Updates to grid topology to minimize risk of ignition in HFTDs Remote GridWLDFRContaminationAggregated | WLDFR | HFTD - Distribution - Tier 2 - 2QU CoRE ¦ 3QU LoRE | Non-Red Flag Warning - Small Fires | Contamination | Aggregated | 2064 | 1.3892e-05 | 946.5765 | 0.01315 | 2064 | Mitigation | 0.95 | 45 | 0 | esc | 0.00097009 | 1.3476e-08 | 0.00097009 | 1.3476e-08
[79 empty] | WLDFR | HFTD - Distribution - Tier 3 - 1QU CoRE ¦ 5QU LoRE | Non-Red Flag Warning - Destructive Fires | 2065 | 2.8675e-09 | 2.8675e-09 | 13246.6313 | 384.5316 | 12862.0997 | 0 | 0 | 0 | 3.4987e-06 | 3.7985e-05 | 0 | 3.7985e-05 | 3.7985e-05 | 0 | 3.7985e-05 | 0 | 0 | 0 | 0 | 0 | 0 | 8.8993e-07 | 1.7799e-06 | 0 | 1.7799e-06 | [12 empty] | 7.3.3.17.5 (Remote Grid) Updates to grid topology to minimize risk of ignition in HFTDs Remote GridWLDFRContaminationAggregated | WLDFR | HFTD - Distribution - Tier 2 - 2QU CoRE ¦ 3QU LoRE | Non-Red Flag Warning - Small Fires | Contamination | Aggregated | 2065 | 1.3892e-05 | 946.5765 | 0.01315 | 2065 | Mitigation | 0.95 | 45 | 0 | esc | 0.00097009 | 1.3476e-08 | 0.00097009 | 1.3476e-08
[79 empty] | WLDFR | HFTD - Distribution - Tier 3 - 1QU CoRE ¦ 5QU LoRE | Non-Red Flag Warning - Destructive Fires | 2066 | 2.8675e-09 | 2.8675e-09 | 13246.6313 | 384.5316 | 12862.0997 | 0 | 0 | 0 | 3.4987e-06 | 3.7985e-05 | 0 | 3.7985e-05 | 3.7985e-05 | 0 | 3.7985e-05 | 0 | 6.6598e-06 | 0 | 0 | 0 | 0 | 8.8993e-07 | 1.7799e-06 | 0 | 1.7799e-06 | [12 empty] | 7.3.3.17.5 (Remote Grid) Updates to grid topology to minimize risk of ignition in HFTDs Remote GridWLDFRContaminationAggregated | WLDFR | HFTD - Distribution - Tier 2 - 2QU CoRE ¦ 3QU LoRE | Non-Red Flag Warning - Small Fires | Contamination | Aggregated | 2066 | 1.3892e-05 | 946.5765 | 0.01315 | 2066 | Mitigation | 0.95 | 45 | 0 | esc | 0.00097009 | 1.3476e-08 | 0.00097009 | 1.3476e-08
[79 empty] | WLDFR | HFTD - Distribution - Tier 3 - 1QU CoRE ¦ 5QU LoRE | Non-Red Flag Warning - Destructive Fires | 2067 | 0 | 2.8675e-09 | 13246.6313 | 384.5316 | 12862.0997 | 0 | 0 | 0 | 3.4987e-06 | 0 | 0 | 0 | 3.7985e-05 | 0 | 3.7985e-05 | 0 | 6.8742e-06 | 1.5068e-05 | 0 | 1.5068e-05 | 0 | 8.8993e-07 | 1.7799e-06 | 0 | 1.7799e-06 | [12 empty] | 7.3.3.17.5 (Remote Grid) Updates to grid topology to minimize risk of ignition in HFTDs Remote GridWLDFRContaminationAggregated | WLDFR | HFTD - Distribution - Tier 2 - 2QU CoRE ¦ 3QU LoRE | Non-Red Flag Warning - Small Fires | Contamination | Aggregated | 2067 | 1.3892e-05 | 946.5765 | 0.01315 | 2067 | Mitigation | 0.95 | 45 | 0 | esc | 0 | 0 | 0.00097009 | 1.3476e-08
[79 empty] | WLDFR | HFTD - Distribution - Tier 3 - 1QU CoRE ¦ 5QU LoRE | Non-Red Flag Warning - Large Fires | 2022 | 1.6956e-08 | 0 | 5.2406 | 0.69642 | 2.942 | 1.6022 | 0 | 0 | 1.9523e-05 | 8.8861e-08 | 0 | 8.8861e-08 | 0 | 0 | 0 | 0 | 6.8742e-06 | 1.5068e-05 | 0 | 1.5068e-05 | 0 | 8.8993e-07 | 1.7799e-06 | 0 | 1.7799e-06 | [12 empty] | 7.3.3.17.5 (Remote Grid) Updates to grid topology to minimize risk of ignition in HFTDs Remote GridWLDFREquipment / facility failureAggregated | WLDFR | HFTD - Distribution - Tier 2 - 2QU CoRE ¦ 3QU LoRE | Non-Red Flag Warning - Small Fires | Equipment / facility failure | Aggregated | 2022 | 0.00070159 | 946.5765 | 0.66411 | 2022 | Mitigation | 0.95 | 45 | 0 | esc | 0.00097009 | 6.806e-07 | 0 | 0
[79 empty] | WLDFR | HFTD - Distribution - Tier 3 - 1QU CoRE ¦ 5QU LoRE | Non-Red Flag Warning - Large Fires | 2023 | 1.6956e-08 | 1.6956e-08 | 5.475 | 0.71896 | 3.0715 | 1.6846 | 0 | 0 | 1.9523e-05 | 9.2837e-08 | 0 | 9.2837e-08 | 9.2837e-08 | 0 | 9.2837e-08 | 0 | 6.8742e-06 | 1.5068e-05 | 0 | 1.5068e-05 | 0 | 8.8993e-07 | 1.7799e-06 | 0 | 1.7799e-06 | [12 empty] | 7.3.3.17.5 (Remote Grid) Updates to grid topology to minimize risk of ignition in HFTDs Remote GridWLDFREquipment / facility failureAggregated | WLDFR | HFTD - Distribution - Tier 2 - 2QU CoRE ¦ 3QU LoRE | Non-Red Flag Warning - Small Fires | Equipment / facility failure | Aggregated | 2023 | 0.00070159 | 946.5765 | 0.66411 | 2023 | Mitigation | 0.95 | 45 | 0 | esc | 0.00097009 | 6.806e-07 | 0.00097009 | 6.806e-07
[79 empty] | WLDFR | HFTD - Distribution - Tier 3 - 1QU CoRE ¦ 5QU LoRE | Non-Red Flag Warning - Large Fires | 2024 | 1.6956e-08 | 1.6956e-08 | 5.475 | 0.71896 | 3.0715 | 1.6846 | 0 | 0 | 1.9523e-05 | 9.2837e-08 | 0 | 9.2837e-08 | 9.2837e-08 | 0 | 9.2837e-08 | 0 | 6.8742e-06 | 1.5068e-05 | 0 | 1.5068e-05 | 0 | 9.3901e-07 | 1.878e-06 | 0 | 1.878e-06 | [12 empty] | 7.3.3.17.5 (Remote Grid) Updates to grid topology to minimize risk of ignition in HFTDs Remote GridWLDFREquipment / facility failureAggregated | WLDFR | HFTD - Distribution - Tier 2 - 2QU CoRE ¦ 3QU LoRE | Non-Red Flag Warning - Small Fires | Equipment / facility failure | Aggregated | 2024 | 0.00070159 | 946.5765 | 0.66411 | 2024 | Mitigation | 0.95 | 45 | 0 | esc | 0.00097009 | 6.806e-07 | 0.00097009 | 6.806e-07
[79 empty] | WLDFR | HFTD - Distribution - Tier 3 - 1QU CoRE ¦ 5QU LoRE | Non-Red Flag Warning - Large Fires | 2025 | 1.6956e-08 | 1.6956e-08 | 5.475 | 0.71896 | 3.0715 | 1.6846 | 0 | 0 | 1.9523e-05 | 9.2837e-08 | 0 | 9.2837e-08 | 9.2837e-08 | 0 | 9.2837e-08 | 0 | 6.8742e-06 | 1.5068e-05 | 0 | 1.5068e-05 | 0 | 9.3901e-07 | 1.878e-06 | 0 | 1.878e-06 | [12 empty] | 7.3.3.17.5 (Remote Grid) Updates to grid topology to minimize risk of ignition in HFTDs Remote GridWLDFREquipment / facility failureAggregated | WLDFR | HFTD - Distribution - Tier 2 - 2QU CoRE ¦ 3QU LoRE | Non-Red Flag Warning - Small Fires | Equipment / facility failure | Aggregated | 2025 | 0.00070159 | 946.5765 | 0.66411 | 2025 | Mitigation | 0.95 | 45 | 0 | esc | 0.00097009 | 6.806e-07 | 0.00097009 | 6.806e-07
[79 empty] | WLDFR | HFTD - Distribution - Tier 3 - 1QU CoRE ¦ 5QU LoRE | Non-Red Flag Warning - Large Fires | 2026 | 1.6956e-08 | 1.6956e-08 | 5.475 | 0.71896 | 3.0715 | 1.6846 | 0 | 0 | 1.9523e-05 | 9.2837e-08 | 0 | 9.2837e-08 | 9.2837e-08 | 0 | 9.2837e-08 | 0 | 7.1476e-06 | 1.5668e-05 | 0 | 1.5668e-05 | 0 | 9.3901e-07 | 1.878e-06 | 0 | 1.878e-06 | [12 empty] | 7.3.3.17.5 (Remote Grid) Updates to grid topology to minimize risk of ignition in HFTDs Remote GridWLDFREquipment / facility failureAggregated | WLDFR | HFTD - Distribution - Tier 2 - 2QU CoRE ¦ 3QU LoRE | Non-Red Flag Warning - Small Fires | Equipment / facility failure | Aggregated | 2026 | 0.00070159 | 946.5765 | 0.66411 | 2026 | Mitigation | 0.95 | 45 | 0 | esc | 0.00097009 | 6.806e-07 | 0.00097009 | 6.806e-07
[79 empty] | WLDFR | HFTD - Distribution - Tier 3 - 1QU CoRE ¦ 5QU LoRE | Non-Red Flag Warning - Large Fires | 2027 | 1.6956e-08 | 1.6956e-08 | 5.475 | 0.71896 | 3.0715 | 1.6846 | 0 | 0 | 1.9523e-05 | 9.2837e-08 | 0 | 9.2837e-08 | 9.2837e-08 | 0 | 9.2837e-08 | 0 | 7.1476e-06 | 1.5668e-05 | 0 | 1.5668e-05 | 0 | 9.3901e-07 | 1.878e-06 | 0 | 1.878e-06 | [12 empty] | 7.3.3.17.5 (Remote Grid) Updates to grid topology to minimize risk of ignition in HFTDs Remote GridWLDFREquipment / facility failureAggregated | WLDFR | HFTD - Distribution - Tier 2 - 2QU CoRE ¦ 3QU LoRE | Non-Red Flag Warning - Small Fires | Equipment / facility failure | Aggregated | 2027 | 0.00070159 | 946.5765 | 0.66411 | 2027 | Mitigation | 0.95 | 45 | 0 | esc | 0.00097009 | 6.806e-07 | 0.00097009 | 6.806e-07
[79 empty] | WLDFR | HFTD - Distribution - Tier 3 - 1QU CoRE ¦ 5QU LoRE | Non-Red Flag Warning - Large Fires | 2028 | 1.6956e-08 | 1.6956e-08 | 5.777 | 0.74734 | 3.238 | 1.7917 | 0 | 0 | 1.9523e-05 | 9.7957e-08 | 0 | 9.7957e-08 | 9.7957e-08 | 0 | 9.7957e-08 | 0 | 7.1476e-06 | 1.5668e-05 | 0 | 1.5668e-05 | 0 | 9.3901e-07 | 1.878e-06 | 0 | 1.878e-06 | [12 empty] | 7.3.3.17.5 (Remote Grid) Updates to grid topology to minimize risk of ignition in HFTDs Remote GridWLDFREquipment / facility failureAggregated | WLDFR | HFTD - Distribution - Tier 2 - 2QU CoRE ¦ 3QU LoRE | Non-Red Flag Warning - Small Fires | Equipment / facility failure | Aggregated | 2028 | 0.00070159 | 946.5765 | 0.66411 | 2028 | Mitigation | 0.95 | 45 | 0 | esc | 0.00097009 | 6.806e-07 | 0.00097009 | 6.806e-07
[79 empty] | WLDFR | HFTD - Distribution - Tier 3 - 1QU CoRE ¦ 5QU LoRE | Non-Red Flag Warning - Large Fires | 2029 | 1.6956e-08 | 1.6956e-08 | 5.777 | 0.74734 | 3.238 | 1.7917 | 0 | 0 | 1.9523e-05 | 9.7957e-08 | 0 | 9.7957e-08 | 9.7957e-08 | 0 | 9.7957e-08 | 0 | 7.1476e-06 | 1.5668e-05 | 0 | 1.5668e-05 | 0 | 9.9485e-07 | 1.9897e-06 | 0 | 1.9897e-06 | [12 empty] | 7.3.3.17.5 (Remote Grid) Updates to grid topology to minimize risk of ignition in HFTDs Remote GridWLDFREquipment / facility failureAggregated | WLDFR | HFTD - Distribution - Tier 2 - 2QU CoRE ¦ 3QU LoRE | Non-Red Flag Warning - Small Fires | Equipment / facility failure | Aggregated | 2029 | 0.00070159 | 946.5765 | 0.66411 | 2029 | Mitigation | 0.95 | 45 | 0 | esc | 0.00097009 | 6.806e-07 | 0.00097009 | 6.806e-07
[79 empty] | WLDFR | HFTD - Distribution - Tier 3 - 1QU CoRE ¦ 5QU LoRE | Non-Red Flag Warning - Large Fires | 2030 | 1.6956e-08 | 1.6956e-08 | 5.777 | 0.74734 | 3.238 | 1.7917 | 0 | 0 | 1.9523e-05 | 9.7957e-08 | 0 | 9.7957e-08 | 9.7957e-08 | 0 | 9.7957e-08 | 0 | 7.1476e-06 | 1.5668e-05 | 0 | 1.5668e-05 | 0 | 9.9485e-07 | 1.9897e-06 | 0 | 1.9897e-06 | [12 empty] | 7.3.3.17.5 (Remote Grid) Updates to grid topology to minimize risk of ignition in HFTDs Remote GridWLDFREquipment / facility failureAggregated | WLDFR | HFTD - Distribution - Tier 2 - 2QU CoRE ¦ 3QU LoRE | Non-Red Flag Warning - Small Fires | Equipment / facility failure | Aggregated | 2030 | 0.00070159 | 946.5765 | 0.66411 | 2030 | Mitigation | 0.95 | 45 | 0 | esc | 0.00097009 | 6.806e-07 | 0.00097009 | 6.806e-07
[79 empty] | WLDFR | HFTD - Distribution - Tier 3 - 1QU CoRE ¦ 5QU LoRE | Non-Red Flag Warning - Large Fires | 2031 | 1.6956e-08 | 1.6956e-08 | 5.777 | 0.74734 | 3.238 | 1.7917 | 0 | 0 | 1.9523e-05 | 9.7957e-08 | 0 | 9.7957e-08 | 9.7957e-08 | 0 | 9.7957e-08 | 0 | 7.4557e-06 | 1.6343e-05 | 0 | 1.6343e-05 | 0 | 9.9485e-07 | 1.9897e-06 | 0 | 1.9897e-06 | [12 empty] | 7.3.3.17.5 (Remote Grid) Updates to grid topology to minimize risk of ignition in HFTDs Remote GridWLDFREquipment / facility failureAggregated | WLDFR | HFTD - Distribution - Tier 2 - 2QU CoRE ¦ 3QU LoRE | Non-Red Flag Warning - Small Fires | Equipment / facility failure | Aggregated | 2031 | 0.00070159 | 946.5765 | 0.66411 | 2031 | Mitigation | 0.95 | 45 | 0 | esc | 0.00097009 | 6.806e-07 | 0.00097009 | 6.806e-07
[79 empty] | WLDFR | HFTD - Distribution - Tier 3 - 1QU CoRE ¦ 5QU LoRE | Non-Red Flag Warning - Large Fires | 2032 | 1.6956e-08 | 1.6956e-08 | 5.777 | 0.74734 | 3.238 | 1.7917 | 0 | 0 | 1.9523e-05 | 9.7957e-08 | 0 | 9.7957e-08 | 9.7957e-08 | 0 | 9.7957e-08 | 0 | 7.4557e-06 | 1.6343e-05 | 0 | 1.6343e-05 | 0 | 9.9485e-07 | 1.9897e-06 | 0 | 1.9897e-06 | [12 empty] | 7.3.3.17.5 (Remote Grid) Updates to grid topology to minimize risk of ignition in HFTDs Remote GridWLDFREquipment / facility failureAggregated | WLDFR | HFTD - Distribution - Tier 2 - 2QU CoRE ¦ 3QU LoRE | Non-Red Flag Warning - Small Fires | Equipment / facility failure | Aggregated | 2032 | 0.00070159 | 946.5765 | 0.66411 | 2032 | Mitigation | 0.95 | 45 | 0 | esc | 0.00097009 | 6.806e-07 | 0.00097009 | 6.806e-07
[79 empty] | WLDFR | HFTD - Distribution - Tier 3 - 1QU CoRE ¦ 5QU LoRE | Non-Red Flag Warning - Large Fires | 2033 | 1.6956e-08 | 1.6956e-08 | 6.1205 | 0.77885 | 3.4265 | 1.9151 | 0 | 0 | 1.9523e-05 | 1.0378e-07 | 0 | 1.0378e-07 | 1.0378e-07 | 0 | 1.0378e-07 | 0 | 7.4557e-06 | 1.6343e-05 | 0 | 1.6343e-05 | 0 | 9.9485e-07 | 1.9897e-06 | 0 | 1.9897e-06 | [12 empty] | 7.3.3.17.5 (Remote Grid) Updates to grid topology to minimize risk of ignition in HFTDs Remote GridWLDFREquipment / facility failureAggregated | WLDFR | HFTD - Distribution - Tier 2 - 2QU CoRE ¦ 3QU LoRE | Non-Red Flag Warning - Small Fires | Equipment / facility failure | Aggregated | 2033 | 0.00070159 | 946.5765 | 0.66411 | 2033 | Mitigation | 0.95 | 45 | 0 | esc | 0.00097009 | 6.806e-07 | 0.00097009 | 6.806e-07
[79 empty] | WLDFR | HFTD - Distribution - Tier 3 - 1QU CoRE ¦ 5QU LoRE | Non-Red Flag Warning - Large Fires | 2034 | 1.6956e-08 | 1.6956e-08 | 6.1205 | 0.77885 | 3.4265 | 1.9151 | 0 | 0 | 1.9523e-05 | 1.0378e-07 | 0 | 1.0378e-07 | 1.0378e-07 | 0 | 1.0378e-07 | 0 | 7.4557e-06 | 1.6343e-05 | 0 | 1.6343e-05 | 0 | 1.057e-06 | 2.114e-06 | 0 | 2.114e-06 | [12 empty] | 7.3.3.17.5 (Remote Grid) Updates to grid topology to minimize risk of ignition in HFTDs Remote GridWLDFREquipment / facility failureAggregated | WLDFR | HFTD - Distribution - Tier 2 - 2QU CoRE ¦ 3QU LoRE | Non-Red Flag Warning - Small Fires | Equipment / facility failure | Aggregated | 2034 | 0.00070159 | 946.5765 | 0.66411 | 2034 | Mitigation | 0.95 | 45 | 0 | esc | 0.00097009 | 6.806e-07 | 0.00097009 | 6.806e-07
[79 empty] | WLDFR | HFTD - Distribution - Tier 3 - 1QU CoRE ¦ 5QU LoRE | Non-Red Flag Warning - Large Fires | 2035 | 1.6956e-08 | 1.6956e-08 | 6.1205 | 0.77885 | 3.4265 | 1.9151 | 0 | 0 | 1.9523e-05 | 1.0378e-07 | 0 | 1.0378e-07 | 1.0378e-07 | 0 | 1.0378e-07 | 0 | 7.4557e-06 | 1.6343e-05 | 0 | 1.6343e-05 | 0 | 1.057e-06 | 2.114e-06 | 0 | 2.114e-06 | [12 empty] | 7.3.3.17.5 (Remote Grid) Updates to grid topology to minimize risk of ignition in HFTDs Remote GridWLDFREquipment / facility failureAggregated | WLDFR | HFTD - Distribution - Tier 2 - 2QU CoRE ¦ 3QU LoRE | Non-Red Flag Warning - Small Fires | Equipment / facility failure | Aggregated | 2035 | 0.00070159 | 946.5765 | 0.66411 | 2035 | Mitigation | 0.95 | 45 | 0 | esc | 0.00097009 | 6.806e-07 | 0.00097009 | 6.806e-07
[79 empty] | WLDFR | HFTD - Distribution - Tier 3 - 1QU CoRE ¦ 5QU LoRE | Non-Red Flag Warning - Large Fires | 2036 | 1.6956e-08 | 1.6956e-08 | 6.1205 | 0.77885 | 3.4265 | 1.9151 | 0 | 0 | 1.9523e-05 | 1.0378e-07 | 0 | 1.0378e-07 | 1.0378e-07 | 0 | 1.0378e-07 | 0 | 7.7954e-06 | 1.7088e-05 | 0 | 1.7088e-05 | 0 | 1.057e-06 | 2.114e-06 | 0 | 2.114e-06 | [12 empty] | 7.3.3.17.5 (Remote Grid) Updates to grid topology to minimize risk of ignition in HFTDs Remote GridWLDFREquipment / facility failureAggregated | WLDFR | HFTD - Distribution - Tier 2 - 2QU CoRE ¦ 3QU LoRE | Non-Red Flag Warning - Small Fires | Equipment / facility failure | Aggregated | 2036 | 0.00070159 | 946.5765 | 0.66411 | 2036 | Mitigation | 0.95 | 45 | 0 | esc | 0.00097009 | 6.806e-07 | 0.00097009 | 6.806e-07
[79 empty] | WLDFR | HFTD - Distribution - Tier 3 - 1QU CoRE ¦ 5QU LoRE | Non-Red Flag Warning - Large Fires | 2037 | 1.6956e-08 | 1.6956e-08 | 6.1205 | 0.77885 | 3.4265 | 1.9151 | 0 | 0 | 1.9523e-05 | 1.0378e-07 | 0 | 1.0378e-07 | 1.0378e-07 | 0 | 1.0378e-07 | 0 | 7.7954e-06 | 1.7088e-05 | 0 | 1.7088e-05 | 0 | 1.057e-06 | 2.114e-06 | 0 | 2.114e-06 | [12 empty] | 7.3.3.17.5 (Remote Grid) Updates to grid topology to minimize risk of ignition in HFTDs Remote GridWLDFREquipment / facility failureAggregated | WLDFR | HFTD - Distribution - Tier 2 - 2QU CoRE ¦ 3QU LoRE | Non-Red Flag Warning - Small Fires | Equipment / facility failure | Aggregated | 2037 | 0.00070159 | 946.5765 | 0.66411 | 2037 | Mitigation | 0.95 | 45 | 0 | esc | 0.00097009 | 6.806e-07 | 0.00097009 | 6.806e-07
[79 empty] | WLDFR | HFTD - Distribution - Tier 3 - 1QU CoRE ¦ 5QU LoRE | Non-Red Flag Warning - Large Fires | 2038 | 1.6956e-08 | 1.6956e-08 | 6.5028 | 0.81304 | 3.6355 | 2.0543 | 0 | 0 | 1.9523e-05 | 1.1026e-07 | 0 | 1.1026e-07 | 1.1026e-07 | 0 | 1.1026e-07 | 0 | 7.7954e-06 | 1.7088e-05 | 0 | 1.7088e-05 | 0 | 1.057e-06 | 2.114e-06 | 0 | 2.114e-06 | [12 empty] | 7.3.3.17.5 (Remote Grid) Updates to grid topology to minimize risk of ignition in HFTDs Remote GridWLDFREquipment / facility failureAggregated | WLDFR | HFTD - Distribution - Tier 2 - 2QU CoRE ¦ 3QU LoRE | Non-Red Flag Warning - Small Fires | Equipment / facility failure | Aggregated | 2038 | 0.00070159 | 946.5765 | 0.66411 | 2038 | Mitigation | 0.95 | 45 | 0 | esc | 0.00097009 | 6.806e-07 | 0.00097009 | 6.806e-07
[79 empty] | WLDFR | HFTD - Distribution - Tier 3 - 1QU CoRE ¦ 5QU LoRE | Non-Red Flag Warning - Large Fires | 2039 | 1.6956e-08 | 1.6956e-08 | 6.5028 | 0.81304 | 3.6355 | 2.0543 | 0 | 0 | 1.9523e-05 | 1.1026e-07 | 0 | 1.1026e-07 | 1.1026e-07 | 0 | 1.1026e-07 | 0 | 7.7954e-06 | 1.7088e-05 | 0 | 1.7088e-05 | 0 | 1.125e-06 | 2.2499e-06 | 0 | 2.2499e-06 | [12 empty] | 7.3.3.17.5 (Remote Grid) Updates to grid topology to minimize risk of ignition in HFTDs Remote GridWLDFREquipment / facility failureAggregated | WLDFR | HFTD - Distribution - Tier 2 - 2QU CoRE ¦ 3QU LoRE | Non-Red Flag Warning - Small Fires | Equipment / facility failure | Aggregated | 2039 | 0.00070159 | 946.5765 | 0.66411 | 2039 | Mitigation | 0.95 | 45 | 0 | esc | 0.00097009 | 6.806e-07 | 0.00097009 | 6.806e-07
[79 empty] | WLDFR | HFTD - Distribution - Tier 3 - 1QU CoRE ¦ 5QU LoRE | Non-Red Flag Warning - Large Fires | 2040 | 1.6956e-08 | 1.6956e-08 | 6.5028 | 0.81304 | 3.6355 | 2.0543 | 0 | 0 | 1.9523e-05 | 1.1026e-07 | 0 | 1.1026e-07 | 1.1026e-07 | 0 | 1.1026e-07 | 0 | 7.7954e-06 | 1.7088e-05 | 0 | 1.7088e-05 | 0 | 1.125e-06 | 2.2499e-06 | 0 | 2.2499e-06 | [12 empty] | 7.3.3.17.5 (Remote Grid) Updates to grid topology to minimize risk of ignition in HFTDs Remote GridWLDFREquipment / facility failureAggregated | WLDFR | HFTD - Distribution - Tier 2 - 2QU CoRE ¦ 3QU LoRE | Non-Red Flag Warning - Small Fires | Equipment / facility failure | Aggregated | 2040 | 0.00070159 | 946.5765 | 0.66411 | 2040 | Mitigation | 0.95 | 45 | 0 | esc | 0.00097009 | 6.806e-07 | 0.00097009 | 6.806e-07
[79 empty] | WLDFR | HFTD - Distribution - Tier 3 - 1QU CoRE ¦ 5QU LoRE | Non-Red Flag Warning - Large Fires | 2041 | 1.6956e-08 | 1.6956e-08 | 6.5028 | 0.81304 | 3.6355 | 2.0543 | 0 | 0 | 1.9523e-05 | 1.1026e-07 | 0 | 1.1026e-07 | 1.1026e-07 | 0 | 1.1026e-07 | 0 | 8.1631e-06 | 1.7894e-05 | 0 | 1.7894e-05 | 0 | 1.125e-06 | 2.2499e-06 | 0 | 2.2499e-06 | [12 empty] | 7.3.3.17.5 (Remote Grid) Updates to grid topology to minimize risk of ignition in HFTDs Remote GridWLDFREquipment / facility failureAggregated | WLDFR | HFTD - Distribution - Tier 2 - 2QU CoRE ¦ 3QU LoRE | Non-Red Flag Warning - Small Fires | Equipment / facility failure | Aggregated | 2041 | 0.00070159 | 946.5765 | 0.66411 | 2041 | Mitigation | 0.95 | 45 | 0 | esc | 0.00097009 | 6.806e-07 | 0.00097009 | 6.806e-07
[79 empty] | WLDFR | HFTD - Distribution - Tier 3 - 1QU CoRE ¦ 5QU LoRE | Non-Red Flag Warning - Large Fires | 2042 | 1.6956e-08 | 1.6956e-08 | 6.5028 | 0.81304 | 3.6355 | 2.0543 | 0 | 0 | 1.9523e-05 | 1.1026e-07 | 0 | 1.1026e-07 | 1.1026e-07 | 0 | 1.1026e-07 | 0 | 8.1631e-06 | 1.7894e-05 | 0 | 1.7894e-05 | 0 | 1.125e-06 | 2.2499e-06 | 0 | 2.2499e-06 | [12 empty] | 7.3.3.17.5 (Remote Grid) Updates to grid topology to minimize risk of ignition in HFTDs Remote GridWLDFREquipment / facility failureAggregated | WLDFR | HFTD - Distribution - Tier 2 - 2QU CoRE ¦ 3QU LoRE | Non-Red Flag Warning - Small Fires | Equipment / facility failure | Aggregated | 2042 | 0.00070159 | 946.5765 | 0.66411 | 2042 | Mitigation | 0.95 | 45 | 0 | esc | 0.00097009 | 6.806e-07 | 0.00097009 | 6.806e-07
[79 empty] | WLDFR | HFTD - Distribution - Tier 3 - 1QU CoRE ¦ 5QU LoRE | Non-Red Flag Warning - Large Fires | 2043 | 1.6956e-08 | 1.6956e-08 | 6.9209 | 0.84944 | 3.8632 | 2.2083 | 0 | 0 | 1.9523e-05 | 1.1735e-07 | 0 | 1.1735e-07 | 1.1735e-07 | 0 | 1.1735e-07 | 0 | 8.1631e-06 | 1.7894e-05 | 0 | 1.7894e-05 | 0 | 1.125e-06 | 2.2499e-06 | 0 | 2.2499e-06 | [12 empty] | 7.3.3.17.5 (Remote Grid) Updates to grid topology to minimize risk of ignition in HFTDs Remote GridWLDFREquipment / facility failureAggregated | WLDFR | HFTD - Distribution - Tier 2 - 2QU CoRE ¦ 3QU LoRE | Non-Red Flag Warning - Small Fires | Equipment / facility failure | Aggregated | 2043 | 0.00070159 | 946.5765 | 0.66411 | 2043 | Mitigation | 0.95 | 45 | 0 | esc | 0.00097009 | 6.806e-07 | 0.00097009 | 6.806e-07
[79 empty] | WLDFR | HFTD - Distribution - Tier 3 - 1QU CoRE ¦ 5QU LoRE | Non-Red Flag Warning - Large Fires | 2044 | 1.6956e-08 | 1.6956e-08 | 6.9209 | 0.84944 | 3.8632 | 2.2083 | 0 | 0 | 1.9523e-05 | 1.1735e-07 | 0 | 1.1735e-07 | 1.1735e-07 | 0 | 1.1735e-07 | 0 | 8.1631e-06 | 1.7894e-05 | 0 | 1.7894e-05 | 0 | 1.1982e-06 | 2.3963e-06 | 0 | 2.3963e-06 | [12 empty] | 7.3.3.17.5 (Remote Grid) Updates to grid topology to minimize risk of ignition in HFTDs Remote GridWLDFREquipment / facility failureAggregated | WLDFR | HFTD - Distribution - Tier 2 - 2QU CoRE ¦ 3QU LoRE | Non-Red Flag Warning - Small Fires | Equipment / facility failure | Aggregated | 2044 | 0.00070159 | 946.5765 | 0.66411 | 2044 | Mitigation | 0.95 | 45 | 0 | esc | 0.00097009 | 6.806e-07 | 0.00097009 | 6.806e-07
[79 empty] | WLDFR | HFTD - Distribution - Tier 3 - 1QU CoRE ¦ 5QU LoRE | Non-Red Flag Warning - Large Fires | 2045 | 1.6956e-08 | 1.6956e-08 | 6.9209 | 0.84944 | 3.8632 | 2.2083 | 0 | 0 | 1.9523e-05 | 1.1735e-07 | 0 | 1.1735e-07 | 1.1735e-07 | 0 | 1.1735e-07 | 0 | 8.1631e-06 | 1.7894e-05 | 0 | 1.7894e-05 | 0 | 1.1982e-06 | 2.3963e-06 | 0 | 2.3963e-06 | [12 empty] | 7.3.3.17.5 (Remote Grid) Updates to grid topology to minimize risk of ignition in HFTDs Remote GridWLDFREquipment / facility failureAggregated | WLDFR | HFTD - Distribution - Tier 2 - 2QU CoRE ¦ 3QU LoRE | Non-Red Flag Warning - Small Fires | Equipment / facility failure | Aggregated | 2045 | 0.00070159 | 946.5765 | 0.66411 | 2045 | Mitigation | 0.95 | 45 | 0 | esc | 0.00097009 | 6.806e-07 | 0.00097009 | 6.806e-07
[79 empty] | WLDFR | HFTD - Distribution - Tier 3 - 1QU CoRE ¦ 5QU LoRE | Non-Red Flag Warning - Large Fires | 2046 | 1.6956e-08 | 1.6956e-08 | 6.9209 | 0.84944 | 3.8632 | 2.2083 | 0 | 0 | 1.9523e-05 | 1.1735e-07 | 0 | 1.1735e-07 | 1.1735e-07 | 0 | 1.1735e-07 | 0 | 8.5552e-06 | 1.8753e-05 | 0 | 1.8753e-05 | 0 | 1.1982e-06 | 2.3963e-06 | 0 | 2.3963e-06 | [12 empty] | 7.3.3.17.5 (Remote Grid) Updates to grid topology to minimize risk of ignition in HFTDs Remote GridWLDFREquipment / facility failureAggregated | WLDFR | HFTD - Distribution - Tier 2 - 2QU CoRE ¦ 3QU LoRE | Non-Red Flag Warning - Small Fires | Equipment / facility failure | Aggregated | 2046 | 0.00070159 | 946.5765 | 0.66411 | 2046 | Mitigation | 0.95 | 45 | 0 | esc | 0.00097009 | 6.806e-07 | 0.00097009 | 6.806e-07
[79 empty] | WLDFR | HFTD - Distribution - Tier 3 - 1QU CoRE ¦ 5QU LoRE | Non-Red Flag Warning - Large Fires | 2047 | 1.6956e-08 | 1.6956e-08 | 6.9209 | 0.84944 | 3.8632 | 2.2083 | 0 | 0 | 1.9523e-05 | 1.1735e-07 | 0 | 1.1735e-07 | 1.1735e-07 | 0 | 1.1735e-07 | 0 | 8.5552e-06 | 1.8753e-05 | 0 | 1.8753e-05 | 0 | 1.1982e-06 | 2.3963e-06 | 0 | 2.3963e-06 | [12 empty] | 7.3.3.17.5 (Remote Grid) Updates to grid topology to minimize risk of ignition in HFTDs Remote GridWLDFREquipment / facility failureAggregated | WLDFR | HFTD - Distribution - Tier 2 - 2QU CoRE ¦ 3QU LoRE | Non-Red Flag Warning - Small Fires | Equipment / facility failure | Aggregated | 2047 | 0.00070159 | 946.5765 | 0.66411 | 2047 | Mitigation | 0.95 | 45 | 0 | esc | 0.00097009 | 6.806e-07 | 0.00097009 | 6.806e-07
[79 empty] | WLDFR | HFTD - Distribution - Tier 3 - 1QU CoRE ¦ 5QU LoRE | Non-Red Flag Warning - Large Fires | 2048 | 1.6956e-08 | 1.6956e-08 | 7.3713 | 0.88759 | 4.1075 | 2.3763 | 0 | 0 | 1.9523e-05 | 1.2499e-07 | 0 | 1.2499e-07 | 1.2499e-07 | 0 | 1.2499e-07 | 0 | 8.5552e-06 | 1.8753e-05 | 0 | 1.8753e-05 | 0 | 0 | 2.3963e-06 | 0 | 2.3963e-06 | [12 empty] | 7.3.3.17.5 (Remote Grid) Updates to grid topology to minimize risk of ignition in HFTDs Remote GridWLDFREquipment / facility failureAggregated | WLDFR | HFTD - Distribution - Tier 2 - 2QU CoRE ¦ 3QU LoRE | Non-Red Flag Warning - Small Fires | Equipment / facility failure | Aggregated | 2048 | 0.00070159 | 946.5765 | 0.66411 | 2048 | Mitigation | 0.95 | 45 | 0 | esc | 0.00097009 | 6.806e-07 | 0.00097009 | 6.806e-07
[79 empty] | WLDFR | HFTD - Distribution - Tier 3 - 1QU CoRE ¦ 5QU LoRE | Non-Red Flag Warning - Large Fires | 2049 | 1.6956e-08 | 1.6956e-08 | 7.3713 | 0.88759 | 4.1075 | 2.3763 | 0 | 0 | 1.9523e-05 | 1.2499e-07 | 0 | 1.2499e-07 | 1.2499e-07 | 0 | 1.2499e-07 | 0 | 8.5552e-06 | 1.8753e-05 | 0 | 1.8753e-05 | 0 | 0 | 0 | 0 | 0 | [12 empty] | 7.3.3.17.5 (Remote Grid) Updates to grid topology to minimize risk of ignition in HFTDs Remote GridWLDFREquipment / facility failureAggregated | WLDFR | HFTD - Distribution - Tier 2 - 2QU CoRE ¦ 3QU LoRE | Non-Red Flag Warning - Small Fires | Equipment / facility failure | Aggregated | 2049 | 0.00070159 | 946.5765 | 0.66411 | 2049 | Mitigation | 0.95 | 45 | 0 | esc | 0.00097009 | 6.806e-07 | 0.00097009 | 6.806e-07
[79 empty] | WLDFR | HFTD - Distribution - Tier 3 - 1QU CoRE ¦ 5QU LoRE | Non-Red Flag Warning - Large Fires | 2050 | 1.6956e-08 | 1.6956e-08 | 7.3713 | 0.88759 | 4.1075 | 2.3763 | 0 | 0 | 1.9523e-05 | 1.2499e-07 | 0 | 1.2499e-07 | 1.2499e-07 | 0 | 1.2499e-07 | 0 | 8.5552e-06 | 1.8753e-05 | 0 | 1.8753e-05 | 0 | 0 | 0 | 0 | 0 | [12 empty] | 7.3.3.17.5 (Remote Grid) Updates to grid topology to minimize risk of ignition in HFTDs Remote GridWLDFREquipment / facility failureAggregated | WLDFR | HFTD - Distribution - Tier 2 - 2QU CoRE ¦ 3QU LoRE | Non-Red Flag Warning - Small Fires | Equipment / facility failure | Aggregated | 2050 | 0.00070159 | 946.5765 | 0.66411 | 2050 | Mitigation | 0.95 | 45 | 0 | esc | 0.00097009 | 6.806e-07 | 0.00097009 | 6.806e-07
[79 empty] | WLDFR | HFTD - Distribution - Tier 3 - 1QU CoRE ¦ 5QU LoRE | Non-Red Flag Warning - Large Fires | 2051 | 1.6956e-08 | 1.6956e-08 | 7.3713 | 0.88759 | 4.1075 | 2.3763 | 0 | 0 | 1.9523e-05 | 1.2499e-07 | 0 | 1.2499e-07 | 1.2499e-07 | 0 | 1.2499e-07 | 0 | 8.9675e-06 | 1.9657e-05 | 0 | 1.9657e-05 | 0 | 1.5869e-07 | 0 | 0 | 0 | [12 empty] | 7.3.3.17.5 (Remote Grid) Updates to grid topology to minimize risk of ignition in HFTDs Remote GridWLDFREquipment / facility failureAggregated | WLDFR | HFTD - Distribution - Tier 2 - 2QU CoRE ¦ 3QU LoRE | Non-Red Flag Warning - Small Fires | Equipment / facility failure | Aggregated | 2051 | 0.00070159 | 946.5765 | 0.66411 | 2051 | Mitigation | 0.95 | 45 | 0 | esc | 0.00097009 | 6.806e-07 | 0.00097009 | 6.806e-07
[79 empty] | WLDFR | HFTD - Distribution - Tier 3 - 1QU CoRE ¦ 5QU LoRE | Non-Red Flag Warning - Large Fires | 2052 | 1.6956e-08 | 1.6956e-08 | 7.3713 | 0.88759 | 4.1075 | 2.3763 | 0 | 0 | 1.9523e-05 | 1.2499e-07 | 0 | 1.2499e-07 | 1.2499e-07 | 0 | 1.2499e-07 | 0 | 8.9675e-06 | 1.9657e-05 | 0 | 1.9657e-05 | 0 | 1.638e-07 | 3.276e-07 | 0 | 3.276e-07 | [12 empty] | 7.3.3.17.5 (Remote Grid) Updates to grid topology to minimize risk of ignition in HFTDs Remote GridWLDFREquipment / facility failureAggregated | WLDFR | HFTD - Distribution - Tier 2 - 2QU CoRE ¦ 3QU LoRE | Non-Red Flag Warning - Small Fires | Equipment / facility failure | Aggregated | 2052 | 0.00070159 | 946.5765 | 0.66411 | 2052 | Mitigation | 0.95 | 45 | 0 | esc | 0.00097009 | 6.806e-07 | 0.00097009 | 6.806e-07
[79 empty] | WLDFR | HFTD - Distribution - Tier 3 - 1QU CoRE ¦ 5QU LoRE | Non-Red Flag Warning - Large Fires | 2053 | 1.6956e-08 | 1.6956e-08 | 7.8503 | 0.92702 | 4.3664 | 2.5569 | 0 | 0 | 1.9523e-05 | 1.3311e-07 | 0 | 1.3311e-07 | 1.3311e-07 | 0 | 1.3311e-07 | 0 | 8.9675e-06 | 1.9657e-05 | 0 | 1.9657e-05 | 0 | 1.638e-07 | 3.276e-07 | 0 | 3.276e-07 | [12 empty] | 7.3.3.17.5 (Remote Grid) Updates to grid topology to minimize risk of ignition in HFTDs Remote GridWLDFREquipment / facility failureAggregated | WLDFR | HFTD - Distribution - Tier 2 - 2QU CoRE ¦ 3QU LoRE | Non-Red Flag Warning - Small Fires | Equipment / facility failure | Aggregated | 2053 | 0.00070159 | 946.5765 | 0.66411 | 2053 | Mitigation | 0.95 | 45 | 0 | esc | 0.00097009 | 6.806e-07 | 0.00097009 | 6.806e-07
[79 empty] | WLDFR | HFTD - Distribution - Tier 3 - 1QU CoRE ¦ 5QU LoRE | Non-Red Flag Warning - Large Fires | 2054 | 1.6956e-08 | 1.6956e-08 | 7.8503 | 0.92702 | 4.3664 | 2.5569 | 0 | 0 | 1.9523e-05 | 1.3311e-07 | 0 | 1.3311e-07 | 1.3311e-07 | 0 | 1.3311e-07 | 0 | 8.9675e-06 | 1.9657e-05 | 0 | 1.9657e-05 | 0 | 1.638e-07 | 3.276e-07 | 0 | 3.276e-07 | [12 empty] | 7.3.3.17.5 (Remote Grid) Updates to grid topology to minimize risk of ignition in HFTDs Remote GridWLDFREquipment / facility failureAggregated | WLDFR | HFTD - Distribution - Tier 2 - 2QU CoRE ¦ 3QU LoRE | Non-Red Flag Warning - Small Fires | Equipment / facility failure | Aggregated | 2054 | 0.00070159 | 946.5765 | 0.66411 | 2054 | Mitigation | 0.95 | 45 | 0 | esc | 0.00097009 | 6.806e-07 | 0.00097009 | 6.806e-07
[79 empty] | WLDFR | HFTD - Distribution - Tier 3 - 1QU CoRE ¦ 5QU LoRE | Non-Red Flag Warning - Large Fires | 2055 | 1.6956e-08 | 1.6956e-08 | 7.8503 | 0.92702 | 4.3664 | 2.5569 | 0 | 0 | 1.9523e-05 | 1.3311e-07 | 0 | 1.3311e-07 | 1.3311e-07 | 0 | 1.3311e-07 | 0 | 8.9675e-06 | 1.9657e-05 | 0 | 1.9657e-05 | 0 | 1.638e-07 | 3.276e-07 | 0 | 3.276e-07 | [12 empty] | 7.3.3.17.5 (Remote Grid) Updates to grid topology to minimize risk of ignition in HFTDs Remote GridWLDFREquipment / facility failureAggregated | WLDFR | HFTD - Distribution - Tier 2 - 2QU CoRE ¦ 3QU LoRE | Non-Red Flag Warning - Small Fires | Equipment / facility failure | Aggregated | 2055 | 0.00070159 | 946.5765 | 0.66411 | 2055 | Mitigation | 0.95 | 45 | 0 | esc | 0.00097009 | 6.806e-07 | 0.00097009 | 6.806e-07
[79 empty] | WLDFR | HFTD - Distribution - Tier 3 - 1QU CoRE ¦ 5QU LoRE | Non-Red Flag Warning - Large Fires | 2056 | 1.6956e-08 | 1.6956e-08 | 7.8503 | 0.92702 | 4.3664 | 2.5569 | 0 | 0 | 1.9523e-05 | 1.3311e-07 | 0 | 1.3311e-07 | 1.3311e-07 | 0 | 1.3311e-07 | 0 | 9.3956e-06 | 2.0595e-05 | 0 | 2.0595e-05 | 0 | 1.638e-07 | 3.276e-07 | 0 | 3.276e-07 | [12 empty] | 7.3.3.17.5 (Remote Grid) Updates to grid topology to minimize risk of ignition in HFTDs Remote GridWLDFREquipment / facility failureAggregated | WLDFR | HFTD - Distribution - Tier 2 - 2QU CoRE ¦ 3QU LoRE | Non-Red Flag Warning - Small Fires | Equipment / facility failure | Aggregated | 2056 | 0.00070159 | 946.5765 | 0.66411 | 2056 | Mitigation | 0.95 | 45 | 0 | esc | 0.00097009 | 6.806e-07 | 0.00097009 | 6.806e-07
[79 empty] | WLDFR | HFTD - Distribution - Tier 3 - 1QU CoRE ¦ 5QU LoRE | Non-Red Flag Warning - Large Fires | 2057 | 1.6956e-08 | 1.6956e-08 | 7.8503 | 0.92702 | 4.3664 | 2.5569 | 0 | 0 | 1.9523e-05 | 1.3311e-07 | 0 | 1.3311e-07 | 1.3311e-07 | 0 | 1.3311e-07 | 0 | 9.3956e-06 | 2.0595e-05 | 0 | 2.0595e-05 | 0 | 1.7031e-07 | 3.4063e-07 | 0 | 3.4063e-07 | [12 empty] | 7.3.3.17.5 (Remote Grid) Updates to grid topology to minimize risk of ignition in HFTDs Remote GridWLDFREquipment / facility failureAggregated | WLDFR | HFTD - Distribution - Tier 2 - 2QU CoRE ¦ 3QU LoRE | Non-Red Flag Warning - Small Fires | Equipment / facility failure | Aggregated | 2057 | 0.00070159 | 946.5765 | 0.66411 | 2057 | Mitigation | 0.95 | 45 | 0 | esc | 0.00097009 | 6.806e-07 | 0.00097009 | 6.806e-07
[79 empty] | WLDFR | HFTD - Distribution - Tier 3 - 1QU CoRE ¦ 5QU LoRE | Non-Red Flag Warning - Large Fires | 2058 | 1.6956e-08 | 1.6956e-08 | 8.3524 | 0.96727 | 4.6367 | 2.7484 | 0 | 0 | 1.9523e-05 | 1.4163e-07 | 0 | 1.4163e-07 | 1.4163e-07 | 0 | 1.4163e-07 | 0 | 9.3956e-06 | 2.0595e-05 | 0 | 2.0595e-05 | 0 | 1.7031e-07 | 3.4063e-07 | 0 | 3.4063e-07 | [12 empty] | 7.3.3.17.5 (Remote Grid) Updates to grid topology to minimize risk of ignition in HFTDs Remote GridWLDFREquipment / facility failureAggregated | WLDFR | HFTD - Distribution - Tier 2 - 2QU CoRE ¦ 3QU LoRE | Non-Red Flag Warning - Small Fires | Equipment / facility failure | Aggregated | 2058 | 0.00070159 | 946.5765 | 0.66411 | 2058 | Mitigation | 0.95 | 45 | 0 | esc | 0.00097009 | 6.806e-07 | 0.00097009 | 6.806e-07
[79 empty] | WLDFR | HFTD - Distribution - Tier 3 - 1QU CoRE ¦ 5QU LoRE | Non-Red Flag Warning - Large Fires | 2059 | 1.6956e-08 | 1.6956e-08 | 8.3524 | 0.96727 | 4.6367 | 2.7484 | 0 | 0 | 1.9523e-05 | 1.4163e-07 | 0 | 1.4163e-07 | 1.4163e-07 | 0 | 1.4163e-07 | 0 | 9.3956e-06 | 2.0595e-05 | 0 | 2.0595e-05 | 0 | 1.7031e-07 | 3.4063e-07 | 0 | 3.4063e-07 | [12 empty] | 7.3.3.17.5 (Remote Grid) Updates to grid topology to minimize risk of ignition in HFTDs Remote GridWLDFREquipment / facility failureAggregated | WLDFR | HFTD - Distribution - Tier 2 - 2QU CoRE ¦ 3QU LoRE | Non-Red Flag Warning - Small Fires | Equipment / facility failure | Aggregated | 2059 | 0.00070159 | 946.5765 | 0.66411 | 2059 | Mitigation | 0.95 | 45 | 0 | esc | 0.00097009 | 6.806e-07 | 0.00097009 | 6.806e-07
[79 empty] | WLDFR | HFTD - Distribution - Tier 3 - 1QU CoRE ¦ 5QU LoRE | Non-Red Flag Warning - Large Fires | 2060 | 1.6956e-08 | 1.6956e-08 | 8.3524 | 0.96727 | 4.6367 | 2.7484 | 0 | 0 | 1.9523e-05 | 1.4163e-07 | 0 | 1.4163e-07 | 1.4163e-07 | 0 | 1.4163e-07 | 0 | 9.3956e-06 | 2.0595e-05 | 0 | 2.0595e-05 | 0 | 1.7031e-07 | 3.4063e-07 | 0 | 3.4063e-07 | [12 empty] | 7.3.3.17.5 (Remote Grid) Updates to grid topology to minimize risk of ignition in HFTDs Remote GridWLDFREquipment / facility failureAggregated | WLDFR | HFTD - Distribution - Tier 2 - 2QU CoRE ¦ 3QU LoRE | Non-Red Flag Warning - Small Fires | Equipment / facility failure | Aggregated | 2060 | 0.00070159 | 946.5765 | 0.66411 | 2060 | Mitigation | 0.95 | 45 | 0 | esc | 0.00097009 | 6.806e-07 | 0.00097009 | 6.806e-07
[79 empty] | WLDFR | HFTD - Distribution - Tier 3 - 1QU CoRE ¦ 5QU LoRE | Non-Red Flag Warning - Large Fires | 2061 | 1.6956e-08 | 1.6956e-08 | 8.3524 | 0.96727 | 4.6367 | 2.7484 | 0 | 0 | 1.9523e-05 | 1.4163e-07 | 0 | 1.4163e-07 | 1.4163e-07 | 0 | 1.4163e-07 | 0 | 9.8347e-06 | 2.1558e-05 | 0 | 2.1558e-05 | 0 | 1.7031e-07 | 3.4063e-07 | 0 | 3.4063e-07 | [12 empty] | 7.3.3.17.5 (Remote Grid) Updates to grid topology to minimize risk of ignition in HFTDs Remote GridWLDFREquipment / facility failureAggregated | WLDFR | HFTD - Distribution - Tier 2 - 2QU CoRE ¦ 3QU LoRE | Non-Red Flag Warning - Small Fires | Equipment / facility failure | Aggregated | 2061 | 0.00070159 | 946.5765 | 0.66411 | 2061 | Mitigation | 0.95 | 45 | 0 | esc | 0.00097009 | 6.806e-07 | 0.00097009 | 6.806e-07
[79 empty] | WLDFR | HFTD - Distribution - Tier 3 - 1QU CoRE ¦ 5QU LoRE | Non-Red Flag Warning - Large Fires | 2062 | 1.6956e-08 | 1.6956e-08 | 8.3524 | 0.96727 | 4.6367 | 2.7484 | 0 | 0 | 1.9523e-05 | 1.4163e-07 | 0 | 1.4163e-07 | 1.4163e-07 | 0 | 1.4163e-07 | 0 | 9.8347e-06 | 2.1558e-05 | 0 | 2.1558e-05 | 0 | 1.7766e-07 | 3.5531e-07 | 0 | 3.5531e-07 | [12 empty] | 7.3.3.17.5 (Remote Grid) Updates to grid topology to minimize risk of ignition in HFTDs Remote GridWLDFREquipment / facility failureAggregated | WLDFR | HFTD - Distribution - Tier 2 - 2QU CoRE ¦ 3QU LoRE | Non-Red Flag Warning - Small Fires | Equipment / facility failure | Aggregated | 2062 | 0.00070159 | 946.5765 | 0.66411 | 2062 | Mitigation | 0.95 | 45 | 0 | esc | 0.00097009 | 6.806e-07 | 0.00097009 | 6.806e-07
[79 empty] | WLDFR | HFTD - Distribution - Tier 3 - 1QU CoRE ¦ 5QU LoRE | Non-Red Flag Warning - Large Fires | 2063 | 1.6956e-08 | 1.6956e-08 | 8.872 | 1.0079 | 4.9153 | 2.9488 | 0 | 0 | 1.9523e-05 | 1.5044e-07 | 0 | 1.5044e-07 | 1.5044e-07 | 0 | 1.5044e-07 | 0 | 9.8347e-06 | 2.1558e-05 | 0 | 2.1558e-05 | 0 | 1.7766e-07 | 3.5531e-07 | 0 | 3.5531e-07 | [12 empty] | 7.3.3.17.5 (Remote Grid) Updates to grid topology to minimize risk of ignition in HFTDs Remote GridWLDFREquipment / facility failureAggregated | WLDFR | HFTD - Distribution - Tier 2 - 2QU CoRE ¦ 3QU LoRE | Non-Red Flag Warning - Small Fires | Equipment / facility failure | Aggregated | 2063 | 0.00070159 | 946.5765 | 0.66411 | 2063 | Mitigation | 0.95 | 45 | 0 | esc | 0.00097009 | 6.806e-07 | 0.00097009 | 6.806e-07
[79 empty] | WLDFR | HFTD - Distribution - Tier 3 - 1QU CoRE ¦ 5QU LoRE | Non-Red Flag Warning - Large Fires | 2064 | 1.6956e-08 | 1.6956e-08 | 8.872 | 1.0079 | 4.9153 | 2.9488 | 0 | 0 | 1.9523e-05 | 1.5044e-07 | 0 | 1.5044e-07 | 1.5044e-07 | 0 | 1.5044e-07 | 0 | 9.8347e-06 | 2.1558e-05 | 0 | 2.1558e-05 | 0 | 1.7766e-07 | 3.5531e-07 | 0 | 3.5531e-07 | [12 empty] | 7.3.3.17.5 (Remote Grid) Updates to grid topology to minimize risk of ignition in HFTDs Remote GridWLDFREquipment / facility failureAggregated | WLDFR | HFTD - Distribution - Tier 2 - 2QU CoRE ¦ 3QU LoRE | Non-Red Flag Warning - Small Fires | Equipment / facility failure | Aggregated | 2064 | 0.00070159 | 946.5765 | 0.66411 | 2064 | Mitigation | 0.95 | 45 | 0 | esc | 0.00097009 | 6.806e-07 | 0.00097009 | 6.806e-07
[79 empty] | WLDFR | HFTD - Distribution - Tier 3 - 1QU CoRE ¦ 5QU LoRE | Non-Red Flag Warning - Large Fires | 2065 | 1.6956e-08 | 1.6956e-08 | 8.872 | 1.0079 | 4.9153 | 2.9488 | 0 | 0 | 1.9523e-05 | 1.5044e-07 | 0 | 1.5044e-07 | 1.5044e-07 | 0 | 1.5044e-07 | 0 | 9.8347e-06 | 2.1558e-05 | 0 | 2.1558e-05 | 0 | 1.7766e-07 | 3.5531e-07 | 0 | 3.5531e-07 | [12 empty] | 7.3.3.17.5 (Remote Grid) Updates to grid topology to minimize risk of ignition in HFTDs Remote GridWLDFREquipment / facility failureAggregated | WLDFR | HFTD - Distribution - Tier 2 - 2QU CoRE ¦ 3QU LoRE | Non-Red Flag Warning - Small Fires | Equipment / facility failure | Aggregated | 2065 | 0.00070159 | 946.5765 | 0.66411 | 2065 | Mitigation | 0.95 | 45 | 0 | esc | 0.00097009 | 6.806e-07 | 0.00097009 | 6.806e-07
[79 empty] | WLDFR | HFTD - Distribution - Tier 3 - 1QU CoRE ¦ 5QU LoRE | Non-Red Flag Warning - Large Fires | 2066 | 1.6956e-08 | 1.6956e-08 | 8.872 | 1.0079 | 4.9153 | 2.9488 | 0 | 0 | 1.9523e-05 | 1.5044e-07 | 0 | 1.5044e-07 | 1.5044e-07 | 0 | 1.5044e-07 | 0 | 1.028e-05 | 2.2533e-05 | 0 | 2.2533e-05 | 0 | 1.7766e-07 | 3.5531e-07 | 0 | 3.5531e-07 | [12 empty] | 7.3.3.17.5 (Remote Grid) Updates to grid topology to minimize risk of ignition in HFTDs Remote GridWLDFREquipment / facility failureAggregated | WLDFR | HFTD - Distribution - Tier 2 - 2QU CoRE ¦ 3QU LoRE | Non-Red Flag Warning - Small Fires | Equipment / facility failure | Aggregated | 2066 | 0.00070159 | 946.5765 | 0.66411 | 2066 | Mitigation | 0.95 | 45 | 0 | esc | 0.00097009 | 6.806e-07 | 0.00097009 | 6.806e-07
[79 empty] | WLDFR | HFTD - Distribution - Tier 3 - 1QU CoRE ¦ 5QU LoRE | Non-Red Flag Warning - Large Fires | 2067 | 0 | 1.6956e-08 | 8.872 | 1.0079 | 4.9153 | 2.9488 | 0 | 0 | 1.9523e-05 | 0 | 0 | 0 | 1.5044e-07 | 0 | 1.5044e-07 | 0 | 1.028e-05 | 2.2533e-05 | 0 | 2.2533e-05 | 0 | 1.8575e-07 | 3.715e-07 | 0 | 3.715e-07 | [12 empty] | 7.3.3.17.5 (Remote Grid) Updates to grid topology to minimize risk of ignition in HFTDs Remote GridWLDFREquipment / facility failureAggregated | WLDFR | HFTD - Distribution - Tier 2 - 2QU CoRE ¦ 3QU LoRE | Non-Red Flag Warning - Small Fires | Equipment / facility failure | Aggregated | 2067 | 0.00070159 | 946.5765 | 0.66411 | 2067 | Mitigation | 0.95 | 45 | 0 | esc | 0 | 0 | 0.00097009 | 6.806e-07
[79 empty] | WLDFR | HFTD - Distribution - Tier 3 - 1QU CoRE ¦ 5QU LoRE | Non-Red Flag Warning - Small Fires | 2022 | 2.0447e-06 | 0 | 0.077901 | 0.036425 | 0.0015809 | 0.039895 | 0 | 0 | 0.0022713 | 1.5928e-07 | 0 | 1.5928e-07 | 0 | 0 | 0 | 0 | 1.028e-05 | 2.2533e-05 | 0 | 2.2533e-05 | 0 | 1.8575e-07 | 3.715e-07 | 0 | 3.715e-07 | [12 empty] | 7.3.3.17.5 (Remote Grid) Updates to grid topology to minimize risk of ignition in HFTDs Remote GridWLDFRVegetation ContactAggregated | WLDFR | HFTD - Distribution - Tier 2 - 2QU CoRE ¦ 3QU LoRE | Non-Red Flag Warning - Small Fires | Vegetation Contact | Aggregated | 2022 | 0.0019462 | 946.5765 | 1.8422 | 2022 | Mitigation | 0.95 | 45 | 0 | esc | 0.00097009 | 1.888e-06 | 0 | 0
[79 empty] | WLDFR | HFTD - Distribution - Tier 3 - 1QU CoRE ¦ 5QU LoRE | Non-Red Flag Warning - Small Fires | 2023 | 2.0447e-06 | 2.0447e-06 | 0.080408 | 0.03759 | 0.0016314 | 0.041187 | 0 | 0 | 0.0022713 | 1.6441e-07 | 0 | 1.6441e-07 | 1.6441e-07 | 0 | 1.6441e-07 | 0 | 0 | 2.2533e-05 | 0 | 2.2533e-05 | 0 | 1.8575e-07 | 3.715e-07 | 0 | 3.715e-07 | [12 empty] | 7.3.3.17.5 (Remote Grid) Updates to grid topology to minimize risk of ignition in HFTDs Remote GridWLDFRVegetation ContactAggregated | WLDFR | HFTD - Distribution - Tier 2 - 2QU CoRE ¦ 3QU LoRE | Non-Red Flag Warning - Small Fires | Vegetation Contact | Aggregated | 2023 | 0.0019462 | 946.5765 | 1.8422 | 2023 | Mitigation | 0.95 | 45 | 0 | esc | 0.00097009 | 1.888e-06 | 0.00097009 | 1.888e-06
[79 empty] | WLDFR | HFTD - Distribution - Tier 3 - 1QU CoRE ¦ 5QU LoRE | Non-Red Flag Warning - Small Fires | 2024 | 2.0447e-06 | 2.0447e-06 | 0.080408 | 0.03759 | 0.0016314 | 0.041187 | 0 | 0 | 0.0022713 | 1.6441e-07 | 0 | 1.6441e-07 | 1.6441e-07 | 0 | 1.6441e-07 | 0 | 0 | 0 | 0 | 0 | 0 | 1.8575e-07 | 3.715e-07 | 0 | 3.715e-07 | [12 empty] | 7.3.3.17.5 (Remote Grid) Updates to grid topology to minimize risk of ignition in HFTDs Remote GridWLDFRVegetation ContactAggregated | WLDFR | HFTD - Distribution - Tier 2 - 2QU CoRE ¦ 3QU LoRE | Non-Red Flag Warning - Small Fires | Vegetation Contact | Aggregated | 2024 | 0.0019462 | 946.5765 | 1.8422 | 2024 | Mitigation | 0.95 | 45 | 0 | esc | 0.00097009 | 1.888e-06 | 0.00097009 | 1.888e-06
[79 empty] | WLDFR | HFTD - Distribution - Tier 3 - 1QU CoRE ¦ 5QU LoRE | Non-Red Flag Warning - Small Fires | 2025 | 2.0447e-06 | 2.0447e-06 | 0.080408 | 0.03759 | 0.0016314 | 0.041187 | 0 | 0 | 0.0022713 | 1.6441e-07 | 0 | 1.6441e-07 | 1.6441e-07 | 0 | 1.6441e-07 | 0 | 0.041578 | 0 | 0 | 0 | 0 | 1.8575e-07 | 3.715e-07 | 0 | 3.715e-07 | [12 empty] | 7.3.3.17.5 (Remote Grid) Updates to grid topology to minimize risk of ignition in HFTDs Remote GridWLDFRVegetation ContactAggregated | WLDFR | HFTD - Distribution - Tier 2 - 2QU CoRE ¦ 3QU LoRE | Non-Red Flag Warning - Small Fires | Vegetation Contact | Aggregated | 2025 | 0.0019462 | 946.5765 | 1.8422 | 2025 | Mitigation | 0.95 | 45 | 0 | esc | 0.00097009 | 1.888e-06 | 0.00097009 | 1.888e-06
[79 empty] | WLDFR | HFTD - Distribution - Tier 3 - 1QU CoRE ¦ 5QU LoRE | Non-Red Flag Warning - Small Fires | 2026 | 2.0447e-06 | 2.0447e-06 | 0.080408 | 0.03759 | 0.0016314 | 0.041187 | 0 | 0 | 0.0022713 | 1.6441e-07 | 0 | 1.6441e-07 | 1.6441e-07 | 0 | 1.6441e-07 | 0 | 0.043102 | 0.09448 | 0 | 0.09448 | 0 | 1.9451e-07 | 3.8903e-07 | 0 | 3.8903e-07 | [12 empty] | 7.3.3.17.5 (Remote Grid) Updates to grid topology to minimize risk of ignition in HFTDs Remote GridWLDFRVegetation ContactAggregated | WLDFR | HFTD - Distribution - Tier 2 - 2QU CoRE ¦ 3QU LoRE | Non-Red Flag Warning - Small Fires | Vegetation Contact | Aggregated | 2026 | 0.0019462 | 946.5765 | 1.8422 | 2026 | Mitigation | 0.95 | 45 | 0 | esc | 0.00097009 | 1.888e-06 | 0.00097009 | 1.888e-06
[79 empty] | WLDFR | HFTD - Distribution - Tier 3 - 1QU CoRE ¦ 5QU LoRE | Non-Red Flag Warning - Small Fires | 2027 | 2.0447e-06 | 2.0447e-06 | 0.080408 | 0.03759 | 0.0016314 | 0.041187 | 0 | 0 | 0.0022713 | 1.6441e-07 | 0 | 1.6441e-07 | 1.6441e-07 | 0 | 1.6441e-07 | 0 | 0.043102 | 0.09448 | 0 | 0.09448 | 0 | 1.9451e-07 | 3.8903e-07 | 0 | 3.8903e-07 | [12 empty] | 7.3.3.17.5 (Remote Grid) Updates to grid topology to minimize risk of ignition in HFTDs Remote GridWLDFRVegetation ContactAggregated | WLDFR | HFTD - Distribution - Tier 2 - 2QU CoRE ¦ 3QU LoRE | Non-Red Flag Warning - Small Fires | Vegetation Contact | Aggregated | 2027 | 0.0019462 | 946.5765 | 1.8422 | 2027 | Mitigation | 0.95 | 45 | 0 | esc | 0.00097009 | 1.888e-06 | 0.00097009 | 1.888e-06
[79 empty] | WLDFR | HFTD - Distribution - Tier 3 - 1QU CoRE ¦ 5QU LoRE | Non-Red Flag Warning - Small Fires | 2028 | 2.0447e-06 | 2.0447e-06 | 0.083606 | 0.039055 | 0.001695 | 0.042856 | 0 | 0 | 0.0022713 | 1.7095e-07 | 0 | 1.7095e-07 | 1.7095e-07 | 0 | 1.7095e-07 | 0 | 0.043102 | 0.09448 | 0 | 0.09448 | 0 | 1.9451e-07 | 3.8903e-07 | 0 | 3.8903e-07 | [12 empty] | 7.3.3.17.5 (Remote Grid) Updates to grid topology to minimize risk of ignition in HFTDs Remote GridWLDFRVegetation ContactAggregated | WLDFR | HFTD - Distribution - Tier 2 - 2QU CoRE ¦ 3QU LoRE | Non-Red Flag Warning - Small Fires | Vegetation Contact | Aggregated | 2028 | 0.0019462 | 946.5765 | 1.8422 | 2028 | Mitigation | 0.95 | 45 | 0 | esc | 0.00097009 | 1.888e-06 | 0.00097009 | 1.888e-06
[79 empty] | WLDFR | HFTD - Distribution - Tier 3 - 1QU CoRE ¦ 5QU LoRE | Non-Red Flag Warning - Small Fires | 2029 | 2.0447e-06 | 2.0447e-06 | 0.083606 | 0.039055 | 0.001695 | 0.042856 | 0 | 0 | 0.0022713 | 1.7095e-07 | 0 | 1.7095e-07 | 1.7095e-07 | 0 | 1.7095e-07 | 0 | 0.043102 | 0.09448 | 0 | 0.09448 | 0 | 1.9451e-07 | 3.8903e-07 | 0 | 3.8903e-07 | [12 empty] | 7.3.3.17.5 (Remote Grid) Updates to grid topology to minimize risk of ignition in HFTDs Remote GridWLDFRVegetation ContactAggregated | WLDFR | HFTD - Distribution - Tier 2 - 2QU CoRE ¦ 3QU LoRE | Non-Red Flag Warning - Small Fires | Vegetation Contact | Aggregated | 2029 | 0.0019462 | 946.5765 | 1.8422 | 2029 | Mitigation | 0.95 | 45 | 0 | esc | 0.00097009 | 1.888e-06 | 0.00097009 | 1.888e-06
[79 empty] | WLDFR | HFTD - Distribution - Tier 3 - 1QU CoRE ¦ 5QU LoRE | Non-Red Flag Warning - Small Fires | 2030 | 2.0447e-06 | 2.0447e-06 | 0.083606 | 0.039055 | 0.001695 | 0.042856 | 0 | 0 | 0.0022713 | 1.7095e-07 | 0 | 1.7095e-07 | 1.7095e-07 | 0 | 1.7095e-07 | 0 | 0.043102 | 0.09448 | 0 | 0.09448 | 0 | 1.9451e-07 | 3.8903e-07 | 0 | 3.8903e-07 | [12 empty] | 7.3.3.17.5 (Remote Grid) Updates to grid topology to minimize risk of ignition in HFTDs Remote GridWLDFRVegetation ContactAggregated | WLDFR | HFTD - Distribution - Tier 2 - 2QU CoRE ¦ 3QU LoRE | Non-Red Flag Warning - Small Fires | Vegetation Contact | Aggregated | 2030 | 0.0019462 | 946.5765 | 1.8422 | 2030 | Mitigation | 0.95 | 45 | 0 | esc | 0.00097009 | 1.888e-06 | 0.00097009 | 1.888e-06
[79 empty] | WLDFR | HFTD - Distribution - Tier 3 - 1QU CoRE ¦ 5QU LoRE | Non-Red Flag Warning - Small Fires | 2031 | 2.0447e-06 | 2.0447e-06 | 0.083606 | 0.039055 | 0.001695 | 0.042856 | 0 | 0 | 0.0022713 | 1.7095e-07 | 0 | 1.7095e-07 | 1.7095e-07 | 0 | 1.7095e-07 | 0 | 0.045022 | 0.098689 | 0 | 0.098689 | 0 | 2.0386e-07 | 4.0771e-07 | 0 | 4.0771e-07 | [12 empty] | 7.3.3.17.5 (Remote Grid) Updates to grid topology to minimize risk of ignition in HFTDs Remote GridWLDFRVegetation ContactAggregated | WLDFR | HFTD - Distribution - Tier 2 - 2QU CoRE ¦ 3QU LoRE | Non-Red Flag Warning - Small Fires | Vegetation Contact | Aggregated | 2031 | 0.0019462 | 946.5765 | 1.8422 | 2031 | Mitigation | 0.95 | 45 | 0 | esc | 0.00097009 | 1.888e-06 | 0.00097009 | 1.888e-06
[79 empty] | WLDFR | HFTD - Distribution - Tier 3 - 1QU CoRE ¦ 5QU LoRE | Non-Red Flag Warning - Small Fires | 2032 | 2.0447e-06 | 2.0447e-06 | 0.083606 | 0.039055 | 0.001695 | 0.042856 | 0 | 0 | 0.0022713 | 1.7095e-07 | 0 | 1.7095e-07 | 1.7095e-07 | 0 | 1.7095e-07 | 0 | 0.045022 | 0.098689 | 0 | 0.098689 | 0 | 2.0386e-07 | 4.0771e-07 | 0 | 4.0771e-07 | [12 empty] | 7.3.3.17.5 (Remote Grid) Updates to grid topology to minimize risk of ignition in HFTDs Remote GridWLDFRVegetation ContactAggregated | WLDFR | HFTD - Distribution - Tier 2 - 2QU CoRE ¦ 3QU LoRE | Non-Red Flag Warning - Small Fires | Vegetation Contact | Aggregated | 2032 | 0.0019462 | 946.5765 | 1.8422 | 2032 | Mitigation | 0.95 | 45 | 0 | esc | 0.00097009 | 1.888e-06 | 0.00097009 | 1.888e-06
[79 empty] | WLDFR | HFTD - Distribution - Tier 3 - 1QU CoRE ¦ 5QU LoRE | Non-Red Flag Warning - Small Fires | 2033 | 2.0447e-06 | 2.0447e-06 | 0.087211 | 0.040679 | 0.0017655 | 0.044766 | 0 | 0 | 0.0022713 | 1.7832e-07 | 0 | 1.7832e-07 | 1.7832e-07 | 0 | 1.7832e-07 | 0 | 0.045022 | 0.098689 | 0 | 0.098689 | 0 | 2.0386e-07 | 4.0771e-07 | 0 | 4.0771e-07 | [12 empty] | 7.3.3.17.5 (Remote Grid) Updates to grid topology to minimize risk of ignition in HFTDs Remote GridWLDFRVegetation ContactAggregated | WLDFR | HFTD - Distribution - Tier 2 - 2QU CoRE ¦ 3QU LoRE | Non-Red Flag Warning - Small Fires | Vegetation Contact | Aggregated | 2033 | 0.0019462 | 946.5765 | 1.8422 | 2033 | Mitigation | 0.95 | 45 | 0 | esc | 0.00097009 | 1.888e-06 | 0.00097009 | 1.888e-06
[79 empty] | WLDFR | HFTD - Distribution - Tier 3 - 1QU CoRE ¦ 5QU LoRE | Non-Red Flag Warning - Small Fires | 2034 | 2.0447e-06 | 2.0447e-06 | 0.087211 | 0.040679 | 0.0017655 | 0.044766 | 0 | 0 | 0.0022713 | 1.7832e-07 | 0 | 1.7832e-07 | 1.7832e-07 | 0 | 1.7832e-07 | 0 | 0.045022 | 0.098689 | 0 | 0.098689 | 0 | 2.0386e-07 | 4.0771e-07 | 0 | 4.0771e-07 | [12 empty] | 7.3.3.17.5 (Remote Grid) Updates to grid topology to minimize risk of ignition in HFTDs Remote GridWLDFRVegetation ContactAggregated | WLDFR | HFTD - Distribution - Tier 2 - 2QU CoRE ¦ 3QU LoRE | Non-Red Flag Warning - Small Fires | Vegetation Contact | Aggregated | 2034 | 0.0019462 | 946.5765 | 1.8422 | 2034 | Mitigation | 0.95 | 45 | 0 | esc | 0.00097009 | 1.888e-06 | 0.00097009 | 1.888e-06
[79 empty] | WLDFR | HFTD - Distribution - Tier 3 - 1QU CoRE ¦ 5QU LoRE | Non-Red Flag Warning - Small Fires | 2035 | 2.0447e-06 | 2.0447e-06 | 0.087211 | 0.040679 | 0.0017655 | 0.044766 | 0 | 0 | 0.0022713 | 1.7832e-07 | 0 | 1.7832e-07 | 1.7832e-07 | 0 | 1.7832e-07 | 0 | 0.045022 | 0.098689 | 0 | 0.098689 | 0 | 0 | 4.0771e-07 | 0 | 4.0771e-07 | [12 empty] | 7.3.3.17.5 (Remote Grid) Updates to grid topology to minimize risk of ignition in HFTDs Remote GridWLDFRVegetation ContactAggregated | WLDFR | HFTD - Distribution - Tier 2 - 2QU CoRE ¦ 3QU LoRE | Non-Red Flag Warning - Small Fires | Vegetation Contact | Aggregated | 2035 | 0.0019462 | 946.5765 | 1.8422 | 2035 | Mitigation | 0.95 | 45 | 0 | esc | 0.00097009 | 1.888e-06 | 0.00097009 | 1.888e-06
[79 empty] | WLDFR | HFTD - Distribution - Tier 3 - 1QU CoRE ¦ 5QU LoRE | Non-Red Flag Warning - Small Fires | 2036 | 2.0447e-06 | 2.0447e-06 | 0.087211 | 0.040679 | 0.0017655 | 0.044766 | 0 | 0 | 0.0022713 | 1.7832e-07 | 0 | 1.7832e-07 | 1.7832e-07 | 0 | 1.7832e-07 | 0 | 0.047156 | 0.10337 | 0 | 0.10337 | 0 | 0 | 0 | 0 | 0 | [12 empty] | 7.3.3.17.5 (Remote Grid) Updates to grid topology to minimize risk of ignition in HFTDs Remote GridWLDFRVegetation ContactAggregated | WLDFR | HFTD - Distribution - Tier 2 - 2QU CoRE ¦ 3QU LoRE | Non-Red Flag Warning - Small Fires | Vegetation Contact | Aggregated | 2036 | 0.0019462 | 946.5765 | 1.8422 | 2036 | Mitigation | 0.95 | 45 | 0 | esc | 0.00097009 | 1.888e-06 | 0.00097009 | 1.888e-06
[79 empty] | WLDFR | HFTD - Distribution - Tier 3 - 1QU CoRE ¦ 5QU LoRE | Non-Red Flag Warning - Small Fires | 2037 | 2.0447e-06 | 2.0447e-06 | 0.087211 | 0.040679 | 0.0017655 | 0.044766 | 0 | 0 | 0.0022713 | 1.7832e-07 | 0 | 1.7832e-07 | 1.7832e-07 | 0 | 1.7832e-07 | 0 | 0.047156 | 0.10337 | 0 | 0.10337 | 0 | 0 | 0 | 0 | 0 | [12 empty] | 7.3.3.17.5 (Remote Grid) Updates to grid topology to minimize risk of ignition in HFTDs Remote GridWLDFRVegetation ContactAggregated | WLDFR | HFTD - Distribution - Tier 2 - 2QU CoRE ¦ 3QU LoRE | Non-Red Flag Warning - Small Fires | Vegetation Contact | Aggregated | 2037 | 0.0019462 | 946.5765 | 1.8422 | 2037 | Mitigation | 0.95 | 45 | 0 | esc | 0.00097009 | 1.888e-06 | 0.00097009 | 1.888e-06
[79 empty] | WLDFR | HFTD - Distribution - Tier 3 - 1QU CoRE ¦ 5QU LoRE | Non-Red Flag Warning - Small Fires | 2038 | 2.0447e-06 | 2.0447e-06 | 0.091184 | 0.042438 | 0.0018418 | 0.046905 | 0 | 0 | 0.0022713 | 1.8644e-07 | 0 | 1.8644e-07 | 1.8644e-07 | 0 | 1.8644e-07 | 0 | 0.047156 | 0.10337 | 0 | 0.10337 | 0 | 7.8955e-06 | 0 | 0 | 0 | [12 empty] | 7.3.3.17.5 (Remote Grid) Updates to grid topology to minimize risk of ignition in HFTDs Remote GridWLDFRVegetation ContactAggregated | WLDFR | HFTD - Distribution - Tier 2 - 2QU CoRE ¦ 3QU LoRE | Non-Red Flag Warning - Small Fires | Vegetation Contact | Aggregated | 2038 | 0.0019462 | 946.5765 | 1.8422 | 2038 | Mitigation | 0.95 | 45 | 0 | esc | 0.00097009 | 1.888e-06 | 0.00097009 | 1.888e-06
[79 empty] | WLDFR | HFTD - Distribution - Tier 3 - 1QU CoRE ¦ 5QU LoRE | Non-Red Flag Warning - Small Fires | 2039 | 2.0447e-06 | 2.0447e-06 | 0.091184 | 0.042438 | 0.0018418 | 0.046905 | 0 | 0 | 0.0022713 | 1.8644e-07 | 0 | 1.8644e-07 | 1.8644e-07 | 0 | 1.8644e-07 | 0 | 0.047156 | 0.10337 | 0 | 0.10337 | 0 | 8.1849e-06 | 1.637e-05 | 0 | 1.637e-05 | [12 empty] | 7.3.3.17.5 (Remote Grid) Updates to grid topology to minimize risk of ignition in HFTDs Remote GridWLDFRVegetation ContactAggregated | WLDFR | HFTD - Distribution - Tier 2 - 2QU CoRE ¦ 3QU LoRE | Non-Red Flag Warning - Small Fires | Vegetation Contact | Aggregated | 2039 | 0.0019462 | 946.5765 | 1.8422 | 2039 | Mitigation | 0.95 | 45 | 0 | esc | 0.00097009 | 1.888e-06 | 0.00097009 | 1.888e-06
[79 empty] | WLDFR | HFTD - Distribution - Tier 3 - 1QU CoRE ¦ 5QU LoRE | Non-Red Flag Warning - Small Fires | 2040 | 2.0447e-06 | 2.0447e-06 | 0.091184 | 0.042438 | 0.0018418 | 0.046905 | 0 | 0 | 0.0022713 | 1.8644e-07 | 0 | 1.8644e-07 | 1.8644e-07 | 0 | 1.8644e-07 | 0 | 0.047156 | 0.10337 | 0 | 0.10337 | 0 | 8.1849e-06 | 1.637e-05 | 0 | 1.637e-05 | [12 empty] | 7.3.3.17.5 (Remote Grid) Updates to grid topology to minimize risk of ignition in HFTDs Remote GridWLDFRVegetation ContactAggregated | WLDFR | HFTD - Distribution - Tier 2 - 2QU CoRE ¦ 3QU LoRE | Non-Red Flag Warning - Small Fires | Vegetation Contact | Aggregated | 2040 | 0.0019462 | 946.5765 | 1.8422 | 2040 | Mitigation | 0.95 | 45 | 0 | esc | 0.00097009 | 1.888e-06 | 0.00097009 | 1.888e-06
[79 empty] | WLDFR | HFTD - Distribution - Tier 3 - 1QU CoRE ¦ 5QU LoRE | Non-Red Flag Warning - Small Fires | 2041 | 2.0447e-06 | 2.0447e-06 | 0.091184 | 0.042438 | 0.0018418 | 0.046905 | 0 | 0 | 0.0022713 | 1.8644e-07 | 0 | 1.8644e-07 | 1.8644e-07 | 0 | 1.8644e-07 | 0 | 0.049473 | 0.10845 | 0 | 0.10845 | 0 | 8.1849e-06 | 1.637e-05 | 0 | 1.637e-05 | [12 empty] | 7.3.3.17.5 (Remote Grid) Updates to grid topology to minimize risk of ignition in HFTDs Remote GridWLDFRVegetation ContactAggregated | WLDFR | HFTD - Distribution - Tier 2 - 2QU CoRE ¦ 3QU LoRE | Non-Red Flag Warning - Small Fires | Vegetation Contact | Aggregated | 2041 | 0.0019462 | 946.5765 | 1.8422 | 2041 | Mitigation | 0.95 | 45 | 0 | esc | 0.00097009 | 1.888e-06 | 0.00097009 | 1.888e-06
[79 empty] | WLDFR | HFTD - Distribution - Tier 3 - 1QU CoRE ¦ 5QU LoRE | Non-Red Flag Warning - Small Fires | 2042 | 2.0447e-06 | 2.0447e-06 | 0.091184 | 0.042438 | 0.0018418 | 0.046905 | 0 | 0 | 0.0022713 | 1.8644e-07 | 0 | 1.8644e-07 | 1.8644e-07 | 0 | 1.8644e-07 | 0 | 0.049473 | 0.10845 | 0 | 0.10845 | 0 | 8.1849e-06 | 1.637e-05 | 0 | 1.637e-05 | [12 empty] | 7.3.3.17.5 (Remote Grid) Updates to grid topology to minimize risk of ignition in HFTDs Remote GridWLDFRVegetation ContactAggregated | WLDFR | HFTD - Distribution - Tier 2 - 2QU CoRE ¦ 3QU LoRE | Non-Red Flag Warning - Small Fires | Vegetation Contact | Aggregated | 2042 | 0.0019462 | 946.5765 | 1.8422 | 2042 | Mitigation | 0.95 | 45 | 0 | esc | 0.00097009 | 1.888e-06 | 0.00097009 | 1.888e-06
[79 empty] | WLDFR | HFTD - Distribution - Tier 3 - 1QU CoRE ¦ 5QU LoRE | Non-Red Flag Warning - Small Fires | 2043 | 2.0447e-06 | 2.0447e-06 | 0.095486 | 0.044306 | 0.0019228 | 0.049257 | 0 | 0 | 0.0022713 | 1.9524e-07 | 0 | 1.9524e-07 | 1.9524e-07 | 0 | 1.9524e-07 | 0 | 0.049473 | 0.10845 | 0 | 0.10845 | 0 | 8.1849e-06 | 1.637e-05 | 0 | 1.637e-05 | [12 empty] | 7.3.3.17.5 (Remote Grid) Updates to grid topology to minimize risk of ignition in HFTDs Remote GridWLDFRVegetation ContactAggregated | WLDFR | HFTD - Distribution - Tier 2 - 2QU CoRE ¦ 3QU LoRE | Non-Red Flag Warning - Small Fires | Vegetation Contact | Aggregated | 2043 | 0.0019462 | 946.5765 | 1.8422 | 2043 | Mitigation | 0.95 | 45 | 0 | esc | 0.00097009 | 1.888e-06 | 0.00097009 | 1.888e-06
[79 empty] | WLDFR | HFTD - Distribution - Tier 3 - 1QU CoRE ¦ 5QU LoRE | Non-Red Flag Warning - Small Fires | 2044 | 2.0447e-06 | 2.0447e-06 | 0.095486 | 0.044306 | 0.0019228 | 0.049257 | 0 | 0 | 0.0022713 | 1.9524e-07 | 0 | 1.9524e-07 | 1.9524e-07 | 0 | 1.9524e-07 | 0 | 0.049473 | 0.10845 | 0 | 0.10845 | 0 | 8.5495e-06 | 1.7099e-05 | 0 | 1.7099e-05 | [12 empty] | 7.3.3.17.5 (Remote Grid) Updates to grid topology to minimize risk of ignition in HFTDs Remote GridWLDFRVegetation ContactAggregated | WLDFR | HFTD - Distribution - Tier 2 - 2QU CoRE ¦ 3QU LoRE | Non-Red Flag Warning - Small Fires | Vegetation Contact | Aggregated | 2044 | 0.0019462 | 946.5765 | 1.8422 | 2044 | Mitigation | 0.95 | 45 | 0 | esc | 0.00097009 | 1.888e-06 | 0.00097009 | 1.888e-06
[79 empty] | WLDFR | HFTD - Distribution - Tier 3 - 1QU CoRE ¦ 5QU LoRE | Non-Red Flag Warning - Small Fires | 2045 | 2.0447e-06 | 2.0447e-06 | 0.095486 | 0.044306 | 0.0019228 | 0.049257 | 0 | 0 | 0.0022713 | 1.9524e-07 | 0 | 1.9524e-07 | 1.9524e-07 | 0 | 1.9524e-07 | 0 | 0.049473 | 0.10845 | 0 | 0.10845 | 0 | 8.5495e-06 | 1.7099e-05 | 0 | 1.7099e-05 | [12 empty] | 7.3.3.17.5 (Remote Grid) Updates to grid topology to minimize risk of ignition in HFTDs Remote GridWLDFRVegetation ContactAggregated | WLDFR | HFTD - Distribution - Tier 2 - 2QU CoRE ¦ 3QU LoRE | Non-Red Flag Warning - Small Fires | Vegetation Contact | Aggregated | 2045 | 0.0019462 | 946.5765 | 1.8422 | 2045 | Mitigation | 0.95 | 45 | 0 | esc | 0.00097009 | 1.888e-06 | 0.00097009 | 1.888e-06
[79 empty] | WLDFR | HFTD - Distribution - Tier 3 - 1QU CoRE ¦ 5QU LoRE | Non-Red Flag Warning - Small Fires | 2046 | 2.0447e-06 | 2.0447e-06 | 0.095486 | 0.044306 | 0.0019228 | 0.049257 | 0 | 0 | 0.0022713 | 1.9524e-07 | 0 | 1.9524e-07 | 1.9524e-07 | 0 | 1.9524e-07 | 0 | 0.051941 | 0.11386 | 0 | 0.11386 | 0 | 8.5495e-06 | 1.7099e-05 | 0 | 1.7099e-05 | [12 empty] | 7.3.3.17.5 (Remote Grid) Updates to grid topology to minimize risk of ignition in HFTDs Remote GridWLDFRVegetation ContactAggregated | WLDFR | HFTD - Distribution - Tier 2 - 2QU CoRE ¦ 3QU LoRE | Non-Red Flag Warning - Small Fires | Vegetation Contact | Aggregated | 2046 | 0.0019462 | 946.5765 | 1.8422 | 2046 | Mitigation | 0.95 | 45 | 0 | esc | 0.00097009 | 1.888e-06 | 0.00097009 | 1.888e-06
[79 empty] | WLDFR | HFTD - Distribution - Tier 3 - 1QU CoRE ¦ 5QU LoRE | Non-Red Flag Warning - Small Fires | 2047 | 2.0447e-06 | 2.0447e-06 | 0.095486 | 0.044306 | 0.0019228 | 0.049257 | 0 | 0 | 0.0022713 | 1.9524e-07 | 0 | 1.9524e-07 | 1.9524e-07 | 0 | 1.9524e-07 | 0 | 0.051941 | 0.11386 | 0 | 0.11386 | 0 | 8.5495e-06 | 1.7099e-05 | 0 | 1.7099e-05 | [12 empty] | 7.3.3.17.5 (Remote Grid) Updates to grid topology to minimize risk of ignition in HFTDs Remote GridWLDFRVegetation ContactAggregated | WLDFR | HFTD - Distribution - Tier 2 - 2QU CoRE ¦ 3QU LoRE | Non-Red Flag Warning - Small Fires | Vegetation Contact | Aggregated | 2047 | 0.0019462 | 946.5765 | 1.8422 | 2047 | Mitigation | 0.95 | 45 | 0 | esc | 0.00097009 | 1.888e-06 | 0.00097009 | 1.888e-06
[79 empty] | WLDFR | HFTD - Distribution - Tier 3 - 1QU CoRE ¦ 5QU LoRE | Non-Red Flag Warning - Small Fires | 2048 | 2.0447e-06 | 2.0447e-06 | 0.10007 | 0.04626 | 0.0020076 | 0.051804 | 0 | 0 | 0.0022713 | 2.0461e-07 | 0 | 2.0461e-07 | 2.0461e-07 | 0 | 2.0461e-07 | 0 | 0.051941 | 0.11386 | 0 | 0.11386 | 0 | 8.5495e-06 | 1.7099e-05 | 0 | 1.7099e-05 | [12 empty] | 7.3.3.17.5 (Remote Grid) Updates to grid topology to minimize risk of ignition in HFTDs Remote GridWLDFRVegetation ContactAggregated | WLDFR | HFTD - Distribution - Tier 2 - 2QU CoRE ¦ 3QU LoRE | Non-Red Flag Warning - Small Fires | Vegetation Contact | Aggregated | 2048 | 0.0019462 | 946.5765 | 1.8422 | 2048 | Mitigation | 0.95 | 45 | 0 | esc | 0.00097009 | 1.888e-06 | 0.00097009 | 1.888e-06
[79 empty] | WLDFR | HFTD - Distribution - Tier 3 - 1QU CoRE ¦ 5QU LoRE | Non-Red Flag Warning - Small Fires | 2049 | 2.0447e-06 | 2.0447e-06 | 0.10007 | 0.04626 | 0.0020076 | 0.051804 | 0 | 0 | 0.0022713 | 2.0461e-07 | 0 | 2.0461e-07 | 2.0461e-07 | 0 | 2.0461e-07 | 0 | 0.051941 | 0.11386 | 0 | 0.11386 | 0 | 8.9548e-06 | 1.791e-05 | 0 | 1.791e-05 | [12 empty] | 7.3.3.17.5 (Remote Grid) Updates to grid topology to minimize risk of ignition in HFTDs Remote GridWLDFRVegetation ContactAggregated | WLDFR | HFTD - Distribution - Tier 2 - 2QU CoRE ¦ 3QU LoRE | Non-Red Flag Warning - Small Fires | Vegetation Contact | Aggregated | 2049 | 0.0019462 | 946.5765 | 1.8422 | 2049 | Mitigation | 0.95 | 45 | 0 | esc | 0.00097009 | 1.888e-06 | 0.00097009 | 1.888e-06
[79 empty] | WLDFR | HFTD - Distribution - Tier 3 - 1QU CoRE ¦ 5QU LoRE | Non-Red Flag Warning - Small Fires | 2050 | 2.0447e-06 | 2.0447e-06 | 0.10007 | 0.04626 | 0.0020076 | 0.051804 | 0 | 0 | 0.0022713 | 2.0461e-07 | 0 | 2.0461e-07 | 2.0461e-07 | 0 | 2.0461e-07 | 0 | 0.051941 | 0.11386 | 0 | 0.11386 | 0 | 8.9548e-06 | 1.791e-05 | 0 | 1.791e-05 | [12 empty] | 7.3.3.17.5 (Remote Grid) Updates to grid topology to minimize risk of ignition in HFTDs Remote GridWLDFRVegetation ContactAggregated | WLDFR | HFTD - Distribution - Tier 2 - 2QU CoRE ¦ 3QU LoRE | Non-Red Flag Warning - Small Fires | Vegetation Contact | Aggregated | 2050 | 0.0019462 | 946.5765 | 1.8422 | 2050 | Mitigation | 0.95 | 45 | 0 | esc | 0.00097009 | 1.888e-06 | 0.00097009 | 1.888e-06
[79 empty] | WLDFR | HFTD - Distribution - Tier 3 - 1QU CoRE ¦ 5QU LoRE | Non-Red Flag Warning - Small Fires | 2051 | 2.0447e-06 | 2.0447e-06 | 0.10007 | 0.04626 | 0.0020076 | 0.051804 | 0 | 0 | 0.0022713 | 2.0461e-07 | 0 | 2.0461e-07 | 2.0461e-07 | 0 | 2.0461e-07 | 0 | 0.054528 | 0.11953 | 0 | 0.11953 | 0 | 8.9548e-06 | 1.791e-05 | 0 | 1.791e-05 | [12 empty] | 7.3.3.17.5 (Remote Grid) Updates to grid topology to minimize risk of ignition in HFTDs Remote GridWLDFRVegetation ContactAggregated | WLDFR | HFTD - Distribution - Tier 2 - 2QU CoRE ¦ 3QU LoRE | Non-Red Flag Warning - Small Fires | Vegetation Contact | Aggregated | 2051 | 0.0019462 | 946.5765 | 1.8422 | 2051 | Mitigation | 0.95 | 45 | 0 | esc | 0.00097009 | 1.888e-06 | 0.00097009 | 1.888e-06
[79 empty] | WLDFR | HFTD - Distribution - Tier 3 - 1QU CoRE ¦ 5QU LoRE | Non-Red Flag Warning - Small Fires | 2052 | 2.0447e-06 | 2.0447e-06 | 0.10007 | 0.04626 | 0.0020076 | 0.051804 | 0 | 0 | 0.0022713 | 2.0461e-07 | 0 | 2.0461e-07 | 2.0461e-07 | 0 | 2.0461e-07 | 0 | 0.054528 | 0.11953 | 0 | 0.11953 | 0 | 8.9548e-06 | 1.791e-05 | 0 | 1.791e-05 | [12 empty] | 7.3.3.17.5 (Remote Grid) Updates to grid topology to minimize risk of ignition in HFTDs Remote GridWLDFRVegetation ContactAggregated | WLDFR | HFTD - Distribution - Tier 2 - 2QU CoRE ¦ 3QU LoRE | Non-Red Flag Warning - Small Fires | Vegetation Contact | Aggregated | 2052 | 0.0019462 | 946.5765 | 1.8422 | 2052 | Mitigation | 0.95 | 45 | 0 | esc | 0.00097009 | 1.888e-06 | 0.00097009 | 1.888e-06
[79 empty] | WLDFR | HFTD - Distribution - Tier 3 - 1QU CoRE ¦ 5QU LoRE | Non-Red Flag Warning - Small Fires | 2053 | 2.0447e-06 | 2.0447e-06 | 0.10489 | 0.048274 | 0.002095 | 0.054525 | 0 | 0 | 0.0022713 | 2.1447e-07 | 0 | 2.1447e-07 | 2.1447e-07 | 0 | 2.1447e-07 | 0 | 0.054528 | 0.11953 | 0 | 0.11953 | 0 | 8.9548e-06 | 1.791e-05 | 0 | 1.791e-05 | [12 empty] | 7.3.3.17.5 (Remote Grid) Updates to grid topology to minimize risk of ignition in HFTDs Remote GridWLDFRVegetation ContactAggregated | WLDFR | HFTD - Distribution - Tier 2 - 2QU CoRE ¦ 3QU LoRE | Non-Red Flag Warning - Small Fires | Vegetation Contact | Aggregated | 2053 | 0.0019462 | 946.5765 | 1.8422 | 2053 | Mitigation | 0.95 | 45 | 0 | esc | 0.00097009 | 1.888e-06 | 0.00097009 | 1.888e-06
[79 empty] | WLDFR | HFTD - Distribution - Tier 3 - 1QU CoRE ¦ 5QU LoRE | Non-Red Flag Warning - Small Fires | 2054 | 2.0447e-06 | 2.0447e-06 | 0.10489 | 0.048274 | 0.002095 | 0.054525 | 0 | 0 | 0.0022713 | 2.1447e-07 | 0 | 2.1447e-07 | 2.1447e-07 | 0 | 2.1447e-07 | 0 | 0.054528 | 0.11953 | 0 | 0.11953 | 0 | 9.3948e-06 | 1.879e-05 | 0 | 1.879e-05 | [12 empty] | 7.3.3.17.5 (Remote Grid) Updates to grid topology to minimize risk of ignition in HFTDs Remote GridWLDFRVegetation ContactAggregated | WLDFR | HFTD - Distribution - Tier 2 - 2QU CoRE ¦ 3QU LoRE | Non-Red Flag Warning - Small Fires | Vegetation Contact | Aggregated | 2054 | 0.0019462 | 946.5765 | 1.8422 | 2054 | Mitigation | 0.95 | 45 | 0 | esc | 0.00097009 | 1.888e-06 | 0.00097009 | 1.888e-06
[79 empty] | WLDFR | HFTD - Distribution - Tier 3 - 1QU CoRE ¦ 5QU LoRE | Non-Red Flag Warning - Small Fires | 2055 | 2.0447e-06 | 2.0447e-06 | 0.10489 | 0.048274 | 0.002095 | 0.054525 | 0 | 0 | 0.0022713 | 2.1447e-07 | 0 | 2.1447e-07 | 2.1447e-07 | 0 | 2.1447e-07 | 0 | 0.054528 | 0.11953 | 0 | 0.11953 | 0 | 9.3948e-06 | 1.879e-05 | 0 | 1.879e-05 | [12 empty] | 7.3.3.17.5 (Remote Grid) Updates to grid topology to minimize risk of ignition in HFTDs Remote GridWLDFRVegetation ContactAggregated | WLDFR | HFTD - Distribution - Tier 2 - 2QU CoRE ¦ 3QU LoRE | Non-Red Flag Warning - Small Fires | Vegetation Contact | Aggregated | 2055 | 0.0019462 | 946.5765 | 1.8422 | 2055 | Mitigation | 0.95 | 45 | 0 | esc | 0.00097009 | 1.888e-06 | 0.00097009 | 1.888e-06
[79 empty] | WLDFR | HFTD - Distribution - Tier 3 - 1QU CoRE ¦ 5QU LoRE | Non-Red Flag Warning - Small Fires | 2056 | 2.0447e-06 | 2.0447e-06 | 0.10489 | 0.048274 | 0.002095 | 0.054525 | 0 | 0 | 0.0022713 | 2.1447e-07 | 0 | 2.1447e-07 | 2.1447e-07 | 0 | 2.1447e-07 | 0 | 0.057202 | 0.12539 | 0 | 0.12539 | 0 | 9.3948e-06 | 1.879e-05 | 0 | 1.879e-05 | [12 empty] | 7.3.3.17.5 (Remote Grid) Updates to grid topology to minimize risk of ignition in HFTDs Remote GridWLDFRVegetation ContactAggregated | WLDFR | HFTD - Distribution - Tier 2 - 2QU CoRE ¦ 3QU LoRE | Non-Red Flag Warning - Small Fires | Vegetation Contact | Aggregated | 2056 | 0.0019462 | 946.5765 | 1.8422 | 2056 | Mitigation | 0.95 | 45 | 0 | esc | 0.00097009 | 1.888e-06 | 0.00097009 | 1.888e-06
[79 empty] | WLDFR | HFTD - Distribution - Tier 3 - 1QU CoRE ¦ 5QU LoRE | Non-Red Flag Warning - Small Fires | 2057 | 2.0447e-06 | 2.0447e-06 | 0.10489 | 0.048274 | 0.002095 | 0.054525 | 0 | 0 | 0.0022713 | 2.1447e-07 | 0 | 2.1447e-07 | 2.1447e-07 | 0 | 2.1447e-07 | 0 | 0.057202 | 0.12539 | 0 | 0.12539 | 0 | 9.3948e-06 | 1.879e-05 | 0 | 1.879e-05 | [12 empty] | 7.3.3.17.5 (Remote Grid) Updates to grid topology to minimize risk of ignition in HFTDs Remote GridWLDFRVegetation ContactAggregated | WLDFR | HFTD - Distribution - Tier 2 - 2QU CoRE ¦ 3QU LoRE | Non-Red Flag Warning - Small Fires | Vegetation Contact | Aggregated | 2057 | 0.0019462 | 946.5765 | 1.8422 | 2057 | Mitigation | 0.95 | 45 | 0 | esc | 0.00097009 | 1.888e-06 | 0.00097009 | 1.888e-06
[79 empty] | WLDFR | HFTD - Distribution - Tier 3 - 1QU CoRE ¦ 5QU LoRE | Non-Red Flag Warning - Small Fires | 2058 | 2.0447e-06 | 2.0447e-06 | 0.1099 | 0.050325 | 0.0021839 | 0.057393 | 0 | 0 | 0.0022713 | 2.2471e-07 | 0 | 2.2471e-07 | 2.2471e-07 | 0 | 2.2471e-07 | 0 | 0.057202 | 0.12539 | 0 | 0.12539 | 0 | 9.3948e-06 | 1.879e-05 | 0 | 1.879e-05 | [12 empty] | 7.3.3.17.5 (Remote Grid) Updates to grid topology to minimize risk of ignition in HFTDs Remote GridWLDFRVegetation ContactAggregated | WLDFR | HFTD - Distribution - Tier 2 - 2QU CoRE ¦ 3QU LoRE | Non-Red Flag Warning - Small Fires | Vegetation Contact | Aggregated | 2058 | 0.0019462 | 946.5765 | 1.8422 | 2058 | Mitigation | 0.95 | 45 | 0 | esc | 0.00097009 | 1.888e-06 | 0.00097009 | 1.888e-06
[79 empty] | WLDFR | HFTD - Distribution - Tier 3 - 1QU CoRE ¦ 5QU LoRE | Non-Red Flag Warning - Small Fires | 2059 | 2.0447e-06 | 2.0447e-06 | 0.1099 | 0.050325 | 0.0021839 | 0.057393 | 0 | 0 | 0.0022713 | 2.2471e-07 | 0 | 2.2471e-07 | 2.2471e-07 | 0 | 2.2471e-07 | 0 | 0.057202 | 0.12539 | 0 | 0.12539 | 0 | 9.8634e-06 | 1.9727e-05 | 0 | 1.9727e-05 | [12 empty] | 7.3.3.17.5 (Remote Grid) Updates to grid topology to minimize risk of ignition in HFTDs Remote GridWLDFRVegetation ContactAggregated | WLDFR | HFTD - Distribution - Tier 2 - 2QU CoRE ¦ 3QU LoRE | Non-Red Flag Warning - Small Fires | Vegetation Contact | Aggregated | 2059 | 0.0019462 | 946.5765 | 1.8422 | 2059 | Mitigation | 0.95 | 45 | 0 | esc | 0.00097009 | 1.888e-06 | 0.00097009 | 1.888e-06
[79 empty] | WLDFR | HFTD - Distribution - Tier 3 - 1QU CoRE ¦ 5QU LoRE | Non-Red Flag Warning - Small Fires | 2060 | 2.0447e-06 | 2.0447e-06 | 0.1099 | 0.050325 | 0.0021839 | 0.057393 | 0 | 0 | 0.0022713 | 2.2471e-07 | 0 | 2.2471e-07 | 2.2471e-07 | 0 | 2.2471e-07 | 0 | 0.057202 | 0.12539 | 0 | 0.12539 | 0 | 9.8634e-06 | 1.9727e-05 | 0 | 1.9727e-05 | [12 empty] | 7.3.3.17.5 (Remote Grid) Updates to grid topology to minimize risk of ignition in HFTDs Remote GridWLDFRVegetation ContactAggregated | WLDFR | HFTD - Distribution - Tier 2 - 2QU CoRE ¦ 3QU LoRE | Non-Red Flag Warning - Small Fires | Vegetation Contact | Aggregated | 2060 | 0.0019462 | 946.5765 | 1.8422 | 2060 | Mitigation | 0.95 | 45 | 0 | esc | 0.00097009 | 1.888e-06 | 0.00097009 | 1.888e-06
[79 empty] | WLDFR | HFTD - Distribution - Tier 3 - 1QU CoRE ¦ 5QU LoRE | Non-Red Flag Warning - Small Fires | 2061 | 2.0447e-06 | 2.0447e-06 | 0.1099 | 0.050325 | 0.0021839 | 0.057393 | 0 | 0 | 0.0022713 | 2.2471e-07 | 0 | 2.2471e-07 | 2.2471e-07 | 0 | 2.2471e-07 | 0 | 0.059931 | 0.13137 | 0 | 0.13137 | 0 | 9.8634e-06 | 1.9727e-05 | 0 | 1.9727e-05 | [12 empty] | 7.3.3.17.5 (Remote Grid) Updates to grid topology to minimize risk of ignition in HFTDs Remote GridWLDFRVegetation ContactAggregated | WLDFR | HFTD - Distribution - Tier 2 - 2QU CoRE ¦ 3QU LoRE | Non-Red Flag Warning - Small Fires | Vegetation Contact | Aggregated | 2061 | 0.0019462 | 946.5765 | 1.8422 | 2061 | Mitigation | 0.95 | 45 | 0 | esc | 0.00097009 | 1.888e-06 | 0.00097009 | 1.888e-06
[79 empty] | WLDFR | HFTD - Distribution - Tier 3 - 1QU CoRE ¦ 5QU LoRE | Non-Red Flag Warning - Small Fires | 2062 | 2.0447e-06 | 2.0447e-06 | 0.1099 | 0.050325 | 0.0021839 | 0.057393 | 0 | 0 | 0.0022713 | 2.2471e-07 | 0 | 2.2471e-07 | 2.2471e-07 | 0 | 2.2471e-07 | 0 | 0.059931 | 0.13137 | 0 | 0.13137 | 0 | 9.8634e-06 | 1.9727e-05 | 0 | 1.9727e-05 | [12 empty] | 7.3.3.17.5 (Remote Grid) Updates to grid topology to minimize risk of ignition in HFTDs Remote GridWLDFRVegetation ContactAggregated | WLDFR | HFTD - Distribution - Tier 2 - 2QU CoRE ¦ 3QU LoRE | Non-Red Flag Warning - Small Fires | Vegetation Contact | Aggregated | 2062 | 0.0019462 | 946.5765 | 1.8422 | 2062 | Mitigation | 0.95 | 45 | 0 | esc | 0.00097009 | 1.888e-06 | 0.00097009 | 1.888e-06
[79 empty] | WLDFR | HFTD - Distribution - Tier 3 - 1QU CoRE ¦ 5QU LoRE | Non-Red Flag Warning - Small Fires | 2063 | 2.0447e-06 | 2.0447e-06 | 0.11504 | 0.052388 | 0.0022734 | 0.060377 | 0 | 0 | 0.0022713 | 2.3522e-07 | 0 | 2.3522e-07 | 2.3522e-07 | 0 | 2.3522e-07 | 0 | 0.059931 | 0.13137 | 0 | 0.13137 | 0 | 9.8634e-06 | 1.9727e-05 | 0 | 1.9727e-05 | [12 empty] | 7.3.3.17.5 (Remote Grid) Updates to grid topology to minimize risk of ignition in HFTDs Remote GridWLDFRVegetation ContactAggregated | WLDFR | HFTD - Distribution - Tier 2 - 2QU CoRE ¦ 3QU LoRE | Non-Red Flag Warning - Small Fires | Vegetation Contact | Aggregated | 2063 | 0.0019462 | 946.5765 | 1.8422 | 2063 | Mitigation | 0.95 | 45 | 0 | esc | 0.00097009 | 1.888e-06 | 0.00097009 | 1.888e-06
[79 empty] | WLDFR | HFTD - Distribution - Tier 3 - 1QU CoRE ¦ 5QU LoRE | Non-Red Flag Warning - Small Fires | 2064 | 2.0447e-06 | 2.0447e-06 | 0.11504 | 0.052388 | 0.0022734 | 0.060377 | 0 | 0 | 0.0022713 | 2.3522e-07 | 0 | 2.3522e-07 | 2.3522e-07 | 0 | 2.3522e-07 | 0 | 0.059931 | 0.13137 | 0 | 0.13137 | 0 | 1.0355e-05 | 2.0709e-05 | 0 | 2.0709e-05 | [12 empty] | 7.3.3.17.5 (Remote Grid) Updates to grid topology to minimize risk of ignition in HFTDs Remote GridWLDFRVegetation ContactAggregated | WLDFR | HFTD - Distribution - Tier 2 - 2QU CoRE ¦ 3QU LoRE | Non-Red Flag Warning - Small Fires | Vegetation Contact | Aggregated | 2064 | 0.0019462 | 946.5765 | 1.8422 | 2064 | Mitigation | 0.95 | 45 | 0 | esc | 0.00097009 | 1.888e-06 | 0.00097009 | 1.888e-06
[79 empty] | WLDFR | HFTD - Distribution - Tier 3 - 1QU CoRE ¦ 5QU LoRE | Non-Red Flag Warning - Small Fires | 2065 | 2.0447e-06 | 2.0447e-06 | 0.11504 | 0.052388 | 0.0022734 | 0.060377 | 0 | 0 | 0.0022713 | 2.3522e-07 | 0 | 2.3522e-07 | 2.3522e-07 | 0 | 2.3522e-07 | 0 | 0.059931 | 0.13137 | 0 | 0.13137 | 0 | 1.0355e-05 | 2.0709e-05 | 0 | 2.0709e-05 | [12 empty] | 7.3.3.17.5 (Remote Grid) Updates to grid topology to minimize risk of ignition in HFTDs Remote GridWLDFRVegetation ContactAggregated | WLDFR | HFTD - Distribution - Tier 2 - 2QU CoRE ¦ 3QU LoRE | Non-Red Flag Warning - Small Fires | Vegetation Contact | Aggregated | 2065 | 0.0019462 | 946.5765 | 1.8422 | 2065 | Mitigation | 0.95 | 45 | 0 | esc | 0.00097009 | 1.888e-06 | 0.00097009 | 1.888e-06
[79 empty] | WLDFR | HFTD - Distribution - Tier 3 - 1QU CoRE ¦ 5QU LoRE | Non-Red Flag Warning - Small Fires | 2066 | 2.0447e-06 | 2.0447e-06 | 0.11504 | 0.052388 | 0.0022734 | 0.060377 | 0 | 0 | 0.0022713 | 2.3522e-07 | 0 | 2.3522e-07 | 2.3522e-07 | 0 | 2.3522e-07 | 0 | 0.06268 | 0.1374 | 0 | 0.1374 | 0 | 1.0355e-05 | 2.0709e-05 | 0 | 2.0709e-05 | [12 empty] | 7.3.3.17.5 (Remote Grid) Updates to grid topology to minimize risk of ignition in HFTDs Remote GridWLDFRVegetation ContactAggregated | WLDFR | HFTD - Distribution - Tier 2 - 2QU CoRE ¦ 3QU LoRE | Non-Red Flag Warning - Small Fires | Vegetation Contact | Aggregated | 2066 | 0.0019462 | 946.5765 | 1.8422 | 2066 | Mitigation | 0.95 | 45 | 0 | esc | 0.00097009 | 1.888e-06 | 0.00097009 | 1.888e-06
[79 empty] | WLDFR | HFTD - Distribution - Tier 3 - 1QU CoRE ¦ 5QU LoRE | Non-Red Flag Warning - Small Fires | 2067 | 0 | 2.0447e-06 | 0.11504 | 0.052388 | 0.0022734 | 0.060377 | 0 | 0 | 0.0022713 | 0 | 0 | 0 | 2.3522e-07 | 0 | 2.3522e-07 | 0 | 0.06268 | 0.1374 | 0 | 0.1374 | 0 | 1.0355e-05 | 2.0709e-05 | 0 | 2.0709e-05 | [12 empty] | 7.3.3.17.5 (Remote Grid) Updates to grid topology to minimize risk of ignition in HFTDs Remote GridWLDFRVegetation ContactAggregated | WLDFR | HFTD - Distribution - Tier 2 - 2QU CoRE ¦ 3QU LoRE | Non-Red Flag Warning - Small Fires | Vegetation Contact | Aggregated | 2067 | 0.0019462 | 946.5765 | 1.8422 | 2067 | Mitigation | 0.95 | 45 | 0 | esc | 0 | 0 | 0.00097009 | 1.888e-06
[79 empty] | WLDFR | HFTD - Distribution - Tier 3 - 1QU CoRE ¦ 5QU LoRE | Red Flag Warning - Catastrophic Fires | 2022 | 8.8306e-08 | 0 | 14146.1306 | 222.2294 | 8585.7228 | 5338.1784 | 0 | 0 | 9.1029e-05 | 0.0012492 | 0 | 0.0012492 | 0 | 0 | 0 | 0 | 0.06268 | 0.1374 | 0 | 0.1374 | 0 | 0 | 2.0709e-05 | 0 | 2.0709e-05 | [12 empty] | 7.3.3.17.5 (Remote Grid) Updates to grid topology to minimize risk of ignition in HFTDs Remote GridWLDFRWire-to-wire contactAggregated | WLDFR | HFTD - Distribution - Tier 2 - 2QU CoRE ¦ 3QU LoRE | Non-Red Flag Warning - Small Fires | Wire-to-wire contact | Aggregated | 2022 | 0.00032277 | 946.5765 | 0.30552 | 2022 | Mitigation | 0.95 | 45 | 0 | esc | 0.00097009 | 3.1311e-07 | 0 | 0
[79 empty] | WLDFR | HFTD - Distribution - Tier 3 - 1QU CoRE ¦ 5QU LoRE | Red Flag Warning - Catastrophic Fires | 2023 | 8.8306e-08 | 8.8306e-08 | 14664.6376 | 233.2301 | 8896.516 | 5534.8915 | 0 | 0 | 9.1029e-05 | 0.001295 | 0 | 0.001295 | 0.001295 | 0 | 0.001295 | 0 | 0.06268 | 0.1374 | 0 | 0.1374 | 0 | 0 | 0 | 0 | 0 | [12 empty] | 7.3.3.17.5 (Remote Grid) Updates to grid topology to minimize risk of ignition in HFTDs Remote GridWLDFRWire-to-wire contactAggregated | WLDFR | HFTD - Distribution - Tier 2 - 2QU CoRE ¦ 3QU LoRE | Non-Red Flag Warning - Small Fires | Wire-to-wire contact | Aggregated | 2023 | 0.00032277 | 946.5765 | 0.30552 | 2023 | Mitigation | 0.95 | 45 | 0 | esc | 0.00097009 | 3.1311e-07 | 0.00097009 | 3.1311e-07
[79 empty] | WLDFR | HFTD - Distribution - Tier 3 - 1QU CoRE ¦ 5QU LoRE | Red Flag Warning - Catastrophic Fires | 2024 | 8.8306e-08 | 8.8306e-08 | 14664.6376 | 233.2301 | 8896.516 | 5534.8915 | 0 | 0 | 9.1029e-05 | 0.001295 | 0 | 0.001295 | 0.001295 | 0 | 0.001295 | 0 | 0.06268 | 0.1374 | 0 | 0.1374 | 0 | 0 | 0 | 0 | 0 | [12 empty] | 7.3.3.17.5 (Remote Grid) Updates to grid topology to minimize risk of ignition in HFTDs Remote GridWLDFRWire-to-wire contactAggregated | WLDFR | HFTD - Distribution - Tier 2 - 2QU CoRE ¦ 3QU LoRE | Non-Red Flag Warning - Small Fires | Wire-to-wire contact | Aggregated | 2024 | 0.00032277 | 946.5765 | 0.30552 | 2024 | Mitigation | 0.95 | 45 | 0 | esc | 0.00097009 | 3.1311e-07 | 0.00097009 | 3.1311e-07
[79 empty] | WLDFR | HFTD - Distribution - Tier 3 - 1QU CoRE ¦ 5QU LoRE | Red Flag Warning - Catastrophic Fires | 2025 | 8.8306e-08 | 8.8306e-08 | 14664.6376 | 233.2301 | 8896.516 | 5534.8915 | 0 | 0 | 9.1029e-05 | 0.001295 | 0 | 0.001295 | 0.001295 | 0 | 0.001295 | 0 | 0.065418 | 0.1434 | 0 | 0.1434 | 0 | 1.8737e-05 | 0 | 0 | 0 | [12 empty] | 7.3.3.17.5 (Remote Grid) Updates to grid topology to minimize risk of ignition in HFTDs Remote GridWLDFRWire-to-wire contactAggregated | WLDFR | HFTD - Distribution - Tier 2 - 2QU CoRE ¦ 3QU LoRE | Non-Red Flag Warning - Small Fires | Wire-to-wire contact | Aggregated | 2025 | 0.00032277 | 946.5765 | 0.30552 | 2025 | Mitigation | 0.95 | 45 | 0 | esc | 0.00097009 | 3.1311e-07 | 0.00097009 | 3.1311e-07
[79 empty] | WLDFR | HFTD - Distribution - Tier 3 - 1QU CoRE ¦ 5QU LoRE | Red Flag Warning - Catastrophic Fires | 2026 | 8.8306e-08 | 8.8306e-08 | 14664.6376 | 233.2301 | 8896.516 | 5534.8915 | 0 | 0 | 9.1029e-05 | 0.001295 | 0 | 0.001295 | 0.001295 | 0 | 0.001295 | 0 | 0.065418 | 0.1434 | 0 | 0.1434 | 0 | 1.9422e-05 | 3.8843e-05 | 0 | 3.8843e-05 | [12 empty] | 7.3.3.17.5 (Remote Grid) Updates to grid topology to minimize risk of ignition in HFTDs Remote GridWLDFRWire-to-wire contactAggregated | WLDFR | HFTD - Distribution - Tier 2 - 2QU CoRE ¦ 3QU LoRE | Non-Red Flag Warning - Small Fires | Wire-to-wire contact | Aggregated | 2026 | 0.00032277 | 946.5765 | 0.30552 | 2026 | Mitigation | 0.95 | 45 | 0 | esc | 0.00097009 | 3.1311e-07 | 0.00097009 | 3.1311e-07
[79 empty] | WLDFR | HFTD - Distribution - Tier 3 - 1QU CoRE ¦ 5QU LoRE | Red Flag Warning - Catastrophic Fires | 2027 | 8.8306e-08 | 8.8306e-08 | 14664.6376 | 233.2301 | 8896.516 | 5534.8915 | 0 | 0 | 9.1029e-05 | 0.001295 | 0 | 0.001295 | 0.001295 | 0 | 0.001295 | 0 | 0.065418 | 0.1434 | 0 | 0.1434 | 0 | 1.9422e-05 | 3.8843e-05 | 0 | 3.8843e-05 | [12 empty] | 7.3.3.17.5 (Remote Grid) Updates to grid topology to minimize risk of ignition in HFTDs Remote GridWLDFRWire-to-wire contactAggregated | WLDFR | HFTD - Distribution - Tier 2 - 2QU CoRE ¦ 3QU LoRE | Non-Red Flag Warning - Small Fires | Wire-to-wire contact | Aggregated | 2027 | 0.00032277 | 946.5765 | 0.30552 | 2027 | Mitigation | 0.95 | 45 | 0 | esc | 0.00097009 | 3.1311e-07 | 0.00097009 | 3.1311e-07
[79 empty] | WLDFR | HFTD - Distribution - Tier 3 - 1QU CoRE ¦ 5QU LoRE | Red Flag Warning - Catastrophic Fires | 2028 | 8.8306e-08 | 8.8306e-08 | 15317.9909 | 247.273 | 9287.6491 | 5783.0689 | 0 | 0 | 9.1029e-05 | 0.0013527 | 0 | 0.0013527 | 0.0013527 | 0 | 0.0013527 | 0 | 0 | 0.1434 | 0 | 0.1434 | 0 | 1.9422e-05 | 3.8843e-05 | 0 | 3.8843e-05 | [12 empty] | 7.3.3.17.5 (Remote Grid) Updates to grid topology to minimize risk of ignition in HFTDs Remote GridWLDFRWire-to-wire contactAggregated | WLDFR | HFTD - Distribution - Tier 2 - 2QU CoRE ¦ 3QU LoRE | Non-Red Flag Warning - Small Fires | Wire-to-wire contact | Aggregated | 2028 | 0.00032277 | 946.5765 | 0.30552 | 2028 | Mitigation | 0.95 | 45 | 0 | esc | 0.00097009 | 3.1311e-07 | 0.00097009 | 3.1311e-07
[79 empty] | WLDFR | HFTD - Distribution - Tier 3 - 1QU CoRE ¦ 5QU LoRE | Red Flag Warning - Catastrophic Fires | 2029 | 8.8306e-08 | 8.8306e-08 | 15317.9909 | 247.273 | 9287.6491 | 5783.0689 | 0 | 0 | 9.1029e-05 | 0.0013527 | 0 | 0.0013527 | 0.0013527 | 0 | 0.0013527 | 0 | 0 | 0 | 0 | 0 | 0 | 1.9422e-05 | 3.8843e-05 | 0 | 3.8843e-05 | [12 empty] | 7.3.3.17.5 (Remote Grid) Updates to grid topology to minimize risk of ignition in HFTDs Remote GridWLDFRWire-to-wire contactAggregated | WLDFR | HFTD - Distribution - Tier 2 - 2QU CoRE ¦ 3QU LoRE | Non-Red Flag Warning - Small Fires | Wire-to-wire contact | Aggregated | 2029 | 0.00032277 | 946.5765 | 0.30552 | 2029 | Mitigation | 0.95 | 45 | 0 | esc | 0.00097009 | 3.1311e-07 | 0.00097009 | 3.1311e-07
[79 empty] | WLDFR | HFTD - Distribution - Tier 3 - 1QU CoRE ¦ 5QU LoRE | Red Flag Warning - Catastrophic Fires | 2030 | 8.8306e-08 | 8.8306e-08 | 15317.9909 | 247.273 | 9287.6491 | 5783.0689 | 0 | 0 | 9.1029e-05 | 0.0013527 | 0 | 0.0013527 | 0.0013527 | 0 | 0.0013527 | 0 | 0.0032588 | 0 | 0 | 0 | 0 | 1.9422e-05 | 3.8843e-05 | 0 | 3.8843e-05 | [12 empty] | 7.3.3.17.5 (Remote Grid) Updates to grid topology to minimize risk of ignition in HFTDs Remote GridWLDFRWire-to-wire contactAggregated | WLDFR | HFTD - Distribution - Tier 2 - 2QU CoRE ¦ 3QU LoRE | Non-Red Flag Warning - Small Fires | Wire-to-wire contact | Aggregated | 2030 | 0.00032277 | 946.5765 | 0.30552 | 2030 | Mitigation | 0.95 | 45 | 0 | esc | 0.00097009 | 3.1311e-07 | 0.00097009 | 3.1311e-07
[79 empty] | WLDFR | HFTD - Distribution - Tier 3 - 1QU CoRE ¦ 5QU LoRE | Red Flag Warning - Catastrophic Fires | 2031 | 8.8306e-08 | 8.8306e-08 | 15317.9909 | 247.273 | 9287.6491 | 5783.0689 | 0 | 0 | 9.1029e-05 | 0.0013527 | 0 | 0.0013527 | 0.0013527 | 0 | 0.0013527 | 0 | 0.0033778 | 0.0074043 | 0 | 0.0074043 | 0 | 2.0284e-05 | 4.0567e-05 | 0 | 4.0567e-05 | [12 empty] | 7.3.3.17.5 (Remote Grid) Updates to grid topology to minimize risk of ignition in HFTDs Remote GridWLDFRWire-to-wire contactAggregated | WLDFR | HFTD - Distribution - Tier 2 - 2QU CoRE ¦ 3QU LoRE | Non-Red Flag Warning - Small Fires | Wire-to-wire contact | Aggregated | 2031 | 0.00032277 | 946.5765 | 0.30552 | 2031 | Mitigation | 0.95 | 45 | 0 | esc | 0.00097009 | 3.1311e-07 | 0.00097009 | 3.1311e-07
[79 empty] | WLDFR | HFTD - Distribution - Tier 3 - 1QU CoRE ¦ 5QU LoRE | Red Flag Warning - Catastrophic Fires | 2032 | 8.8306e-08 | 8.8306e-08 | 15317.9909 | 247.273 | 9287.6491 | 5783.0689 | 0 | 0 | 9.1029e-05 | 0.0013527 | 0 | 0.0013527 | 0.0013527 | 0 | 0.0013527 | 0 | 0.0033778 | 0.0074043 | 0 | 0.0074043 | 0 | 2.0284e-05 | 4.0567e-05 | 0 | 4.0567e-05 | [12 empty] | 7.3.3.17.5 (Remote Grid) Updates to grid topology to minimize risk of ignition in HFTDs Remote GridWLDFRWire-to-wire contactAggregated | WLDFR | HFTD - Distribution - Tier 2 - 2QU CoRE ¦ 3QU LoRE | Non-Red Flag Warning - Small Fires | Wire-to-wire contact | Aggregated | 2032 | 0.00032277 | 946.5765 | 0.30552 | 2032 | Mitigation | 0.95 | 45 | 0 | esc | 0.00097009 | 3.1311e-07 | 0.00097009 | 3.1311e-07
[79 empty] | WLDFR | HFTD - Distribution - Tier 3 - 1QU CoRE ¦ 5QU LoRE | Red Flag Warning - Catastrophic Fires | 2033 | 8.8306e-08 | 8.8306e-08 | 16044.1264 | 263.1074 | 9721.74 | 6059.2791 | 0 | 0 | 9.1029e-05 | 0.0014168 | 0 | 0.0014168 | 0.0014168 | 0 | 0.0014168 | 0 | 0.0033778 | 0.0074043 | 0 | 0.0074043 | 0 | 2.0284e-05 | 4.0567e-05 | 0 | 4.0567e-05 | [12 empty] | 7.3.3.17.5 (Remote Grid) Updates to grid topology to minimize risk of ignition in HFTDs Remote GridWLDFRWire-to-wire contactAggregated | WLDFR | HFTD - Distribution - Tier 2 - 2QU CoRE ¦ 3QU LoRE | Non-Red Flag Warning - Small Fires | Wire-to-wire contact | Aggregated | 2033 | 0.00032277 | 946.5765 | 0.30552 | 2033 | Mitigation | 0.95 | 45 | 0 | esc | 0.00097009 | 3.1311e-07 | 0.00097009 | 3.1311e-07
[79 empty] | WLDFR | HFTD - Distribution - Tier 3 - 1QU CoRE ¦ 5QU LoRE | Red Flag Warning - Catastrophic Fires | 2034 | 8.8306e-08 | 8.8306e-08 | 16044.1264 | 263.1074 | 9721.74 | 6059.2791 | 0 | 0 | 9.1029e-05 | 0.0014168 | 0 | 0.0014168 | 0.0014168 | 0 | 0.0014168 | 0 | 0.0033778 | 0.0074043 | 0 | 0.0074043 | 0 | 2.0284e-05 | 4.0567e-05 | 0 | 4.0567e-05 | [12 empty] | 7.3.3.17.5 (Remote Grid) Updates to grid topology to minimize risk of ignition in HFTDs Remote GridWLDFRWire-to-wire contactAggregated | WLDFR | HFTD - Distribution - Tier 2 - 2QU CoRE ¦ 3QU LoRE | Non-Red Flag Warning - Small Fires | Wire-to-wire contact | Aggregated | 2034 | 0.00032277 | 946.5765 | 0.30552 | 2034 | Mitigation | 0.95 | 45 | 0 | esc | 0.00097009 | 3.1311e-07 | 0.00097009 | 3.1311e-07
[79 empty] | WLDFR | HFTD - Distribution - Tier 3 - 1QU CoRE ¦ 5QU LoRE | Red Flag Warning - Catastrophic Fires | 2035 | 8.8306e-08 | 8.8306e-08 | 16044.1264 | 263.1074 | 9721.74 | 6059.2791 | 0 | 0 | 9.1029e-05 | 0.0014168 | 0 | 0.0014168 | 0.0014168 | 0 | 0.0014168 | 0 | 0.0033778 | 0.0074043 | 0 | 0.0074043 | 0 | 2.0284e-05 | 4.0567e-05 | 0 | 4.0567e-05 | [12 empty] | 7.3.3.17.5 (Remote Grid) Updates to grid topology to minimize risk of ignition in HFTDs Remote GridWLDFRWire-to-wire contactAggregated | WLDFR | HFTD - Distribution - Tier 2 - 2QU CoRE ¦ 3QU LoRE | Non-Red Flag Warning - Small Fires | Wire-to-wire contact | Aggregated | 2035 | 0.00032277 | 946.5765 | 0.30552 | 2035 | Mitigation | 0.95 | 45 | 0 | esc | 0.00097009 | 3.1311e-07 | 0.00097009 | 3.1311e-07
[79 empty] | WLDFR | HFTD - Distribution - Tier 3 - 1QU CoRE ¦ 5QU LoRE | Red Flag Warning - Catastrophic Fires | 2036 | 8.8306e-08 | 8.8306e-08 | 16044.1264 | 263.1074 | 9721.74 | 6059.2791 | 0 | 0 | 9.1029e-05 | 0.0014168 | 0 | 0.0014168 | 0.0014168 | 0 | 0.0014168 | 0 | 0.0035278 | 0.0077329 | 0 | 0.0077329 | 0 | 2.1241e-05 | 4.2481e-05 | 0 | 4.2481e-05 | [12 empty] | 7.3.3.17.5 (Remote Grid) Updates to grid topology to minimize risk of ignition in HFTDs Remote GridWLDFRWire-to-wire contactAggregated | WLDFR | HFTD - Distribution - Tier 2 - 2QU CoRE ¦ 3QU LoRE | Non-Red Flag Warning - Small Fires | Wire-to-wire contact | Aggregated | 2036 | 0.00032277 | 946.5765 | 0.30552 | 2036 | Mitigation | 0.95 | 45 | 0 | esc | 0.00097009 | 3.1311e-07 | 0.00097009 | 3.1311e-07
[79 empty] | WLDFR | HFTD - Distribution - Tier 3 - 1QU CoRE ¦ 5QU LoRE | Red Flag Warning - Catastrophic Fires | 2037 | 8.8306e-08 | 8.8306e-08 | 16044.1264 | 263.1074 | 9721.74 | 6059.2791 | 0 | 0 | 9.1029e-05 | 0.0014168 | 0 | 0.0014168 | 0.0014168 | 0 | 0.0014168 | 0 | 0.0035278 | 0.0077329 | 0 | 0.0077329 | 0 | 2.1241e-05 | 4.2481e-05 | 0 | 4.2481e-05 | [12 empty] | 7.3.3.17.5 (Remote Grid) Updates to grid topology to minimize risk of ignition in HFTDs Remote GridWLDFRWire-to-wire contactAggregated | WLDFR | HFTD - Distribution - Tier 2 - 2QU CoRE ¦ 3QU LoRE | Non-Red Flag Warning - Small Fires | Wire-to-wire contact | Aggregated | 2037 | 0.00032277 | 946.5765 | 0.30552 | 2037 | Mitigation | 0.95 | 45 | 0 | esc | 0.00097009 | 3.1311e-07 | 0.00097009 | 3.1311e-07
[79 empty] | WLDFR | HFTD - Distribution - Tier 3 - 1QU CoRE ¦ 5QU LoRE | Red Flag Warning - Catastrophic Fires | 2038 | 8.8306e-08 | 8.8306e-08 | 16832.3912 | 280.5544 | 10192.2718 | 6359.5651 | 0 | 0 | 9.1029e-05 | 0.0014864 | 0 | 0.0014864 | 0.0014864 | 0 | 0.0014864 | 0 | 0.0035278 | 0.0077329 | 0 | 0.0077329 | 0 | 2.1241e-05 | 4.2481e-05 | 0 | 4.2481e-05 | [12 empty] | 7.3.3.17.5 (Remote Grid) Updates to grid topology to minimize risk of ignition in HFTDs Remote GridWLDFRWire-to-wire contactAggregated | WLDFR | HFTD - Distribution - Tier 2 - 2QU CoRE ¦ 3QU LoRE | Non-Red Flag Warning - Small Fires | Wire-to-wire contact | Aggregated | 2038 | 0.00032277 | 946.5765 | 0.30552 | 2038 | Mitigation | 0.95 | 45 | 0 | esc | 0.00097009 | 3.1311e-07 | 0.00097009 | 3.1311e-07
[79 empty] | WLDFR | HFTD - Distribution - Tier 3 - 1QU CoRE ¦ 5QU LoRE | Red Flag Warning - Catastrophic Fires | 2039 | 8.8306e-08 | 8.8306e-08 | 16832.3912 | 280.5544 | 10192.2718 | 6359.5651 | 0 | 0 | 9.1029e-05 | 0.0014864 | 0 | 0.0014864 | 0.0014864 | 0 | 0.0014864 | 0 | 0.0035278 | 0.0077329 | 0 | 0.0077329 | 0 | 2.1241e-05 | 4.2481e-05 | 0 | 4.2481e-05 | [12 empty] | 7.3.3.17.5 (Remote Grid) Updates to grid topology to minimize risk of ignition in HFTDs Remote GridWLDFRWire-to-wire contactAggregated | WLDFR | HFTD - Distribution - Tier 2 - 2QU CoRE ¦ 3QU LoRE | Non-Red Flag Warning - Small Fires | Wire-to-wire contact | Aggregated | 2039 | 0.00032277 | 946.5765 | 0.30552 | 2039 | Mitigation | 0.95 | 45 | 0 | esc | 0.00097009 | 3.1311e-07 | 0.00097009 | 3.1311e-07
[79 empty] | WLDFR | HFTD - Distribution - Tier 3 - 1QU CoRE ¦ 5QU LoRE | Red Flag Warning - Catastrophic Fires | 2040 | 8.8306e-08 | 8.8306e-08 | 16832.3912 | 280.5544 | 10192.2718 | 6359.5651 | 0 | 0 | 9.1029e-05 | 0.0014864 | 0 | 0.0014864 | 0.0014864 | 0 | 0.0014864 | 0 | 0.0035278 | 0.0077329 | 0 | 0.0077329 | 0 | 2.1241e-05 | 4.2481e-05 | 0 | 4.2481e-05 | [12 empty] | 7.3.3.17.5 (Remote Grid) Updates to grid topology to minimize risk of ignition in HFTDs Remote GridWLDFRWire-to-wire contactAggregated | WLDFR | HFTD - Distribution - Tier 2 - 2QU CoRE ¦ 3QU LoRE | Non-Red Flag Warning - Small Fires | Wire-to-wire contact | Aggregated | 2040 | 0.00032277 | 946.5765 | 0.30552 | 2040 | Mitigation | 0.95 | 45 | 0 | esc | 0.00097009 | 3.1311e-07 | 0.00097009 | 3.1311e-07
[79 empty] | WLDFR | HFTD - Distribution - Tier 3 - 1QU CoRE ¦ 5QU LoRE | Red Flag Warning - Catastrophic Fires | 2041 | 8.8306e-08 | 8.8306e-08 | 16832.3912 | 280.5544 | 10192.2718 | 6359.5651 | 0 | 0 | 9.1029e-05 | 0.0014864 | 0 | 0.0014864 | 0.0014864 | 0 | 0.0014864 | 0 | 0.0036942 | 0.0080978 | 0 | 0.0080978 | 0 | 2.2279e-05 | 4.4557e-05 | 0 | 4.4557e-05 | [12 empty] | 7.3.3.17.5 (Remote Grid) Updates to grid topology to minimize risk of ignition in HFTDs Remote GridWLDFRWire-to-wire contactAggregated | WLDFR | HFTD - Distribution - Tier 2 - 2QU CoRE ¦ 3QU LoRE | Non-Red Flag Warning - Small Fires | Wire-to-wire contact | Aggregated | 2041 | 0.00032277 | 946.5765 | 0.30552 | 2041 | Mitigation | 0.95 | 45 | 0 | esc | 0.00097009 | 3.1311e-07 | 0.00097009 | 3.1311e-07
[79 empty] | WLDFR | HFTD - Distribution - Tier 3 - 1QU CoRE ¦ 5QU LoRE | Red Flag Warning - Catastrophic Fires | 2042 | 8.8306e-08 | 8.8306e-08 | 16832.3912 | 280.5544 | 10192.2718 | 6359.5651 | 0 | 0 | 9.1029e-05 | 0.0014864 | 0 | 0.0014864 | 0.0014864 | 0 | 0.0014864 | 0 | 0.0036942 | 0.0080978 | 0 | 0.0080978 | 0 | 2.2279e-05 | 4.4557e-05 | 0 | 4.4557e-05 | [12 empty] | 7.3.3.17.5 (Remote Grid) Updates to grid topology to minimize risk of ignition in HFTDs Remote GridWLDFRWire-to-wire contactAggregated | WLDFR | HFTD - Distribution - Tier 2 - 2QU CoRE ¦ 3QU LoRE | Non-Red Flag Warning - Small Fires | Wire-to-wire contact | Aggregated | 2042 | 0.00032277 | 946.5765 | 0.30552 | 2042 | Mitigation | 0.95 | 45 | 0 | esc | 0.00097009 | 3.1311e-07 | 0.00097009 | 3.1311e-07
[79 empty] | WLDFR | HFTD - Distribution - Tier 3 - 1QU CoRE ¦ 5QU LoRE | Red Flag Warning - Catastrophic Fires | 2043 | 8.8306e-08 | 8.8306e-08 | 17672.0852 | 299.42 | 10692.7362 | 6679.929 | 0 | 0 | 9.1029e-05 | 0.0015605 | 0 | 0.0015605 | 0.0015605 | 0 | 0.0015605 | 0 | 0.0036942 | 0.0080978 | 0 | 0.0080978 | 0 | 2.2279e-05 | 4.4557e-05 | 0 | 4.4557e-05 | [12 empty] | 7.3.3.17.5 (Remote Grid) Updates to grid topology to minimize risk of ignition in HFTDs Remote GridWLDFRWire-to-wire contactAggregated | WLDFR | HFTD - Distribution - Tier 2 - 2QU CoRE ¦ 3QU LoRE | Non-Red Flag Warning - Small Fires | Wire-to-wire contact | Aggregated | 2043 | 0.00032277 | 946.5765 | 0.30552 | 2043 | Mitigation | 0.95 | 45 | 0 | esc | 0.00097009 | 3.1311e-07 | 0.00097009 | 3.1311e-07
[79 empty] | WLDFR | HFTD - Distribution - Tier 3 - 1QU CoRE ¦ 5QU LoRE | Red Flag Warning - Catastrophic Fires | 2044 | 8.8306e-08 | 8.8306e-08 | 17672.0852 | 299.42 | 10692.7362 | 6679.929 | 0 | 0 | 9.1029e-05 | 0.0015605 | 0 | 0.0015605 | 0.0015605 | 0 | 0.0015605 | 0 | 0.0036942 | 0.0080978 | 0 | 0.0080978 | 0 | 2.2279e-05 | 4.4557e-05 | 0 | 4.4557e-05 | [12 empty] | 7.3.3.17.5 (Remote Grid) Updates to grid topology to minimize risk of ignition in HFTDs Remote GridWLDFRWire-to-wire contactAggregated | WLDFR | HFTD - Distribution - Tier 2 - 2QU CoRE ¦ 3QU LoRE | Non-Red Flag Warning - Small Fires | Wire-to-wire contact | Aggregated | 2044 | 0.00032277 | 946.5765 | 0.30552 | 2044 | Mitigation | 0.95 | 45 | 0 | esc | 0.00097009 | 3.1311e-07 | 0.00097009 | 3.1311e-07
[79 empty] | WLDFR | HFTD - Distribution - Tier 3 - 1QU CoRE ¦ 5QU LoRE | Red Flag Warning - Catastrophic Fires | 2045 | 8.8306e-08 | 8.8306e-08 | 17672.0852 | 299.42 | 10692.7362 | 6679.929 | 0 | 0 | 9.1029e-05 | 0.0015605 | 0 | 0.0015605 | 0.0015605 | 0 | 0.0015605 | 0 | 0.0036942 | 0.0080978 | 0 | 0.0080978 | 0 | 2.2279e-05 | 4.4557e-05 | 0 | 4.4557e-05 | [12 empty] | 7.3.3.17.5 (Remote Grid) Updates to grid topology to minimize risk of ignition in HFTDs Remote GridWLDFRWire-to-wire contactAggregated | WLDFR | HFTD - Distribution - Tier 2 - 2QU CoRE ¦ 3QU LoRE | Non-Red Flag Warning - Small Fires | Wire-to-wire contact | Aggregated | 2045 | 0.00032277 | 946.5765 | 0.30552 | 2045 | Mitigation | 0.95 | 45 | 0 | esc | 0.00097009 | 3.1311e-07 | 0.00097009 | 3.1311e-07
[79 empty] | WLDFR | HFTD - Distribution - Tier 3 - 1QU CoRE ¦ 5QU LoRE | Red Flag Warning - Catastrophic Fires | 2046 | 8.8306e-08 | 8.8306e-08 | 17672.0852 | 299.42 | 10692.7362 | 6679.929 | 0 | 0 | 9.1029e-05 | 0.0015605 | 0 | 0.0015605 | 0.0015605 | 0 | 0.0015605 | 0 | 0.0038748 | 0.0084936 | 0 | 0.0084936 | 0 | 2.3383e-05 | 4.6767e-05 | 0 | 4.6767e-05 | [12 empty] | 7.3.3.17.5 (Remote Grid) Updates to grid topology to minimize risk of ignition in HFTDs Remote GridWLDFRWire-to-wire contactAggregated | WLDFR | HFTD - Distribution - Tier 2 - 2QU CoRE ¦ 3QU LoRE | Non-Red Flag Warning - Small Fires | Wire-to-wire contact | Aggregated | 2046 | 0.00032277 | 946.5765 | 0.30552 | 2046 | Mitigation | 0.95 | 45 | 0 | esc | 0.00097009 | 3.1311e-07 | 0.00097009 | 3.1311e-07
[79 empty] | WLDFR | HFTD - Distribution - Tier 3 - 1QU CoRE ¦ 5QU LoRE | Red Flag Warning - Catastrophic Fires | 2047 | 8.8306e-08 | 8.8306e-08 | 17672.0852 | 299.42 | 10692.7362 | 6679.929 | 0 | 0 | 9.1029e-05 | 0.0015605 | 0 | 0.0015605 | 0.0015605 | 0 | 0.0015605 | 0 | 0.0038748 | 0.0084936 | 0 | 0.0084936 | 0 | 2.3383e-05 | 4.6767e-05 | 0 | 4.6767e-05 | [12 empty] | 7.3.3.17.5 (Remote Grid) Updates to grid topology to minimize risk of ignition in HFTDs Remote GridWLDFRWire-to-wire contactAggregated | WLDFR | HFTD - Distribution - Tier 2 - 2QU CoRE ¦ 3QU LoRE | Non-Red Flag Warning - Small Fires | Wire-to-wire contact | Aggregated | 2047 | 0.00032277 | 946.5765 | 0.30552 | 2047 | Mitigation | 0.95 | 45 | 0 | esc | 0.00097009 | 3.1311e-07 | 0.00097009 | 3.1311e-07
[79 empty] | WLDFR | HFTD - Distribution - Tier 3 - 1QU CoRE ¦ 5QU LoRE | Red Flag Warning - Catastrophic Fires | 2048 | 8.8306e-08 | 8.8306e-08 | 18552.3348 | 319.4911 | 11216.5626 | 7016.281 | 0 | 0 | 9.1029e-05 | 0.0016383 | 0 | 0.0016383 | 0.0016383 | 0 | 0.0016383 | 0 | 0.0038748 | 0.0084936 | 0 | 0.0084936 | 0 | 2.3383e-05 | 4.6767e-05 | 0 | 4.6767e-05 | [12 empty] | 7.3.3.17.5 (Remote Grid) Updates to grid topology to minimize risk of ignition in HFTDs Remote GridWLDFRWire-to-wire contactAggregated | WLDFR | HFTD - Distribution - Tier 2 - 2QU CoRE ¦ 3QU LoRE | Non-Red Flag Warning - Small Fires | Wire-to-wire contact | Aggregated | 2048 | 0.00032277 | 946.5765 | 0.30552 | 2048 | Mitigation | 0.95 | 45 | 0 | esc | 0.00097009 | 3.1311e-07 | 0.00097009 | 3.1311e-07
[79 empty] | WLDFR | HFTD - Distribution - Tier 3 - 1QU CoRE ¦ 5QU LoRE | Red Flag Warning - Catastrophic Fires | 2049 | 8.8306e-08 | 8.8306e-08 | 18552.3348 | 319.4911 | 11216.5626 | 7016.281 | 0 | 0 | 9.1029e-05 | 0.0016383 | 0 | 0.0016383 | 0.0016383 | 0 | 0.0016383 | 0 | 0.0038748 | 0.0084936 | 0 | 0.0084936 | 0 | 2.3383e-05 | 4.6767e-05 | 0 | 4.6767e-05 | [12 empty] | 7.3.3.17.5 (Remote Grid) Updates to grid topology to minimize risk of ignition in HFTDs Remote GridWLDFRWire-to-wire contactAggregated | WLDFR | HFTD - Distribution - Tier 2 - 2QU CoRE ¦ 3QU LoRE | Non-Red Flag Warning - Small Fires | Wire-to-wire contact | Aggregated | 2049 | 0.00032277 | 946.5765 | 0.30552 | 2049 | Mitigation | 0.95 | 45 | 0 | esc | 0.00097009 | 3.1311e-07 | 0.00097009 | 3.1311e-07
[79 empty] | WLDFR | HFTD - Distribution - Tier 3 - 1QU CoRE ¦ 5QU LoRE | Red Flag Warning - Catastrophic Fires | 2050 | 8.8306e-08 | 8.8306e-08 | 18552.3348 | 319.4911 | 11216.5626 | 7016.281 | 0 | 0 | 9.1029e-05 | 0.0016383 | 0 | 0.0016383 | 0.0016383 | 0 | 0.0016383 | 0 | 0.0038748 | 0.0084936 | 0 | 0.0084936 | 0 | 2.3383e-05 | 4.6767e-05 | 0 | 4.6767e-05 | [12 empty] | 7.3.3.17.5 (Remote Grid) Updates to grid topology to minimize risk of ignition in HFTDs Remote GridWLDFRWire-to-wire contactAggregated | WLDFR | HFTD - Distribution - Tier 2 - 2QU CoRE ¦ 3QU LoRE | Non-Red Flag Warning - Small Fires | Wire-to-wire contact | Aggregated | 2050 | 0.00032277 | 946.5765 | 0.30552 | 2050 | Mitigation | 0.95 | 45 | 0 | esc | 0.00097009 | 3.1311e-07 | 0.00097009 | 3.1311e-07
[79 empty] | WLDFR | HFTD - Distribution - Tier 3 - 1QU CoRE ¦ 5QU LoRE | Red Flag Warning - Catastrophic Fires | 2051 | 8.8306e-08 | 8.8306e-08 | 18552.3348 | 319.4911 | 11216.5626 | 7016.281 | 0 | 0 | 9.1029e-05 | 0.0016383 | 0 | 0.0016383 | 0.0016383 | 0 | 0.0016383 | 0 | 0.0040669 | 0.0089148 | 0 | 0.0089148 | 0 | 2.454e-05 | 4.9081e-05 | 0 | 4.9081e-05 | [12 empty] | 7.3.3.17.5 (Remote Grid) Updates to grid topology to minimize risk of ignition in HFTDs Remote GridWLDFRWire-to-wire contactAggregated | WLDFR | HFTD - Distribution - Tier 2 - 2QU CoRE ¦ 3QU LoRE | Non-Red Flag Warning - Small Fires | Wire-to-wire contact | Aggregated | 2051 | 0.00032277 | 946.5765 | 0.30552 | 2051 | Mitigation | 0.95 | 45 | 0 | esc | 0.00097009 | 3.1311e-07 | 0.00097009 | 3.1311e-07
[79 empty] | WLDFR | HFTD - Distribution - Tier 3 - 1QU CoRE ¦ 5QU LoRE | Red Flag Warning - Catastrophic Fires | 2052 | 8.8306e-08 | 8.8306e-08 | 18552.3348 | 319.4911 | 11216.5626 | 7016.281 | 0 | 0 | 9.1029e-05 | 0.0016383 | 0 | 0.0016383 | 0.0016383 | 0 | 0.0016383 | 0 | 0.0040669 | 0.0089148 | 0 | 0.0089148 | 0 | 2.454e-05 | 4.9081e-05 | 0 | 4.9081e-05 | [12 empty] | 7.3.3.17.5 (Remote Grid) Updates to grid topology to minimize risk of ignition in HFTDs Remote GridWLDFRWire-to-wire contactAggregated | WLDFR | HFTD - Distribution - Tier 2 - 2QU CoRE ¦ 3QU LoRE | Non-Red Flag Warning - Small Fires | Wire-to-wire contact | Aggregated | 2052 | 0.00032277 | 946.5765 | 0.30552 | 2052 | Mitigation | 0.95 | 45 | 0 | esc | 0.00097009 | 3.1311e-07 | 0.00097009 | 3.1311e-07
[79 empty] | WLDFR | HFTD - Distribution - Tier 3 - 1QU CoRE ¦ 5QU LoRE | Red Flag Warning - Catastrophic Fires | 2053 | 8.8306e-08 | 8.8306e-08 | 19462.1283 | 340.5356 | 11757.1413 | 7364.4514 | 0 | 0 | 9.1029e-05 | 0.0017186 | 0 | 0.0017186 | 0.0017186 | 0 | 0.0017186 | 0 | 0.0040669 | 0.0089148 | 0 | 0.0089148 | 0 | 2.454e-05 | 4.9081e-05 | 0 | 4.9081e-05 | [12 empty] | 7.3.3.17.5 (Remote Grid) Updates to grid topology to minimize risk of ignition in HFTDs Remote GridWLDFRWire-to-wire contactAggregated | WLDFR | HFTD - Distribution - Tier 2 - 2QU CoRE ¦ 3QU LoRE | Non-Red Flag Warning - Small Fires | Wire-to-wire contact | Aggregated | 2053 | 0.00032277 | 946.5765 | 0.30552 | 2053 | Mitigation | 0.95 | 45 | 0 | esc | 0.00097009 | 3.1311e-07 | 0.00097009 | 3.1311e-07
[79 empty] | WLDFR | HFTD - Distribution - Tier 3 - 1QU CoRE ¦ 5QU LoRE | Red Flag Warning - Catastrophic Fires | 2054 | 8.8306e-08 | 8.8306e-08 | 19462.1283 | 340.5356 | 11757.1413 | 7364.4514 | 0 | 0 | 9.1029e-05 | 0.0017186 | 0 | 0.0017186 | 0.0017186 | 0 | 0.0017186 | 0 | 0.0040669 | 0.0089148 | 0 | 0.0089148 | 0 | 2.454e-05 | 4.9081e-05 | 0 | 4.9081e-05 | [12 empty] | 7.3.3.17.5 (Remote Grid) Updates to grid topology to minimize risk of ignition in HFTDs Remote GridWLDFRWire-to-wire contactAggregated | WLDFR | HFTD - Distribution - Tier 2 - 2QU CoRE ¦ 3QU LoRE | Non-Red Flag Warning - Small Fires | Wire-to-wire contact | Aggregated | 2054 | 0.00032277 | 946.5765 | 0.30552 | 2054 | Mitigation | 0.95 | 45 | 0 | esc | 0.00097009 | 3.1311e-07 | 0.00097009 | 3.1311e-07
[79 empty] | WLDFR | HFTD - Distribution - Tier 3 - 1QU CoRE ¦ 5QU LoRE | Red Flag Warning - Catastrophic Fires | 2055 | 8.8306e-08 | 8.8306e-08 | 19462.1283 | 340.5356 | 11757.1413 | 7364.4514 | 0 | 0 | 9.1029e-05 | 0.0017186 | 0 | 0.0017186 | 0.0017186 | 0 | 0.0017186 | 0 | 0.0040669 | 0.0089148 | 0 | 0.0089148 | 0 | 0 | 4.9081e-05 | 0 | 4.9081e-05 | [12 empty] | 7.3.3.17.5 (Remote Grid) Updates to grid topology to minimize risk of ignition in HFTDs Remote GridWLDFRWire-to-wire contactAggregated | WLDFR | HFTD - Distribution - Tier 2 - 2QU CoRE ¦ 3QU LoRE | Non-Red Flag Warning - Small Fires | Wire-to-wire contact | Aggregated | 2055 | 0.00032277 | 946.5765 | 0.30552 | 2055 | Mitigation | 0.95 | 45 | 0 | esc | 0.00097009 | 3.1311e-07 | 0.00097009 | 3.1311e-07
[79 empty] | WLDFR | HFTD - Distribution - Tier 3 - 1QU CoRE ¦ 5QU LoRE | Red Flag Warning - Catastrophic Fires | 2056 | 8.8306e-08 | 8.8306e-08 | 19462.1283 | 340.5356 | 11757.1413 | 7364.4514 | 0 | 0 | 9.1029e-05 | 0.0017186 | 0 | 0.0017186 | 0.0017186 | 0 | 0.0017186 | 0 | 0.0042681 | 0.0093559 | 0 | 0.0093559 | 0 | 0 | 0 | 0 | 0 | [12 empty] | 7.3.3.17.5 (Remote Grid) Updates to grid topology to minimize risk of ignition in HFTDs Remote GridWLDFRWire-to-wire contactAggregated | WLDFR | HFTD - Distribution - Tier 2 - 2QU CoRE ¦ 3QU LoRE | Non-Red Flag Warning - Small Fires | Wire-to-wire contact | Aggregated | 2056 | 0.00032277 | 946.5765 | 0.30552 | 2056 | Mitigation | 0.95 | 45 | 0 | esc | 0.00097009 | 3.1311e-07 | 0.00097009 | 3.1311e-07
[79 empty] | WLDFR | HFTD - Distribution - Tier 3 - 1QU CoRE ¦ 5QU LoRE | Red Flag Warning - Catastrophic Fires | 2057 | 8.8306e-08 | 8.8306e-08 | 19462.1283 | 340.5356 | 11757.1413 | 7364.4514 | 0 | 0 | 9.1029e-05 | 0.0017186 | 0 | 0.0017186 | 0.0017186 | 0 | 0.0017186 | 0 | 0.0042681 | 0.0093559 | 0 | 0.0093559 | 0 | 0 | 0 | 0 | 0 | [12 empty] | 7.3.3.17.5 (Remote Grid) Updates to grid topology to minimize risk of ignition in HFTDs Remote GridWLDFRWire-to-wire contactAggregated | WLDFR | HFTD - Distribution - Tier 2 - 2QU CoRE ¦ 3QU LoRE | Non-Red Flag Warning - Small Fires | Wire-to-wire contact | Aggregated | 2057 | 0.00032277 | 946.5765 | 0.30552 | 2057 | Mitigation | 0.95 | 45 | 0 | esc | 0.00097009 | 3.1311e-07 | 0.00097009 | 3.1311e-07
[79 empty] | WLDFR | HFTD - Distribution - Tier 3 - 1QU CoRE ¦ 5QU LoRE | Red Flag Warning - Catastrophic Fires | 2058 | 8.8306e-08 | 8.8306e-08 | 20390.4035 | 362.3049 | 12307.8747 | 7720.2238 | 0 | 0 | 9.1029e-05 | 0.0018006 | 0 | 0.0018006 | 0.0018006 | 0 | 0.0018006 | 0 | 0.0042681 | 0.0093559 | 0 | 0.0093559 | 0 | 3.6423e-07 | 0 | 0 | 0 | [12 empty] | 7.3.3.17.5 (Remote Grid) Updates to grid topology to minimize risk of ignition in HFTDs Remote GridWLDFRWire-to-wire contactAggregated | WLDFR | HFTD - Distribution - Tier 2 - 2QU CoRE ¦ 3QU LoRE | Non-Red Flag Warning - Small Fires | Wire-to-wire contact | Aggregated | 2058 | 0.00032277 | 946.5765 | 0.30552 | 2058 | Mitigation | 0.95 | 45 | 0 | esc | 0.00097009 | 3.1311e-07 | 0.00097009 | 3.1311e-07
[79 empty] | WLDFR | HFTD - Distribution - Tier 3 - 1QU CoRE ¦ 5QU LoRE | Red Flag Warning - Catastrophic Fires | 2059 | 8.8306e-08 | 8.8306e-08 | 20390.4035 | 362.3049 | 12307.8747 | 7720.2238 | 0 | 0 | 9.1029e-05 | 0.0018006 | 0 | 0.0018006 | 0.0018006 | 0 | 0.0018006 | 0 | 0.0042681 | 0.0093559 | 0 | 0.0093559 | 0 | 3.8052e-07 | 7.6105e-07 | 0 | 7.6105e-07 | [12 empty] | 7.3.3.17.5 (Remote Grid) Updates to grid topology to minimize risk of ignition in HFTDs Remote GridWLDFRWire-to-wire contactAggregated | WLDFR | HFTD - Distribution - Tier 2 - 2QU CoRE ¦ 3QU LoRE | Non-Red Flag Warning - Small Fires | Wire-to-wire contact | Aggregated | 2059 | 0.00032277 | 946.5765 | 0.30552 | 2059 | Mitigation | 0.95 | 45 | 0 | esc | 0.00097009 | 3.1311e-07 | 0.00097009 | 3.1311e-07
[79 empty] | WLDFR | HFTD - Distribution - Tier 3 - 1QU CoRE ¦ 5QU LoRE | Red Flag Warning - Catastrophic Fires | 2060 | 8.8306e-08 | 8.8306e-08 | 20390.4035 | 362.3049 | 12307.8747 | 7720.2238 | 0 | 0 | 9.1029e-05 | 0.0018006 | 0 | 0.0018006 | 0.0018006 | 0 | 0.0018006 | 0 | 0.0042681 | 0.0093559 | 0 | 0.0093559 | 0 | 3.8052e-07 | 7.6105e-07 | 0 | 7.6105e-07 | [12 empty] | 7.3.3.17.5 (Remote Grid) Updates to grid topology to minimize risk of ignition in HFTDs Remote GridWLDFRWire-to-wire contactAggregated | WLDFR | HFTD - Distribution - Tier 2 - 2QU CoRE ¦ 3QU LoRE | Non-Red Flag Warning - Small Fires | Wire-to-wire contact | Aggregated | 2060 | 0.00032277 | 946.5765 | 0.30552 | 2060 | Mitigation | 0.95 | 45 | 0 | esc | 0.00097009 | 3.1311e-07 | 0.00097009 | 3.1311e-07
[79 empty] | WLDFR | HFTD - Distribution - Tier 3 - 1QU CoRE ¦ 5QU LoRE | Red Flag Warning - Catastrophic Fires | 2061 | 8.8306e-08 | 8.8306e-08 | 20390.4035 | 362.3049 | 12307.8747 | 7720.2238 | 0 | 0 | 9.1029e-05 | 0.0018006 | 0 | 0.0018006 | 0.0018006 | 0 | 0.0018006 | 0 | 0.0044759 | 0.0098113 | 0 | 0.0098113 | 0 | 3.8052e-07 | 7.6105e-07 | 0 | 7.6105e-07 | [12 empty] | 7.3.3.17.5 (Remote Grid) Updates to grid topology to minimize risk of ignition in HFTDs Remote GridWLDFRWire-to-wire contactAggregated | WLDFR | HFTD - Distribution - Tier 2 - 2QU CoRE ¦ 3QU LoRE | Non-Red Flag Warning - Small Fires | Wire-to-wire contact | Aggregated | 2061 | 0.00032277 | 946.5765 | 0.30552 | 2061 | Mitigation | 0.95 | 45 | 0 | esc | 0.00097009 | 3.1311e-07 | 0.00097009 | 3.1311e-07
[79 empty] | WLDFR | HFTD - Distribution - Tier 3 - 1QU CoRE ¦ 5QU LoRE | Red Flag Warning - Catastrophic Fires | 2062 | 8.8306e-08 | 8.8306e-08 | 20390.4035 | 362.3049 | 12307.8747 | 7720.2238 | 0 | 0 | 9.1029e-05 | 0.0018006 | 0 | 0.0018006 | 0.0018006 | 0 | 0.0018006 | 0 | 0.0044759 | 0.0098113 | 0 | 0.0098113 | 0 | 3.8052e-07 | 7.6105e-07 | 0 | 7.6105e-07 | [12 empty] | 7.3.3.17.5 (Remote Grid) Updates to grid topology to minimize risk of ignition in HFTDs Remote GridWLDFRWire-to-wire contactAggregated | WLDFR | HFTD - Distribution - Tier 2 - 2QU CoRE ¦ 3QU LoRE | Non-Red Flag Warning - Small Fires | Wire-to-wire contact | Aggregated | 2062 | 0.00032277 | 946.5765 | 0.30552 | 2062 | Mitigation | 0.95 | 45 | 0 | esc | 0.00097009 | 3.1311e-07 | 0.00097009 | 3.1311e-07
[79 empty] | WLDFR | HFTD - Distribution - Tier 3 - 1QU CoRE ¦ 5QU LoRE | Red Flag Warning - Catastrophic Fires | 2063 | 8.8306e-08 | 8.8306e-08 | 21325.9188 | 384.5316 | 12862.0997 | 8079.2876 | 0 | 0 | 9.1029e-05 | 0.0018832 | 0 | 0.0018832 | 0.0018832 | 0 | 0.0018832 | 0 | 0.0044759 | 0.0098113 | 0 | 0.0098113 | 0 | 3.8052e-07 | 7.6105e-07 | 0 | 7.6105e-07 | [12 empty] | 7.3.3.17.5 (Remote Grid) Updates to grid topology to minimize risk of ignition in HFTDs Remote GridWLDFRWire-to-wire contactAggregated | WLDFR | HFTD - Distribution - Tier 2 - 2QU CoRE ¦ 3QU LoRE | Non-Red Flag Warning - Small Fires | Wire-to-wire contact | Aggregated | 2063 | 0.00032277 | 946.5765 | 0.30552 | 2063 | Mitigation | 0.95 | 45 | 0 | esc | 0.00097009 | 3.1311e-07 | 0.00097009 | 3.1311e-07
[79 empty] | WLDFR | HFTD - Distribution - Tier 3 - 1QU CoRE ¦ 5QU LoRE | Red Flag Warning - Catastrophic Fires | 2064 | 8.8306e-08 | 8.8306e-08 | 21325.9188 | 384.5316 | 12862.0997 | 8079.2876 | 0 | 0 | 9.1029e-05 | 0.0018832 | 0 | 0.0018832 | 0.0018832 | 0 | 0.0018832 | 0 | 0.0044759 | 0.0098113 | 0 | 0.0098113 | 0 | 4.0151e-07 | 8.0302e-07 | 0 | 8.0302e-07 | [12 empty] | 7.3.3.17.5 (Remote Grid) Updates to grid topology to minimize risk of ignition in HFTDs Remote GridWLDFRWire-to-wire contactAggregated | WLDFR | HFTD - Distribution - Tier 2 - 2QU CoRE ¦ 3QU LoRE | Non-Red Flag Warning - Small Fires | Wire-to-wire contact | Aggregated | 2064 | 0.00032277 | 946.5765 | 0.30552 | 2064 | Mitigation | 0.95 | 45 | 0 | esc | 0.00097009 | 3.1311e-07 | 0.00097009 | 3.1311e-07
[79 empty] | WLDFR | HFTD - Distribution - Tier 3 - 1QU CoRE ¦ 5QU LoRE | Red Flag Warning - Catastrophic Fires | 2065 | 8.8306e-08 | 8.8306e-08 | 21325.9188 | 384.5316 | 12862.0997 | 8079.2876 | 0 | 0 | 9.1029e-05 | 0.0018832 | 0 | 0.0018832 | 0.0018832 | 0 | 0.0018832 | 0 | 0.0044759 | 0.0098113 | 0 | 0.0098113 | 0 | 4.0151e-07 | 8.0302e-07 | 0 | 8.0302e-07 | [12 empty] | 7.3.3.17.5 (Remote Grid) Updates to grid topology to minimize risk of ignition in HFTDs Remote GridWLDFRWire-to-wire contactAggregated | WLDFR | HFTD - Distribution - Tier 2 - 2QU CoRE ¦ 3QU LoRE | Non-Red Flag Warning - Small Fires | Wire-to-wire contact | Aggregated | 2065 | 0.00032277 | 946.5765 | 0.30552 | 2065 | Mitigation | 0.95 | 45 | 0 | esc | 0.00097009 | 3.1311e-07 | 0.00097009 | 3.1311e-07
[79 empty] | WLDFR | HFTD - Distribution - Tier 3 - 1QU CoRE ¦ 5QU LoRE | Red Flag Warning - Catastrophic Fires | 2066 | 8.8306e-08 | 8.8306e-08 | 21325.9188 | 384.5316 | 12862.0997 | 8079.2876 | 0 | 0 | 9.1029e-05 | 0.0018832 | 0 | 0.0018832 | 0.0018832 | 0 | 0.0018832 | 0 | 0.0046877 | 0.010276 | 0 | 0.010276 | 0 | 4.0151e-07 | 8.0302e-07 | 0 | 8.0302e-07 | [12 empty] | 7.3.3.17.5 (Remote Grid) Updates to grid topology to minimize risk of ignition in HFTDs Remote GridWLDFRWire-to-wire contactAggregated | WLDFR | HFTD - Distribution - Tier 2 - 2QU CoRE ¦ 3QU LoRE | Non-Red Flag Warning - Small Fires | Wire-to-wire contact | Aggregated | 2066 | 0.00032277 | 946.5765 | 0.30552 | 2066 | Mitigation | 0.95 | 45 | 0 | esc | 0.00097009 | 3.1311e-07 | 0.00097009 | 3.1311e-07
[79 empty] | WLDFR | HFTD - Distribution - Tier 3 - 1QU CoRE ¦ 5QU LoRE | Red Flag Warning - Catastrophic Fires | 2067 | 0 | 8.8306e-08 | 21325.9188 | 384.5316 | 12862.0997 | 8079.2876 | 0 | 0 | 9.1029e-05 | 0 | 0 | 0 | 0.0018832 | 0 | 0.0018832 | 0 | 0.0046877 | 0.010276 | 0 | 0.010276 | 0 | 4.0151e-07 | 8.0302e-07 | 0 | 8.0302e-07 | [12 empty] | 7.3.3.17.5 (Remote Grid) Updates to grid topology to minimize risk of ignition in HFTDs Remote GridWLDFRWire-to-wire contactAggregated | WLDFR | HFTD - Distribution - Tier 2 - 2QU CoRE ¦ 3QU LoRE | Non-Red Flag Warning - Small Fires | Wire-to-wire contact | Aggregated | 2067 | 0.00032277 | 946.5765 | 0.30552 | 2067 | Mitigation | 0.95 | 45 | 0 | esc | 0 | 0 | 0.00097009 | 3.1311e-07
[79 empty] | WLDFR | HFTD - Distribution - Tier 3 - 1QU CoRE ¦ 5QU LoRE | Red Flag Warning - Destructive Fires | 2022 | 1.0517e-08 | 0 | 8807.9522 | 222.2294 | 8585.7228 | 0 | 0 | 0 | 1.0841e-05 | 9.263e-05 | 0 | 9.263e-05 | 0 | 0 | 0 | 0 | 0.0046877 | 0.010276 | 0 | 0.010276 | 0 | 4.0151e-07 | 8.0302e-07 | 0 | 8.0302e-07 | [12 empty] | 7.3.3.17.5 (Remote Grid) Updates to grid topology to minimize risk of ignition in HFTDs Remote GridWLDFREquipment / facility failureAggregated | WLDFR | HFTD - Distribution - Tier 2 - 2QU CoRE ¦ 3QU LoRE | Red Flag Warning - Catastrophic Fires | Equipment / facility failure | Aggregated | 2022 | 1.954e-05 | 946.5765 | 0.018496 | 2022 | Mitigation | 0.95 | 45 | 0 | esc | 0.00097009 | 1.8956e-08 | 0 | 0
[79 empty] | WLDFR | HFTD - Distribution - Tier 3 - 1QU CoRE ¦ 5QU LoRE | Red Flag Warning - Destructive Fires | 2023 | 1.0517e-08 | 1.0517e-08 | 9129.7461 | 233.2301 | 8896.516 | 0 | 0 | 0 | 1.0841e-05 | 9.6014e-05 | 0 | 9.6014e-05 | 9.6014e-05 | 0 | 9.6014e-05 | 0 | 0.0046877 | 0.010276 | 0 | 0.010276 | 0 | 4.2539e-07 | 8.5077e-07 | 0 | 8.5077e-07 | [12 empty] | 7.3.3.17.5 (Remote Grid) Updates to grid topology to minimize risk of ignition in HFTDs Remote GridWLDFREquipment / facility failureAggregated | WLDFR | HFTD - Distribution - Tier 2 - 2QU CoRE ¦ 3QU LoRE | Red Flag Warning - Catastrophic Fires | Equipment / facility failure | Aggregated | 2023 | 1.954e-05 | 946.5765 | 0.018496 | 2023 | Mitigation | 0.95 | 45 | 0 | esc | 0.00097009 | 1.8956e-08 | 0.00097009 | 1.8956e-08
[79 empty] | WLDFR | HFTD - Distribution - Tier 3 - 1QU CoRE ¦ 5QU LoRE | Red Flag Warning - Destructive Fires | 2024 | 1.0517e-08 | 1.0517e-08 | 9129.7461 | 233.2301 | 8896.516 | 0 | 0 | 0 | 1.0841e-05 | 9.6014e-05 | 0 | 9.6014e-05 | 9.6014e-05 | 0 | 9.6014e-05 | 0 | 0.0046877 | 0.010276 | 0 | 0.010276 | 0 | 4.2539e-07 | 8.5077e-07 | 0 | 8.5077e-07 | [12 empty] | 7.3.3.17.5 (Remote Grid) Updates to grid topology to minimize risk of ignition in HFTDs Remote GridWLDFREquipment / facility failureAggregated | WLDFR | HFTD - Distribution - Tier 2 - 2QU CoRE ¦ 3QU LoRE | Red Flag Warning - Catastrophic Fires | Equipment / facility failure | Aggregated | 2024 | 1.954e-05 | 946.5765 | 0.018496 | 2024 | Mitigation | 0.95 | 45 | 0 | esc | 0.00097009 | 1.8956e-08 | 0.00097009 | 1.8956e-08
[79 empty] | WLDFR | HFTD - Distribution - Tier 3 - 1QU CoRE ¦ 5QU LoRE | Red Flag Warning - Destructive Fires | 2025 | 1.0517e-08 | 1.0517e-08 | 9129.7461 | 233.2301 | 8896.516 | 0 | 0 | 0 | 1.0841e-05 | 9.6014e-05 | 0 | 9.6014e-05 | 9.6014e-05 | 0 | 9.6014e-05 | 0 | 0.004901 | 0.010743 | 0 | 0.010743 | 0 | 4.2539e-07 | 8.5077e-07 | 0 | 8.5077e-07 | [12 empty] | 7.3.3.17.5 (Remote Grid) Updates to grid topology to minimize risk of ignition in HFTDs Remote GridWLDFREquipment / facility failureAggregated | WLDFR | HFTD - Distribution - Tier 2 - 2QU CoRE ¦ 3QU LoRE | Red Flag Warning - Catastrophic Fires | Equipment / facility failure | Aggregated | 2025 | 1.954e-05 | 946.5765 | 0.018496 | 2025 | Mitigation | 0.95 | 45 | 0 | esc | 0.00097009 | 1.8956e-08 | 0.00097009 | 1.8956e-08
[79 empty] | WLDFR | HFTD - Distribution - Tier 3 - 1QU CoRE ¦ 5QU LoRE | Red Flag Warning - Destructive Fires | 2026 | 1.0517e-08 | 1.0517e-08 | 9129.7461 | 233.2301 | 8896.516 | 0 | 0 | 0 | 1.0841e-05 | 9.6014e-05 | 0 | 9.6014e-05 | 9.6014e-05 | 0 | 9.6014e-05 | 0 | 0.004901 | 0.010743 | 0 | 0.010743 | 0 | 4.2539e-07 | 8.5077e-07 | 0 | 8.5077e-07 | [12 empty] | 7.3.3.17.5 (Remote Grid) Updates to grid topology to minimize risk of ignition in HFTDs Remote GridWLDFREquipment / facility failureAggregated | WLDFR | HFTD - Distribution - Tier 2 - 2QU CoRE ¦ 3QU LoRE | Red Flag Warning - Catastrophic Fires | Equipment / facility failure | Aggregated | 2026 | 1.954e-05 | 946.5765 | 0.018496 | 2026 | Mitigation | 0.95 | 45 | 0 | esc | 0.00097009 | 1.8956e-08 | 0.00097009 | 1.8956e-08
[79 empty] | WLDFR | HFTD - Distribution - Tier 3 - 1QU CoRE ¦ 5QU LoRE | Red Flag Warning - Destructive Fires | 2027 | 1.0517e-08 | 1.0517e-08 | 9129.7461 | 233.2301 | 8896.516 | 0 | 0 | 0 | 1.0841e-05 | 9.6014e-05 | 0 | 9.6014e-05 | 9.6014e-05 | 0 | 9.6014e-05 | 0 | 0.004901 | 0.010743 | 0 | 0.010743 | 0 | 4.2539e-07 | 8.5077e-07 | 0 | 8.5077e-07 | [12 empty] | 7.3.3.17.5 (Remote Grid) Updates to grid topology to minimize risk of ignition in HFTDs Remote GridWLDFREquipment / facility failureAggregated | WLDFR | HFTD - Distribution - Tier 2 - 2QU CoRE ¦ 3QU LoRE | Red Flag Warning - Catastrophic Fires | Equipment / facility failure | Aggregated | 2027 | 1.954e-05 | 946.5765 | 0.018496 | 2027 | Mitigation | 0.95 | 45 | 0 | esc | 0.00097009 | 1.8956e-08 | 0.00097009 | 1.8956e-08
[79 empty] | WLDFR | HFTD - Distribution - Tier 3 - 1QU CoRE ¦ 5QU LoRE | Red Flag Warning - Destructive Fires | 2028 | 1.0517e-08 | 1.0517e-08 | 9534.9221 | 247.273 | 9287.6491 | 0 | 0 | 0 | 1.0841e-05 | 0.00010027 | 0 | 0.00010027 | 0.00010027 | 0 | 0.00010027 | 0 | 0.004901 | 0.010743 | 0 | 0.010743 | 0 | 4.5196e-07 | 9.0391e-07 | 0 | 9.0391e-07 | [12 empty] | 7.3.3.17.5 (Remote Grid) Updates to grid topology to minimize risk of ignition in HFTDs Remote GridWLDFREquipment / facility failureAggregated | WLDFR | HFTD - Distribution - Tier 2 - 2QU CoRE ¦ 3QU LoRE | Red Flag Warning - Catastrophic Fires | Equipment / facility failure | Aggregated | 2028 | 1.954e-05 | 946.5765 | 0.018496 | 2028 | Mitigation | 0.95 | 45 | 0 | esc | 0.00097009 | 1.8956e-08 | 0.00097009 | 1.8956e-08
[79 empty] | WLDFR | HFTD - Distribution - Tier 3 - 1QU CoRE ¦ 5QU LoRE | Red Flag Warning - Destructive Fires | 2029 | 1.0517e-08 | 1.0517e-08 | 9534.9221 | 247.273 | 9287.6491 | 0 | 0 | 0 | 1.0841e-05 | 0.00010027 | 0 | 0.00010027 | 0.00010027 | 0 | 0.00010027 | 0 | 0.004901 | 0.010743 | 0 | 0.010743 | 0 | 4.5196e-07 | 9.0391e-07 | 0 | 9.0391e-07 | [12 empty] | 7.3.3.17.5 (Remote Grid) Updates to grid topology to minimize risk of ignition in HFTDs Remote GridWLDFREquipment / facility failureAggregated | WLDFR | HFTD - Distribution - Tier 2 - 2QU CoRE ¦ 3QU LoRE | Red Flag Warning - Catastrophic Fires | Equipment / facility failure | Aggregated | 2029 | 1.954e-05 | 946.5765 | 0.018496 | 2029 | Mitigation | 0.95 | 45 | 0 | esc | 0.00097009 | 1.8956e-08 | 0.00097009 | 1.8956e-08
[79 empty] | WLDFR | HFTD - Distribution - Tier 3 - 1QU CoRE ¦ 5QU LoRE | Red Flag Warning - Destructive Fires | 2030 | 1.0517e-08 | 1.0517e-08 | 9534.9221 | 247.273 | 9287.6491 | 0 | 0 | 0 | 1.0841e-05 | 0.00010027 | 0 | 0.00010027 | 0.00010027 | 0 | 0.00010027 | 0 | 0.0051132 | 0.011208 | 0 | 0.011208 | 0 | 4.5196e-07 | 9.0391e-07 | 0 | 9.0391e-07 | [12 empty] | 7.3.3.17.5 (Remote Grid) Updates to grid topology to minimize risk of ignition in HFTDs Remote GridWLDFREquipment / facility failureAggregated | WLDFR | HFTD - Distribution - Tier 2 - 2QU CoRE ¦ 3QU LoRE | Red Flag Warning - Catastrophic Fires | Equipment / facility failure | Aggregated | 2030 | 1.954e-05 | 946.5765 | 0.018496 | 2030 | Mitigation | 0.95 | 45 | 0 | esc | 0.00097009 | 1.8956e-08 | 0.00097009 | 1.8956e-08
[79 empty] | WLDFR | HFTD - Distribution - Tier 3 - 1QU CoRE ¦ 5QU LoRE | Red Flag Warning - Destructive Fires | 2031 | 1.0517e-08 | 1.0517e-08 | 9534.9221 | 247.273 | 9287.6491 | 0 | 0 | 0 | 1.0841e-05 | 0.00010027 | 0 | 0.00010027 | 0.00010027 | 0 | 0.00010027 | 0 | 0.0051132 | 0.011208 | 0 | 0.011208 | 0 | 4.5196e-07 | 9.0391e-07 | 0 | 9.0391e-07 | [12 empty] | 7.3.3.17.5 (Remote Grid) Updates to grid topology to minimize risk of ignition in HFTDs Remote GridWLDFREquipment / facility failureAggregated | WLDFR | HFTD - Distribution - Tier 2 - 2QU CoRE ¦ 3QU LoRE | Red Flag Warning - Catastrophic Fires | Equipment / facility failure | Aggregated | 2031 | 1.954e-05 | 946.5765 | 0.018496 | 2031 | Mitigation | 0.95 | 45 | 0 | esc | 0.00097009 | 1.8956e-08 | 0.00097009 | 1.8956e-08
[79 empty] | WLDFR | HFTD - Distribution - Tier 3 - 1QU CoRE ¦ 5QU LoRE | Red Flag Warning - Destructive Fires | 2032 | 1.0517e-08 | 1.0517e-08 | 9534.9221 | 247.273 | 9287.6491 | 0 | 0 | 0 | 1.0841e-05 | 0.00010027 | 0 | 0.00010027 | 0.00010027 | 0 | 0.00010027 | 0 | 0.0051132 | 0.011208 | 0 | 0.011208 | 0 | 4.5196e-07 | 9.0391e-07 | 0 | 9.0391e-07 | [12 empty] | 7.3.3.17.5 (Remote Grid) Updates to grid topology to minimize risk of ignition in HFTDs Remote GridWLDFREquipment / facility failureAggregated | WLDFR | HFTD - Distribution - Tier 2 - 2QU CoRE ¦ 3QU LoRE | Red Flag Warning - Catastrophic Fires | Equipment / facility failure | Aggregated | 2032 | 1.954e-05 | 946.5765 | 0.018496 | 2032 | Mitigation | 0.95 | 45 | 0 | esc | 0.00097009 | 1.8956e-08 | 0.00097009 | 1.8956e-08
[79 empty] | WLDFR | HFTD - Distribution - Tier 3 - 1QU CoRE ¦ 5QU LoRE | Red Flag Warning - Destructive Fires | 2033 | 1.0517e-08 | 1.0517e-08 | 9984.8474 | 263.1074 | 9721.74 | 0 | 0 | 0 | 1.0841e-05 | 0.00010501 | 0 | 0.00010501 | 0.00010501 | 0 | 0.00010501 | 0 | 0 | 0.011208 | 0 | 0.011208 | 0 | 4.8102e-07 | 9.6203e-07 | 0 | 9.6203e-07 | [12 empty] | 7.3.3.17.5 (Remote Grid) Updates to grid topology to minimize risk of ignition in HFTDs Remote GridWLDFREquipment / facility failureAggregated | WLDFR | HFTD - Distribution - Tier 2 - 2QU CoRE ¦ 3QU LoRE | Red Flag Warning - Catastrophic Fires | Equipment / facility failure | Aggregated | 2033 | 1.954e-05 | 946.5765 | 0.018496 | 2033 | Mitigation | 0.95 | 45 | 0 | esc | 0.00097009 | 1.8956e-08 | 0.00097009 | 1.8956e-08
[79 empty] | WLDFR | HFTD - Distribution - Tier 3 - 1QU CoRE ¦ 5QU LoRE | Red Flag Warning - Destructive Fires | 2034 | 1.0517e-08 | 1.0517e-08 | 9984.8474 | 263.1074 | 9721.74 | 0 | 0 | 0 | 1.0841e-05 | 0.00010501 | 0 | 0.00010501 | 0.00010501 | 0 | 0.00010501 | 0 | 0 | 0 | 0 | 0 | 0 | 4.8102e-07 | 9.6203e-07 | 0 | 9.6203e-07 | [12 empty] | 7.3.3.17.5 (Remote Grid) Updates to grid topology to minimize risk of ignition in HFTDs Remote GridWLDFREquipment / facility failureAggregated | WLDFR | HFTD - Distribution - Tier 2 - 2QU CoRE ¦ 3QU LoRE | Red Flag Warning - Catastrophic Fires | Equipment / facility failure | Aggregated | 2034 | 1.954e-05 | 946.5765 | 0.018496 | 2034 | Mitigation | 0.95 | 45 | 0 | esc | 0.00097009 | 1.8956e-08 | 0.00097009 | 1.8956e-08
[79 empty] | WLDFR | HFTD - Distribution - Tier 3 - 1QU CoRE ¦ 5QU LoRE | Red Flag Warning - Destructive Fires | 2035 | 1.0517e-08 | 1.0517e-08 | 9984.8474 | 263.1074 | 9721.74 | 0 | 0 | 0 | 1.0841e-05 | 0.00010501 | 0 | 0.00010501 | 0.00010501 | 0 | 0.00010501 | 0 | 8.3284e-06 | 0 | 0 | 0 | 0 | 4.8102e-07 | 9.6203e-07 | 0 | 9.6203e-07 | [12 empty] | 7.3.3.17.5 (Remote Grid) Updates to grid topology to minimize risk of ignition in HFTDs Remote GridWLDFREquipment / facility failureAggregated | WLDFR | HFTD - Distribution - Tier 2 - 2QU CoRE ¦ 3QU LoRE | Red Flag Warning - Catastrophic Fires | Equipment / facility failure | Aggregated | 2035 | 1.954e-05 | 946.5765 | 0.018496 | 2035 | Mitigation | 0.95 | 45 | 0 | esc | 0.00097009 | 1.8956e-08 | 0.00097009 | 1.8956e-08
[79 empty] | WLDFR | HFTD - Distribution - Tier 3 - 1QU CoRE ¦ 5QU LoRE | Red Flag Warning - Destructive Fires | 2036 | 1.0517e-08 | 1.0517e-08 | 9984.8474 | 263.1074 | 9721.74 | 0 | 0 | 0 | 1.0841e-05 | 0.00010501 | 0 | 0.00010501 | 0.00010501 | 0 | 0.00010501 | 0 | 8.701e-06 | 1.9073e-05 | 0 | 1.9073e-05 | 0 | 4.8102e-07 | 9.6203e-07 | 0 | 9.6203e-07 | [12 empty] | 7.3.3.17.5 (Remote Grid) Updates to grid topology to minimize risk of ignition in HFTDs Remote GridWLDFREquipment / facility failureAggregated | WLDFR | HFTD - Distribution - Tier 2 - 2QU CoRE ¦ 3QU LoRE | Red Flag Warning - Catastrophic Fires | Equipment / facility failure | Aggregated | 2036 | 1.954e-05 | 946.5765 | 0.018496 | 2036 | Mitigation | 0.95 | 45 | 0 | esc | 0.00097009 | 1.8956e-08 | 0.00097009 | 1.8956e-08
[79 empty] | WLDFR | HFTD - Distribution - Tier 3 - 1QU CoRE ¦ 5QU LoRE | Red Flag Warning - Destructive Fires | 2037 | 1.0517e-08 | 1.0517e-08 | 9984.8474 | 263.1074 | 9721.74 | 0 | 0 | 0 | 1.0841e-05 | 0.00010501 | 0 | 0.00010501 | 0.00010501 | 0 | 0.00010501 | 0 | 8.701e-06 | 1.9073e-05 | 0 | 1.9073e-05 | 0 | 4.8102e-07 | 9.6203e-07 | 0 | 9.6203e-07 | [12 empty] | 7.3.3.17.5 (Remote Grid) Updates to grid topology to minimize risk of ignition in HFTDs Remote GridWLDFREquipment / facility failureAggregated | WLDFR | HFTD - Distribution - Tier 2 - 2QU CoRE ¦ 3QU LoRE | Red Flag Warning - Catastrophic Fires | Equipment / facility failure | Aggregated | 2037 | 1.954e-05 | 946.5765 | 0.018496 | 2037 | Mitigation | 0.95 | 45 | 0 | esc | 0.00097009 | 1.8956e-08 | 0.00097009 | 1.8956e-08
[79 empty] | WLDFR | HFTD - Distribution - Tier 3 - 1QU CoRE ¦ 5QU LoRE | Red Flag Warning - Destructive Fires | 2038 | 1.0517e-08 | 1.0517e-08 | 10472.8261 | 280.5544 | 10192.2718 | 0 | 0 | 0 | 1.0841e-05 | 0.00011014 | 0 | 0.00011014 | 0.00011014 | 0 | 0.00011014 | 0 | 8.701e-06 | 1.9073e-05 | 0 | 1.9073e-05 | 0 | 5.1232e-07 | 1.0246e-06 | 0 | 1.0246e-06 | [12 empty] | 7.3.3.17.5 (Remote Grid) Updates to grid topology to minimize risk of ignition in HFTDs Remote GridWLDFREquipment / facility failureAggregated | WLDFR | HFTD - Distribution - Tier 2 - 2QU CoRE ¦ 3QU LoRE | Red Flag Warning - Catastrophic Fires | Equipment / facility failure | Aggregated | 2038 | 1.954e-05 | 946.5765 | 0.018496 | 2038 | Mitigation | 0.95 | 45 | 0 | esc | 0.00097009 | 1.8956e-08 | 0.00097009 | 1.8956e-08
[79 empty] | WLDFR | HFTD - Distribution - Tier 3 - 1QU CoRE ¦ 5QU LoRE | Red Flag Warning - Destructive Fires | 2039 | 1.0517e-08 | 1.0517e-08 | 10472.8261 | 280.5544 | 10192.2718 | 0 | 0 | 0 | 1.0841e-05 | 0.00011014 | 0 | 0.00011014 | 0.00011014 | 0 | 0.00011014 | 0 | 8.701e-06 | 1.9073e-05 | 0 | 1.9073e-05 | 0 | 5.1232e-07 | 1.0246e-06 | 0 | 1.0246e-06 | [12 empty] | 7.3.3.17.5 (Remote Grid) Updates to grid topology to minimize risk of ignition in HFTDs Remote GridWLDFREquipment / facility failureAggregated | WLDFR | HFTD - Distribution - Tier 2 - 2QU CoRE ¦ 3QU LoRE | Red Flag Warning - Catastrophic Fires | Equipment / facility failure | Aggregated | 2039 | 1.954e-05 | 946.5765 | 0.018496 | 2039 | Mitigation | 0.95 | 45 | 0 | esc | 0.00097009 | 1.8956e-08 | 0.00097009 | 1.8956e-08
[79 empty] | WLDFR | HFTD - Distribution - Tier 3 - 1QU CoRE ¦ 5QU LoRE | Red Flag Warning - Destructive Fires | 2040 | 1.0517e-08 | 1.0517e-08 | 10472.8261 | 280.5544 | 10192.2718 | 0 | 0 | 0 | 1.0841e-05 | 0.00011014 | 0 | 0.00011014 | 0.00011014 | 0 | 0.00011014 | 0 | 8.701e-06 | 1.9073e-05 | 0 | 1.9073e-05 | 0 | 5.1232e-07 | 1.0246e-06 | 0 | 1.0246e-06 | [12 empty] | 7.3.3.17.5 (Remote Grid) Updates to grid topology to minimize risk of ignition in HFTDs Remote GridWLDFREquipment / facility failureAggregated | WLDFR | HFTD - Distribution - Tier 2 - 2QU CoRE ¦ 3QU LoRE | Red Flag Warning - Catastrophic Fires | Equipment / facility failure | Aggregated | 2040 | 1.954e-05 | 946.5765 | 0.018496 | 2040 | Mitigation | 0.95 | 45 | 0 | esc | 0.00097009 | 1.8956e-08 | 0.00097009 | 1.8956e-08
[79 empty] | WLDFR | HFTD - Distribution - Tier 3 - 1QU CoRE ¦ 5QU LoRE | Red Flag Warning - Destructive Fires | 2041 | 1.0517e-08 | 1.0517e-08 | 10472.8261 | 280.5544 | 10192.2718 | 0 | 0 | 0 | 1.0841e-05 | 0.00011014 | 0 | 0.00011014 | 0.00011014 | 0 | 0.00011014 | 0 | 9.1809e-06 | 2.0125e-05 | 0 | 2.0125e-05 | 0 | 5.1232e-07 | 1.0246e-06 | 0 | 1.0246e-06 | [12 empty] | 7.3.3.17.5 (Remote Grid) Updates to grid topology to minimize risk of ignition in HFTDs Remote GridWLDFREquipment / facility failureAggregated | WLDFR | HFTD - Distribution - Tier 2 - 2QU CoRE ¦ 3QU LoRE | Red Flag Warning - Catastrophic Fires | Equipment / facility failure | Aggregated | 2041 | 1.954e-05 | 946.5765 | 0.018496 | 2041 | Mitigation | 0.95 | 45 | 0 | esc | 0.00097009 | 1.8956e-08 | 0.00097009 | 1.8956e-08
[79 empty] | WLDFR | HFTD - Distribution - Tier 3 - 1QU CoRE ¦ 5QU LoRE | Red Flag Warning - Destructive Fires | 2042 | 1.0517e-08 | 1.0517e-08 | 10472.8261 | 280.5544 | 10192.2718 | 0 | 0 | 0 | 1.0841e-05 | 0.00011014 | 0 | 0.00011014 | 0.00011014 | 0 | 0.00011014 | 0 | 9.1809e-06 | 2.0125e-05 | 0 | 2.0125e-05 | 0 | 0 | 1.0246e-06 | 0 | 1.0246e-06 | [12 empty] | 7.3.3.17.5 (Remote Grid) Updates to grid topology to minimize risk of ignition in HFTDs Remote GridWLDFREquipment / facility failureAggregated | WLDFR | HFTD - Distribution - Tier 2 - 2QU CoRE ¦ 3QU LoRE | Red Flag Warning - Catastrophic Fires | Equipment / facility failure | Aggregated | 2042 | 1.954e-05 | 946.5765 | 0.018496 | 2042 | Mitigation | 0.95 | 45 | 0 | esc | 0.00097009 | 1.8956e-08 | 0.00097009 | 1.8956e-08
[79 empty] | WLDFR | HFTD - Distribution - Tier 3 - 1QU CoRE ¦ 5QU LoRE | Red Flag Warning - Destructive Fires | 2043 | 1.0517e-08 | 1.0517e-08 | 10992.1562 | 299.42 | 10692.7362 | 0 | 0 | 0 | 1.0841e-05 | 0.0001156 | 0 | 0.0001156 | 0.0001156 | 0 | 0.0001156 | 0 | 9.1809e-06 | 2.0125e-05 | 0 | 2.0125e-05 | 0 | 0 | 0 | 0 | 0 | [12 empty] | 7.3.3.17.5 (Remote Grid) Updates to grid topology to minimize risk of ignition in HFTDs Remote GridWLDFREquipment / facility failureAggregated | WLDFR | HFTD - Distribution - Tier 2 - 2QU CoRE ¦ 3QU LoRE | Red Flag Warning - Catastrophic Fires | Equipment / facility failure | Aggregated | 2043 | 1.954e-05 | 946.5765 | 0.018496 | 2043 | Mitigation | 0.95 | 45 | 0 | esc | 0.00097009 | 1.8956e-08 | 0.00097009 | 1.8956e-08
[79 empty] | WLDFR | HFTD - Distribution - Tier 3 - 1QU CoRE ¦ 5QU LoRE | Red Flag Warning - Destructive Fires | 2044 | 1.0517e-08 | 1.0517e-08 | 10992.1562 | 299.42 | 10692.7362 | 0 | 0 | 0 | 1.0841e-05 | 0.0001156 | 0 | 0.0001156 | 0.0001156 | 0 | 0.0001156 | 0 | 9.1809e-06 | 2.0125e-05 | 0 | 2.0125e-05 | 0 | 0 | 0 | 0 | 0 | [12 empty] | 7.3.3.17.5 (Remote Grid) Updates to grid topology to minimize risk of ignition in HFTDs Remote GridWLDFREquipment / facility failureAggregated | WLDFR | HFTD - Distribution - Tier 2 - 2QU CoRE ¦ 3QU LoRE | Red Flag Warning - Catastrophic Fires | Equipment / facility failure | Aggregated | 2044 | 1.954e-05 | 946.5765 | 0.018496 | 2044 | Mitigation | 0.95 | 45 | 0 | esc | 0.00097009 | 1.8956e-08 | 0.00097009 | 1.8956e-08
[79 empty] | WLDFR | HFTD - Distribution - Tier 3 - 1QU CoRE ¦ 5QU LoRE | Red Flag Warning - Destructive Fires | 2045 | 1.0517e-08 | 1.0517e-08 | 10992.1562 | 299.42 | 10692.7362 | 0 | 0 | 0 | 1.0841e-05 | 0.0001156 | 0 | 0.0001156 | 0.0001156 | 0 | 0.0001156 | 0 | 9.1809e-06 | 2.0125e-05 | 0 | 2.0125e-05 | 0 | 4.4914e-06 | 0 | 0 | 0 | [12 empty] | 7.3.3.17.5 (Remote Grid) Updates to grid topology to minimize risk of ignition in HFTDs Remote GridWLDFREquipment / facility failureAggregated | WLDFR | HFTD - Distribution - Tier 2 - 2QU CoRE ¦ 3QU LoRE | Red Flag Warning - Catastrophic Fires | Equipment / facility failure | Aggregated | 2045 | 1.954e-05 | 946.5765 | 0.018496 | 2045 | Mitigation | 0.95 | 45 | 0 | esc | 0.00097009 | 1.8956e-08 | 0.00097009 | 1.8956e-08
[79 empty] | WLDFR | HFTD - Distribution - Tier 3 - 1QU CoRE ¦ 5QU LoRE | Red Flag Warning - Destructive Fires | 2046 | 1.0517e-08 | 1.0517e-08 | 10992.1562 | 299.42 | 10692.7362 | 0 | 0 | 0 | 1.0841e-05 | 0.0001156 | 0 | 0.0001156 | 0.0001156 | 0 | 0.0001156 | 0 | 9.7268e-06 | 2.1321e-05 | 0 | 2.1321e-05 | 0 | 4.636e-06 | 9.2721e-06 | 0 | 9.2721e-06 | [12 empty] | 7.3.3.17.5 (Remote Grid) Updates to grid topology to minimize risk of ignition in HFTDs Remote GridWLDFREquipment / facility failureAggregated | WLDFR | HFTD - Distribution - Tier 2 - 2QU CoRE ¦ 3QU LoRE | Red Flag Warning - Catastrophic Fires | Equipment / facility failure | Aggregated | 2046 | 1.954e-05 | 946.5765 | 0.018496 | 2046 | Mitigation | 0.95 | 45 | 0 | esc | 0.00097009 | 1.8956e-08 | 0.00097009 | 1.8956e-08
[79 empty] | WLDFR | HFTD - Distribution - Tier 3 - 1QU CoRE ¦ 5QU LoRE | Red Flag Warning - Destructive Fires | 2047 | 1.0517e-08 | 1.0517e-08 | 10992.1562 | 299.42 | 10692.7362 | 0 | 0 | 0 | 1.0841e-05 | 0.0001156 | 0 | 0.0001156 | 0.0001156 | 0 | 0.0001156 | 0 | 9.7268e-06 | 2.1321e-05 | 0 | 2.1321e-05 | 0 | 4.636e-06 | 9.2721e-06 | 0 | 9.2721e-06 | [12 empty] | 7.3.3.17.5 (Remote Grid) Updates to grid topology to minimize risk of ignition in HFTDs Remote GridWLDFREquipment / facility failureAggregated | WLDFR | HFTD - Distribution - Tier 2 - 2QU CoRE ¦ 3QU LoRE | Red Flag Warning - Catastrophic Fires | Equipment / facility failure | Aggregated | 2047 | 1.954e-05 | 946.5765 | 0.018496 | 2047 | Mitigation | 0.95 | 45 | 0 | esc | 0.00097009 | 1.8956e-08 | 0.00097009 | 1.8956e-08
[79 empty] | WLDFR | HFTD - Distribution - Tier 3 - 1QU CoRE ¦ 5QU LoRE | Red Flag Warning - Destructive Fires | 2048 | 1.0517e-08 | 1.0517e-08 | 11536.0538 | 319.4911 | 11216.5626 | 0 | 0 | 0 | 1.0841e-05 | 0.00012132 | 0 | 0.00012132 | 0.00012132 | 0 | 0.00012132 | 0 | 9.7268e-06 | 2.1321e-05 | 0 | 2.1321e-05 | 0 | 4.636e-06 | 9.2721e-06 | 0 | 9.2721e-06 | [12 empty] | 7.3.3.17.5 (Remote Grid) Updates to grid topology to minimize risk of ignition in HFTDs Remote GridWLDFREquipment / facility failureAggregated | WLDFR | HFTD - Distribution - Tier 2 - 2QU CoRE ¦ 3QU LoRE | Red Flag Warning - Catastrophic Fires | Equipment / facility failure | Aggregated | 2048 | 1.954e-05 | 946.5765 | 0.018496 | 2048 | Mitigation | 0.95 | 45 | 0 | esc | 0.00097009 | 1.8956e-08 | 0.00097009 | 1.8956e-08
[79 empty] | WLDFR | HFTD - Distribution - Tier 3 - 1QU CoRE ¦ 5QU LoRE | Red Flag Warning - Destructive Fires | 2049 | 1.0517e-08 | 1.0517e-08 | 11536.0538 | 319.4911 | 11216.5626 | 0 | 0 | 0 | 1.0841e-05 | 0.00012132 | 0 | 0.00012132 | 0.00012132 | 0 | 0.00012132 | 0 | 9.7268e-06 | 2.1321e-05 | 0 | 2.1321e-05 | 0 | 4.636e-06 | 9.2721e-06 | 0 | 9.2721e-06 | [12 empty] | 7.3.3.17.5 (Remote Grid) Updates to grid topology to minimize risk of ignition in HFTDs Remote GridWLDFREquipment / facility failureAggregated | WLDFR | HFTD - Distribution - Tier 2 - 2QU CoRE ¦ 3QU LoRE | Red Flag Warning - Catastrophic Fires | Equipment / facility failure | Aggregated | 2049 | 1.954e-05 | 946.5765 | 0.018496 | 2049 | Mitigation | 0.95 | 45 | 0 | esc | 0.00097009 | 1.8956e-08 | 0.00097009 | 1.8956e-08
[79 empty] | WLDFR | HFTD - Distribution - Tier 3 - 1QU CoRE ¦ 5QU LoRE | Red Flag Warning - Destructive Fires | 2050 | 1.0517e-08 | 1.0517e-08 | 11536.0538 | 319.4911 | 11216.5626 | 0 | 0 | 0 | 1.0841e-05 | 0.00012132 | 0 | 0.00012132 | 0.00012132 | 0 | 0.00012132 | 0 | 9.7268e-06 | 2.1321e-05 | 0 | 2.1321e-05 | 0 | 4.636e-06 | 9.2721e-06 | 0 | 9.2721e-06 | [12 empty] | 7.3.3.17.5 (Remote Grid) Updates to grid topology to minimize risk of ignition in HFTDs Remote GridWLDFREquipment / facility failureAggregated | WLDFR | HFTD - Distribution - Tier 2 - 2QU CoRE ¦ 3QU LoRE | Red Flag Warning - Catastrophic Fires | Equipment / facility failure | Aggregated | 2050 | 1.954e-05 | 946.5765 | 0.018496 | 2050 | Mitigation | 0.95 | 45 | 0 | esc | 0.00097009 | 1.8956e-08 | 0.00097009 | 1.8956e-08
[79 empty] | WLDFR | HFTD - Distribution - Tier 3 - 1QU CoRE ¦ 5QU LoRE | Red Flag Warning - Destructive Fires | 2051 | 1.0517e-08 | 1.0517e-08 | 11536.0538 | 319.4911 | 11216.5626 | 0 | 0 | 0 | 1.0841e-05 | 0.00012132 | 0 | 0.00012132 | 0.00012132 | 0 | 0.00012132 | 0 | 1.0334e-05 | 2.2653e-05 | 0 | 2.2653e-05 | 0 | 4.8204e-06 | 9.6408e-06 | 0 | 9.6408e-06 | [12 empty] | 7.3.3.17.5 (Remote Grid) Updates to grid topology to minimize risk of ignition in HFTDs Remote GridWLDFREquipment / facility failureAggregated | WLDFR | HFTD - Distribution - Tier 2 - 2QU CoRE ¦ 3QU LoRE | Red Flag Warning - Catastrophic Fires | Equipment / facility failure | Aggregated | 2051 | 1.954e-05 | 946.5765 | 0.018496 | 2051 | Mitigation | 0.95 | 45 | 0 | esc | 0.00097009 | 1.8956e-08 | 0.00097009 | 1.8956e-08
[79 empty] | WLDFR | HFTD - Distribution - Tier 3 - 1QU CoRE ¦ 5QU LoRE | Red Flag Warning - Destructive Fires | 2052 | 1.0517e-08 | 1.0517e-08 | 11536.0538 | 319.4911 | 11216.5626 | 0 | 0 | 0 | 1.0841e-05 | 0.00012132 | 0 | 0.00012132 | 0.00012132 | 0 | 0.00012132 | 0 | 1.0334e-05 | 2.2653e-05 | 0 | 2.2653e-05 | 0 | 4.8204e-06 | 9.6408e-06 | 0 | 9.6408e-06 | [12 empty] | 7.3.3.17.5 (Remote Grid) Updates to grid topology to minimize risk of ignition in HFTDs Remote GridWLDFREquipment / facility failureAggregated | WLDFR | HFTD - Distribution - Tier 2 - 2QU CoRE ¦ 3QU LoRE | Red Flag Warning - Catastrophic Fires | Equipment / facility failure | Aggregated | 2052 | 1.954e-05 | 946.5765 | 0.018496 | 2052 | Mitigation | 0.95 | 45 | 0 | esc | 0.00097009 | 1.8956e-08 | 0.00097009 | 1.8956e-08
[79 empty] | WLDFR | HFTD - Distribution - Tier 3 - 1QU CoRE ¦ 5QU LoRE | Red Flag Warning - Destructive Fires | 2053 | 1.0517e-08 | 1.0517e-08 | 12097.6769 | 340.5356 | 11757.1413 | 0 | 0 | 0 | 1.0841e-05 | 0.00012723 | 0 | 0.00012723 | 0.00012723 | 0 | 0.00012723 | 0 | 1.0334e-05 | 2.2653e-05 | 0 | 2.2653e-05 | 0 | 4.8204e-06 | 9.6408e-06 | 0 | 9.6408e-06 | [12 empty] | 7.3.3.17.5 (Remote Grid) Updates to grid topology to minimize risk of ignition in HFTDs Remote GridWLDFREquipment / facility failureAggregated | WLDFR | HFTD - Distribution - Tier 2 - 2QU CoRE ¦ 3QU LoRE | Red Flag Warning - Catastrophic Fires | Equipment / facility failure | Aggregated | 2053 | 1.954e-05 | 946.5765 | 0.018496 | 2053 | Mitigation | 0.95 | 45 | 0 | esc | 0.00097009 | 1.8956e-08 | 0.00097009 | 1.8956e-08
[79 empty] | WLDFR | HFTD - Distribution - Tier 3 - 1QU CoRE ¦ 5QU LoRE | Red Flag Warning - Destructive Fires | 2054 | 1.0517e-08 | 1.0517e-08 | 12097.6769 | 340.5356 | 11757.1413 | 0 | 0 | 0 | 1.0841e-05 | 0.00012723 | 0 | 0.00012723 | 0.00012723 | 0 | 0.00012723 | 0 | 1.0334e-05 | 2.2653e-05 | 0 | 2.2653e-05 | 0 | 4.8204e-06 | 9.6408e-06 | 0 | 9.6408e-06 | [12 empty] | 7.3.3.17.5 (Remote Grid) Updates to grid topology to minimize risk of ignition in HFTDs Remote GridWLDFREquipment / facility failureAggregated | WLDFR | HFTD - Distribution - Tier 2 - 2QU CoRE ¦ 3QU LoRE | Red Flag Warning - Catastrophic Fires | Equipment / facility failure | Aggregated | 2054 | 1.954e-05 | 946.5765 | 0.018496 | 2054 | Mitigation | 0.95 | 45 | 0 | esc | 0.00097009 | 1.8956e-08 | 0.00097009 | 1.8956e-08
[79 empty] | WLDFR | HFTD - Distribution - Tier 3 - 1QU CoRE ¦ 5QU LoRE | Red Flag Warning - Destructive Fires | 2055 | 1.0517e-08 | 1.0517e-08 | 12097.6769 | 340.5356 | 11757.1413 | 0 | 0 | 0 | 1.0841e-05 | 0.00012723 | 0 | 0.00012723 | 0.00012723 | 0 | 0.00012723 | 0 | 1.0334e-05 | 2.2653e-05 | 0 | 2.2653e-05 | 0 | 4.8204e-06 | 9.6408e-06 | 0 | 9.6408e-06 | [12 empty] | 7.3.3.17.5 (Remote Grid) Updates to grid topology to minimize risk of ignition in HFTDs Remote GridWLDFREquipment / facility failureAggregated | WLDFR | HFTD - Distribution - Tier 2 - 2QU CoRE ¦ 3QU LoRE | Red Flag Warning - Catastrophic Fires | Equipment / facility failure | Aggregated | 2055 | 1.954e-05 | 946.5765 | 0.018496 | 2055 | Mitigation | 0.95 | 45 | 0 | esc | 0.00097009 | 1.8956e-08 | 0.00097009 | 1.8956e-08
[79 empty] | WLDFR | HFTD - Distribution - Tier 3 - 1QU CoRE ¦ 5QU LoRE | Red Flag Warning - Destructive Fires | 2056 | 1.0517e-08 | 1.0517e-08 | 12097.6769 | 340.5356 | 11757.1413 | 0 | 0 | 0 | 1.0841e-05 | 0.00012723 | 0 | 0.00012723 | 0.00012723 | 0 | 0.00012723 | 0 | 1.0999e-05 | 2.411e-05 | 0 | 2.411e-05 | 0 | 5.0282e-06 | 1.0056e-05 | 0 | 1.0056e-05 | [12 empty] | 7.3.3.17.5 (Remote Grid) Updates to grid topology to minimize risk of ignition in HFTDs Remote GridWLDFREquipment / facility failureAggregated | WLDFR | HFTD - Distribution - Tier 2 - 2QU CoRE ¦ 3QU LoRE | Red Flag Warning - Catastrophic Fires | Equipment / facility failure | Aggregated | 2056 | 1.954e-05 | 946.5765 | 0.018496 | 2056 | Mitigation | 0.95 | 45 | 0 | esc | 0.00097009 | 1.8956e-08 | 0.00097009 | 1.8956e-08
[79 empty] | WLDFR | HFTD - Distribution - Tier 3 - 1QU CoRE ¦ 5QU LoRE | Red Flag Warning - Destructive Fires | 2057 | 1.0517e-08 | 1.0517e-08 | 12097.6769 | 340.5356 | 11757.1413 | 0 | 0 | 0 | 1.0841e-05 | 0.00012723 | 0 | 0.00012723 | 0.00012723 | 0 | 0.00012723 | 0 | 1.0999e-05 | 2.411e-05 | 0 | 2.411e-05 | 0 | 5.0282e-06 | 1.0056e-05 | 0 | 1.0056e-05 | [12 empty] | 7.3.3.17.5 (Remote Grid) Updates to grid topology to minimize risk of ignition in HFTDs Remote GridWLDFREquipment / facility failureAggregated | WLDFR | HFTD - Distribution - Tier 2 - 2QU CoRE ¦ 3QU LoRE | Red Flag Warning - Catastrophic Fires | Equipment / facility failure | Aggregated | 2057 | 1.954e-05 | 946.5765 | 0.018496 | 2057 | Mitigation | 0.95 | 45 | 0 | esc | 0.00097009 | 1.8956e-08 | 0.00097009 | 1.8956e-08
[79 empty] | WLDFR | HFTD - Distribution - Tier 3 - 1QU CoRE ¦ 5QU LoRE | Red Flag Warning - Destructive Fires | 2058 | 1.0517e-08 | 1.0517e-08 | 12670.1796 | 362.3049 | 12307.8747 | 0 | 0 | 0 | 1.0841e-05 | 0.00013325 | 0 | 0.00013325 | 0.00013325 | 0 | 0.00013325 | 0 | 1.0999e-05 | 2.411e-05 | 0 | 2.411e-05 | 0 | 5.0282e-06 | 1.0056e-05 | 0 | 1.0056e-05 | [12 empty] | 7.3.3.17.5 (Remote Grid) Updates to grid topology to minimize risk of ignition in HFTDs Remote GridWLDFREquipment / facility failureAggregated | WLDFR | HFTD - Distribution - Tier 2 - 2QU CoRE ¦ 3QU LoRE | Red Flag Warning - Catastrophic Fires | Equipment / facility failure | Aggregated | 2058 | 1.954e-05 | 946.5765 | 0.018496 | 2058 | Mitigation | 0.95 | 45 | 0 | esc | 0.00097009 | 1.8956e-08 | 0.00097009 | 1.8956e-08
[79 empty] | WLDFR | HFTD - Distribution - Tier 3 - 1QU CoRE ¦ 5QU LoRE | Red Flag Warning - Destructive Fires | 2059 | 1.0517e-08 | 1.0517e-08 | 12670.1796 | 362.3049 | 12307.8747 | 0 | 0 | 0 | 1.0841e-05 | 0.00013325 | 0 | 0.00013325 | 0.00013325 | 0 | 0.00013325 | 0 | 1.0999e-05 | 2.411e-05 | 0 | 2.411e-05 | 0 | 5.0282e-06 | 1.0056e-05 | 0 | 1.0056e-05 | [12 empty] | 7.3.3.17.5 (Remote Grid) Updates to grid topology to minimize risk of ignition in HFTDs Remote GridWLDFREquipment / facility failureAggregated | WLDFR | HFTD - Distribution - Tier 2 - 2QU CoRE ¦ 3QU LoRE | Red Flag Warning - Catastrophic Fires | Equipment / facility failure | Aggregated | 2059 | 1.954e-05 | 946.5765 | 0.018496 | 2059 | Mitigation | 0.95 | 45 | 0 | esc | 0.00097009 | 1.8956e-08 | 0.00097009 | 1.8956e-08
[79 empty] | WLDFR | HFTD - Distribution - Tier 3 - 1QU CoRE ¦ 5QU LoRE | Red Flag Warning - Destructive Fires | 2060 | 1.0517e-08 | 1.0517e-08 | 12670.1796 | 362.3049 | 12307.8747 | 0 | 0 | 0 | 1.0841e-05 | 0.00013325 | 0 | 0.00013325 | 0.00013325 | 0 | 0.00013325 | 0 | 1.0999e-05 | 2.411e-05 | 0 | 2.411e-05 | 0 | 5.0282e-06 | 1.0056e-05 | 0 | 1.0056e-05 | [12 empty] | 7.3.3.17.5 (Remote Grid) Updates to grid topology to minimize risk of ignition in HFTDs Remote GridWLDFREquipment / facility failureAggregated | WLDFR | HFTD - Distribution - Tier 2 - 2QU CoRE ¦ 3QU LoRE | Red Flag Warning - Catastrophic Fires | Equipment / facility failure | Aggregated | 2060 | 1.954e-05 | 946.5765 | 0.018496 | 2060 | Mitigation | 0.95 | 45 | 0 | esc | 0.00097009 | 1.8956e-08 | 0.00097009 | 1.8956e-08
[79 empty] | WLDFR | HFTD - Distribution - Tier 3 - 1QU CoRE ¦ 5QU LoRE | Red Flag Warning - Destructive Fires | 2061 | 1.0517e-08 | 1.0517e-08 | 12670.1796 | 362.3049 | 12307.8747 | 0 | 0 | 0 | 1.0841e-05 | 0.00013325 | 0 | 0.00013325 | 0.00013325 | 0 | 0.00013325 | 0 | 1.1715e-05 | 2.5679e-05 | 0 | 2.5679e-05 | 0 | 5.2573e-06 | 1.0515e-05 | 0 | 1.0515e-05 | [12 empty] | 7.3.3.17.5 (Remote Grid) Updates to grid topology to minimize risk of ignition in HFTDs Remote GridWLDFREquipment / facility failureAggregated | WLDFR | HFTD - Distribution - Tier 2 - 2QU CoRE ¦ 3QU LoRE | Red Flag Warning - Catastrophic Fires | Equipment / facility failure | Aggregated | 2061 | 1.954e-05 | 946.5765 | 0.018496 | 2061 | Mitigation | 0.95 | 45 | 0 | esc | 0.00097009 | 1.8956e-08 | 0.00097009 | 1.8956e-08
[79 empty] | WLDFR | HFTD - Distribution - Tier 3 - 1QU CoRE ¦ 5QU LoRE | Red Flag Warning - Destructive Fires | 2062 | 1.0517e-08 | 1.0517e-08 | 12670.1796 | 362.3049 | 12307.8747 | 0 | 0 | 0 | 1.0841e-05 | 0.00013325 | 0 | 0.00013325 | 0.00013325 | 0 | 0.00013325 | 0 | 1.1715e-05 | 2.5679e-05 | 0 | 2.5679e-05 | 0 | 5.2573e-06 | 1.0515e-05 | 0 | 1.0515e-05 | [12 empty] | 7.3.3.17.5 (Remote Grid) Updates to grid topology to minimize risk of ignition in HFTDs Remote GridWLDFREquipment / facility failureAggregated | WLDFR | HFTD - Distribution - Tier 2 - 2QU CoRE ¦ 3QU LoRE | Red Flag Warning - Catastrophic Fires | Equipment / facility failure | Aggregated | 2062 | 1.954e-05 | 946.5765 | 0.018496 | 2062 | Mitigation | 0.95 | 45 | 0 | esc | 0.00097009 | 1.8956e-08 | 0.00097009 | 1.8956e-08
[79 empty] | WLDFR | HFTD - Distribution - Tier 3 - 1QU CoRE ¦ 5QU LoRE | Red Flag Warning - Destructive Fires | 2063 | 1.0517e-08 | 1.0517e-08 | 13246.6313 | 384.5316 | 12862.0997 | 0 | 0 | 0 | 1.0841e-05 | 0.00013931 | 0 | 0.00013931 | 0.00013931 | 0 | 0.00013931 | 0 | 1.1715e-05 | 2.5679e-05 | 0 | 2.5679e-05 | 0 | 5.2573e-06 | 1.0515e-05 | 0 | 1.0515e-05 | [12 empty] | 7.3.3.17.5 (Remote Grid) Updates to grid topology to minimize risk of ignition in HFTDs Remote GridWLDFREquipment / facility failureAggregated | WLDFR | HFTD - Distribution - Tier 2 - 2QU CoRE ¦ 3QU LoRE | Red Flag Warning - Catastrophic Fires | Equipment / facility failure | Aggregated | 2063 | 1.954e-05 | 946.5765 | 0.018496 | 2063 | Mitigation | 0.95 | 45 | 0 | esc | 0.00097009 | 1.8956e-08 | 0.00097009 | 1.8956e-08
[79 empty] | WLDFR | HFTD - Distribution - Tier 3 - 1QU CoRE ¦ 5QU LoRE | Red Flag Warning - Destructive Fires | 2064 | 1.0517e-08 | 1.0517e-08 | 13246.6313 | 384.5316 | 12862.0997 | 0 | 0 | 0 | 1.0841e-05 | 0.00013931 | 0 | 0.00013931 | 0.00013931 | 0 | 0.00013931 | 0 | 1.1715e-05 | 2.5679e-05 | 0 | 2.5679e-05 | 0 | 5.2573e-06 | 1.0515e-05 | 0 | 1.0515e-05 | [12 empty] | 7.3.3.17.5 (Remote Grid) Updates to grid topology to minimize risk of ignition in HFTDs Remote GridWLDFREquipment / facility failureAggregated | WLDFR | HFTD - Distribution - Tier 2 - 2QU CoRE ¦ 3QU LoRE | Red Flag Warning - Catastrophic Fires | Equipment / facility failure | Aggregated | 2064 | 1.954e-05 | 946.5765 | 0.018496 | 2064 | Mitigation | 0.95 | 45 | 0 | esc | 0.00097009 | 1.8956e-08 | 0.00097009 | 1.8956e-08
[79 empty] | WLDFR | HFTD - Distribution - Tier 3 - 1QU CoRE ¦ 5QU LoRE | Red Flag Warning - Destructive Fires | 2065 | 1.0517e-08 | 1.0517e-08 | 13246.6313 | 384.5316 | 12862.0997 | 0 | 0 | 0 | 1.0841e-05 | 0.00013931 | 0 | 0.00013931 | 0.00013931 | 0 | 0.00013931 | 0 | 1.1715e-05 | 2.5679e-05 | 0 | 2.5679e-05 | 0 | 5.2573e-06 | 1.0515e-05 | 0 | 1.0515e-05 | [12 empty] | 7.3.3.17.5 (Remote Grid) Updates to grid topology to minimize risk of ignition in HFTDs Remote GridWLDFREquipment / facility failureAggregated | WLDFR | HFTD - Distribution - Tier 2 - 2QU CoRE ¦ 3QU LoRE | Red Flag Warning - Catastrophic Fires | Equipment / facility failure | Aggregated | 2065 | 1.954e-05 | 946.5765 | 0.018496 | 2065 | Mitigation | 0.95 | 45 | 0 | esc | 0.00097009 | 1.8956e-08 | 0.00097009 | 1.8956e-08
[79 empty] | WLDFR | HFTD - Distribution - Tier 3 - 1QU CoRE ¦ 5QU LoRE | Red Flag Warning - Destructive Fires | 2066 | 1.0517e-08 | 1.0517e-08 | 13246.6313 | 384.5316 | 12862.0997 | 0 | 0 | 0 | 1.0841e-05 | 0.00013931 | 0 | 0.00013931 | 0.00013931 | 0 | 0.00013931 | 0 | 1.2476e-05 | 2.7347e-05 | 0 | 2.7347e-05 | 0 | 5.5053e-06 | 1.1011e-05 | 0 | 1.1011e-05 | [12 empty] | 7.3.3.17.5 (Remote Grid) Updates to grid topology to minimize risk of ignition in HFTDs Remote GridWLDFREquipment / facility failureAggregated | WLDFR | HFTD - Distribution - Tier 2 - 2QU CoRE ¦ 3QU LoRE | Red Flag Warning - Catastrophic Fires | Equipment / facility failure | Aggregated | 2066 | 1.954e-05 | 946.5765 | 0.018496 | 2066 | Mitigation | 0.95 | 45 | 0 | esc | 0.00097009 | 1.8956e-08 | 0.00097009 | 1.8956e-08
[79 empty] | WLDFR | HFTD - Distribution - Tier 3 - 1QU CoRE ¦ 5QU LoRE | Red Flag Warning - Destructive Fires | 2067 | 0 | 1.0517e-08 | 13246.6313 | 384.5316 | 12862.0997 | 0 | 0 | 0 | 1.0841e-05 | 0 | 0 | 0 | 0.00013931 | 0 | 0.00013931 | 0 | 1.2476e-05 | 2.7347e-05 | 0 | 2.7347e-05 | 0 | 5.5053e-06 | 1.1011e-05 | 0 | 1.1011e-05 | [12 empty] | 7.3.3.17.5 (Remote Grid) Updates to grid topology to minimize risk of ignition in HFTDs Remote GridWLDFREquipment / facility failureAggregated | WLDFR | HFTD - Distribution - Tier 2 - 2QU CoRE ¦ 3QU LoRE | Red Flag Warning - Catastrophic Fires | Equipment / facility failure | Aggregated | 2067 | 1.954e-05 | 946.5765 | 0.018496 | 2067 | Mitigation | 0.95 | 45 | 0 | esc | 0 | 0 | 0.00097009 | 1.8956e-08
[79 empty] | WLDFR | HFTD - Distribution - Tier 3 - 1QU CoRE ¦ 5QU LoRE | Red Flag Warning - Large Fires | 2022 | 3.5081e-08 | 0 | 5.2406 | 0.69642 | 2.942 | 1.6022 | 0 | 0 | 3.6163e-05 | 1.8385e-07 | 0 | 1.8385e-07 | 0 | 0 | 0 | 0 | 1.2476e-05 | 2.7347e-05 | 0 | 2.7347e-05 | 0 | 5.5053e-06 | 1.1011e-05 | 0 | 1.1011e-05 | [12 empty] | 7.3.3.17.5 (Remote Grid) Updates to grid topology to minimize risk of ignition in HFTDs Remote GridWLDFRVegetation ContactAggregated | WLDFR | HFTD - Distribution - Tier 2 - 2QU CoRE ¦ 3QU LoRE | Red Flag Warning - Catastrophic Fires | Vegetation Contact | Aggregated | 2022 | 4.6849e-05 | 946.5765 | 0.044346 | 2022 | Mitigation | 0.95 | 45 | 0 | esc | 0.00097009 | 4.5448e-08 | 0 | 0
[79 empty] | WLDFR | HFTD - Distribution - Tier 3 - 1QU CoRE ¦ 5QU LoRE | Red Flag Warning - Large Fires | 2023 | 3.5081e-08 | 3.5081e-08 | 5.475 | 0.71896 | 3.0715 | 1.6846 | 0 | 0 | 3.6163e-05 | 1.9207e-07 | 0 | 1.9207e-07 | 1.9207e-07 | 0 | 1.9207e-07 | 0 | 1.2476e-05 | 2.7347e-05 | 0 | 2.7347e-05 | 0 | 5.5053e-06 | 1.1011e-05 | 0 | 1.1011e-05 | [12 empty] | 7.3.3.17.5 (Remote Grid) Updates to grid topology to minimize risk of ignition in HFTDs Remote GridWLDFRVegetation ContactAggregated | WLDFR | HFTD - Distribution - Tier 2 - 2QU CoRE ¦ 3QU LoRE | Red Flag Warning - Catastrophic Fires | Vegetation Contact | Aggregated | 2023 | 4.6849e-05 | 946.5765 | 0.044346 | 2023 | Mitigation | 0.95 | 45 | 0 | esc | 0.00097009 | 4.5448e-08 | 0.00097009 | 4.5448e-08
[79 empty] | WLDFR | HFTD - Distribution - Tier 3 - 1QU CoRE ¦ 5QU LoRE | Red Flag Warning - Large Fires | 2024 | 3.5081e-08 | 3.5081e-08 | 5.475 | 0.71896 | 3.0715 | 1.6846 | 0 | 0 | 3.6163e-05 | 1.9207e-07 | 0 | 1.9207e-07 | 1.9207e-07 | 0 | 1.9207e-07 | 0 | 1.2476e-05 | 2.7347e-05 | 0 | 2.7347e-05 | 0 | 5.5053e-06 | 1.1011e-05 | 0 | 1.1011e-05 | [12 empty] | 7.3.3.17.5 (Remote Grid) Updates to grid topology to minimize risk of ignition in HFTDs Remote GridWLDFRVegetation ContactAggregated | WLDFR | HFTD - Distribution - Tier 2 - 2QU CoRE ¦ 3QU LoRE | Red Flag Warning - Catastrophic Fires | Vegetation Contact | Aggregated | 2024 | 4.6849e-05 | 946.5765 | 0.044346 | 2024 | Mitigation | 0.95 | 45 | 0 | esc | 0.00097009 | 4.5448e-08 | 0.00097009 | 4.5448e-08
[79 empty] | WLDFR | HFTD - Distribution - Tier 3 - 1QU CoRE ¦ 5QU LoRE | Red Flag Warning - Large Fires | 2025 | 3.5081e-08 | 3.5081e-08 | 5.475 | 0.71896 | 3.0715 | 1.6846 | 0 | 0 | 3.6163e-05 | 1.9207e-07 | 0 | 1.9207e-07 | 1.9207e-07 | 0 | 1.9207e-07 | 0 | 1.3274e-05 | 2.9096e-05 | 0 | 2.9096e-05 | 0 | 5.7697e-06 | 1.1539e-05 | 0 | 1.1539e-05 | [12 empty] | 7.3.3.17.5 (Remote Grid) Updates to grid topology to minimize risk of ignition in HFTDs Remote GridWLDFRVegetation ContactAggregated | WLDFR | HFTD - Distribution - Tier 2 - 2QU CoRE ¦ 3QU LoRE | Red Flag Warning - Catastrophic Fires | Vegetation Contact | Aggregated | 2025 | 4.6849e-05 | 946.5765 | 0.044346 | 2025 | Mitigation | 0.95 | 45 | 0 | esc | 0.00097009 | 4.5448e-08 | 0.00097009 | 4.5448e-08
[79 empty] | WLDFR | HFTD - Distribution - Tier 3 - 1QU CoRE ¦ 5QU LoRE | Red Flag Warning - Large Fires | 2026 | 3.5081e-08 | 3.5081e-08 | 5.475 | 0.71896 | 3.0715 | 1.6846 | 0 | 0 | 3.6163e-05 | 1.9207e-07 | 0 | 1.9207e-07 | 1.9207e-07 | 0 | 1.9207e-07 | 0 | 1.3274e-05 | 2.9096e-05 | 0 | 2.9096e-05 | 0 | 5.7697e-06 | 1.1539e-05 | 0 | 1.1539e-05 | [12 empty] | 7.3.3.17.5 (Remote Grid) Updates to grid topology to minimize risk of ignition in HFTDs Remote GridWLDFRVegetation ContactAggregated | WLDFR | HFTD - Distribution - Tier 2 - 2QU CoRE ¦ 3QU LoRE | Red Flag Warning - Catastrophic Fires | Vegetation Contact | Aggregated | 2026 | 4.6849e-05 | 946.5765 | 0.044346 | 2026 | Mitigation | 0.95 | 45 | 0 | esc | 0.00097009 | 4.5448e-08 | 0.00097009 | 4.5448e-08
[79 empty] | WLDFR | HFTD - Distribution - Tier 3 - 1QU CoRE ¦ 5QU LoRE | Red Flag Warning - Large Fires | 2027 | 3.5081e-08 | 3.5081e-08 | 5.475 | 0.71896 | 3.0715 | 1.6846 | 0 | 0 | 3.6163e-05 | 1.9207e-07 | 0 | 1.9207e-07 | 1.9207e-07 | 0 | 1.9207e-07 | 0 | 1.3274e-05 | 2.9096e-05 | 0 | 2.9096e-05 | 0 | 5.7697e-06 | 1.1539e-05 | 0 | 1.1539e-05 | [12 empty] | 7.3.3.17.5 (Remote Grid) Updates to grid topology to minimize risk of ignition in HFTDs Remote GridWLDFRVegetation ContactAggregated | WLDFR | HFTD - Distribution - Tier 2 - 2QU CoRE ¦ 3QU LoRE | Red Flag Warning - Catastrophic Fires | Vegetation Contact | Aggregated | 2027 | 4.6849e-05 | 946.5765 | 0.044346 | 2027 | Mitigation | 0.95 | 45 | 0 | esc | 0.00097009 | 4.5448e-08 | 0.00097009 | 4.5448e-08
[79 empty] | WLDFR | HFTD - Distribution - Tier 3 - 1QU CoRE ¦ 5QU LoRE | Red Flag Warning - Large Fires | 2028 | 3.5081e-08 | 3.5081e-08 | 5.777 | 0.74734 | 3.238 | 1.7917 | 0 | 0 | 3.6163e-05 | 2.0267e-07 | 0 | 2.0267e-07 | 2.0267e-07 | 0 | 2.0267e-07 | 0 | 1.3274e-05 | 2.9096e-05 | 0 | 2.9096e-05 | 0 | 5.7697e-06 | 1.1539e-05 | 0 | 1.1539e-05 | [12 empty] | 7.3.3.17.5 (Remote Grid) Updates to grid topology to minimize risk of ignition in HFTDs Remote GridWLDFRVegetation ContactAggregated | WLDFR | HFTD - Distribution - Tier 2 - 2QU CoRE ¦ 3QU LoRE | Red Flag Warning - Catastrophic Fires | Vegetation Contact | Aggregated | 2028 | 4.6849e-05 | 946.5765 | 0.044346 | 2028 | Mitigation | 0.95 | 45 | 0 | esc | 0.00097009 | 4.5448e-08 | 0.00097009 | 4.5448e-08
[79 empty] | WLDFR | HFTD - Distribution - Tier 3 - 1QU CoRE ¦ 5QU LoRE | Red Flag Warning - Large Fires | 2029 | 3.5081e-08 | 3.5081e-08 | 5.777 | 0.74734 | 3.238 | 1.7917 | 0 | 0 | 3.6163e-05 | 2.0267e-07 | 0 | 2.0267e-07 | 2.0267e-07 | 0 | 2.0267e-07 | 0 | 1.3274e-05 | 2.9096e-05 | 0 | 2.9096e-05 | 0 | 0 | 1.1539e-05 | 0 | 1.1539e-05 | [12 empty] | 7.3.3.17.5 (Remote Grid) Updates to grid topology to minimize risk of ignition in HFTDs Remote GridWLDFRVegetation ContactAggregated | WLDFR | HFTD - Distribution - Tier 2 - 2QU CoRE ¦ 3QU LoRE | Red Flag Warning - Catastrophic Fires | Vegetation Contact | Aggregated | 2029 | 4.6849e-05 | 946.5765 | 0.044346 | 2029 | Mitigation | 0.95 | 45 | 0 | esc | 0.00097009 | 4.5448e-08 | 0.00097009 | 4.5448e-08
[79 empty] | WLDFR | HFTD - Distribution - Tier 3 - 1QU CoRE ¦ 5QU LoRE | Red Flag Warning - Large Fires | 2030 | 3.5081e-08 | 3.5081e-08 | 5.777 | 0.74734 | 3.238 | 1.7917 | 0 | 0 | 3.6163e-05 | 2.0267e-07 | 0 | 2.0267e-07 | 2.0267e-07 | 0 | 2.0267e-07 | 0 | 1.41e-05 | 3.0907e-05 | 0 | 3.0907e-05 | 0 | 0 | 0 | 0 | 0 | [12 empty] | 7.3.3.17.5 (Remote Grid) Updates to grid topology to minimize risk of ignition in HFTDs Remote GridWLDFRVegetation ContactAggregated | WLDFR | HFTD - Distribution - Tier 2 - 2QU CoRE ¦ 3QU LoRE | Red Flag Warning - Catastrophic Fires | Vegetation Contact | Aggregated | 2030 | 4.6849e-05 | 946.5765 | 0.044346 | 2030 | Mitigation | 0.95 | 45 | 0 | esc | 0.00097009 | 4.5448e-08 | 0.00097009 | 4.5448e-08
[79 empty] | WLDFR | HFTD - Distribution - Tier 3 - 1QU CoRE ¦ 5QU LoRE | Red Flag Warning - Large Fires | 2031 | 3.5081e-08 | 3.5081e-08 | 5.777 | 0.74734 | 3.238 | 1.7917 | 0 | 0 | 3.6163e-05 | 2.0267e-07 | 0 | 2.0267e-07 | 2.0267e-07 | 0 | 2.0267e-07 | 0 | 1.41e-05 | 3.0907e-05 | 0 | 3.0907e-05 | 0 | 0 | 0 | 0 | 0 | [12 empty] | 7.3.3.17.5 (Remote Grid) Updates to grid topology to minimize risk of ignition in HFTDs Remote GridWLDFRVegetation ContactAggregated | WLDFR | HFTD - Distribution - Tier 2 - 2QU CoRE ¦ 3QU LoRE | Red Flag Warning - Catastrophic Fires | Vegetation Contact | Aggregated | 2031 | 4.6849e-05 | 946.5765 | 0.044346 | 2031 | Mitigation | 0.95 | 45 | 0 | esc | 0.00097009 | 4.5448e-08 | 0.00097009 | 4.5448e-08
[79 empty] | WLDFR | HFTD - Distribution - Tier 3 - 1QU CoRE ¦ 5QU LoRE | Red Flag Warning - Large Fires | 2032 | 3.5081e-08 | 3.5081e-08 | 5.777 | 0.74734 | 3.238 | 1.7917 | 0 | 0 | 3.6163e-05 | 2.0267e-07 | 0 | 2.0267e-07 | 2.0267e-07 | 0 | 2.0267e-07 | 0 | 1.41e-05 | 3.0907e-05 | 0 | 3.0907e-05 | 0 | 0.00071415 | 0 | 0 | 0 | [12 empty] | 7.3.3.17.5 (Remote Grid) Updates to grid topology to minimize risk of ignition in HFTDs Remote GridWLDFRVegetation ContactAggregated | WLDFR | HFTD - Distribution - Tier 2 - 2QU CoRE ¦ 3QU LoRE | Red Flag Warning - Catastrophic Fires | Vegetation Contact | Aggregated | 2032 | 4.6849e-05 | 946.5765 | 0.044346 | 2032 | Mitigation | 0.95 | 45 | 0 | esc | 0.00097009 | 4.5448e-08 | 0.00097009 | 4.5448e-08
[79 empty] | WLDFR | HFTD - Distribution - Tier 3 - 1QU CoRE ¦ 5QU LoRE | Red Flag Warning - Large Fires | 2033 | 3.5081e-08 | 3.5081e-08 | 6.1205 | 0.77885 | 3.4265 | 1.9151 | 0 | 0 | 3.6163e-05 | 2.1472e-07 | 0 | 2.1472e-07 | 2.1472e-07 | 0 | 2.1472e-07 | 0 | 1.41e-05 | 3.0907e-05 | 0 | 3.0907e-05 | 0 | 0.00074033 | 0.0014807 | 0 | 0.0014807 | [12 empty] | 7.3.3.17.5 (Remote Grid) Updates to grid topology to minimize risk of ignition in HFTDs Remote GridWLDFRVegetation ContactAggregated | WLDFR | HFTD - Distribution - Tier 2 - 2QU CoRE ¦ 3QU LoRE | Red Flag Warning - Catastrophic Fires | Vegetation Contact | Aggregated | 2033 | 4.6849e-05 | 946.5765 | 0.044346 | 2033 | Mitigation | 0.95 | 45 | 0 | esc | 0.00097009 | 4.5448e-08 | 0.00097009 | 4.5448e-08
[79 empty] | WLDFR | HFTD - Distribution - Tier 3 - 1QU CoRE ¦ 5QU LoRE | Red Flag Warning - Large Fires | 2034 | 3.5081e-08 | 3.5081e-08 | 6.1205 | 0.77885 | 3.4265 | 1.9151 | 0 | 0 | 3.6163e-05 | 2.1472e-07 | 0 | 2.1472e-07 | 2.1472e-07 | 0 | 2.1472e-07 | 0 | 1.41e-05 | 3.0907e-05 | 0 | 3.0907e-05 | 0 | 0.00074033 | 0.0014807 | 0 | 0.0014807 | [12 empty] | 7.3.3.17.5 (Remote Grid) Updates to grid topology to minimize risk of ignition in HFTDs Remote GridWLDFRVegetation ContactAggregated | WLDFR | HFTD - Distribution - Tier 2 - 2QU CoRE ¦ 3QU LoRE | Red Flag Warning - Catastrophic Fires | Vegetation Contact | Aggregated | 2034 | 4.6849e-05 | 946.5765 | 0.044346 | 2034 | Mitigation | 0.95 | 45 | 0 | esc | 0.00097009 | 4.5448e-08 | 0.00097009 | 4.5448e-08
[79 empty] | WLDFR | HFTD - Distribution - Tier 3 - 1QU CoRE ¦ 5QU LoRE | Red Flag Warning - Large Fires | 2035 | 3.5081e-08 | 3.5081e-08 | 6.1205 | 0.77885 | 3.4265 | 1.9151 | 0 | 0 | 3.6163e-05 | 2.1472e-07 | 0 | 2.1472e-07 | 2.1472e-07 | 0 | 2.1472e-07 | 0 | 1.4944e-05 | 3.2757e-05 | 0 | 3.2757e-05 | 0 | 0.00074033 | 0.0014807 | 0 | 0.0014807 | [12 empty] | 7.3.3.17.5 (Remote Grid) Updates to grid topology to minimize risk of ignition in HFTDs Remote GridWLDFRVegetation ContactAggregated | WLDFR | HFTD - Distribution - Tier 2 - 2QU CoRE ¦ 3QU LoRE | Red Flag Warning - Catastrophic Fires | Vegetation Contact | Aggregated | 2035 | 4.6849e-05 | 946.5765 | 0.044346 | 2035 | Mitigation | 0.95 | 45 | 0 | esc | 0.00097009 | 4.5448e-08 | 0.00097009 | 4.5448e-08
[79 empty] | WLDFR | HFTD - Distribution - Tier 3 - 1QU CoRE ¦ 5QU LoRE | Red Flag Warning - Large Fires | 2036 | 3.5081e-08 | 3.5081e-08 | 6.1205 | 0.77885 | 3.4265 | 1.9151 | 0 | 0 | 3.6163e-05 | 2.1472e-07 | 0 | 2.1472e-07 | 2.1472e-07 | 0 | 2.1472e-07 | 0 | 1.4944e-05 | 3.2757e-05 | 0 | 3.2757e-05 | 0 | 0.00074033 | 0.0014807 | 0 | 0.0014807 | [12 empty] | 7.3.3.17.5 (Remote Grid) Updates to grid topology to minimize risk of ignition in HFTDs Remote GridWLDFRVegetation ContactAggregated | WLDFR | HFTD - Distribution - Tier 2 - 2QU CoRE ¦ 3QU LoRE | Red Flag Warning - Catastrophic Fires | Vegetation Contact | Aggregated | 2036 | 4.6849e-05 | 946.5765 | 0.044346 | 2036 | Mitigation | 0.95 | 45 | 0 | esc | 0.00097009 | 4.5448e-08 | 0.00097009 | 4.5448e-08
[79 empty] | WLDFR | HFTD - Distribution - Tier 3 - 1QU CoRE ¦ 5QU LoRE | Red Flag Warning - Large Fires | 2037 | 3.5081e-08 | 3.5081e-08 | 6.1205 | 0.77885 | 3.4265 | 1.9151 | 0 | 0 | 3.6163e-05 | 2.1472e-07 | 0 | 2.1472e-07 | 2.1472e-07 | 0 | 2.1472e-07 | 0 | 1.4944e-05 | 3.2757e-05 | 0 | 3.2757e-05 | 0 | 0.00074033 | 0.0014807 | 0 | 0.0014807 | [12 empty] | 7.3.3.17.5 (Remote Grid) Updates to grid topology to minimize risk of ignition in HFTDs Remote GridWLDFRVegetation ContactAggregated | WLDFR | HFTD - Distribution - Tier 2 - 2QU CoRE ¦ 3QU LoRE | Red Flag Warning - Catastrophic Fires | Vegetation Contact | Aggregated | 2037 | 4.6849e-05 | 946.5765 | 0.044346 | 2037 | Mitigation | 0.95 | 45 | 0 | esc | 0.00097009 | 4.5448e-08 | 0.00097009 | 4.5448e-08
[79 empty] | WLDFR | HFTD - Distribution - Tier 3 - 1QU CoRE ¦ 5QU LoRE | Red Flag Warning - Large Fires | 2038 | 3.5081e-08 | 3.5081e-08 | 6.5028 | 0.81304 | 3.6355 | 2.0543 | 0 | 0 | 3.6163e-05 | 2.2813e-07 | 0 | 2.2813e-07 | 2.2813e-07 | 0 | 2.2813e-07 | 0 | 0 | 3.2757e-05 | 0 | 3.2757e-05 | 0 | 0.00077331 | 0.0015466 | 0 | 0.0015466 | [12 empty] | 7.3.3.17.5 (Remote Grid) Updates to grid topology to minimize risk of ignition in HFTDs Remote GridWLDFRVegetation ContactAggregated | WLDFR | HFTD - Distribution - Tier 2 - 2QU CoRE ¦ 3QU LoRE | Red Flag Warning - Catastrophic Fires | Vegetation Contact | Aggregated | 2038 | 4.6849e-05 | 946.5765 | 0.044346 | 2038 | Mitigation | 0.95 | 45 | 0 | esc | 0.00097009 | 4.5448e-08 | 0.00097009 | 4.5448e-08
[79 empty] | WLDFR | HFTD - Distribution - Tier 3 - 1QU CoRE ¦ 5QU LoRE | Red Flag Warning - Large Fires | 2039 | 3.5081e-08 | 3.5081e-08 | 6.5028 | 0.81304 | 3.6355 | 2.0543 | 0 | 0 | 3.6163e-05 | 2.2813e-07 | 0 | 2.2813e-07 | 2.2813e-07 | 0 | 2.2813e-07 | 0 | 0 | 0 | 0 | 0 | 0 | 0.00077331 | 0.0015466 | 0 | 0.0015466 | [12 empty] | 7.3.3.17.5 (Remote Grid) Updates to grid topology to minimize risk of ignition in HFTDs Remote GridWLDFRVegetation ContactAggregated | WLDFR | HFTD - Distribution - Tier 2 - 2QU CoRE ¦ 3QU LoRE | Red Flag Warning - Catastrophic Fires | Vegetation Contact | Aggregated | 2039 | 4.6849e-05 | 946.5765 | 0.044346 | 2039 | Mitigation | 0.95 | 45 | 0 | esc | 0.00097009 | 4.5448e-08 | 0.00097009 | 4.5448e-08
[79 empty] | WLDFR | HFTD - Distribution - Tier 3 - 1QU CoRE ¦ 5QU LoRE | Red Flag Warning - Large Fires | 2040 | 3.5081e-08 | 3.5081e-08 | 6.5028 | 0.81304 | 3.6355 | 2.0543 | 0 | 0 | 3.6163e-05 | 2.2813e-07 | 0 | 2.2813e-07 | 2.2813e-07 | 0 | 2.2813e-07 | 0 | 9.7777e-07 | 0 | 0 | 0 | 0 | 0.00077331 | 0.0015466 | 0 | 0.0015466 | [12 empty] | 7.3.3.17.5 (Remote Grid) Updates to grid topology to minimize risk of ignition in HFTDs Remote GridWLDFRVegetation ContactAggregated | WLDFR | HFTD - Distribution - Tier 2 - 2QU CoRE ¦ 3QU LoRE | Red Flag Warning - Catastrophic Fires | Vegetation Contact | Aggregated | 2040 | 4.6849e-05 | 946.5765 | 0.044346 | 2040 | Mitigation | 0.95 | 45 | 0 | esc | 0.00097009 | 4.5448e-08 | 0.00097009 | 4.5448e-08
[79 empty] | WLDFR | HFTD - Distribution - Tier 3 - 1QU CoRE ¦ 5QU LoRE | Red Flag Warning - Large Fires | 2041 | 3.5081e-08 | 3.5081e-08 | 6.5028 | 0.81304 | 3.6355 | 2.0543 | 0 | 0 | 3.6163e-05 | 2.2813e-07 | 0 | 2.2813e-07 | 2.2813e-07 | 0 | 2.2813e-07 | 0 | 1.0092e-06 | 2.2123e-06 | 0 | 2.2123e-06 | 0 | 0.00077331 | 0.0015466 | 0 | 0.0015466 | [12 empty] | 7.3.3.17.5 (Remote Grid) Updates to grid topology to minimize risk of ignition in HFTDs Remote GridWLDFRVegetation ContactAggregated | WLDFR | HFTD - Distribution - Tier 2 - 2QU CoRE ¦ 3QU LoRE | Red Flag Warning - Catastrophic Fires | Vegetation Contact | Aggregated | 2041 | 4.6849e-05 | 946.5765 | 0.044346 | 2041 | Mitigation | 0.95 | 45 | 0 | esc | 0.00097009 | 4.5448e-08 | 0.00097009 | 4.5448e-08
[79 empty] | WLDFR | HFTD - Distribution - Tier 3 - 1QU CoRE ¦ 5QU LoRE | Red Flag Warning - Large Fires | 2042 | 3.5081e-08 | 3.5081e-08 | 6.5028 | 0.81304 | 3.6355 | 2.0543 | 0 | 0 | 3.6163e-05 | 2.2813e-07 | 0 | 2.2813e-07 | 2.2813e-07 | 0 | 2.2813e-07 | 0 | 1.0092e-06 | 2.2123e-06 | 0 | 2.2123e-06 | 0 | 0.00077331 | 0.0015466 | 0 | 0.0015466 | [12 empty] | 7.3.3.17.5 (Remote Grid) Updates to grid topology to minimize risk of ignition in HFTDs Remote GridWLDFRVegetation ContactAggregated | WLDFR | HFTD - Distribution - Tier 2 - 2QU CoRE ¦ 3QU LoRE | Red Flag Warning - Catastrophic Fires | Vegetation Contact | Aggregated | 2042 | 4.6849e-05 | 946.5765 | 0.044346 | 2042 | Mitigation | 0.95 | 45 | 0 | esc | 0.00097009 | 4.5448e-08 | 0.00097009 | 4.5448e-08
[79 empty] | WLDFR | HFTD - Distribution - Tier 3 - 1QU CoRE ¦ 5QU LoRE | Red Flag Warning - Large Fires | 2043 | 3.5081e-08 | 3.5081e-08 | 6.9209 | 0.84944 | 3.8632 | 2.2083 | 0 | 0 | 3.6163e-05 | 2.428e-07 | 0 | 2.428e-07 | 2.428e-07 | 0 | 2.428e-07 | 0 | 1.0092e-06 | 2.2123e-06 | 0 | 2.2123e-06 | 0 | 0.00080997 | 0.0016199 | 0 | 0.0016199 | [12 empty] | 7.3.3.17.5 (Remote Grid) Updates to grid topology to minimize risk of ignition in HFTDs Remote GridWLDFRVegetation ContactAggregated | WLDFR | HFTD - Distribution - Tier 2 - 2QU CoRE ¦ 3QU LoRE | Red Flag Warning - Catastrophic Fires | Vegetation Contact | Aggregated | 2043 | 4.6849e-05 | 946.5765 | 0.044346 | 2043 | Mitigation | 0.95 | 45 | 0 | esc | 0.00097009 | 4.5448e-08 | 0.00097009 | 4.5448e-08
[79 empty] | WLDFR | HFTD - Distribution - Tier 3 - 1QU CoRE ¦ 5QU LoRE | Red Flag Warning - Large Fires | 2044 | 3.5081e-08 | 3.5081e-08 | 6.9209 | 0.84944 | 3.8632 | 2.2083 | 0 | 0 | 3.6163e-05 | 2.428e-07 | 0 | 2.428e-07 | 2.428e-07 | 0 | 2.428e-07 | 0 | 1.0092e-06 | 2.2123e-06 | 0 | 2.2123e-06 | 0 | 0.00080997 | 0.0016199 | 0 | 0.0016199 | [12 empty] | 7.3.3.17.5 (Remote Grid) Updates to grid topology to minimize risk of ignition in HFTDs Remote GridWLDFRVegetation ContactAggregated | WLDFR | HFTD - Distribution - Tier 2 - 2QU CoRE ¦ 3QU LoRE | Red Flag Warning - Catastrophic Fires | Vegetation Contact | Aggregated | 2044 | 4.6849e-05 | 946.5765 | 0.044346 | 2044 | Mitigation | 0.95 | 45 | 0 | esc | 0.00097009 | 4.5448e-08 | 0.00097009 | 4.5448e-08
[79 empty] | WLDFR | HFTD - Distribution - Tier 3 - 1QU CoRE ¦ 5QU LoRE | Red Flag Warning - Large Fires | 2045 | 3.5081e-08 | 3.5081e-08 | 6.9209 | 0.84944 | 3.8632 | 2.2083 | 0 | 0 | 3.6163e-05 | 2.428e-07 | 0 | 2.428e-07 | 2.428e-07 | 0 | 2.428e-07 | 0 | 1.0092e-06 | 2.2123e-06 | 0 | 2.2123e-06 | 0 | 0.00080997 | 0.0016199 | 0 | 0.0016199 | [12 empty] | 7.3.3.17.5 (Remote Grid) Updates to grid topology to minimize risk of ignition in HFTDs Remote GridWLDFRVegetation ContactAggregated | WLDFR | HFTD - Distribution - Tier 2 - 2QU CoRE ¦ 3QU LoRE | Red Flag Warning - Catastrophic Fires | Vegetation Contact | Aggregated | 2045 | 4.6849e-05 | 946.5765 | 0.044346 | 2045 | Mitigation | 0.95 | 45 | 0 | esc | 0.00097009 | 4.5448e-08 | 0.00097009 | 4.5448e-08
[79 empty] | WLDFR | HFTD - Distribution - Tier 3 - 1QU CoRE ¦ 5QU LoRE | Red Flag Warning - Large Fires | 2046 | 3.5081e-08 | 3.5081e-08 | 6.9209 | 0.84944 | 3.8632 | 2.2083 | 0 | 0 | 3.6163e-05 | 2.428e-07 | 0 | 2.428e-07 | 2.428e-07 | 0 | 2.428e-07 | 0 | 1.0494e-06 | 2.3003e-06 | 0 | 2.3003e-06 | 0 | 0.00080997 | 0.0016199 | 0 | 0.0016199 | [12 empty] | 7.3.3.17.5 (Remote Grid) Updates to grid topology to minimize risk of ignition in HFTDs Remote GridWLDFRVegetation ContactAggregated | WLDFR | HFTD - Distribution - Tier 2 - 2QU CoRE ¦ 3QU LoRE | Red Flag Warning - Catastrophic Fires | Vegetation Contact | Aggregated | 2046 | 4.6849e-05 | 946.5765 | 0.044346 | 2046 | Mitigation | 0.95 | 45 | 0 | esc | 0.00097009 | 4.5448e-08 | 0.00097009 | 4.5448e-08
[79 empty] | WLDFR | HFTD - Distribution - Tier 3 - 1QU CoRE ¦ 5QU LoRE | Red Flag Warning - Large Fires | 2047 | 3.5081e-08 | 3.5081e-08 | 6.9209 | 0.84944 | 3.8632 | 2.2083 | 0 | 0 | 3.6163e-05 | 2.428e-07 | 0 | 2.428e-07 | 2.428e-07 | 0 | 2.428e-07 | 0 | 1.0494e-06 | 2.3003e-06 | 0 | 2.3003e-06 | 0 | 0.00080997 | 0.0016199 | 0 | 0.0016199 | [12 empty] | 7.3.3.17.5 (Remote Grid) Updates to grid topology to minimize risk of ignition in HFTDs Remote GridWLDFRVegetation ContactAggregated | WLDFR | HFTD - Distribution - Tier 2 - 2QU CoRE ¦ 3QU LoRE | Red Flag Warning - Catastrophic Fires | Vegetation Contact | Aggregated | 2047 | 4.6849e-05 | 946.5765 | 0.044346 | 2047 | Mitigation | 0.95 | 45 | 0 | esc | 0.00097009 | 4.5448e-08 | 0.00097009 | 4.5448e-08
[79 empty] | WLDFR | HFTD - Distribution - Tier 3 - 1QU CoRE ¦ 5QU LoRE | Red Flag Warning - Large Fires | 2048 | 3.5081e-08 | 3.5081e-08 | 7.3713 | 0.88759 | 4.1075 | 2.3763 | 0 | 0 | 3.6163e-05 | 2.586e-07 | 0 | 2.586e-07 | 2.586e-07 | 0 | 2.586e-07 | 0 | 1.0494e-06 | 2.3003e-06 | 0 | 2.3003e-06 | 0 | 0.00084976 | 0.0016995 | 0 | 0.0016995 | [12 empty] | 7.3.3.17.5 (Remote Grid) Updates to grid topology to minimize risk of ignition in HFTDs Remote GridWLDFRVegetation ContactAggregated | WLDFR | HFTD - Distribution - Tier 2 - 2QU CoRE ¦ 3QU LoRE | Red Flag Warning - Catastrophic Fires | Vegetation Contact | Aggregated | 2048 | 4.6849e-05 | 946.5765 | 0.044346 | 2048 | Mitigation | 0.95 | 45 | 0 | esc | 0.00097009 | 4.5448e-08 | 0.00097009 | 4.5448e-08
[79 empty] | WLDFR | HFTD - Distribution - Tier 3 - 1QU CoRE ¦ 5QU LoRE | Red Flag Warning - Large Fires | 2049 | 3.5081e-08 | 3.5081e-08 | 7.3713 | 0.88759 | 4.1075 | 2.3763 | 0 | 0 | 3.6163e-05 | 2.586e-07 | 0 | 2.586e-07 | 2.586e-07 | 0 | 2.586e-07 | 0 | 1.0494e-06 | 2.3003e-06 | 0 | 2.3003e-06 | 0 | 0.00084976 | 0.0016995 | 0 | 0.0016995 | [12 empty] | 7.3.3.17.5 (Remote Grid) Updates to grid topology to minimize risk of ignition in HFTDs Remote GridWLDFRVegetation ContactAggregated | WLDFR | HFTD - Distribution - Tier 2 - 2QU CoRE ¦ 3QU LoRE | Red Flag Warning - Catastrophic Fires | Vegetation Contact | Aggregated | 2049 | 4.6849e-05 | 946.5765 | 0.044346 | 2049 | Mitigation | 0.95 | 45 | 0 | esc | 0.00097009 | 4.5448e-08 | 0.00097009 | 4.5448e-08
[79 empty] | WLDFR | HFTD - Distribution - Tier 3 - 1QU CoRE ¦ 5QU LoRE | Red Flag Warning - Large Fires | 2050 | 3.5081e-08 | 3.5081e-08 | 7.3713 | 0.88759 | 4.1075 | 2.3763 | 0 | 0 | 3.6163e-05 | 2.586e-07 | 0 | 2.586e-07 | 2.586e-07 | 0 | 2.586e-07 | 0 | 1.0494e-06 | 2.3003e-06 | 0 | 2.3003e-06 | 0 | 0.00084976 | 0.0016995 | 0 | 0.0016995 | [12 empty] | 7.3.3.17.5 (Remote Grid) Updates to grid topology to minimize risk of ignition in HFTDs Remote GridWLDFRVegetation ContactAggregated | WLDFR | HFTD - Distribution - Tier 2 - 2QU CoRE ¦ 3QU LoRE | Red Flag Warning - Catastrophic Fires | Vegetation Contact | Aggregated | 2050 | 4.6849e-05 | 946.5765 | 0.044346 | 2050 | Mitigation | 0.95 | 45 | 0 | esc | 0.00097009 | 4.5448e-08 | 0.00097009 | 4.5448e-08
[79 empty] | WLDFR | HFTD - Distribution - Tier 3 - 1QU CoRE ¦ 5QU LoRE | Red Flag Warning - Large Fires | 2051 | 3.5081e-08 | 3.5081e-08 | 7.3713 | 0.88759 | 4.1075 | 2.3763 | 0 | 0 | 3.6163e-05 | 2.586e-07 | 0 | 2.586e-07 | 2.586e-07 | 0 | 2.586e-07 | 0 | 1.0946e-06 | 2.3995e-06 | 0 | 2.3995e-06 | 0 | 0.00084976 | 0.0016995 | 0 | 0.0016995 | [12 empty] | 7.3.3.17.5 (Remote Grid) Updates to grid topology to minimize risk of ignition in HFTDs Remote GridWLDFRVegetation ContactAggregated | WLDFR | HFTD - Distribution - Tier 2 - 2QU CoRE ¦ 3QU LoRE | Red Flag Warning - Catastrophic Fires | Vegetation Contact | Aggregated | 2051 | 4.6849e-05 | 946.5765 | 0.044346 | 2051 | Mitigation | 0.95 | 45 | 0 | esc | 0.00097009 | 4.5448e-08 | 0.00097009 | 4.5448e-08
[79 empty] | WLDFR | HFTD - Distribution - Tier 3 - 1QU CoRE ¦ 5QU LoRE | Red Flag Warning - Large Fires | 2052 | 3.5081e-08 | 3.5081e-08 | 7.3713 | 0.88759 | 4.1075 | 2.3763 | 0 | 0 | 3.6163e-05 | 2.586e-07 | 0 | 2.586e-07 | 2.586e-07 | 0 | 2.586e-07 | 0 | 1.0946e-06 | 2.3995e-06 | 0 | 2.3995e-06 | 0 | 0.00084976 | 0.0016995 | 0 | 0.0016995 | [12 empty] | 7.3.3.17.5 (Remote Grid) Updates to grid topology to minimize risk of ignition in HFTDs Remote GridWLDFRVegetation ContactAggregated | WLDFR | HFTD - Distribution - Tier 2 - 2QU CoRE ¦ 3QU LoRE | Red Flag Warning - Catastrophic Fires | Vegetation Contact | Aggregated | 2052 | 4.6849e-05 | 946.5765 | 0.044346 | 2052 | Mitigation | 0.95 | 45 | 0 | esc | 0.00097009 | 4.5448e-08 | 0.00097009 | 4.5448e-08
[79 empty] | WLDFR | HFTD - Distribution - Tier 3 - 1QU CoRE ¦ 5QU LoRE | Red Flag Warning - Large Fires | 2053 | 3.5081e-08 | 3.5081e-08 | 7.8503 | 0.92702 | 4.3664 | 2.5569 | 0 | 0 | 3.6163e-05 | 2.754e-07 | 0 | 2.754e-07 | 2.754e-07 | 0 | 2.754e-07 | 0 | 1.0946e-06 | 2.3995e-06 | 0 | 2.3995e-06 | 0 | 0.00089216 | 0.0017843 | 0 | 0.0017843 | [12 empty] | 7.3.3.17.5 (Remote Grid) Updates to grid topology to minimize risk of ignition in HFTDs Remote GridWLDFRVegetation ContactAggregated | WLDFR | HFTD - Distribution - Tier 2 - 2QU CoRE ¦ 3QU LoRE | Red Flag Warning - Catastrophic Fires | Vegetation Contact | Aggregated | 2053 | 4.6849e-05 | 946.5765 | 0.044346 | 2053 | Mitigation | 0.95 | 45 | 0 | esc | 0.00097009 | 4.5448e-08 | 0.00097009 | 4.5448e-08
[79 empty] | WLDFR | HFTD - Distribution - Tier 3 - 1QU CoRE ¦ 5QU LoRE | Red Flag Warning - Large Fires | 2054 | 3.5081e-08 | 3.5081e-08 | 7.8503 | 0.92702 | 4.3664 | 2.5569 | 0 | 0 | 3.6163e-05 | 2.754e-07 | 0 | 2.754e-07 | 2.754e-07 | 0 | 2.754e-07 | 0 | 1.0946e-06 | 2.3995e-06 | 0 | 2.3995e-06 | 0 | 0.00089216 | 0.0017843 | 0 | 0.0017843 | [12 empty] | 7.3.3.17.5 (Remote Grid) Updates to grid topology to minimize risk of ignition in HFTDs Remote GridWLDFRVegetation ContactAggregated | WLDFR | HFTD - Distribution - Tier 2 - 2QU CoRE ¦ 3QU LoRE | Red Flag Warning - Catastrophic Fires | Vegetation Contact | Aggregated | 2054 | 4.6849e-05 | 946.5765 | 0.044346 | 2054 | Mitigation | 0.95 | 45 | 0 | esc | 0.00097009 | 4.5448e-08 | 0.00097009 | 4.5448e-08
[79 empty] | WLDFR | HFTD - Distribution - Tier 3 - 1QU CoRE ¦ 5QU LoRE | Red Flag Warning - Large Fires | 2055 | 3.5081e-08 | 3.5081e-08 | 7.8503 | 0.92702 | 4.3664 | 2.5569 | 0 | 0 | 3.6163e-05 | 2.754e-07 | 0 | 2.754e-07 | 2.754e-07 | 0 | 2.754e-07 | 0 | 1.0946e-06 | 2.3995e-06 | 0 | 2.3995e-06 | 0 | 0.00089216 | 0.0017843 | 0 | 0.0017843 | [12 empty] | 7.3.3.17.5 (Remote Grid) Updates to grid topology to minimize risk of ignition in HFTDs Remote GridWLDFRVegetation ContactAggregated | WLDFR | HFTD - Distribution - Tier 2 - 2QU CoRE ¦ 3QU LoRE | Red Flag Warning - Catastrophic Fires | Vegetation Contact | Aggregated | 2055 | 4.6849e-05 | 946.5765 | 0.044346 | 2055 | Mitigation | 0.95 | 45 | 0 | esc | 0.00097009 | 4.5448e-08 | 0.00097009 | 4.5448e-08
[79 empty] | WLDFR | HFTD - Distribution - Tier 3 - 1QU CoRE ¦ 5QU LoRE | Red Flag Warning - Large Fires | 2056 | 3.5081e-08 | 3.5081e-08 | 7.8503 | 0.92702 | 4.3664 | 2.5569 | 0 | 0 | 3.6163e-05 | 2.754e-07 | 0 | 2.754e-07 | 2.754e-07 | 0 | 2.754e-07 | 0 | 1.1445e-06 | 2.5088e-06 | 0 | 2.5088e-06 | 0 | 0.00089216 | 0.0017843 | 0 | 0.0017843 | [12 empty] | 7.3.3.17.5 (Remote Grid) Updates to grid topology to minimize risk of ignition in HFTDs Remote GridWLDFRVegetation ContactAggregated | WLDFR | HFTD - Distribution - Tier 2 - 2QU CoRE ¦ 3QU LoRE | Red Flag Warning - Catastrophic Fires | Vegetation Contact | Aggregated | 2056 | 4.6849e-05 | 946.5765 | 0.044346 | 2056 | Mitigation | 0.95 | 45 | 0 | esc | 0.00097009 | 4.5448e-08 | 0.00097009 | 4.5448e-08
[79 empty] | WLDFR | HFTD - Distribution - Tier 3 - 1QU CoRE ¦ 5QU LoRE | Red Flag Warning - Large Fires | 2057 | 3.5081e-08 | 3.5081e-08 | 7.8503 | 0.92702 | 4.3664 | 2.5569 | 0 | 0 | 3.6163e-05 | 2.754e-07 | 0 | 2.754e-07 | 2.754e-07 | 0 | 2.754e-07 | 0 | 1.1445e-06 | 2.5088e-06 | 0 | 2.5088e-06 | 0 | 0.00089216 | 0.0017843 | 0 | 0.0017843 | [12 empty] | 7.3.3.17.5 (Remote Grid) Updates to grid topology to minimize risk of ignition in HFTDs Remote GridWLDFRVegetation ContactAggregated | WLDFR | HFTD - Distribution - Tier 2 - 2QU CoRE ¦ 3QU LoRE | Red Flag Warning - Catastrophic Fires | Vegetation Contact | Aggregated | 2057 | 4.6849e-05 | 946.5765 | 0.044346 | 2057 | Mitigation | 0.95 | 45 | 0 | esc | 0.00097009 | 4.5448e-08 | 0.00097009 | 4.5448e-08
[79 empty] | WLDFR | HFTD - Distribution - Tier 3 - 1QU CoRE ¦ 5QU LoRE | Red Flag Warning - Large Fires | 2058 | 3.5081e-08 | 3.5081e-08 | 8.3524 | 0.96727 | 4.6367 | 2.7484 | 0 | 0 | 3.6163e-05 | 2.9301e-07 | 0 | 2.9301e-07 | 2.9301e-07 | 0 | 2.9301e-07 | 0 | 1.1445e-06 | 2.5088e-06 | 0 | 2.5088e-06 | 0 | 0.00093659 | 0.0018732 | 0 | 0.0018732 | [12 empty] | 7.3.3.17.5 (Remote Grid) Updates to grid topology to minimize risk of ignition in HFTDs Remote GridWLDFRVegetation ContactAggregated | WLDFR | HFTD - Distribution - Tier 2 - 2QU CoRE ¦ 3QU LoRE | Red Flag Warning - Catastrophic Fires | Vegetation Contact | Aggregated | 2058 | 4.6849e-05 | 946.5765 | 0.044346 | 2058 | Mitigation | 0.95 | 45 | 0 | esc | 0.00097009 | 4.5448e-08 | 0.00097009 | 4.5448e-08
[79 empty] | WLDFR | HFTD - Distribution - Tier 3 - 1QU CoRE ¦ 5QU LoRE | Red Flag Warning - Large Fires | 2059 | 3.5081e-08 | 3.5081e-08 | 8.3524 | 0.96727 | 4.6367 | 2.7484 | 0 | 0 | 3.6163e-05 | 2.9301e-07 | 0 | 2.9301e-07 | 2.9301e-07 | 0 | 2.9301e-07 | 0 | 1.1445e-06 | 2.5088e-06 | 0 | 2.5088e-06 | 0 | 0.00093659 | 0.0018732 | 0 | 0.0018732 | [12 empty] | 7.3.3.17.5 (Remote Grid) Updates to grid topology to minimize risk of ignition in HFTDs Remote GridWLDFRVegetation ContactAggregated | WLDFR | HFTD - Distribution - Tier 2 - 2QU CoRE ¦ 3QU LoRE | Red Flag Warning - Catastrophic Fires | Vegetation Contact | Aggregated | 2059 | 4.6849e-05 | 946.5765 | 0.044346 | 2059 | Mitigation | 0.95 | 45 | 0 | esc | 0.00097009 | 4.5448e-08 | 0.00097009 | 4.5448e-08
[79 empty] | WLDFR | HFTD - Distribution - Tier 3 - 1QU CoRE ¦ 5QU LoRE | Red Flag Warning - Large Fires | 2060 | 3.5081e-08 | 3.5081e-08 | 8.3524 | 0.96727 | 4.6367 | 2.7484 | 0 | 0 | 3.6163e-05 | 2.9301e-07 | 0 | 2.9301e-07 | 2.9301e-07 | 0 | 2.9301e-07 | 0 | 1.1445e-06 | 2.5088e-06 | 0 | 2.5088e-06 | 0 | 0.00093659 | 0.0018732 | 0 | 0.0018732 | [12 empty] | 7.3.3.17.5 (Remote Grid) Updates to grid topology to minimize risk of ignition in HFTDs Remote GridWLDFRVegetation ContactAggregated | WLDFR | HFTD - Distribution - Tier 2 - 2QU CoRE ¦ 3QU LoRE | Red Flag Warning - Catastrophic Fires | Vegetation Contact | Aggregated | 2060 | 4.6849e-05 | 946.5765 | 0.044346 | 2060 | Mitigation | 0.95 | 45 | 0 | esc | 0.00097009 | 4.5448e-08 | 0.00097009 | 4.5448e-08
[79 empty] | WLDFR | HFTD - Distribution - Tier 3 - 1QU CoRE ¦ 5QU LoRE | Red Flag Warning - Large Fires | 2061 | 3.5081e-08 | 3.5081e-08 | 8.3524 | 0.96727 | 4.6367 | 2.7484 | 0 | 0 | 3.6163e-05 | 2.9301e-07 | 0 | 2.9301e-07 | 2.9301e-07 | 0 | 2.9301e-07 | 0 | 1.1985e-06 | 2.6271e-06 | 0 | 2.6271e-06 | 0 | 0.00093659 | 0.0018732 | 0 | 0.0018732 | [12 empty] | 7.3.3.17.5 (Remote Grid) Updates to grid topology to minimize risk of ignition in HFTDs Remote GridWLDFRVegetation ContactAggregated | WLDFR | HFTD - Distribution - Tier 2 - 2QU CoRE ¦ 3QU LoRE | Red Flag Warning - Catastrophic Fires | Vegetation Contact | Aggregated | 2061 | 4.6849e-05 | 946.5765 | 0.044346 | 2061 | Mitigation | 0.95 | 45 | 0 | esc | 0.00097009 | 4.5448e-08 | 0.00097009 | 4.5448e-08
[79 empty] | WLDFR | HFTD - Distribution - Tier 3 - 1QU CoRE ¦ 5QU LoRE | Red Flag Warning - Large Fires | 2062 | 3.5081e-08 | 3.5081e-08 | 8.3524 | 0.96727 | 4.6367 | 2.7484 | 0 | 0 | 3.6163e-05 | 2.9301e-07 | 0 | 2.9301e-07 | 2.9301e-07 | 0 | 2.9301e-07 | 0 | 1.1985e-06 | 2.6271e-06 | 0 | 2.6271e-06 | 0 | 0 | 0.0018732 | 0 | 0.0018732 | [12 empty] | 7.3.3.17.5 (Remote Grid) Updates to grid topology to minimize risk of ignition in HFTDs Remote GridWLDFRVegetation ContactAggregated | WLDFR | HFTD - Distribution - Tier 2 - 2QU CoRE ¦ 3QU LoRE | Red Flag Warning - Catastrophic Fires | Vegetation Contact | Aggregated | 2062 | 4.6849e-05 | 946.5765 | 0.044346 | 2062 | Mitigation | 0.95 | 45 | 0 | esc | 0.00097009 | 4.5448e-08 | 0.00097009 | 4.5448e-08
[79 empty] | WLDFR | HFTD - Distribution - Tier 3 - 1QU CoRE ¦ 5QU LoRE | Red Flag Warning - Large Fires | 2063 | 3.5081e-08 | 3.5081e-08 | 8.872 | 1.0079 | 4.9153 | 2.9488 | 0 | 0 | 3.6163e-05 | 3.1124e-07 | 0 | 3.1124e-07 | 3.1124e-07 | 0 | 3.1124e-07 | 0 | 1.1985e-06 | 2.6271e-06 | 0 | 2.6271e-06 | 0 | 0 | 0 | 0 | 0 | [12 empty] | 7.3.3.17.5 (Remote Grid) Updates to grid topology to minimize risk of ignition in HFTDs Remote GridWLDFRVegetation ContactAggregated | WLDFR | HFTD - Distribution - Tier 2 - 2QU CoRE ¦ 3QU LoRE | Red Flag Warning - Catastrophic Fires | Vegetation Contact | Aggregated | 2063 | 4.6849e-05 | 946.5765 | 0.044346 | 2063 | Mitigation | 0.95 | 45 | 0 | esc | 0.00097009 | 4.5448e-08 | 0.00097009 | 4.5448e-08
[79 empty] | WLDFR | HFTD - Distribution - Tier 3 - 1QU CoRE ¦ 5QU LoRE | Red Flag Warning - Large Fires | 2064 | 3.5081e-08 | 3.5081e-08 | 8.872 | 1.0079 | 4.9153 | 2.9488 | 0 | 0 | 3.6163e-05 | 3.1124e-07 | 0 | 3.1124e-07 | 3.1124e-07 | 0 | 3.1124e-07 | 0 | 1.1985e-06 | 2.6271e-06 | 0 | 2.6271e-06 | 0 | 0 | 0 | 0 | 0 | [12 empty] | 7.3.3.17.5 (Remote Grid) Updates to grid topology to minimize risk of ignition in HFTDs Remote GridWLDFRVegetation ContactAggregated | WLDFR | HFTD - Distribution - Tier 2 - 2QU CoRE ¦ 3QU LoRE | Red Flag Warning - Catastrophic Fires | Vegetation Contact | Aggregated | 2064 | 4.6849e-05 | 946.5765 | 0.044346 | 2064 | Mitigation | 0.95 | 45 | 0 | esc | 0.00097009 | 4.5448e-08 | 0.00097009 | 4.5448e-08
[79 empty] | WLDFR | HFTD - Distribution - Tier 3 - 1QU CoRE ¦ 5QU LoRE | Red Flag Warning - Large Fires | 2065 | 3.5081e-08 | 3.5081e-08 | 8.872 | 1.0079 | 4.9153 | 2.9488 | 0 | 0 | 3.6163e-05 | 3.1124e-07 | 0 | 3.1124e-07 | 3.1124e-07 | 0 | 3.1124e-07 | 0 | 1.1985e-06 | 2.6271e-06 | 0 | 2.6271e-06 | 0 | 8.5293e-05 | 0 | 0 | 0 | [12 empty] | 7.3.3.17.5 (Remote Grid) Updates to grid topology to minimize risk of ignition in HFTDs Remote GridWLDFRVegetation ContactAggregated | WLDFR | HFTD - Distribution - Tier 2 - 2QU CoRE ¦ 3QU LoRE | Red Flag Warning - Catastrophic Fires | Vegetation Contact | Aggregated | 2065 | 4.6849e-05 | 946.5765 | 0.044346 | 2065 | Mitigation | 0.95 | 45 | 0 | esc | 0.00097009 | 4.5448e-08 | 0.00097009 | 4.5448e-08
[79 empty] | WLDFR | HFTD - Distribution - Tier 3 - 1QU CoRE ¦ 5QU LoRE | Red Flag Warning - Large Fires | 2066 | 3.5081e-08 | 3.5081e-08 | 8.872 | 1.0079 | 4.9153 | 2.9488 | 0 | 0 | 3.6163e-05 | 3.1124e-07 | 0 | 3.1124e-07 | 3.1124e-07 | 0 | 3.1124e-07 | 0 | 1.2561e-06 | 2.7533e-06 | 0 | 2.7533e-06 | 0 | 8.8409e-05 | 0.00017682 | 0 | 0.00017682 | [12 empty] | 7.3.3.17.5 (Remote Grid) Updates to grid topology to minimize risk of ignition in HFTDs Remote GridWLDFRVegetation ContactAggregated | WLDFR | HFTD - Distribution - Tier 2 - 2QU CoRE ¦ 3QU LoRE | Red Flag Warning - Catastrophic Fires | Vegetation Contact | Aggregated | 2066 | 4.6849e-05 | 946.5765 | 0.044346 | 2066 | Mitigation | 0.95 | 45 | 0 | esc | 0.00097009 | 4.5448e-08 | 0.00097009 | 4.5448e-08
[79 empty] | WLDFR | HFTD - Distribution - Tier 3 - 1QU CoRE ¦ 5QU LoRE | Red Flag Warning - Large Fires | 2067 | 0 | 3.5081e-08 | 8.872 | 1.0079 | 4.9153 | 2.9488 | 0 | 0 | 3.6163e-05 | 0 | 0 | 0 | 3.1124e-07 | 0 | 3.1124e-07 | 0 | 1.2561e-06 | 2.7533e-06 | 0 | 2.7533e-06 | 0 | 8.8409e-05 | 0.00017682 | 0 | 0.00017682 | [12 empty] | 7.3.3.17.5 (Remote Grid) Updates to grid topology to minimize risk of ignition in HFTDs Remote GridWLDFRVegetation ContactAggregated | WLDFR | HFTD - Distribution - Tier 2 - 2QU CoRE ¦ 3QU LoRE | Red Flag Warning - Catastrophic Fires | Vegetation Contact | Aggregated | 2067 | 4.6849e-05 | 946.5765 | 0.044346 | 2067 | Mitigation | 0.95 | 45 | 0 | esc | 0 | 0 | 0.00097009 | 4.5448e-08
[79 empty] | WLDFR | HFTD - Distribution - Tier 3 - 1QU CoRE ¦ 5QU LoRE | Red Flag Warning - Small Fires | 2022 | 3.5596e-07 | 0 | 0.077901 | 0.036425 | 0.0015809 | 0.039895 | 0 | 0 | 0.00037266 | 2.7729e-08 | 0 | 2.7729e-08 | 0 | 0 | 0 | 0 | 1.2561e-06 | 2.7533e-06 | 0 | 2.7533e-06 | 0 | 8.8409e-05 | 0.00017682 | 0 | 0.00017682 | [12 empty] | 7.3.3.17.5 (Remote Grid) Updates to grid topology to minimize risk of ignition in HFTDs Remote GridWLDFREquipment / facility failureAggregated | WLDFR | HFTD - Distribution - Tier 2 - 2QU CoRE ¦ 3QU LoRE | Red Flag Warning - Destructive Fires | Equipment / facility failure | Aggregated | 2022 | 3.5387e-06 | 946.5765 | 0.0033497 | 2022 | Mitigation | 0.95 | 45 | 0 | esc | 0.00097009 | 3.4329e-09 | 0 | 0
[79 empty] | WLDFR | HFTD - Distribution - Tier 3 - 1QU CoRE ¦ 5QU LoRE | Red Flag Warning - Small Fires | 2023 | 3.5596e-07 | 3.5596e-07 | 0.080408 | 0.03759 | 0.0016314 | 0.041187 | 0 | 0 | 0.00037266 | 2.8622e-08 | 0 | 2.8622e-08 | 2.8622e-08 | 0 | 2.8622e-08 | 0 | 1.2561e-06 | 2.7533e-06 | 0 | 2.7533e-06 | 0 | 8.8409e-05 | 0.00017682 | 0 | 0.00017682 | [12 empty] | 7.3.3.17.5 (Remote Grid) Updates to grid topology to minimize risk of ignition in HFTDs Remote GridWLDFREquipment / facility failureAggregated | WLDFR | HFTD - Distribution - Tier 2 - 2QU CoRE ¦ 3QU LoRE | Red Flag Warning - Destructive Fires | Equipment / facility failure | Aggregated | 2023 | 3.5387e-06 | 946.5765 | 0.0033497 | 2023 | Mitigation | 0.95 | 45 | 0 | esc | 0.00097009 | 3.4329e-09 | 0.00097009 | 3.4329e-09
[79 empty] | WLDFR | HFTD - Distribution - Tier 3 - 1QU CoRE ¦ 5QU LoRE | Red Flag Warning - Small Fires | 2024 | 3.5596e-07 | 3.5596e-07 | 0.080408 | 0.03759 | 0.0016314 | 0.041187 | 0 | 0 | 0.00037266 | 2.8622e-08 | 0 | 2.8622e-08 | 2.8622e-08 | 0 | 2.8622e-08 | 0 | 1.2561e-06 | 2.7533e-06 | 0 | 2.7533e-06 | 0 | 8.8409e-05 | 0.00017682 | 0 | 0.00017682 | [12 empty] | 7.3.3.17.5 (Remote Grid) Updates to grid topology to minimize risk of ignition in HFTDs Remote GridWLDFREquipment / facility failureAggregated | WLDFR | HFTD - Distribution - Tier 2 - 2QU CoRE ¦ 3QU LoRE | Red Flag Warning - Destructive Fires | Equipment / facility failure | Aggregated | 2024 | 3.5387e-06 | 946.5765 | 0.0033497 | 2024 | Mitigation | 0.95 | 45 | 0 | esc | 0.00097009 | 3.4329e-09 | 0.00097009 | 3.4329e-09
[79 empty] | WLDFR | HFTD - Distribution - Tier 3 - 1QU CoRE ¦ 5QU LoRE | Red Flag Warning - Small Fires | 2025 | 3.5596e-07 | 3.5596e-07 | 0.080408 | 0.03759 | 0.0016314 | 0.041187 | 0 | 0 | 0.00037266 | 2.8622e-08 | 0 | 2.8622e-08 | 2.8622e-08 | 0 | 2.8622e-08 | 0 | 1.3166e-06 | 2.886e-06 | 0 | 2.886e-06 | 0 | 9.2333e-05 | 0.00018467 | 0 | 0.00018467 | [12 empty] | 7.3.3.17.5 (Remote Grid) Updates to grid topology to minimize risk of ignition in HFTDs Remote GridWLDFREquipment / facility failureAggregated | WLDFR | HFTD - Distribution - Tier 2 - 2QU CoRE ¦ 3QU LoRE | Red Flag Warning - Destructive Fires | Equipment / facility failure | Aggregated | 2025 | 3.5387e-06 | 946.5765 | 0.0033497 | 2025 | Mitigation | 0.95 | 45 | 0 | esc | 0.00097009 | 3.4329e-09 | 0.00097009 | 3.4329e-09
[79 empty] | WLDFR | HFTD - Distribution - Tier 3 - 1QU CoRE ¦ 5QU LoRE | Red Flag Warning - Small Fires | 2026 | 3.5596e-07 | 3.5596e-07 | 0.080408 | 0.03759 | 0.0016314 | 0.041187 | 0 | 0 | 0.00037266 | 2.8622e-08 | 0 | 2.8622e-08 | 2.8622e-08 | 0 | 2.8622e-08 | 0 | 1.3166e-06 | 2.886e-06 | 0 | 2.886e-06 | 0 | 9.2333e-05 | 0.00018467 | 0 | 0.00018467 | [12 empty] | 7.3.3.17.5 (Remote Grid) Updates to grid topology to minimize risk of ignition in HFTDs Remote GridWLDFREquipment / facility failureAggregated | WLDFR | HFTD - Distribution - Tier 2 - 2QU CoRE ¦ 3QU LoRE | Red Flag Warning - Destructive Fires | Equipment / facility failure | Aggregated | 2026 | 3.5387e-06 | 946.5765 | 0.0033497 | 2026 | Mitigation | 0.95 | 45 | 0 | esc | 0.00097009 | 3.4329e-09 | 0.00097009 | 3.4329e-09
[79 empty] | WLDFR | HFTD - Distribution - Tier 3 - 1QU CoRE ¦ 5QU LoRE | Red Flag Warning - Small Fires | 2027 | 3.5596e-07 | 3.5596e-07 | 0.080408 | 0.03759 | 0.0016314 | 0.041187 | 0 | 0 | 0.00037266 | 2.8622e-08 | 0 | 2.8622e-08 | 2.8622e-08 | 0 | 2.8622e-08 | 0 | 1.3166e-06 | 2.886e-06 | 0 | 2.886e-06 | 0 | 9.2333e-05 | 0.00018467 | 0 | 0.00018467 | [12 empty] | 7.3.3.17.5 (Remote Grid) Updates to grid topology to minimize risk of ignition in HFTDs Remote GridWLDFREquipment / facility failureAggregated | WLDFR | HFTD - Distribution - Tier 2 - 2QU CoRE ¦ 3QU LoRE | Red Flag Warning - Destructive Fires | Equipment / facility failure | Aggregated | 2027 | 3.5387e-06 | 946.5765 | 0.0033497 | 2027 | Mitigation | 0.95 | 45 | 0 | esc | 0.00097009 | 3.4329e-09 | 0.00097009 | 3.4329e-09
[79 empty] | WLDFR | HFTD - Distribution - Tier 3 - 1QU CoRE ¦ 5QU LoRE | Red Flag Warning - Small Fires | 2028 | 3.5596e-07 | 3.5596e-07 | 0.083606 | 0.039055 | 0.001695 | 0.042856 | 0 | 0 | 0.00037266 | 2.976e-08 | 0 | 2.976e-08 | 2.976e-08 | 0 | 2.976e-08 | 0 | 1.3166e-06 | 2.886e-06 | 0 | 2.886e-06 | 0 | 9.2333e-05 | 0.00018467 | 0 | 0.00018467 | [12 empty] | 7.3.3.17.5 (Remote Grid) Updates to grid topology to minimize risk of ignition in HFTDs Remote GridWLDFREquipment / facility failureAggregated | WLDFR | HFTD - Distribution - Tier 2 - 2QU CoRE ¦ 3QU LoRE | Red Flag Warning - Destructive Fires | Equipment / facility failure | Aggregated | 2028 | 3.5387e-06 | 946.5765 | 0.0033497 | 2028 | Mitigation | 0.95 | 45 | 0 | esc | 0.00097009 | 3.4329e-09 | 0.00097009 | 3.4329e-09
[79 empty] | WLDFR | HFTD - Distribution - Tier 3 - 1QU CoRE ¦ 5QU LoRE | Red Flag Warning - Small Fires | 2029 | 3.5596e-07 | 3.5596e-07 | 0.083606 | 0.039055 | 0.001695 | 0.042856 | 0 | 0 | 0.00037266 | 2.976e-08 | 0 | 2.976e-08 | 2.976e-08 | 0 | 2.976e-08 | 0 | 1.3166e-06 | 2.886e-06 | 0 | 2.886e-06 | 0 | 9.2333e-05 | 0.00018467 | 0 | 0.00018467 | [12 empty] | 7.3.3.17.5 (Remote Grid) Updates to grid topology to minimize risk of ignition in HFTDs Remote GridWLDFREquipment / facility failureAggregated | WLDFR | HFTD - Distribution - Tier 2 - 2QU CoRE ¦ 3QU LoRE | Red Flag Warning - Destructive Fires | Equipment / facility failure | Aggregated | 2029 | 3.5387e-06 | 946.5765 | 0.0033497 | 2029 | Mitigation | 0.95 | 45 | 0 | esc | 0.00097009 | 3.4329e-09 | 0.00097009 | 3.4329e-09
[79 empty] | WLDFR | HFTD - Distribution - Tier 3 - 1QU CoRE ¦ 5QU LoRE | Red Flag Warning - Small Fires | 2030 | 3.5596e-07 | 3.5596e-07 | 0.083606 | 0.039055 | 0.001695 | 0.042856 | 0 | 0 | 0.00037266 | 2.976e-08 | 0 | 2.976e-08 | 2.976e-08 | 0 | 2.976e-08 | 0 | 1.3794e-06 | 3.0238e-06 | 0 | 3.0238e-06 | 0 | 9.669e-05 | 0.00019338 | 0 | 0.00019338 | [12 empty] | 7.3.3.17.5 (Remote Grid) Updates to grid topology to minimize risk of ignition in HFTDs Remote GridWLDFREquipment / facility failureAggregated | WLDFR | HFTD - Distribution - Tier 2 - 2QU CoRE ¦ 3QU LoRE | Red Flag Warning - Destructive Fires | Equipment / facility failure | Aggregated | 2030 | 3.5387e-06 | 946.5765 | 0.0033497 | 2030 | Mitigation | 0.95 | 45 | 0 | esc | 0.00097009 | 3.4329e-09 | 0.00097009 | 3.4329e-09
[79 empty] | WLDFR | HFTD - Distribution - Tier 3 - 1QU CoRE ¦ 5QU LoRE | Red Flag Warning - Small Fires | 2031 | 3.5596e-07 | 3.5596e-07 | 0.083606 | 0.039055 | 0.001695 | 0.042856 | 0 | 0 | 0.00037266 | 2.976e-08 | 0 | 2.976e-08 | 2.976e-08 | 0 | 2.976e-08 | 0 | 1.3794e-06 | 3.0238e-06 | 0 | 3.0238e-06 | 0 | 9.669e-05 | 0.00019338 | 0 | 0.00019338 | [12 empty] | 7.3.3.17.5 (Remote Grid) Updates to grid topology to minimize risk of ignition in HFTDs Remote GridWLDFREquipment / facility failureAggregated | WLDFR | HFTD - Distribution - Tier 2 - 2QU CoRE ¦ 3QU LoRE | Red Flag Warning - Destructive Fires | Equipment / facility failure | Aggregated | 2031 | 3.5387e-06 | 946.5765 | 0.0033497 | 2031 | Mitigation | 0.95 | 45 | 0 | esc | 0.00097009 | 3.4329e-09 | 0.00097009 | 3.4329e-09
[79 empty] | WLDFR | HFTD - Distribution - Tier 3 - 1QU CoRE ¦ 5QU LoRE | Red Flag Warning - Small Fires | 2032 | 3.5596e-07 | 3.5596e-07 | 0.083606 | 0.039055 | 0.001695 | 0.042856 | 0 | 0 | 0.00037266 | 2.976e-08 | 0 | 2.976e-08 | 2.976e-08 | 0 | 2.976e-08 | 0 | 1.3794e-06 | 3.0238e-06 | 0 | 3.0238e-06 | 0 | 9.669e-05 | 0.00019338 | 0 | 0.00019338 | [12 empty] | 7.3.3.17.5 (Remote Grid) Updates to grid topology to minimize risk of ignition in HFTDs Remote GridWLDFREquipment / facility failureAggregated | WLDFR | HFTD - Distribution - Tier 2 - 2QU CoRE ¦ 3QU LoRE | Red Flag Warning - Destructive Fires | Equipment / facility failure | Aggregated | 2032 | 3.5387e-06 | 946.5765 | 0.0033497 | 2032 | Mitigation | 0.95 | 45 | 0 | esc | 0.00097009 | 3.4329e-09 | 0.00097009 | 3.4329e-09
[79 empty] | WLDFR | HFTD - Distribution - Tier 3 - 1QU CoRE ¦ 5QU LoRE | Red Flag Warning - Small Fires | 2033 | 3.5596e-07 | 3.5596e-07 | 0.087211 | 0.040679 | 0.0017655 | 0.044766 | 0 | 0 | 0.00037266 | 3.1043e-08 | 0 | 3.1043e-08 | 3.1043e-08 | 0 | 3.1043e-08 | 0 | 1.3794e-06 | 3.0238e-06 | 0 | 3.0238e-06 | 0 | 9.669e-05 | 0.00019338 | 0 | 0.00019338 | [12 empty] | 7.3.3.17.5 (Remote Grid) Updates to grid topology to minimize risk of ignition in HFTDs Remote GridWLDFREquipment / facility failureAggregated | WLDFR | HFTD - Distribution - Tier 2 - 2QU CoRE ¦ 3QU LoRE | Red Flag Warning - Destructive Fires | Equipment / facility failure | Aggregated | 2033 | 3.5387e-06 | 946.5765 | 0.0033497 | 2033 | Mitigation | 0.95 | 45 | 0 | esc | 0.00097009 | 3.4329e-09 | 0.00097009 | 3.4329e-09
[79 empty] | WLDFR | HFTD - Distribution - Tier 3 - 1QU CoRE ¦ 5QU LoRE | Red Flag Warning - Small Fires | 2034 | 3.5596e-07 | 3.5596e-07 | 0.087211 | 0.040679 | 0.0017655 | 0.044766 | 0 | 0 | 0.00037266 | 3.1043e-08 | 0 | 3.1043e-08 | 3.1043e-08 | 0 | 3.1043e-08 | 0 | 1.3794e-06 | 3.0238e-06 | 0 | 3.0238e-06 | 0 | 9.669e-05 | 0.00019338 | 0 | 0.00019338 | [12 empty] | 7.3.3.17.5 (Remote Grid) Updates to grid topology to minimize risk of ignition in HFTDs Remote GridWLDFREquipment / facility failureAggregated | WLDFR | HFTD - Distribution - Tier 2 - 2QU CoRE ¦ 3QU LoRE | Red Flag Warning - Destructive Fires | Equipment / facility failure | Aggregated | 2034 | 3.5387e-06 | 946.5765 | 0.0033497 | 2034 | Mitigation | 0.95 | 45 | 0 | esc | 0.00097009 | 3.4329e-09 | 0.00097009 | 3.4329e-09
[79 empty] | WLDFR | HFTD - Distribution - Tier 3 - 1QU CoRE ¦ 5QU LoRE | Red Flag Warning - Small Fires | 2035 | 3.5596e-07 | 3.5596e-07 | 0.087211 | 0.040679 | 0.0017655 | 0.044766 | 0 | 0 | 0.00037266 | 3.1043e-08 | 0 | 3.1043e-08 | 3.1043e-08 | 0 | 3.1043e-08 | 0 | 1.4439e-06 | 3.1651e-06 | 0 | 3.1651e-06 | 0 | 0.00010142 | 0.00020283 | 0 | 0.00020283 | [12 empty] | 7.3.3.17.5 (Remote Grid) Updates to grid topology to minimize risk of ignition in HFTDs Remote GridWLDFREquipment / facility failureAggregated | WLDFR | HFTD - Distribution - Tier 2 - 2QU CoRE ¦ 3QU LoRE | Red Flag Warning - Destructive Fires | Equipment / facility failure | Aggregated | 2035 | 3.5387e-06 | 946.5765 | 0.0033497 | 2035 | Mitigation | 0.95 | 45 | 0 | esc | 0.00097009 | 3.4329e-09 | 0.00097009 | 3.4329e-09
[79 empty] | WLDFR | HFTD - Distribution - Tier 3 - 1QU CoRE ¦ 5QU LoRE | Red Flag Warning - Small Fires | 2036 | 3.5596e-07 | 3.5596e-07 | 0.087211 | 0.040679 | 0.0017655 | 0.044766 | 0 | 0 | 0.00037266 | 3.1043e-08 | 0 | 3.1043e-08 | 3.1043e-08 | 0 | 3.1043e-08 | 0 | 1.4439e-06 | 3.1651e-06 | 0 | 3.1651e-06 | 0 | 0.00010142 | 0.00020283 | 0 | 0.00020283 | [12 empty] | 7.3.3.17.5 (Remote Grid) Updates to grid topology to minimize risk of ignition in HFTDs Remote GridWLDFREquipment / facility failureAggregated | WLDFR | HFTD - Distribution - Tier 2 - 2QU CoRE ¦ 3QU LoRE | Red Flag Warning - Destructive Fires | Equipment / facility failure | Aggregated | 2036 | 3.5387e-06 | 946.5765 | 0.0033497 | 2036 | Mitigation | 0.95 | 45 | 0 | esc | 0.00097009 | 3.4329e-09 | 0.00097009 | 3.4329e-09
[79 empty] | WLDFR | HFTD - Distribution - Tier 3 - 1QU CoRE ¦ 5QU LoRE | Red Flag Warning - Small Fires | 2037 | 3.5596e-07 | 3.5596e-07 | 0.087211 | 0.040679 | 0.0017655 | 0.044766 | 0 | 0 | 0.00037266 | 3.1043e-08 | 0 | 3.1043e-08 | 3.1043e-08 | 0 | 3.1043e-08 | 0 | 1.4439e-06 | 3.1651e-06 | 0 | 3.1651e-06 | 0 | 0.00010142 | 0.00020283 | 0 | 0.00020283 | [12 empty] | 7.3.3.17.5 (Remote Grid) Updates to grid topology to minimize risk of ignition in HFTDs Remote GridWLDFREquipment / facility failureAggregated | WLDFR | HFTD - Distribution - Tier 2 - 2QU CoRE ¦ 3QU LoRE | Red Flag Warning - Destructive Fires | Equipment / facility failure | Aggregated | 2037 | 3.5387e-06 | 946.5765 | 0.0033497 | 2037 | Mitigation | 0.95 | 45 | 0 | esc | 0.00097009 | 3.4329e-09 | 0.00097009 | 3.4329e-09
[79 empty] | WLDFR | HFTD - Distribution - Tier 3 - 1QU CoRE ¦ 5QU LoRE | Red Flag Warning - Small Fires | 2038 | 3.5596e-07 | 3.5596e-07 | 0.091184 | 0.042438 | 0.0018418 | 0.046905 | 0 | 0 | 0.00037266 | 3.2458e-08 | 0 | 3.2458e-08 | 3.2458e-08 | 0 | 3.2458e-08 | 0 | 1.4439e-06 | 3.1651e-06 | 0 | 3.1651e-06 | 0 | 0.00010142 | 0.00020283 | 0 | 0.00020283 | [12 empty] | 7.3.3.17.5 (Remote Grid) Updates to grid topology to minimize risk of ignition in HFTDs Remote GridWLDFREquipment / facility failureAggregated | WLDFR | HFTD - Distribution - Tier 2 - 2QU CoRE ¦ 3QU LoRE | Red Flag Warning - Destructive Fires | Equipment / facility failure | Aggregated | 2038 | 3.5387e-06 | 946.5765 | 0.0033497 | 2038 | Mitigation | 0.95 | 45 | 0 | esc | 0.00097009 | 3.4329e-09 | 0.00097009 | 3.4329e-09
[79 empty] | WLDFR | HFTD - Distribution - Tier 3 - 1QU CoRE ¦ 5QU LoRE | Red Flag Warning - Small Fires | 2039 | 3.5596e-07 | 3.5596e-07 | 0.091184 | 0.042438 | 0.0018418 | 0.046905 | 0 | 0 | 0.00037266 | 3.2458e-08 | 0 | 3.2458e-08 | 3.2458e-08 | 0 | 3.2458e-08 | 0 | 1.4439e-06 | 3.1651e-06 | 0 | 3.1651e-06 | 0 | 0.00010142 | 0.00020283 | 0 | 0.00020283 | [12 empty] | 7.3.3.17.5 (Remote Grid) Updates to grid topology to minimize risk of ignition in HFTDs Remote GridWLDFREquipment / facility failureAggregated | WLDFR | HFTD - Distribution - Tier 2 - 2QU CoRE ¦ 3QU LoRE | Red Flag Warning - Destructive Fires | Equipment / facility failure | Aggregated | 2039 | 3.5387e-06 | 946.5765 | 0.0033497 | 2039 | Mitigation | 0.95 | 45 | 0 | esc | 0.00097009 | 3.4329e-09 | 0.00097009 | 3.4329e-09
[79 empty] | WLDFR | HFTD - Distribution - Tier 3 - 1QU CoRE ¦ 5QU LoRE | Red Flag Warning - Small Fires | 2040 | 3.5596e-07 | 3.5596e-07 | 0.091184 | 0.042438 | 0.0018418 | 0.046905 | 0 | 0 | 0.00037266 | 3.2458e-08 | 0 | 3.2458e-08 | 3.2458e-08 | 0 | 3.2458e-08 | 0 | 1.5092e-06 | 3.3082e-06 | 0 | 3.3082e-06 | 0 | 0.00010644 | 0.00021289 | 0 | 0.00021289 | [12 empty] | 7.3.3.17.5 (Remote Grid) Updates to grid topology to minimize risk of ignition in HFTDs Remote GridWLDFREquipment / facility failureAggregated | WLDFR | HFTD - Distribution - Tier 2 - 2QU CoRE ¦ 3QU LoRE | Red Flag Warning - Destructive Fires | Equipment / facility failure | Aggregated | 2040 | 3.5387e-06 | 946.5765 | 0.0033497 | 2040 | Mitigation | 0.95 | 45 | 0 | esc | 0.00097009 | 3.4329e-09 | 0.00097009 | 3.4329e-09
[79 empty] | WLDFR | HFTD - Distribution - Tier 3 - 1QU CoRE ¦ 5QU LoRE | Red Flag Warning - Small Fires | 2041 | 3.5596e-07 | 3.5596e-07 | 0.091184 | 0.042438 | 0.0018418 | 0.046905 | 0 | 0 | 0.00037266 | 3.2458e-08 | 0 | 3.2458e-08 | 3.2458e-08 | 0 | 3.2458e-08 | 0 | 1.5092e-06 | 3.3082e-06 | 0 | 3.3082e-06 | 0 | 0.00010644 | 0.00021289 | 0 | 0.00021289 | [12 empty] | 7.3.3.17.5 (Remote Grid) Updates to grid topology to minimize risk of ignition in HFTDs Remote GridWLDFREquipment / facility failureAggregated | WLDFR | HFTD - Distribution - Tier 2 - 2QU CoRE ¦ 3QU LoRE | Red Flag Warning - Destructive Fires | Equipment / facility failure | Aggregated | 2041 | 3.5387e-06 | 946.5765 | 0.0033497 | 2041 | Mitigation | 0.95 | 45 | 0 | esc | 0.00097009 | 3.4329e-09 | 0.00097009 | 3.4329e-09
[79 empty] | WLDFR | HFTD - Distribution - Tier 3 - 1QU CoRE ¦ 5QU LoRE | Red Flag Warning - Small Fires | 2042 | 3.5596e-07 | 3.5596e-07 | 0.091184 | 0.042438 | 0.0018418 | 0.046905 | 0 | 0 | 0.00037266 | 3.2458e-08 | 0 | 3.2458e-08 | 3.2458e-08 | 0 | 3.2458e-08 | 0 | 1.5092e-06 | 3.3082e-06 | 0 | 3.3082e-06 | 0 | 0.00010644 | 0.00021289 | 0 | 0.00021289 | [12 empty] | 7.3.3.17.5 (Remote Grid) Updates to grid topology to minimize risk of ignition in HFTDs Remote GridWLDFREquipment / facility failureAggregated | WLDFR | HFTD - Distribution - Tier 2 - 2QU CoRE ¦ 3QU LoRE | Red Flag Warning - Destructive Fires | Equipment / facility failure | Aggregated | 2042 | 3.5387e-06 | 946.5765 | 0.0033497 | 2042 | Mitigation | 0.95 | 45 | 0 | esc | 0.00097009 | 3.4329e-09 | 0.00097009 | 3.4329e-09
[79 empty] | WLDFR | HFTD - Distribution - Tier 3 - 1QU CoRE ¦ 5QU LoRE | Red Flag Warning - Small Fires | 2043 | 3.5596e-07 | 3.5596e-07 | 0.095486 | 0.044306 | 0.0019228 | 0.049257 | 0 | 0 | 0.00037266 | 3.3989e-08 | 0 | 3.3989e-08 | 3.3989e-08 | 0 | 3.3989e-08 | 0 | 0 | 3.3082e-06 | 0 | 3.3082e-06 | 0 | 0.00010644 | 0.00021289 | 0 | 0.00021289 | [12 empty] | 7.3.3.17.5 (Remote Grid) Updates to grid topology to minimize risk of ignition in HFTDs Remote GridWLDFREquipment / facility failureAggregated | WLDFR | HFTD - Distribution - Tier 2 - 2QU CoRE ¦ 3QU LoRE | Red Flag Warning - Destructive Fires | Equipment / facility failure | Aggregated | 2043 | 3.5387e-06 | 946.5765 | 0.0033497 | 2043 | Mitigation | 0.95 | 45 | 0 | esc | 0.00097009 | 3.4329e-09 | 0.00097009 | 3.4329e-09
[79 empty] | WLDFR | HFTD - Distribution - Tier 3 - 1QU CoRE ¦ 5QU LoRE | Red Flag Warning - Small Fires | 2044 | 3.5596e-07 | 3.5596e-07 | 0.095486 | 0.044306 | 0.0019228 | 0.049257 | 0 | 0 | 0.00037266 | 3.3989e-08 | 0 | 3.3989e-08 | 3.3989e-08 | 0 | 3.3989e-08 | 0 | 0 | 0 | 0 | 0 | 0 | 0.00010644 | 0.00021289 | 0 | 0.00021289 | [12 empty] | 7.3.3.17.5 (Remote Grid) Updates to grid topology to minimize risk of ignition in HFTDs Remote GridWLDFREquipment / facility failureAggregated | WLDFR | HFTD - Distribution - Tier 2 - 2QU CoRE ¦ 3QU LoRE | Red Flag Warning - Destructive Fires | Equipment / facility failure | Aggregated | 2044 | 3.5387e-06 | 946.5765 | 0.0033497 | 2044 | Mitigation | 0.95 | 45 | 0 | esc | 0.00097009 | 3.4329e-09 | 0.00097009 | 3.4329e-09
[79 empty] | WLDFR | HFTD - Distribution - Tier 3 - 1QU CoRE ¦ 5QU LoRE | Red Flag Warning - Small Fires | 2045 | 3.5596e-07 | 3.5596e-07 | 0.095486 | 0.044306 | 0.0019228 | 0.049257 | 0 | 0 | 0.00037266 | 3.3989e-08 | 0 | 3.3989e-08 | 3.3989e-08 | 0 | 3.3989e-08 | 0 | 0.00069727 | 0 | 0 | 0 | 0 | 0.00011171 | 0.00022342 | 0 | 0.00022342 | [12 empty] | 7.3.3.17.5 (Remote Grid) Updates to grid topology to minimize risk of ignition in HFTDs Remote GridWLDFREquipment / facility failureAggregated | WLDFR | HFTD - Distribution - Tier 2 - 2QU CoRE ¦ 3QU LoRE | Red Flag Warning - Destructive Fires | Equipment / facility failure | Aggregated | 2045 | 3.5387e-06 | 946.5765 | 0.0033497 | 2045 | Mitigation | 0.95 | 45 | 0 | esc | 0.00097009 | 3.4329e-09 | 0.00097009 | 3.4329e-09
[79 empty] | WLDFR | HFTD - Distribution - Tier 3 - 1QU CoRE ¦ 5QU LoRE | Red Flag Warning - Small Fires | 2046 | 3.5596e-07 | 3.5596e-07 | 0.095486 | 0.044306 | 0.0019228 | 0.049257 | 0 | 0 | 0.00037266 | 3.3989e-08 | 0 | 3.3989e-08 | 3.3989e-08 | 0 | 3.3989e-08 | 0 | 0.00072283 | 0.0015845 | 0 | 0.0015845 | 0 | 0.00011171 | 0.00022342 | 0 | 0.00022342 | [12 empty] | 7.3.3.17.5 (Remote Grid) Updates to grid topology to minimize risk of ignition in HFTDs Remote GridWLDFREquipment / facility failureAggregated | WLDFR | HFTD - Distribution - Tier 2 - 2QU CoRE ¦ 3QU LoRE | Red Flag Warning - Destructive Fires | Equipment / facility failure | Aggregated | 2046 | 3.5387e-06 | 946.5765 | 0.0033497 | 2046 | Mitigation | 0.95 | 45 | 0 | esc | 0.00097009 | 3.4329e-09 | 0.00097009 | 3.4329e-09
[79 empty] | WLDFR | HFTD - Distribution - Tier 3 - 1QU CoRE ¦ 5QU LoRE | Red Flag Warning - Small Fires | 2047 | 3.5596e-07 | 3.5596e-07 | 0.095486 | 0.044306 | 0.0019228 | 0.049257 | 0 | 0 | 0.00037266 | 3.3989e-08 | 0 | 3.3989e-08 | 3.3989e-08 | 0 | 3.3989e-08 | 0 | 0.00072283 | 0.0015845 | 0 | 0.0015845 | 0 | 0.00011171 | 0.00022342 | 0 | 0.00022342 | [12 empty] | 7.3.3.17.5 (Remote Grid) Updates to grid topology to minimize risk of ignition in HFTDs Remote GridWLDFREquipment / facility failureAggregated | WLDFR | HFTD - Distribution - Tier 2 - 2QU CoRE ¦ 3QU LoRE | Red Flag Warning - Destructive Fires | Equipment / facility failure | Aggregated | 2047 | 3.5387e-06 | 946.5765 | 0.0033497 | 2047 | Mitigation | 0.95 | 45 | 0 | esc | 0.00097009 | 3.4329e-09 | 0.00097009 | 3.4329e-09
[79 empty] | WLDFR | HFTD - Distribution - Tier 3 - 1QU CoRE ¦ 5QU LoRE | Red Flag Warning - Small Fires | 2048 | 3.5596e-07 | 3.5596e-07 | 0.10007 | 0.04626 | 0.0020076 | 0.051804 | 0 | 0 | 0.00037266 | 3.5621e-08 | 0 | 3.5621e-08 | 3.5621e-08 | 0 | 3.5621e-08 | 0 | 0.00072283 | 0.0015845 | 0 | 0.0015845 | 0 | 0.00011171 | 0.00022342 | 0 | 0.00022342 | [12 empty] | 7.3.3.17.5 (Remote Grid) Updates to grid topology to minimize risk of ignition in HFTDs Remote GridWLDFREquipment / facility failureAggregated | WLDFR | HFTD - Distribution - Tier 2 - 2QU CoRE ¦ 3QU LoRE | Red Flag Warning - Destructive Fires | Equipment / facility failure | Aggregated | 2048 | 3.5387e-06 | 946.5765 | 0.0033497 | 2048 | Mitigation | 0.95 | 45 | 0 | esc | 0.00097009 | 3.4329e-09 | 0.00097009 | 3.4329e-09
[79 empty] | WLDFR | HFTD - Distribution - Tier 3 - 1QU CoRE ¦ 5QU LoRE | Red Flag Warning - Small Fires | 2049 | 3.5596e-07 | 3.5596e-07 | 0.10007 | 0.04626 | 0.0020076 | 0.051804 | 0 | 0 | 0.00037266 | 3.5621e-08 | 0 | 3.5621e-08 | 3.5621e-08 | 0 | 3.5621e-08 | 0 | 0.00072283 | 0.0015845 | 0 | 0.0015845 | 0 | 0 | 0.00022342 | 0 | 0.00022342 | [12 empty] | 7.3.3.17.5 (Remote Grid) Updates to grid topology to minimize risk of ignition in HFTDs Remote GridWLDFREquipment / facility failureAggregated | WLDFR | HFTD - Distribution - Tier 2 - 2QU CoRE ¦ 3QU LoRE | Red Flag Warning - Destructive Fires | Equipment / facility failure | Aggregated | 2049 | 3.5387e-06 | 946.5765 | 0.0033497 | 2049 | Mitigation | 0.95 | 45 | 0 | esc | 0.00097009 | 3.4329e-09 | 0.00097009 | 3.4329e-09
[79 empty] | WLDFR | HFTD - Distribution - Tier 3 - 1QU CoRE ¦ 5QU LoRE | Red Flag Warning - Small Fires | 2050 | 3.5596e-07 | 3.5596e-07 | 0.10007 | 0.04626 | 0.0020076 | 0.051804 | 0 | 0 | 0.00037266 | 3.5621e-08 | 0 | 3.5621e-08 | 3.5621e-08 | 0 | 3.5621e-08 | 0 | 0.00072283 | 0.0015845 | 0 | 0.0015845 | 0 | 0 | 0 | 0 | 0 | [12 empty] | 7.3.3.17.5 (Remote Grid) Updates to grid topology to minimize risk of ignition in HFTDs Remote GridWLDFREquipment / facility failureAggregated | WLDFR | HFTD - Distribution - Tier 2 - 2QU CoRE ¦ 3QU LoRE | Red Flag Warning - Destructive Fires | Equipment / facility failure | Aggregated | 2050 | 3.5387e-06 | 946.5765 | 0.0033497 | 2050 | Mitigation | 0.95 | 45 | 0 | esc | 0.00097009 | 3.4329e-09 | 0.00097009 | 3.4329e-09
[79 empty] | WLDFR | HFTD - Distribution - Tier 3 - 1QU CoRE ¦ 5QU LoRE | Red Flag Warning - Small Fires | 2051 | 3.5596e-07 | 3.5596e-07 | 0.10007 | 0.04626 | 0.0020076 | 0.051804 | 0 | 0 | 0.00037266 | 3.5621e-08 | 0 | 3.5621e-08 | 3.5621e-08 | 0 | 3.5621e-08 | 0 | 0.00075504 | 0.0016551 | 0 | 0.0016551 | 0 | 0 | 0 | 0 | 0 | [12 empty] | 7.3.3.17.5 (Remote Grid) Updates to grid topology to minimize risk of ignition in HFTDs Remote GridWLDFREquipment / facility failureAggregated | WLDFR | HFTD - Distribution - Tier 2 - 2QU CoRE ¦ 3QU LoRE | Red Flag Warning - Destructive Fires | Equipment / facility failure | Aggregated | 2051 | 3.5387e-06 | 946.5765 | 0.0033497 | 2051 | Mitigation | 0.95 | 45 | 0 | esc | 0.00097009 | 3.4329e-09 | 0.00097009 | 3.4329e-09
[79 empty] | WLDFR | HFTD - Distribution - Tier 3 - 1QU CoRE ¦ 5QU LoRE | Red Flag Warning - Small Fires | 2052 | 3.5596e-07 | 3.5596e-07 | 0.10007 | 0.04626 | 0.0020076 | 0.051804 | 0 | 0 | 0.00037266 | 3.5621e-08 | 0 | 3.5621e-08 | 3.5621e-08 | 0 | 3.5621e-08 | 0 | 0.00075504 | 0.0016551 | 0 | 0.0016551 | 0 | 9.0781e-07 | 0 | 0 | 0 | [12 empty] | 7.3.3.17.5 (Remote Grid) Updates to grid topology to minimize risk of ignition in HFTDs Remote GridWLDFREquipment / facility failureAggregated | WLDFR | HFTD - Distribution - Tier 2 - 2QU CoRE ¦ 3QU LoRE | Red Flag Warning - Destructive Fires | Equipment / facility failure | Aggregated | 2052 | 3.5387e-06 | 946.5765 | 0.0033497 | 2052 | Mitigation | 0.95 | 45 | 0 | esc | 0.00097009 | 3.4329e-09 | 0.00097009 | 3.4329e-09
[79 empty] | WLDFR | HFTD - Distribution - Tier 3 - 1QU CoRE ¦ 5QU LoRE | Red Flag Warning - Small Fires | 2053 | 3.5596e-07 | 3.5596e-07 | 0.10489 | 0.048274 | 0.002095 | 0.054525 | 0 | 0 | 0.00037266 | 3.7338e-08 | 0 | 3.7338e-08 | 3.7338e-08 | 0 | 3.7338e-08 | 0 | 0.00075504 | 0.0016551 | 0 | 0.0016551 | 0 | 9.4843e-07 | 1.8969e-06 | 0 | 1.8969e-06 | [12 empty] | 7.3.3.17.5 (Remote Grid) Updates to grid topology to minimize risk of ignition in HFTDs Remote GridWLDFREquipment / facility failureAggregated | WLDFR | HFTD - Distribution - Tier 2 - 2QU CoRE ¦ 3QU LoRE | Red Flag Warning - Destructive Fires | Equipment / facility failure | Aggregated | 2053 | 3.5387e-06 | 946.5765 | 0.0033497 | 2053 | Mitigation | 0.95 | 45 | 0 | esc | 0.00097009 | 3.4329e-09 | 0.00097009 | 3.4329e-09
[79 empty] | WLDFR | HFTD - Distribution - Tier 3 - 1QU CoRE ¦ 5QU LoRE | Red Flag Warning - Small Fires | 2054 | 3.5596e-07 | 3.5596e-07 | 0.10489 | 0.048274 | 0.002095 | 0.054525 | 0 | 0 | 0.00037266 | 3.7338e-08 | 0 | 3.7338e-08 | 3.7338e-08 | 0 | 3.7338e-08 | 0 | 0.00075504 | 0.0016551 | 0 | 0.0016551 | 0 | 9.4843e-07 | 1.8969e-06 | 0 | 1.8969e-06 | [12 empty] | 7.3.3.17.5 (Remote Grid) Updates to grid topology to minimize risk of ignition in HFTDs Remote GridWLDFREquipment / facility failureAggregated | WLDFR | HFTD - Distribution - Tier 2 - 2QU CoRE ¦ 3QU LoRE | Red Flag Warning - Destructive Fires | Equipment / facility failure | Aggregated | 2054 | 3.5387e-06 | 946.5765 | 0.0033497 | 2054 | Mitigation | 0.95 | 45 | 0 | esc | 0.00097009 | 3.4329e-09 | 0.00097009 | 3.4329e-09
[79 empty] | WLDFR | HFTD - Distribution - Tier 3 - 1QU CoRE ¦ 5QU LoRE | Red Flag Warning - Small Fires | 2055 | 3.5596e-07 | 3.5596e-07 | 0.10489 | 0.048274 | 0.002095 | 0.054525 | 0 | 0 | 0.00037266 | 3.7338e-08 | 0 | 3.7338e-08 | 3.7338e-08 | 0 | 3.7338e-08 | 0 | 0.00075504 | 0.0016551 | 0 | 0.0016551 | 0 | 9.4843e-07 | 1.8969e-06 | 0 | 1.8969e-06 | [12 empty] | 7.3.3.17.5 (Remote Grid) Updates to grid topology to minimize risk of ignition in HFTDs Remote GridWLDFREquipment / facility failureAggregated | WLDFR | HFTD - Distribution - Tier 2 - 2QU CoRE ¦ 3QU LoRE | Red Flag Warning - Destructive Fires | Equipment / facility failure | Aggregated | 2055 | 3.5387e-06 | 946.5765 | 0.0033497 | 2055 | Mitigation | 0.95 | 45 | 0 | esc | 0.00097009 | 3.4329e-09 | 0.00097009 | 3.4329e-09
[79 empty] | WLDFR | HFTD - Distribution - Tier 3 - 1QU CoRE ¦ 5QU LoRE | Red Flag Warning - Small Fires | 2056 | 3.5596e-07 | 3.5596e-07 | 0.10489 | 0.048274 | 0.002095 | 0.054525 | 0 | 0 | 0.00037266 | 3.7338e-08 | 0 | 3.7338e-08 | 3.7338e-08 | 0 | 3.7338e-08 | 0 | 0.00079083 | 0.0017335 | 0 | 0.0017335 | 0 | 9.4843e-07 | 1.8969e-06 | 0 | 1.8969e-06 | [12 empty] | 7.3.3.17.5 (Remote Grid) Updates to grid topology to minimize risk of ignition in HFTDs Remote GridWLDFREquipment / facility failureAggregated | WLDFR | HFTD - Distribution - Tier 2 - 2QU CoRE ¦ 3QU LoRE | Red Flag Warning - Destructive Fires | Equipment / facility failure | Aggregated | 2056 | 3.5387e-06 | 946.5765 | 0.0033497 | 2056 | Mitigation | 0.95 | 45 | 0 | esc | 0.00097009 | 3.4329e-09 | 0.00097009 | 3.4329e-09
[79 empty] | WLDFR | HFTD - Distribution - Tier 3 - 1QU CoRE ¦ 5QU LoRE | Red Flag Warning - Small Fires | 2057 | 3.5596e-07 | 3.5596e-07 | 0.10489 | 0.048274 | 0.002095 | 0.054525 | 0 | 0 | 0.00037266 | 3.7338e-08 | 0 | 3.7338e-08 | 3.7338e-08 | 0 | 3.7338e-08 | 0 | 0.00079083 | 0.0017335 | 0 | 0.0017335 | 0 | 9.4843e-07 | 1.8969e-06 | 0 | 1.8969e-06 | [12 empty] | 7.3.3.17.5 (Remote Grid) Updates to grid topology to minimize risk of ignition in HFTDs Remote GridWLDFREquipment / facility failureAggregated | WLDFR | HFTD - Distribution - Tier 2 - 2QU CoRE ¦ 3QU LoRE | Red Flag Warning - Destructive Fires | Equipment / facility failure | Aggregated | 2057 | 3.5387e-06 | 946.5765 | 0.0033497 | 2057 | Mitigation | 0.95 | 45 | 0 | esc | 0.00097009 | 3.4329e-09 | 0.00097009 | 3.4329e-09
[79 empty] | WLDFR | HFTD - Distribution - Tier 3 - 1QU CoRE ¦ 5QU LoRE | Red Flag Warning - Small Fires | 2058 | 3.5596e-07 | 3.5596e-07 | 0.1099 | 0.050325 | 0.0021839 | 0.057393 | 0 | 0 | 0.00037266 | 3.9121e-08 | 0 | 3.9121e-08 | 3.9121e-08 | 0 | 3.9121e-08 | 0 | 0.00079083 | 0.0017335 | 0 | 0.0017335 | 0 | 1.0007e-06 | 2.0015e-06 | 0 | 2.0015e-06 | [12 empty] | 7.3.3.17.5 (Remote Grid) Updates to grid topology to minimize risk of ignition in HFTDs Remote GridWLDFREquipment / facility failureAggregated | WLDFR | HFTD - Distribution - Tier 2 - 2QU CoRE ¦ 3QU LoRE | Red Flag Warning - Destructive Fires | Equipment / facility failure | Aggregated | 2058 | 3.5387e-06 | 946.5765 | 0.0033497 | 2058 | Mitigation | 0.95 | 45 | 0 | esc | 0.00097009 | 3.4329e-09 | 0.00097009 | 3.4329e-09
[79 empty] | WLDFR | HFTD - Distribution - Tier 3 - 1QU CoRE ¦ 5QU LoRE | Red Flag Warning - Small Fires | 2059 | 3.5596e-07 | 3.5596e-07 | 0.1099 | 0.050325 | 0.0021839 | 0.057393 | 0 | 0 | 0.00037266 | 3.9121e-08 | 0 | 3.9121e-08 | 3.9121e-08 | 0 | 3.9121e-08 | 0 | 0.00079083 | 0.0017335 | 0 | 0.0017335 | 0 | 1.0007e-06 | 2.0015e-06 | 0 | 2.0015e-06 | [12 empty] | 7.3.3.17.5 (Remote Grid) Updates to grid topology to minimize risk of ignition in HFTDs Remote GridWLDFREquipment / facility failureAggregated | WLDFR | HFTD - Distribution - Tier 2 - 2QU CoRE ¦ 3QU LoRE | Red Flag Warning - Destructive Fires | Equipment / facility failure | Aggregated | 2059 | 3.5387e-06 | 946.5765 | 0.0033497 | 2059 | Mitigation | 0.95 | 45 | 0 | esc | 0.00097009 | 3.4329e-09 | 0.00097009 | 3.4329e-09
[79 empty] | WLDFR | HFTD - Distribution - Tier 3 - 1QU CoRE ¦ 5QU LoRE | Red Flag Warning - Small Fires | 2060 | 3.5596e-07 | 3.5596e-07 | 0.1099 | 0.050325 | 0.0021839 | 0.057393 | 0 | 0 | 0.00037266 | 3.9121e-08 | 0 | 3.9121e-08 | 3.9121e-08 | 0 | 3.9121e-08 | 0 | 0.00079083 | 0.0017335 | 0 | 0.0017335 | 0 | 1.0007e-06 | 2.0015e-06 | 0 | 2.0015e-06 | [12 empty] | 7.3.3.17.5 (Remote Grid) Updates to grid topology to minimize risk of ignition in HFTDs Remote GridWLDFREquipment / facility failureAggregated | WLDFR | HFTD - Distribution - Tier 2 - 2QU CoRE ¦ 3QU LoRE | Red Flag Warning - Destructive Fires | Equipment / facility failure | Aggregated | 2060 | 3.5387e-06 | 946.5765 | 0.0033497 | 2060 | Mitigation | 0.95 | 45 | 0 | esc | 0.00097009 | 3.4329e-09 | 0.00097009 | 3.4329e-09
[79 empty] | WLDFR | HFTD - Distribution - Tier 3 - 1QU CoRE ¦ 5QU LoRE | Red Flag Warning - Small Fires | 2061 | 3.5596e-07 | 3.5596e-07 | 0.1099 | 0.050325 | 0.0021839 | 0.057393 | 0 | 0 | 0.00037266 | 3.9121e-08 | 0 | 3.9121e-08 | 3.9121e-08 | 0 | 3.9121e-08 | 0 | 0.00082968 | 0.0018187 | 0 | 0.0018187 | 0 | 1.0007e-06 | 2.0015e-06 | 0 | 2.0015e-06 | [12 empty] | 7.3.3.17.5 (Remote Grid) Updates to grid topology to minimize risk of ignition in HFTDs Remote GridWLDFREquipment / facility failureAggregated | WLDFR | HFTD - Distribution - Tier 2 - 2QU CoRE ¦ 3QU LoRE | Red Flag Warning - Destructive Fires | Equipment / facility failure | Aggregated | 2061 | 3.5387e-06 | 946.5765 | 0.0033497 | 2061 | Mitigation | 0.95 | 45 | 0 | esc | 0.00097009 | 3.4329e-09 | 0.00097009 | 3.4329e-09
[79 empty] | WLDFR | HFTD - Distribution - Tier 3 - 1QU CoRE ¦ 5QU LoRE | Red Flag Warning - Small Fires | 2062 | 3.5596e-07 | 3.5596e-07 | 0.1099 | 0.050325 | 0.0021839 | 0.057393 | 0 | 0 | 0.00037266 | 3.9121e-08 | 0 | 3.9121e-08 | 3.9121e-08 | 0 | 3.9121e-08 | 0 | 0.00082968 | 0.0018187 | 0 | 0.0018187 | 0 | 1.0007e-06 | 2.0015e-06 | 0 | 2.0015e-06 | [12 empty] | 7.3.3.17.5 (Remote Grid) Updates to grid topology to minimize risk of ignition in HFTDs Remote GridWLDFREquipment / facility failureAggregated | WLDFR | HFTD - Distribution - Tier 2 - 2QU CoRE ¦ 3QU LoRE | Red Flag Warning - Destructive Fires | Equipment / facility failure | Aggregated | 2062 | 3.5387e-06 | 946.5765 | 0.0033497 | 2062 | Mitigation | 0.95 | 45 | 0 | esc | 0.00097009 | 3.4329e-09 | 0.00097009 | 3.4329e-09
[79 empty] | WLDFR | HFTD - Distribution - Tier 3 - 1QU CoRE ¦ 5QU LoRE | Red Flag Warning - Small Fires | 2063 | 3.5596e-07 | 3.5596e-07 | 0.11504 | 0.052388 | 0.0022734 | 0.060377 | 0 | 0 | 0.00037266 | 4.0949e-08 | 0 | 4.0949e-08 | 4.0949e-08 | 0 | 4.0949e-08 | 0 | 0.00082968 | 0.0018187 | 0 | 0.0018187 | 0 | 1.0602e-06 | 2.1205e-06 | 0 | 2.1205e-06 | [12 empty] | 7.3.3.17.5 (Remote Grid) Updates to grid topology to minimize risk of ignition in HFTDs Remote GridWLDFREquipment / facility failureAggregated | WLDFR | HFTD - Distribution - Tier 2 - 2QU CoRE ¦ 3QU LoRE | Red Flag Warning - Destructive Fires | Equipment / facility failure | Aggregated | 2063 | 3.5387e-06 | 946.5765 | 0.0033497 | 2063 | Mitigation | 0.95 | 45 | 0 | esc | 0.00097009 | 3.4329e-09 | 0.00097009 | 3.4329e-09
[79 empty] | WLDFR | HFTD - Distribution - Tier 3 - 1QU CoRE ¦ 5QU LoRE | Red Flag Warning - Small Fires | 2064 | 3.5596e-07 | 3.5596e-07 | 0.11504 | 0.052388 | 0.0022734 | 0.060377 | 0 | 0 | 0.00037266 | 4.0949e-08 | 0 | 4.0949e-08 | 4.0949e-08 | 0 | 4.0949e-08 | 0 | 0.00082968 | 0.0018187 | 0 | 0.0018187 | 0 | 1.0602e-06 | 2.1205e-06 | 0 | 2.1205e-06 | [12 empty] | 7.3.3.17.5 (Remote Grid) Updates to grid topology to minimize risk of ignition in HFTDs Remote GridWLDFREquipment / facility failureAggregated | WLDFR | HFTD - Distribution - Tier 2 - 2QU CoRE ¦ 3QU LoRE | Red Flag Warning - Destructive Fires | Equipment / facility failure | Aggregated | 2064 | 3.5387e-06 | 946.5765 | 0.0033497 | 2064 | Mitigation | 0.95 | 45 | 0 | esc | 0.00097009 | 3.4329e-09 | 0.00097009 | 3.4329e-09
[79 empty] | WLDFR | HFTD - Distribution - Tier 3 - 1QU CoRE ¦ 5QU LoRE | Red Flag Warning - Small Fires | 2065 | 3.5596e-07 | 3.5596e-07 | 0.11504 | 0.052388 | 0.0022734 | 0.060377 | 0 | 0 | 0.00037266 | 4.0949e-08 | 0 | 4.0949e-08 | 4.0949e-08 | 0 | 4.0949e-08 | 0 | 0.00082968 | 0.0018187 | 0 | 0.0018187 | 0 | 1.0602e-06 | 2.1205e-06 | 0 | 2.1205e-06 | [12 empty] | 7.3.3.17.5 (Remote Grid) Updates to grid topology to minimize risk of ignition in HFTDs Remote GridWLDFREquipment / facility failureAggregated | WLDFR | HFTD - Distribution - Tier 2 - 2QU CoRE ¦ 3QU LoRE | Red Flag Warning - Destructive Fires | Equipment / facility failure | Aggregated | 2065 | 3.5387e-06 | 946.5765 | 0.0033497 | 2065 | Mitigation | 0.95 | 45 | 0 | esc | 0.00097009 | 3.4329e-09 | 0.00097009 | 3.4329e-09
[79 empty] | WLDFR | HFTD - Distribution - Tier 3 - 1QU CoRE ¦ 5QU LoRE | Red Flag Warning - Small Fires | 2066 | 3.5596e-07 | 3.5596e-07 | 0.11504 | 0.052388 | 0.0022734 | 0.060377 | 0 | 0 | 0.00037266 | 4.0949e-08 | 0 | 4.0949e-08 | 4.0949e-08 | 0 | 4.0949e-08 | 0 | 0.00087107 | 0.0019094 | 0 | 0.0019094 | 0 | 1.0602e-06 | 2.1205e-06 | 0 | 2.1205e-06 | [12 empty] | 7.3.3.17.5 (Remote Grid) Updates to grid topology to minimize risk of ignition in HFTDs Remote GridWLDFREquipment / facility failureAggregated | WLDFR | HFTD - Distribution - Tier 2 - 2QU CoRE ¦ 3QU LoRE | Red Flag Warning - Destructive Fires | Equipment / facility failure | Aggregated | 2066 | 3.5387e-06 | 946.5765 | 0.0033497 | 2066 | Mitigation | 0.95 | 45 | 0 | esc | 0.00097009 | 3.4329e-09 | 0.00097009 | 3.4329e-09
[79 empty] | WLDFR | HFTD - Distribution - Tier 3 - 1QU CoRE ¦ 5QU LoRE | Red Flag Warning - Small Fires | 2067 | 0 | 3.5596e-07 | 0.11504 | 0.052388 | 0.0022734 | 0.060377 | 0 | 0 | 0.00037266 | 0 | 0 | 0 | 4.0949e-08 | 0 | 4.0949e-08 | 0 | 0.00087107 | 0.0019094 | 0 | 0.0019094 | 0 | 1.0602e-06 | 2.1205e-06 | 0 | 2.1205e-06 | [12 empty] | 7.3.3.17.5 (Remote Grid) Updates to grid topology to minimize risk of ignition in HFTDs Remote GridWLDFREquipment / facility failureAggregated | WLDFR | HFTD - Distribution - Tier 2 - 2QU CoRE ¦ 3QU LoRE | Red Flag Warning - Destructive Fires | Equipment / facility failure | Aggregated | 2067 | 3.5387e-06 | 946.5765 | 0.0033497 | 2067 | Mitigation | 0.95 | 45 | 0 | esc | 0 | 0 | 0.00097009 | 3.4329e-09
[79 empty] | WLDFR | HFTD - Distribution - Tier 3 - 2QU CoRE ¦ 1QU LoRE | Non-Red Flag Warning - Catastrophic Fires | 2022 | 3.5678e-09 | 0 | 14146.1306 | 222.2294 | 8585.7228 | 5338.1784 | 0 | 0 | 4.6182e-06 | 5.0471e-05 | 0 | 5.0471e-05 | 0 | 0 | 0 | 0 | 0.00087107 | 0.0019094 | 0 | 0.0019094 | 0 | 1.1265e-06 | 2.2529e-06 | 0 | 2.2529e-06 | [12 empty] | 7.3.3.17.5 (Remote Grid) Updates to grid topology to minimize risk of ignition in HFTDs Remote GridWLDFRVegetation ContactAggregated | WLDFR | HFTD - Distribution - Tier 2 - 2QU CoRE ¦ 3QU LoRE | Red Flag Warning - Destructive Fires | Vegetation Contact | Aggregated | 2022 | 5.6281e-06 | 946.5765 | 0.0053275 | 2022 | Mitigation | 0.95 | 45 | 0 | esc | 0.00097009 | 5.4598e-09 | 0 | 0
[79 empty] | WLDFR | HFTD - Distribution - Tier 3 - 2QU CoRE ¦ 1QU LoRE | Non-Red Flag Warning - Catastrophic Fires | 2023 | 3.5678e-09 | 3.5678e-09 | 14664.6376 | 233.2301 | 8896.516 | 5534.8915 | 0 | 0 | 4.6182e-06 | 5.2321e-05 | 0 | 5.2321e-05 | 5.2321e-05 | 0 | 5.2321e-05 | 0 | 0.00087107 | 0.0019094 | 0 | 0.0019094 | 0 | 1.1265e-06 | 2.2529e-06 | 0 | 2.2529e-06 | [12 empty] | 7.3.3.17.5 (Remote Grid) Updates to grid topology to minimize risk of ignition in HFTDs Remote GridWLDFRVegetation ContactAggregated | WLDFR | HFTD - Distribution - Tier 2 - 2QU CoRE ¦ 3QU LoRE | Red Flag Warning - Destructive Fires | Vegetation Contact | Aggregated | 2023 | 5.6281e-06 | 946.5765 | 0.0053275 | 2023 | Mitigation | 0.95 | 45 | 0 | esc | 0.00097009 | 5.4598e-09 | 0.00097009 | 5.4598e-09
[79 empty] | WLDFR | HFTD - Distribution - Tier 3 - 2QU CoRE ¦ 1QU LoRE | Non-Red Flag Warning - Catastrophic Fires | 2024 | 3.5678e-09 | 3.5678e-09 | 14664.6376 | 233.2301 | 8896.516 | 5534.8915 | 0 | 0 | 4.6182e-06 | 5.2321e-05 | 0 | 5.2321e-05 | 5.2321e-05 | 0 | 5.2321e-05 | 0 | 0.00087107 | 0.0019094 | 0 | 0.0019094 | 0 | 1.1265e-06 | 2.2529e-06 | 0 | 2.2529e-06 | [12 empty] | 7.3.3.17.5 (Remote Grid) Updates to grid topology to minimize risk of ignition in HFTDs Remote GridWLDFRVegetation ContactAggregated | WLDFR | HFTD - Distribution - Tier 2 - 2QU CoRE ¦ 3QU LoRE | Red Flag Warning - Destructive Fires | Vegetation Contact | Aggregated | 2024 | 5.6281e-06 | 946.5765 | 0.0053275 | 2024 | Mitigation | 0.95 | 45 | 0 | esc | 0.00097009 | 5.4598e-09 | 0.00097009 | 5.4598e-09
[79 empty] | WLDFR | HFTD - Distribution - Tier 3 - 2QU CoRE ¦ 1QU LoRE | Non-Red Flag Warning - Catastrophic Fires | 2025 | 3.5678e-09 | 3.5678e-09 | 14664.6376 | 233.2301 | 8896.516 | 5534.8915 | 0 | 0 | 4.6182e-06 | 5.2321e-05 | 0 | 5.2321e-05 | 5.2321e-05 | 0 | 5.2321e-05 | 0 | 0.00091446 | 0.0020045 | 0 | 0.0020045 | 0 | 1.1265e-06 | 2.2529e-06 | 0 | 2.2529e-06 | [12 empty] | 7.3.3.17.5 (Remote Grid) Updates to grid topology to minimize risk of ignition in HFTDs Remote GridWLDFRVegetation ContactAggregated | WLDFR | HFTD - Distribution - Tier 2 - 2QU CoRE ¦ 3QU LoRE | Red Flag Warning - Destructive Fires | Vegetation Contact | Aggregated | 2025 | 5.6281e-06 | 946.5765 | 0.0053275 | 2025 | Mitigation | 0.95 | 45 | 0 | esc | 0.00097009 | 5.4598e-09 | 0.00097009 | 5.4598e-09
[79 empty] | WLDFR | HFTD - Distribution - Tier 3 - 2QU CoRE ¦ 1QU LoRE | Non-Red Flag Warning - Catastrophic Fires | 2026 | 3.5678e-09 | 3.5678e-09 | 14664.6376 | 233.2301 | 8896.516 | 5534.8915 | 0 | 0 | 4.6182e-06 | 5.2321e-05 | 0 | 5.2321e-05 | 5.2321e-05 | 0 | 5.2321e-05 | 0 | 0.00091446 | 0.0020045 | 0 | 0.0020045 | 0 | 1.1265e-06 | 2.2529e-06 | 0 | 2.2529e-06 | [12 empty] | 7.3.3.17.5 (Remote Grid) Updates to grid topology to minimize risk of ignition in HFTDs Remote GridWLDFRVegetation ContactAggregated | WLDFR | HFTD - Distribution - Tier 2 - 2QU CoRE ¦ 3QU LoRE | Red Flag Warning - Destructive Fires | Vegetation Contact | Aggregated | 2026 | 5.6281e-06 | 946.5765 | 0.0053275 | 2026 | Mitigation | 0.95 | 45 | 0 | esc | 0.00097009 | 5.4598e-09 | 0.00097009 | 5.4598e-09
[79 empty] | WLDFR | HFTD - Distribution - Tier 3 - 2QU CoRE ¦ 1QU LoRE | Non-Red Flag Warning - Catastrophic Fires | 2027 | 3.5678e-09 | 3.5678e-09 | 14664.6376 | 233.2301 | 8896.516 | 5534.8915 | 0 | 0 | 4.6182e-06 | 5.2321e-05 | 0 | 5.2321e-05 | 5.2321e-05 | 0 | 5.2321e-05 | 0 | 0.00091446 | 0.0020045 | 0 | 0.0020045 | 0 | 1.1989e-06 | 2.3978e-06 | 0 | 2.3978e-06 | [12 empty] | 7.3.3.17.5 (Remote Grid) Updates to grid topology to minimize risk of ignition in HFTDs Remote GridWLDFRVegetation ContactAggregated | WLDFR | HFTD - Distribution - Tier 2 - 2QU CoRE ¦ 3QU LoRE | Red Flag Warning - Destructive Fires | Vegetation Contact | Aggregated | 2027 | 5.6281e-06 | 946.5765 | 0.0053275 | 2027 | Mitigation | 0.95 | 45 | 0 | esc | 0.00097009 | 5.4598e-09 | 0.00097009 | 5.4598e-09
[79 empty] | WLDFR | HFTD - Distribution - Tier 3 - 2QU CoRE ¦ 1QU LoRE | Non-Red Flag Warning - Catastrophic Fires | 2028 | 3.5678e-09 | 3.5678e-09 | 15317.9909 | 247.273 | 9287.6491 | 5783.0689 | 0 | 0 | 4.6182e-06 | 5.4652e-05 | 0 | 5.4652e-05 | 5.4652e-05 | 0 | 5.4652e-05 | 0 | 0.00091446 | 0.0020045 | 0 | 0.0020045 | 0 | 1.1989e-06 | 2.3978e-06 | 0 | 2.3978e-06 | [12 empty] | 7.3.3.17.5 (Remote Grid) Updates to grid topology to minimize risk of ignition in HFTDs Remote GridWLDFRVegetation ContactAggregated | WLDFR | HFTD - Distribution - Tier 2 - 2QU CoRE ¦ 3QU LoRE | Red Flag Warning - Destructive Fires | Vegetation Contact | Aggregated | 2028 | 5.6281e-06 | 946.5765 | 0.0053275 | 2028 | Mitigation | 0.95 | 45 | 0 | esc | 0.00097009 | 5.4598e-09 | 0.00097009 | 5.4598e-09
[79 empty] | WLDFR | HFTD - Distribution - Tier 3 - 2QU CoRE ¦ 1QU LoRE | Non-Red Flag Warning - Catastrophic Fires | 2029 | 3.5678e-09 | 3.5678e-09 | 15317.9909 | 247.273 | 9287.6491 | 5783.0689 | 0 | 0 | 4.6182e-06 | 5.4652e-05 | 0 | 5.4652e-05 | 5.4652e-05 | 0 | 5.4652e-05 | 0 | 0.00091446 | 0.0020045 | 0 | 0.0020045 | 0 | 1.1989e-06 | 2.3978e-06 | 0 | 2.3978e-06 | [12 empty] | 7.3.3.17.5 (Remote Grid) Updates to grid topology to minimize risk of ignition in HFTDs Remote GridWLDFRVegetation ContactAggregated | WLDFR | HFTD - Distribution - Tier 2 - 2QU CoRE ¦ 3QU LoRE | Red Flag Warning - Destructive Fires | Vegetation Contact | Aggregated | 2029 | 5.6281e-06 | 946.5765 | 0.0053275 | 2029 | Mitigation | 0.95 | 45 | 0 | esc | 0.00097009 | 5.4598e-09 | 0.00097009 | 5.4598e-09
[79 empty] | WLDFR | HFTD - Distribution - Tier 3 - 2QU CoRE ¦ 1QU LoRE | Non-Red Flag Warning - Catastrophic Fires | 2030 | 3.5678e-09 | 3.5678e-09 | 15317.9909 | 247.273 | 9287.6491 | 5783.0689 | 0 | 0 | 4.6182e-06 | 5.4652e-05 | 0 | 5.4652e-05 | 5.4652e-05 | 0 | 5.4652e-05 | 0 | 0.0009593 | 0.0021028 | 0 | 0.0021028 | 0 | 1.1989e-06 | 2.3978e-06 | 0 | 2.3978e-06 | [12 empty] | 7.3.3.17.5 (Remote Grid) Updates to grid topology to minimize risk of ignition in HFTDs Remote GridWLDFRVegetation ContactAggregated | WLDFR | HFTD - Distribution - Tier 2 - 2QU CoRE ¦ 3QU LoRE | Red Flag Warning - Destructive Fires | Vegetation Contact | Aggregated | 2030 | 5.6281e-06 | 946.5765 | 0.0053275 | 2030 | Mitigation | 0.95 | 45 | 0 | esc | 0.00097009 | 5.4598e-09 | 0.00097009 | 5.4598e-09
[79 empty] | WLDFR | HFTD - Distribution - Tier 3 - 2QU CoRE ¦ 1QU LoRE | Non-Red Flag Warning - Catastrophic Fires | 2031 | 3.5678e-09 | 3.5678e-09 | 15317.9909 | 247.273 | 9287.6491 | 5783.0689 | 0 | 0 | 4.6182e-06 | 5.4652e-05 | 0 | 5.4652e-05 | 5.4652e-05 | 0 | 5.4652e-05 | 0 | 0.0009593 | 0.0021028 | 0 | 0.0021028 | 0 | 1.1989e-06 | 2.3978e-06 | 0 | 2.3978e-06 | [12 empty] | 7.3.3.17.5 (Remote Grid) Updates to grid topology to minimize risk of ignition in HFTDs Remote GridWLDFRVegetation ContactAggregated | WLDFR | HFTD - Distribution - Tier 2 - 2QU CoRE ¦ 3QU LoRE | Red Flag Warning - Destructive Fires | Vegetation Contact | Aggregated | 2031 | 5.6281e-06 | 946.5765 | 0.0053275 | 2031 | Mitigation | 0.95 | 45 | 0 | esc | 0.00097009 | 5.4598e-09 | 0.00097009 | 5.4598e-09
[79 empty] | WLDFR | HFTD - Distribution - Tier 3 - 2QU CoRE ¦ 1QU LoRE | Non-Red Flag Warning - Catastrophic Fires | 2032 | 3.5678e-09 | 3.5678e-09 | 15317.9909 | 247.273 | 9287.6491 | 5783.0689 | 0 | 0 | 4.6182e-06 | 5.4652e-05 | 0 | 5.4652e-05 | 5.4652e-05 | 0 | 5.4652e-05 | 0 | 0.0009593 | 0.0021028 | 0 | 0.0021028 | 0 | 1.2769e-06 | 2.5538e-06 | 0 | 2.5538e-06 | [12 empty] | 7.3.3.17.5 (Remote Grid) Updates to grid topology to minimize risk of ignition in HFTDs Remote GridWLDFRVegetation ContactAggregated | WLDFR | HFTD - Distribution - Tier 2 - 2QU CoRE ¦ 3QU LoRE | Red Flag Warning - Destructive Fires | Vegetation Contact | Aggregated | 2032 | 5.6281e-06 | 946.5765 | 0.0053275 | 2032 | Mitigation | 0.95 | 45 | 0 | esc | 0.00097009 | 5.4598e-09 | 0.00097009 | 5.4598e-09
[79 empty] | WLDFR | HFTD - Distribution - Tier 3 - 2QU CoRE ¦ 1QU LoRE | Non-Red Flag Warning - Catastrophic Fires | 2033 | 3.5678e-09 | 3.5678e-09 | 16044.1264 | 263.1074 | 9721.74 | 6059.2791 | 0 | 0 | 4.6182e-06 | 5.7242e-05 | 0 | 5.7242e-05 | 5.7242e-05 | 0 | 5.7242e-05 | 0 | 0.0009593 | 0.0021028 | 0 | 0.0021028 | 0 | 1.2769e-06 | 2.5538e-06 | 0 | 2.5538e-06 | [12 empty] | 7.3.3.17.5 (Remote Grid) Updates to grid topology to minimize risk of ignition in HFTDs Remote GridWLDFRVegetation ContactAggregated | WLDFR | HFTD - Distribution - Tier 2 - 2QU CoRE ¦ 3QU LoRE | Red Flag Warning - Destructive Fires | Vegetation Contact | Aggregated | 2033 | 5.6281e-06 | 946.5765 | 0.0053275 | 2033 | Mitigation | 0.95 | 45 | 0 | esc | 0.00097009 | 5.4598e-09 | 0.00097009 | 5.4598e-09
[79 empty] | WLDFR | HFTD - Distribution - Tier 3 - 2QU CoRE ¦ 1QU LoRE | Non-Red Flag Warning - Catastrophic Fires | 2034 | 3.5678e-09 | 3.5678e-09 | 16044.1264 | 263.1074 | 9721.74 | 6059.2791 | 0 | 0 | 4.6182e-06 | 5.7242e-05 | 0 | 5.7242e-05 | 5.7242e-05 | 0 | 5.7242e-05 | 0 | 0.0009593 | 0.0021028 | 0 | 0.0021028 | 0 | 1.2769e-06 | 2.5538e-06 | 0 | 2.5538e-06 | [12 empty] | 7.3.3.17.5 (Remote Grid) Updates to grid topology to minimize risk of ignition in HFTDs Remote GridWLDFRVegetation ContactAggregated | WLDFR | HFTD - Distribution - Tier 2 - 2QU CoRE ¦ 3QU LoRE | Red Flag Warning - Destructive Fires | Vegetation Contact | Aggregated | 2034 | 5.6281e-06 | 946.5765 | 0.0053275 | 2034 | Mitigation | 0.95 | 45 | 0 | esc | 0.00097009 | 5.4598e-09 | 0.00097009 | 5.4598e-09
[79 empty] | WLDFR | HFTD - Distribution - Tier 3 - 2QU CoRE ¦ 1QU LoRE | Non-Red Flag Warning - Catastrophic Fires | 2035 | 3.5678e-09 | 3.5678e-09 | 16044.1264 | 263.1074 | 9721.74 | 6059.2791 | 0 | 0 | 4.6182e-06 | 5.7242e-05 | 0 | 5.7242e-05 | 5.7242e-05 | 0 | 5.7242e-05 | 0 | 0.0010051 | 0.0022031 | 0 | 0.0022031 | 0 | 1.2769e-06 | 2.5538e-06 | 0 | 2.5538e-06 | [12 empty] | 7.3.3.17.5 (Remote Grid) Updates to grid topology to minimize risk of ignition in HFTDs Remote GridWLDFRVegetation ContactAggregated | WLDFR | HFTD - Distribution - Tier 2 - 2QU CoRE ¦ 3QU LoRE | Red Flag Warning - Destructive Fires | Vegetation Contact | Aggregated | 2035 | 5.6281e-06 | 946.5765 | 0.0053275 | 2035 | Mitigation | 0.95 | 45 | 0 | esc | 0.00097009 | 5.4598e-09 | 0.00097009 | 5.4598e-09
[79 empty] | WLDFR | HFTD - Distribution - Tier 3 - 2QU CoRE ¦ 1QU LoRE | Non-Red Flag Warning - Catastrophic Fires | 2036 | 3.5678e-09 | 3.5678e-09 | 16044.1264 | 263.1074 | 9721.74 | 6059.2791 | 0 | 0 | 4.6182e-06 | 5.7242e-05 | 0 | 5.7242e-05 | 5.7242e-05 | 0 | 5.7242e-05 | 0 | 0.0010051 | 0.0022031 | 0 | 0.0022031 | 0 | 0 | 2.5538e-06 | 0 | 2.5538e-06 | [12 empty] | 7.3.3.17.5 (Remote Grid) Updates to grid topology to minimize risk of ignition in HFTDs Remote GridWLDFRVegetation ContactAggregated | WLDFR | HFTD - Distribution - Tier 2 - 2QU CoRE ¦ 3QU LoRE | Red Flag Warning - Destructive Fires | Vegetation Contact | Aggregated | 2036 | 5.6281e-06 | 946.5765 | 0.0053275 | 2036 | Mitigation | 0.95 | 45 | 0 | esc | 0.00097009 | 5.4598e-09 | 0.00097009 | 5.4598e-09
[79 empty] | WLDFR | HFTD - Distribution - Tier 3 - 2QU CoRE ¦ 1QU LoRE | Non-Red Flag Warning - Catastrophic Fires | 2037 | 3.5678e-09 | 3.5678e-09 | 16044.1264 | 263.1074 | 9721.74 | 6059.2791 | 0 | 0 | 4.6182e-06 | 5.7242e-05 | 0 | 5.7242e-05 | 5.7242e-05 | 0 | 5.7242e-05 | 0 | 0.0010051 | 0.0022031 | 0 | 0.0022031 | 0 | 0 | 0 | 0 | 0 | [12 empty] | 7.3.3.17.5 (Remote Grid) Updates to grid topology to minimize risk of ignition in HFTDs Remote GridWLDFRVegetation ContactAggregated | WLDFR | HFTD - Distribution - Tier 2 - 2QU CoRE ¦ 3QU LoRE | Red Flag Warning - Destructive Fires | Vegetation Contact | Aggregated | 2037 | 5.6281e-06 | 946.5765 | 0.0053275 | 2037 | Mitigation | 0.95 | 45 | 0 | esc | 0.00097009 | 5.4598e-09 | 0.00097009 | 5.4598e-09
[79 empty] | WLDFR | HFTD - Distribution - Tier 3 - 2QU CoRE ¦ 1QU LoRE | Non-Red Flag Warning - Catastrophic Fires | 2038 | 3.5678e-09 | 3.5678e-09 | 16832.3912 | 280.5544 | 10192.2718 | 6359.5651 | 0 | 0 | 4.6182e-06 | 6.0055e-05 | 0 | 6.0055e-05 | 6.0055e-05 | 0 | 6.0055e-05 | 0 | 0.0010051 | 0.0022031 | 0 | 0.0022031 | 0 | 0 | 0 | 0 | 0 | [12 empty] | 7.3.3.17.5 (Remote Grid) Updates to grid topology to minimize risk of ignition in HFTDs Remote GridWLDFRVegetation ContactAggregated | WLDFR | HFTD - Distribution - Tier 2 - 2QU CoRE ¦ 3QU LoRE | Red Flag Warning - Destructive Fires | Vegetation Contact | Aggregated | 2038 | 5.6281e-06 | 946.5765 | 0.0053275 | 2038 | Mitigation | 0.95 | 45 | 0 | esc | 0.00097009 | 5.4598e-09 | 0.00097009 | 5.4598e-09
[79 empty] | WLDFR | HFTD - Distribution - Tier 3 - 2QU CoRE ¦ 1QU LoRE | Non-Red Flag Warning - Catastrophic Fires | 2039 | 3.5678e-09 | 3.5678e-09 | 16832.3912 | 280.5544 | 10192.2718 | 6359.5651 | 0 | 0 | 4.6182e-06 | 6.0055e-05 | 0 | 6.0055e-05 | 6.0055e-05 | 0 | 6.0055e-05 | 0 | 0.0010051 | 0.0022031 | 0 | 0.0022031 | 0 | 1.7516e-07 | 0 | 0 | 0 | [12 empty] | 7.3.3.17.5 (Remote Grid) Updates to grid topology to minimize risk of ignition in HFTDs Remote GridWLDFRVegetation ContactAggregated | WLDFR | HFTD - Distribution - Tier 2 - 2QU CoRE ¦ 3QU LoRE | Red Flag Warning - Destructive Fires | Vegetation Contact | Aggregated | 2039 | 5.6281e-06 | 946.5765 | 0.0053275 | 2039 | Mitigation | 0.95 | 45 | 0 | esc | 0.00097009 | 5.4598e-09 | 0.00097009 | 5.4598e-09
[79 empty] | WLDFR | HFTD - Distribution - Tier 3 - 2QU CoRE ¦ 1QU LoRE | Non-Red Flag Warning - Catastrophic Fires | 2040 | 3.5678e-09 | 3.5678e-09 | 16832.3912 | 280.5544 | 10192.2718 | 6359.5651 | 0 | 0 | 4.6182e-06 | 6.0055e-05 | 0 | 6.0055e-05 | 6.0055e-05 | 0 | 6.0055e-05 | 0 | 0.0010512 | 0.0023042 | 0 | 0.0023042 | 0 | 1.808e-07 | 3.616e-07 | 0 | 3.616e-07 | [12 empty] | 7.3.3.17.5 (Remote Grid) Updates to grid topology to minimize risk of ignition in HFTDs Remote GridWLDFRVegetation ContactAggregated | WLDFR | HFTD - Distribution - Tier 2 - 2QU CoRE ¦ 3QU LoRE | Red Flag Warning - Destructive Fires | Vegetation Contact | Aggregated | 2040 | 5.6281e-06 | 946.5765 | 0.0053275 | 2040 | Mitigation | 0.95 | 45 | 0 | esc | 0.00097009 | 5.4598e-09 | 0.00097009 | 5.4598e-09
[79 empty] | WLDFR | HFTD - Distribution - Tier 3 - 2QU CoRE ¦ 1QU LoRE | Non-Red Flag Warning - Catastrophic Fires | 2041 | 3.5678e-09 | 3.5678e-09 | 16832.3912 | 280.5544 | 10192.2718 | 6359.5651 | 0 | 0 | 4.6182e-06 | 6.0055e-05 | 0 | 6.0055e-05 | 6.0055e-05 | 0 | 6.0055e-05 | 0 | 0.0010512 | 0.0023042 | 0 | 0.0023042 | 0 | 1.808e-07 | 3.616e-07 | 0 | 3.616e-07 | [12 empty] | 7.3.3.17.5 (Remote Grid) Updates to grid topology to minimize risk of ignition in HFTDs Remote GridWLDFRVegetation ContactAggregated | WLDFR | HFTD - Distribution - Tier 2 - 2QU CoRE ¦ 3QU LoRE | Red Flag Warning - Destructive Fires | Vegetation Contact | Aggregated | 2041 | 5.6281e-06 | 946.5765 | 0.0053275 | 2041 | Mitigation | 0.95 | 45 | 0 | esc | 0.00097009 | 5.4598e-09 | 0.00097009 | 5.4598e-09
[79 empty] | WLDFR | HFTD - Distribution - Tier 3 - 2QU CoRE ¦ 1QU LoRE | Non-Red Flag Warning - Catastrophic Fires | 2042 | 3.5678e-09 | 3.5678e-09 | 16832.3912 | 280.5544 | 10192.2718 | 6359.5651 | 0 | 0 | 4.6182e-06 | 6.0055e-05 | 0 | 6.0055e-05 | 6.0055e-05 | 0 | 6.0055e-05 | 0 | 0.0010512 | 0.0023042 | 0 | 0.0023042 | 0 | 1.808e-07 | 3.616e-07 | 0 | 3.616e-07 | [12 empty] | 7.3.3.17.5 (Remote Grid) Updates to grid topology to minimize risk of ignition in HFTDs Remote GridWLDFRVegetation ContactAggregated | WLDFR | HFTD - Distribution - Tier 2 - 2QU CoRE ¦ 3QU LoRE | Red Flag Warning - Destructive Fires | Vegetation Contact | Aggregated | 2042 | 5.6281e-06 | 946.5765 | 0.0053275 | 2042 | Mitigation | 0.95 | 45 | 0 | esc | 0.00097009 | 5.4598e-09 | 0.00097009 | 5.4598e-09
[79 empty] | WLDFR | HFTD - Distribution - Tier 3 - 2QU CoRE ¦ 1QU LoRE | Non-Red Flag Warning - Catastrophic Fires | 2043 | 3.5678e-09 | 3.5678e-09 | 17672.0852 | 299.42 | 10692.7362 | 6679.929 | 0 | 0 | 4.6182e-06 | 6.3051e-05 | 0 | 6.3051e-05 | 6.3051e-05 | 0 | 6.3051e-05 | 0 | 0.0010512 | 0.0023042 | 0 | 0.0023042 | 0 | 1.808e-07 | 3.616e-07 | 0 | 3.616e-07 | [12 empty] | 7.3.3.17.5 (Remote Grid) Updates to grid topology to minimize risk of ignition in HFTDs Remote GridWLDFRVegetation ContactAggregated | WLDFR | HFTD - Distribution - Tier 2 - 2QU CoRE ¦ 3QU LoRE | Red Flag Warning - Destructive Fires | Vegetation Contact | Aggregated | 2043 | 5.6281e-06 | 946.5765 | 0.0053275 | 2043 | Mitigation | 0.95 | 45 | 0 | esc | 0.00097009 | 5.4598e-09 | 0.00097009 | 5.4598e-09
[79 empty] | WLDFR | HFTD - Distribution - Tier 3 - 2QU CoRE ¦ 1QU LoRE | Non-Red Flag Warning - Catastrophic Fires | 2044 | 3.5678e-09 | 3.5678e-09 | 17672.0852 | 299.42 | 10692.7362 | 6679.929 | 0 | 0 | 4.6182e-06 | 6.3051e-05 | 0 | 6.3051e-05 | 6.3051e-05 | 0 | 6.3051e-05 | 0 | 0.0010512 | 0.0023042 | 0 | 0.0023042 | 0 | 1.808e-07 | 3.616e-07 | 0 | 3.616e-07 | [12 empty] | 7.3.3.17.5 (Remote Grid) Updates to grid topology to minimize risk of ignition in HFTDs Remote GridWLDFRVegetation ContactAggregated | WLDFR | HFTD - Distribution - Tier 2 - 2QU CoRE ¦ 3QU LoRE | Red Flag Warning - Destructive Fires | Vegetation Contact | Aggregated | 2044 | 5.6281e-06 | 946.5765 | 0.0053275 | 2044 | Mitigation | 0.95 | 45 | 0 | esc | 0.00097009 | 5.4598e-09 | 0.00097009 | 5.4598e-09
[79 empty] | WLDFR | HFTD - Distribution - Tier 3 - 2QU CoRE ¦ 1QU LoRE | Non-Red Flag Warning - Catastrophic Fires | 2045 | 3.5678e-09 | 3.5678e-09 | 17672.0852 | 299.42 | 10692.7362 | 6679.929 | 0 | 0 | 4.6182e-06 | 6.3051e-05 | 0 | 6.3051e-05 | 6.3051e-05 | 0 | 6.3051e-05 | 0 | 0.0010971 | 0.0024048 | 0 | 0.0024048 | 0 | 1.8799e-07 | 3.7598e-07 | 0 | 3.7598e-07 | [12 empty] | 7.3.3.17.5 (Remote Grid) Updates to grid topology to minimize risk of ignition in HFTDs Remote GridWLDFRVegetation ContactAggregated | WLDFR | HFTD - Distribution - Tier 2 - 2QU CoRE ¦ 3QU LoRE | Red Flag Warning - Destructive Fires | Vegetation Contact | Aggregated | 2045 | 5.6281e-06 | 946.5765 | 0.0053275 | 2045 | Mitigation | 0.95 | 45 | 0 | esc | 0.00097009 | 5.4598e-09 | 0.00097009 | 5.4598e-09
[79 empty] | WLDFR | HFTD - Distribution - Tier 3 - 2QU CoRE ¦ 1QU LoRE | Non-Red Flag Warning - Catastrophic Fires | 2046 | 3.5678e-09 | 3.5678e-09 | 17672.0852 | 299.42 | 10692.7362 | 6679.929 | 0 | 0 | 4.6182e-06 | 6.3051e-05 | 0 | 6.3051e-05 | 6.3051e-05 | 0 | 6.3051e-05 | 0 | 0.0010971 | 0.0024048 | 0 | 0.0024048 | 0 | 1.8799e-07 | 3.7598e-07 | 0 | 3.7598e-07 | [12 empty] | 7.3.3.17.5 (Remote Grid) Updates to grid topology to minimize risk of ignition in HFTDs Remote GridWLDFRVegetation ContactAggregated | WLDFR | HFTD - Distribution - Tier 2 - 2QU CoRE ¦ 3QU LoRE | Red Flag Warning - Destructive Fires | Vegetation Contact | Aggregated | 2046 | 5.6281e-06 | 946.5765 | 0.0053275 | 2046 | Mitigation | 0.95 | 45 | 0 | esc | 0.00097009 | 5.4598e-09 | 0.00097009 | 5.4598e-09
[79 empty] | WLDFR | HFTD - Distribution - Tier 3 - 2QU CoRE ¦ 1QU LoRE | Non-Red Flag Warning - Catastrophic Fires | 2047 | 3.5678e-09 | 3.5678e-09 | 17672.0852 | 299.42 | 10692.7362 | 6679.929 | 0 | 0 | 4.6182e-06 | 6.3051e-05 | 0 | 6.3051e-05 | 6.3051e-05 | 0 | 6.3051e-05 | 0 | 0.0010971 | 0.0024048 | 0 | 0.0024048 | 0 | 1.8799e-07 | 3.7598e-07 | 0 | 3.7598e-07 | [12 empty] | 7.3.3.17.5 (Remote Grid) Updates to grid topology to minimize risk of ignition in HFTDs Remote GridWLDFRVegetation ContactAggregated | WLDFR | HFTD - Distribution - Tier 2 - 2QU CoRE ¦ 3QU LoRE | Red Flag Warning - Destructive Fires | Vegetation Contact | Aggregated | 2047 | 5.6281e-06 | 946.5765 | 0.0053275 | 2047 | Mitigation | 0.95 | 45 | 0 | esc | 0.00097009 | 5.4598e-09 | 0.00097009 | 5.4598e-09
[79 empty] | WLDFR | HFTD - Distribution - Tier 3 - 2QU CoRE ¦ 1QU LoRE | Non-Red Flag Warning - Catastrophic Fires | 2048 | 3.5678e-09 | 3.5678e-09 | 18552.3348 | 319.4911 | 11216.5626 | 7016.281 | 0 | 0 | 4.6182e-06 | 6.6191e-05 | 0 | 6.6191e-05 | 6.6191e-05 | 0 | 6.6191e-05 | 0 | 0 | 0.0024048 | 0 | 0.0024048 | 0 | 1.8799e-07 | 3.7598e-07 | 0 | 3.7598e-07 | [12 empty] | 7.3.3.17.5 (Remote Grid) Updates to grid topology to minimize risk of ignition in HFTDs Remote GridWLDFRVegetation ContactAggregated | WLDFR | HFTD - Distribution - Tier 2 - 2QU CoRE ¦ 3QU LoRE | Red Flag Warning - Destructive Fires | Vegetation Contact | Aggregated | 2048 | 5.6281e-06 | 946.5765 | 0.0053275 | 2048 | Mitigation | 0.95 | 45 | 0 | esc | 0.00097009 | 5.4598e-09 | 0.00097009 | 5.4598e-09
[79 empty] | WLDFR | HFTD - Distribution - Tier 3 - 2QU CoRE ¦ 1QU LoRE | Non-Red Flag Warning - Catastrophic Fires | 2049 | 3.5678e-09 | 3.5678e-09 | 18552.3348 | 319.4911 | 11216.5626 | 7016.281 | 0 | 0 | 4.6182e-06 | 6.6191e-05 | 0 | 6.6191e-05 | 6.6191e-05 | 0 | 6.6191e-05 | 0 | 0 | 0 | 0 | 0 | 0 | 1.8799e-07 | 3.7598e-07 | 0 | 3.7598e-07 | [12 empty] | 7.3.3.17.5 (Remote Grid) Updates to grid topology to minimize risk of ignition in HFTDs Remote GridWLDFRVegetation ContactAggregated | WLDFR | HFTD - Distribution - Tier 2 - 2QU CoRE ¦ 3QU LoRE | Red Flag Warning - Destructive Fires | Vegetation Contact | Aggregated | 2049 | 5.6281e-06 | 946.5765 | 0.0053275 | 2049 | Mitigation | 0.95 | 45 | 0 | esc | 0.00097009 | 5.4598e-09 | 0.00097009 | 5.4598e-09
[79 empty] | WLDFR | HFTD - Distribution - Tier 3 - 2QU CoRE ¦ 1QU LoRE | Non-Red Flag Warning - Catastrophic Fires | 2050 | 3.5678e-09 | 3.5678e-09 | 18552.3348 | 319.4911 | 11216.5626 | 7016.281 | 0 | 0 | 4.6182e-06 | 6.6191e-05 | 0 | 6.6191e-05 | 6.6191e-05 | 0 | 6.6191e-05 | 0 | 0.00061022 | 0 | 0 | 0 | 0 | 1.961e-07 | 3.922e-07 | 0 | 3.922e-07 | [12 empty] | 7.3.3.17.5 (Remote Grid) Updates to grid topology to minimize risk of ignition in HFTDs Remote GridWLDFRVegetation ContactAggregated | WLDFR | HFTD - Distribution - Tier 2 - 2QU CoRE ¦ 3QU LoRE | Red Flag Warning - Destructive Fires | Vegetation Contact | Aggregated | 2050 | 5.6281e-06 | 946.5765 | 0.0053275 | 2050 | Mitigation | 0.95 | 45 | 0 | esc | 0.00097009 | 5.4598e-09 | 0.00097009 | 5.4598e-09
[79 empty] | WLDFR | HFTD - Distribution - Tier 3 - 2QU CoRE ¦ 1QU LoRE | Non-Red Flag Warning - Catastrophic Fires | 2051 | 3.5678e-09 | 3.5678e-09 | 18552.3348 | 319.4911 | 11216.5626 | 7016.281 | 0 | 0 | 4.6182e-06 | 6.6191e-05 | 0 | 6.6191e-05 | 6.6191e-05 | 0 | 6.6191e-05 | 0 | 0.00063252 | 0.0013865 | 0 | 0.0013865 | 0 | 1.961e-07 | 3.922e-07 | 0 | 3.922e-07 | [12 empty] | 7.3.3.17.5 (Remote Grid) Updates to grid topology to minimize risk of ignition in HFTDs Remote GridWLDFRVegetation ContactAggregated | WLDFR | HFTD - Distribution - Tier 2 - 2QU CoRE ¦ 3QU LoRE | Red Flag Warning - Destructive Fires | Vegetation Contact | Aggregated | 2051 | 5.6281e-06 | 946.5765 | 0.0053275 | 2051 | Mitigation | 0.95 | 45 | 0 | esc | 0.00097009 | 5.4598e-09 | 0.00097009 | 5.4598e-09
[79 empty] | WLDFR | HFTD - Distribution - Tier 3 - 2QU CoRE ¦ 1QU LoRE | Non-Red Flag Warning - Catastrophic Fires | 2052 | 3.5678e-09 | 3.5678e-09 | 18552.3348 | 319.4911 | 11216.5626 | 7016.281 | 0 | 0 | 4.6182e-06 | 6.6191e-05 | 0 | 6.6191e-05 | 6.6191e-05 | 0 | 6.6191e-05 | 0 | 0.00063252 | 0.0013865 | 0 | 0.0013865 | 0 | 1.961e-07 | 3.922e-07 | 0 | 3.922e-07 | [12 empty] | 7.3.3.17.5 (Remote Grid) Updates to grid topology to minimize risk of ignition in HFTDs Remote GridWLDFRVegetation ContactAggregated | WLDFR | HFTD - Distribution - Tier 2 - 2QU CoRE ¦ 3QU LoRE | Red Flag Warning - Destructive Fires | Vegetation Contact | Aggregated | 2052 | 5.6281e-06 | 946.5765 | 0.0053275 | 2052 | Mitigation | 0.95 | 45 | 0 | esc | 0.00097009 | 5.4598e-09 | 0.00097009 | 5.4598e-09
[79 empty] | WLDFR | HFTD - Distribution - Tier 3 - 2QU CoRE ¦ 1QU LoRE | Non-Red Flag Warning - Catastrophic Fires | 2053 | 3.5678e-09 | 3.5678e-09 | 19462.1283 | 340.5356 | 11757.1413 | 7364.4514 | 0 | 0 | 4.6182e-06 | 6.9437e-05 | 0 | 6.9437e-05 | 6.9437e-05 | 0 | 6.9437e-05 | 0 | 0.00063252 | 0.0013865 | 0 | 0.0013865 | 0 | 1.961e-07 | 3.922e-07 | 0 | 3.922e-07 | [12 empty] | 7.3.3.17.5 (Remote Grid) Updates to grid topology to minimize risk of ignition in HFTDs Remote GridWLDFRVegetation ContactAggregated | WLDFR | HFTD - Distribution - Tier 2 - 2QU CoRE ¦ 3QU LoRE | Red Flag Warning - Destructive Fires | Vegetation Contact | Aggregated | 2053 | 5.6281e-06 | 946.5765 | 0.0053275 | 2053 | Mitigation | 0.95 | 45 | 0 | esc | 0.00097009 | 5.4598e-09 | 0.00097009 | 5.4598e-09
[79 empty] | WLDFR | HFTD - Distribution - Tier 3 - 2QU CoRE ¦ 1QU LoRE | Non-Red Flag Warning - Catastrophic Fires | 2054 | 3.5678e-09 | 3.5678e-09 | 19462.1283 | 340.5356 | 11757.1413 | 7364.4514 | 0 | 0 | 4.6182e-06 | 6.9437e-05 | 0 | 6.9437e-05 | 6.9437e-05 | 0 | 6.9437e-05 | 0 | 0.00063252 | 0.0013865 | 0 | 0.0013865 | 0 | 1.961e-07 | 3.922e-07 | 0 | 3.922e-07 | [12 empty] | 7.3.3.17.5 (Remote Grid) Updates to grid topology to minimize risk of ignition in HFTDs Remote GridWLDFRVegetation ContactAggregated | WLDFR | HFTD - Distribution - Tier 2 - 2QU CoRE ¦ 3QU LoRE | Red Flag Warning - Destructive Fires | Vegetation Contact | Aggregated | 2054 | 5.6281e-06 | 946.5765 | 0.0053275 | 2054 | Mitigation | 0.95 | 45 | 0 | esc | 0.00097009 | 5.4598e-09 | 0.00097009 | 5.4598e-09
[79 empty] | WLDFR | HFTD - Distribution - Tier 3 - 2QU CoRE ¦ 1QU LoRE | Non-Red Flag Warning - Catastrophic Fires | 2055 | 3.5678e-09 | 3.5678e-09 | 19462.1283 | 340.5356 | 11757.1413 | 7364.4514 | 0 | 0 | 4.6182e-06 | 6.9437e-05 | 0 | 6.9437e-05 | 6.9437e-05 | 0 | 6.9437e-05 | 0 | 0.00063252 | 0.0013865 | 0 | 0.0013865 | 0 | 2.0503e-07 | 4.1006e-07 | 0 | 4.1006e-07 | [12 empty] | 7.3.3.17.5 (Remote Grid) Updates to grid topology to minimize risk of ignition in HFTDs Remote GridWLDFRVegetation ContactAggregated | WLDFR | HFTD - Distribution - Tier 2 - 2QU CoRE ¦ 3QU LoRE | Red Flag Warning - Destructive Fires | Vegetation Contact | Aggregated | 2055 | 5.6281e-06 | 946.5765 | 0.0053275 | 2055 | Mitigation | 0.95 | 45 | 0 | esc | 0.00097009 | 5.4598e-09 | 0.00097009 | 5.4598e-09
[79 empty] | WLDFR | HFTD - Distribution - Tier 3 - 2QU CoRE ¦ 1QU LoRE | Non-Red Flag Warning - Catastrophic Fires | 2056 | 3.5678e-09 | 3.5678e-09 | 19462.1283 | 340.5356 | 11757.1413 | 7364.4514 | 0 | 0 | 4.6182e-06 | 6.9437e-05 | 0 | 6.9437e-05 | 6.9437e-05 | 0 | 6.9437e-05 | 0 | 0.00066059 | 0.001448 | 0 | 0.001448 | 0 | 2.0503e-07 | 4.1006e-07 | 0 | 4.1006e-07 | [12 empty] | 7.3.3.17.5 (Remote Grid) Updates to grid topology to minimize risk of ignition in HFTDs Remote GridWLDFRVegetation ContactAggregated | WLDFR | HFTD - Distribution - Tier 2 - 2QU CoRE ¦ 3QU LoRE | Red Flag Warning - Destructive Fires | Vegetation Contact | Aggregated | 2056 | 5.6281e-06 | 946.5765 | 0.0053275 | 2056 | Mitigation | 0.95 | 45 | 0 | esc | 0.00097009 | 5.4598e-09 | 0.00097009 | 5.4598e-09
[79 empty] | WLDFR | HFTD - Distribution - Tier 3 - 2QU CoRE ¦ 1QU LoRE | Non-Red Flag Warning - Catastrophic Fires | 2057 | 3.5678e-09 | 3.5678e-09 | 19462.1283 | 340.5356 | 11757.1413 | 7364.4514 | 0 | 0 | 4.6182e-06 | 6.9437e-05 | 0 | 6.9437e-05 | 6.9437e-05 | 0 | 6.9437e-05 | 0 | 0.00066059 | 0.001448 | 0 | 0.001448 | 0 | 2.0503e-07 | 4.1006e-07 | 0 | 4.1006e-07 | [12 empty] | 7.3.3.17.5 (Remote Grid) Updates to grid topology to minimize risk of ignition in HFTDs Remote GridWLDFRVegetation ContactAggregated | WLDFR | HFTD - Distribution - Tier 2 - 2QU CoRE ¦ 3QU LoRE | Red Flag Warning - Destructive Fires | Vegetation Contact | Aggregated | 2057 | 5.6281e-06 | 946.5765 | 0.0053275 | 2057 | Mitigation | 0.95 | 45 | 0 | esc | 0.00097009 | 5.4598e-09 | 0.00097009 | 5.4598e-09
[79 empty] | WLDFR | HFTD - Distribution - Tier 3 - 2QU CoRE ¦ 1QU LoRE | Non-Red Flag Warning - Catastrophic Fires | 2058 | 3.5678e-09 | 3.5678e-09 | 20390.4035 | 362.3049 | 12307.8747 | 7720.2238 | 0 | 0 | 4.6182e-06 | 7.2749e-05 | 0 | 7.2749e-05 | 7.2749e-05 | 0 | 7.2749e-05 | 0 | 0.00066059 | 0.001448 | 0 | 0.001448 | 0 | 2.0503e-07 | 4.1006e-07 | 0 | 4.1006e-07 | [12 empty] | 7.3.3.17.5 (Remote Grid) Updates to grid topology to minimize risk of ignition in HFTDs Remote GridWLDFRVegetation ContactAggregated | WLDFR | HFTD - Distribution - Tier 2 - 2QU CoRE ¦ 3QU LoRE | Red Flag Warning - Destructive Fires | Vegetation Contact | Aggregated | 2058 | 5.6281e-06 | 946.5765 | 0.0053275 | 2058 | Mitigation | 0.95 | 45 | 0 | esc | 0.00097009 | 5.4598e-09 | 0.00097009 | 5.4598e-09
[79 empty] | WLDFR | HFTD - Distribution - Tier 3 - 2QU CoRE ¦ 1QU LoRE | Non-Red Flag Warning - Catastrophic Fires | 2059 | 3.5678e-09 | 3.5678e-09 | 20390.4035 | 362.3049 | 12307.8747 | 7720.2238 | 0 | 0 | 4.6182e-06 | 7.2749e-05 | 0 | 7.2749e-05 | 7.2749e-05 | 0 | 7.2749e-05 | 0 | 0.00066059 | 0.001448 | 0 | 0.001448 | 0 | 2.0503e-07 | 4.1006e-07 | 0 | 4.1006e-07 | [12 empty] | 7.3.3.17.5 (Remote Grid) Updates to grid topology to minimize risk of ignition in HFTDs Remote GridWLDFRVegetation ContactAggregated | WLDFR | HFTD - Distribution - Tier 2 - 2QU CoRE ¦ 3QU LoRE | Red Flag Warning - Destructive Fires | Vegetation Contact | Aggregated | 2059 | 5.6281e-06 | 946.5765 | 0.0053275 | 2059 | Mitigation | 0.95 | 45 | 0 | esc | 0.00097009 | 5.4598e-09 | 0.00097009 | 5.4598e-09
[79 empty] | WLDFR | HFTD - Distribution - Tier 3 - 2QU CoRE ¦ 1QU LoRE | Non-Red Flag Warning - Catastrophic Fires | 2060 | 3.5678e-09 | 3.5678e-09 | 20390.4035 | 362.3049 | 12307.8747 | 7720.2238 | 0 | 0 | 4.6182e-06 | 7.2749e-05 | 0 | 7.2749e-05 | 7.2749e-05 | 0 | 7.2749e-05 | 0 | 0.00066059 | 0.001448 | 0 | 0.001448 | 0 | 2.147e-07 | 4.2941e-07 | 0 | 4.2941e-07 | [12 empty] | 7.3.3.17.5 (Remote Grid) Updates to grid topology to minimize risk of ignition in HFTDs Remote GridWLDFRVegetation ContactAggregated | WLDFR | HFTD - Distribution - Tier 2 - 2QU CoRE ¦ 3QU LoRE | Red Flag Warning - Destructive Fires | Vegetation Contact | Aggregated | 2060 | 5.6281e-06 | 946.5765 | 0.0053275 | 2060 | Mitigation | 0.95 | 45 | 0 | esc | 0.00097009 | 5.4598e-09 | 0.00097009 | 5.4598e-09
[79 empty] | WLDFR | HFTD - Distribution - Tier 3 - 2QU CoRE ¦ 1QU LoRE | Non-Red Flag Warning - Catastrophic Fires | 2061 | 3.5678e-09 | 3.5678e-09 | 20390.4035 | 362.3049 | 12307.8747 | 7720.2238 | 0 | 0 | 4.6182e-06 | 7.2749e-05 | 0 | 7.2749e-05 | 7.2749e-05 | 0 | 7.2749e-05 | 0 | 0.00069176 | 0.0015164 | 0 | 0.0015164 | 0 | 2.147e-07 | 4.2941e-07 | 0 | 4.2941e-07 | [12 empty] | 7.3.3.17.5 (Remote Grid) Updates to grid topology to minimize risk of ignition in HFTDs Remote GridWLDFRVegetation ContactAggregated | WLDFR | HFTD - Distribution - Tier 2 - 2QU CoRE ¦ 3QU LoRE | Red Flag Warning - Destructive Fires | Vegetation Contact | Aggregated | 2061 | 5.6281e-06 | 946.5765 | 0.0053275 | 2061 | Mitigation | 0.95 | 45 | 0 | esc | 0.00097009 | 5.4598e-09 | 0.00097009 | 5.4598e-09
[79 empty] | WLDFR | HFTD - Distribution - Tier 3 - 2QU CoRE ¦ 1QU LoRE | Non-Red Flag Warning - Catastrophic Fires | 2062 | 3.5678e-09 | 3.5678e-09 | 20390.4035 | 362.3049 | 12307.8747 | 7720.2238 | 0 | 0 | 4.6182e-06 | 7.2749e-05 | 0 | 7.2749e-05 | 7.2749e-05 | 0 | 7.2749e-05 | 0 | 0.00069176 | 0.0015164 | 0 | 0.0015164 | 0 | 2.147e-07 | 4.2941e-07 | 0 | 4.2941e-07 | [12 empty] | 7.3.3.17.5 (Remote Grid) Updates to grid topology to minimize risk of ignition in HFTDs Remote GridWLDFRVegetation ContactAggregated | WLDFR | HFTD - Distribution - Tier 2 - 2QU CoRE ¦ 3QU LoRE | Red Flag Warning - Destructive Fires | Vegetation Contact | Aggregated | 2062 | 5.6281e-06 | 946.5765 | 0.0053275 | 2062 | Mitigation | 0.95 | 45 | 0 | esc | 0.00097009 | 5.4598e-09 | 0.00097009 | 5.4598e-09
[79 empty] | WLDFR | HFTD - Distribution - Tier 3 - 2QU CoRE ¦ 1QU LoRE | Non-Red Flag Warning - Catastrophic Fires | 2063 | 3.5678e-09 | 3.5678e-09 | 21325.9188 | 384.5316 | 12862.0997 | 8079.2876 | 0 | 0 | 4.6182e-06 | 7.6087e-05 | 0 | 7.6087e-05 | 7.6087e-05 | 0 | 7.6087e-05 | 0 | 0.00069176 | 0.0015164 | 0 | 0.0015164 | 0 | 2.147e-07 | 4.2941e-07 | 0 | 4.2941e-07 | [12 empty] | 7.3.3.17.5 (Remote Grid) Updates to grid topology to minimize risk of ignition in HFTDs Remote GridWLDFRVegetation ContactAggregated | WLDFR | HFTD - Distribution - Tier 2 - 2QU CoRE ¦ 3QU LoRE | Red Flag Warning - Destructive Fires | Vegetation Contact | Aggregated | 2063 | 5.6281e-06 | 946.5765 | 0.0053275 | 2063 | Mitigation | 0.95 | 45 | 0 | esc | 0.00097009 | 5.4598e-09 | 0.00097009 | 5.4598e-09
[79 empty] | WLDFR | HFTD - Distribution - Tier 3 - 2QU CoRE ¦ 1QU LoRE | Non-Red Flag Warning - Catastrophic Fires | 2064 | 3.5678e-09 | 3.5678e-09 | 21325.9188 | 384.5316 | 12862.0997 | 8079.2876 | 0 | 0 | 4.6182e-06 | 7.6087e-05 | 0 | 7.6087e-05 | 7.6087e-05 | 0 | 7.6087e-05 | 0 | 0.00069176 | 0.0015164 | 0 | 0.0015164 | 0 | 2.147e-07 | 4.2941e-07 | 0 | 4.2941e-07 | [12 empty] | 7.3.3.17.5 (Remote Grid) Updates to grid topology to minimize risk of ignition in HFTDs Remote GridWLDFRVegetation ContactAggregated | WLDFR | HFTD - Distribution - Tier 2 - 2QU CoRE ¦ 3QU LoRE | Red Flag Warning - Destructive Fires | Vegetation Contact | Aggregated | 2064 | 5.6281e-06 | 946.5765 | 0.0053275 | 2064 | Mitigation | 0.95 | 45 | 0 | esc | 0.00097009 | 5.4598e-09 | 0.00097009 | 5.4598e-09
[79 empty] | WLDFR | HFTD - Distribution - Tier 3 - 2QU CoRE ¦ 1QU LoRE | Non-Red Flag Warning - Catastrophic Fires | 2065 | 3.5678e-09 | 3.5678e-09 | 21325.9188 | 384.5316 | 12862.0997 | 8079.2876 | 0 | 0 | 4.6182e-06 | 7.6087e-05 | 0 | 7.6087e-05 | 7.6087e-05 | 0 | 7.6087e-05 | 0 | 0.00069176 | 0.0015164 | 0 | 0.0015164 | 0 | 2.2502e-07 | 4.5003e-07 | 0 | 4.5003e-07 | [12 empty] | 7.3.3.17.5 (Remote Grid) Updates to grid topology to minimize risk of ignition in HFTDs Remote GridWLDFRVegetation ContactAggregated | WLDFR | HFTD - Distribution - Tier 2 - 2QU CoRE ¦ 3QU LoRE | Red Flag Warning - Destructive Fires | Vegetation Contact | Aggregated | 2065 | 5.6281e-06 | 946.5765 | 0.0053275 | 2065 | Mitigation | 0.95 | 45 | 0 | esc | 0.00097009 | 5.4598e-09 | 0.00097009 | 5.4598e-09
[79 empty] | WLDFR | HFTD - Distribution - Tier 3 - 2QU CoRE ¦ 1QU LoRE | Non-Red Flag Warning - Catastrophic Fires | 2066 | 3.5678e-09 | 3.5678e-09 | 21325.9188 | 384.5316 | 12862.0997 | 8079.2876 | 0 | 0 | 4.6182e-06 | 7.6087e-05 | 0 | 7.6087e-05 | 7.6087e-05 | 0 | 7.6087e-05 | 0 | 0.00072557 | 0.0015905 | 0 | 0.0015905 | 0 | 2.2502e-07 | 4.5003e-07 | 0 | 4.5003e-07 | [12 empty] | 7.3.3.17.5 (Remote Grid) Updates to grid topology to minimize risk of ignition in HFTDs Remote GridWLDFRVegetation ContactAggregated | WLDFR | HFTD - Distribution - Tier 2 - 2QU CoRE ¦ 3QU LoRE | Red Flag Warning - Destructive Fires | Vegetation Contact | Aggregated | 2066 | 5.6281e-06 | 946.5765 | 0.0053275 | 2066 | Mitigation | 0.95 | 45 | 0 | esc | 0.00097009 | 5.4598e-09 | 0.00097009 | 5.4598e-09
[79 empty] | WLDFR | HFTD - Distribution - Tier 3 - 2QU CoRE ¦ 1QU LoRE | Non-Red Flag Warning - Catastrophic Fires | 2067 | 0 | 3.5678e-09 | 21325.9188 | 384.5316 | 12862.0997 | 8079.2876 | 0 | 0 | 4.6182e-06 | 0 | 0 | 0 | 7.6087e-05 | 0 | 7.6087e-05 | 0 | 0.00072557 | 0.0015905 | 0 | 0.0015905 | 0 | 2.2502e-07 | 4.5003e-07 | 0 | 4.5003e-07 | [12 empty] | 7.3.3.17.5 (Remote Grid) Updates to grid topology to minimize risk of ignition in HFTDs Remote GridWLDFRVegetation ContactAggregated | WLDFR | HFTD - Distribution - Tier 2 - 2QU CoRE ¦ 3QU LoRE | Red Flag Warning - Destructive Fires | Vegetation Contact | Aggregated | 2067 | 5.6281e-06 | 946.5765 | 0.0053275 | 2067 | Mitigation | 0.95 | 45 | 0 | esc | 0 | 0 | 0.00097009 | 5.4598e-09
[79 empty] | WLDFR | HFTD - Distribution - Tier 3 - 2QU CoRE ¦ 1QU LoRE | Non-Red Flag Warning - Destructive Fires | 2022 | 4.6222e-09 | 0 | 8807.9522 | 222.2294 | 8585.7228 | 0 | 0 | 0 | 5.3893e-06 | 4.0712e-05 | 0 | 4.0712e-05 | 0 | 0 | 0 | 0 | 0.00072557 | 0.0015905 | 0 | 0.0015905 | 0 | 2.2502e-07 | 4.5003e-07 | 0 | 4.5003e-07 | [12 empty] | 7.3.3.17.5 (Remote Grid) Updates to grid topology to minimize risk of ignition in HFTDs Remote GridWLDFREquipment / facility failureAggregated | WLDFR | HFTD - Distribution - Tier 2 - 2QU CoRE ¦ 3QU LoRE | Red Flag Warning - Large Fires | Equipment / facility failure | Aggregated | 2022 | 2.2097e-05 | 946.5765 | 0.020917 | 2022 | Mitigation | 0.95 | 45 | 0 | esc | 0.00097009 | 2.1436e-08 | 0 | 0
[79 empty] | WLDFR | HFTD - Distribution - Tier 3 - 2QU CoRE ¦ 1QU LoRE | Non-Red Flag Warning - Destructive Fires | 2023 | 4.6222e-09 | 4.6222e-09 | 9129.7461 | 233.2301 | 8896.516 | 0 | 0 | 0 | 5.3893e-06 | 4.22e-05 | 0 | 4.22e-05 | 4.22e-05 | 0 | 4.22e-05 | 0 | 0.00072557 | 0.0015905 | 0 | 0.0015905 | 0 | 0 | 4.5003e-07 | 0 | 4.5003e-07 | [12 empty] | 7.3.3.17.5 (Remote Grid) Updates to grid topology to minimize risk of ignition in HFTDs Remote GridWLDFREquipment / facility failureAggregated | WLDFR | HFTD - Distribution - Tier 2 - 2QU CoRE ¦ 3QU LoRE | Red Flag Warning - Large Fires | Equipment / facility failure | Aggregated | 2023 | 2.2097e-05 | 946.5765 | 0.020917 | 2023 | Mitigation | 0.95 | 45 | 0 | esc | 0.00097009 | 2.1436e-08 | 0.00097009 | 2.1436e-08
[79 empty] | WLDFR | HFTD - Distribution - Tier 3 - 2QU CoRE ¦ 1QU LoRE | Non-Red Flag Warning - Destructive Fires | 2024 | 4.6222e-09 | 4.6222e-09 | 9129.7461 | 233.2301 | 8896.516 | 0 | 0 | 0 | 5.3893e-06 | 4.22e-05 | 0 | 4.22e-05 | 4.22e-05 | 0 | 4.22e-05 | 0 | 0.00072557 | 0.0015905 | 0 | 0.0015905 | 0 | 0 | 0 | 0 | 0 | [12 empty] | 7.3.3.17.5 (Remote Grid) Updates to grid topology to minimize risk of ignition in HFTDs Remote GridWLDFREquipment / facility failureAggregated | WLDFR | HFTD - Distribution - Tier 2 - 2QU CoRE ¦ 3QU LoRE | Red Flag Warning - Large Fires | Equipment / facility failure | Aggregated | 2024 | 2.2097e-05 | 946.5765 | 0.020917 | 2024 | Mitigation | 0.95 | 45 | 0 | esc | 0.00097009 | 2.1436e-08 | 0.00097009 | 2.1436e-08
[79 empty] | WLDFR | HFTD - Distribution - Tier 3 - 2QU CoRE ¦ 1QU LoRE | Non-Red Flag Warning - Destructive Fires | 2025 | 4.6222e-09 | 4.6222e-09 | 9129.7461 | 233.2301 | 8896.516 | 0 | 0 | 0 | 5.3893e-06 | 4.22e-05 | 0 | 4.22e-05 | 4.22e-05 | 0 | 4.22e-05 | 0 | 0.00076155 | 0.0016693 | 0 | 0.0016693 | 0 | 0 | 0 | 0 | 0 | [12 empty] | 7.3.3.17.5 (Remote Grid) Updates to grid topology to minimize risk of ignition in HFTDs Remote GridWLDFREquipment / facility failureAggregated | WLDFR | HFTD - Distribution - Tier 2 - 2QU CoRE ¦ 3QU LoRE | Red Flag Warning - Large Fires | Equipment / facility failure | Aggregated | 2025 | 2.2097e-05 | 946.5765 | 0.020917 | 2025 | Mitigation | 0.95 | 45 | 0 | esc | 0.00097009 | 2.1436e-08 | 0.00097009 | 2.1436e-08
[79 empty] | WLDFR | HFTD - Distribution - Tier 3 - 2QU CoRE ¦ 1QU LoRE | Non-Red Flag Warning - Destructive Fires | 2026 | 4.6222e-09 | 4.6222e-09 | 9129.7461 | 233.2301 | 8896.516 | 0 | 0 | 0 | 5.3893e-06 | 4.22e-05 | 0 | 4.22e-05 | 4.22e-05 | 0 | 4.22e-05 | 0 | 0.00076155 | 0.0016693 | 0 | 0.0016693 | 0 | 8.3031e-06 | 0 | 0 | 0 | [12 empty] | 7.3.3.17.5 (Remote Grid) Updates to grid topology to minimize risk of ignition in HFTDs Remote GridWLDFREquipment / facility failureAggregated | WLDFR | HFTD - Distribution - Tier 2 - 2QU CoRE ¦ 3QU LoRE | Red Flag Warning - Large Fires | Equipment / facility failure | Aggregated | 2026 | 2.2097e-05 | 946.5765 | 0.020917 | 2026 | Mitigation | 0.95 | 45 | 0 | esc | 0.00097009 | 2.1436e-08 | 0.00097009 | 2.1436e-08
[79 empty] | WLDFR | HFTD - Distribution - Tier 3 - 2QU CoRE ¦ 1QU LoRE | Non-Red Flag Warning - Destructive Fires | 2027 | 4.6222e-09 | 4.6222e-09 | 9129.7461 | 233.2301 | 8896.516 | 0 | 0 | 0 | 5.3893e-06 | 4.22e-05 | 0 | 4.22e-05 | 4.22e-05 | 0 | 4.22e-05 | 0 | 0.00076155 | 0.0016693 | 0 | 0.0016693 | 0 | 8.6075e-06 | 1.7215e-05 | 0 | 1.7215e-05 | [12 empty] | 7.3.3.17.5 (Remote Grid) Updates to grid topology to minimize risk of ignition in HFTDs Remote GridWLDFREquipment / facility failureAggregated | WLDFR | HFTD - Distribution - Tier 2 - 2QU CoRE ¦ 3QU LoRE | Red Flag Warning - Large Fires | Equipment / facility failure | Aggregated | 2027 | 2.2097e-05 | 946.5765 | 0.020917 | 2027 | Mitigation | 0.95 | 45 | 0 | esc | 0.00097009 | 2.1436e-08 | 0.00097009 | 2.1436e-08
[79 empty] | WLDFR | HFTD - Distribution - Tier 3 - 2QU CoRE ¦ 1QU LoRE | Non-Red Flag Warning - Destructive Fires | 2028 | 4.6222e-09 | 4.6222e-09 | 9534.9221 | 247.273 | 9287.6491 | 0 | 0 | 0 | 5.3893e-06 | 4.4072e-05 | 0 | 4.4072e-05 | 4.4072e-05 | 0 | 4.4072e-05 | 0 | 0.00076155 | 0.0016693 | 0 | 0.0016693 | 0 | 8.6075e-06 | 1.7215e-05 | 0 | 1.7215e-05 | [12 empty] | 7.3.3.17.5 (Remote Grid) Updates to grid topology to minimize risk of ignition in HFTDs Remote GridWLDFREquipment / facility failureAggregated | WLDFR | HFTD - Distribution - Tier 2 - 2QU CoRE ¦ 3QU LoRE | Red Flag Warning - Large Fires | Equipment / facility failure | Aggregated | 2028 | 2.2097e-05 | 946.5765 | 0.020917 | 2028 | Mitigation | 0.95 | 45 | 0 | esc | 0.00097009 | 2.1436e-08 | 0.00097009 | 2.1436e-08
[79 empty] | WLDFR | HFTD - Distribution - Tier 3 - 2QU CoRE ¦ 1QU LoRE | Non-Red Flag Warning - Destructive Fires | 2029 | 4.6222e-09 | 4.6222e-09 | 9534.9221 | 247.273 | 9287.6491 | 0 | 0 | 0 | 5.3893e-06 | 4.4072e-05 | 0 | 4.4072e-05 | 4.4072e-05 | 0 | 4.4072e-05 | 0 | 0.00076155 | 0.0016693 | 0 | 0.0016693 | 0 | 8.6075e-06 | 1.7215e-05 | 0 | 1.7215e-05 | [12 empty] | 7.3.3.17.5 (Remote Grid) Updates to grid topology to minimize risk of ignition in HFTDs Remote GridWLDFREquipment / facility failureAggregated | WLDFR | HFTD - Distribution - Tier 2 - 2QU CoRE ¦ 3QU LoRE | Red Flag Warning - Large Fires | Equipment / facility failure | Aggregated | 2029 | 2.2097e-05 | 946.5765 | 0.020917 | 2029 | Mitigation | 0.95 | 45 | 0 | esc | 0.00097009 | 2.1436e-08 | 0.00097009 | 2.1436e-08
[79 empty] | WLDFR | HFTD - Distribution - Tier 3 - 2QU CoRE ¦ 1QU LoRE | Non-Red Flag Warning - Destructive Fires | 2030 | 4.6222e-09 | 4.6222e-09 | 9534.9221 | 247.273 | 9287.6491 | 0 | 0 | 0 | 5.3893e-06 | 4.4072e-05 | 0 | 4.4072e-05 | 4.4072e-05 | 0 | 4.4072e-05 | 0 | 0.00079923 | 0.0017519 | 0 | 0.0017519 | 0 | 8.6075e-06 | 1.7215e-05 | 0 | 1.7215e-05 | [12 empty] | 7.3.3.17.5 (Remote Grid) Updates to grid topology to minimize risk of ignition in HFTDs Remote GridWLDFREquipment / facility failureAggregated | WLDFR | HFTD - Distribution - Tier 2 - 2QU CoRE ¦ 3QU LoRE | Red Flag Warning - Large Fires | Equipment / facility failure | Aggregated | 2030 | 2.2097e-05 | 946.5765 | 0.020917 | 2030 | Mitigation | 0.95 | 45 | 0 | esc | 0.00097009 | 2.1436e-08 | 0.00097009 | 2.1436e-08
[79 empty] | WLDFR | HFTD - Distribution - Tier 3 - 2QU CoRE ¦ 1QU LoRE | Non-Red Flag Warning - Destructive Fires | 2031 | 4.6222e-09 | 4.6222e-09 | 9534.9221 | 247.273 | 9287.6491 | 0 | 0 | 0 | 5.3893e-06 | 4.4072e-05 | 0 | 4.4072e-05 | 4.4072e-05 | 0 | 4.4072e-05 | 0 | 0.00079923 | 0.0017519 | 0 | 0.0017519 | 0 | 8.6075e-06 | 1.7215e-05 | 0 | 1.7215e-05 | [12 empty] | 7.3.3.17.5 (Remote Grid) Updates to grid topology to minimize risk of ignition in HFTDs Remote GridWLDFREquipment / facility failureAggregated | WLDFR | HFTD - Distribution - Tier 2 - 2QU CoRE ¦ 3QU LoRE | Red Flag Warning - Large Fires | Equipment / facility failure | Aggregated | 2031 | 2.2097e-05 | 946.5765 | 0.020917 | 2031 | Mitigation | 0.95 | 45 | 0 | esc | 0.00097009 | 2.1436e-08 | 0.00097009 | 2.1436e-08
[79 empty] | WLDFR | HFTD - Distribution - Tier 3 - 2QU CoRE ¦ 1QU LoRE | Non-Red Flag Warning - Destructive Fires | 2032 | 4.6222e-09 | 4.6222e-09 | 9534.9221 | 247.273 | 9287.6491 | 0 | 0 | 0 | 5.3893e-06 | 4.4072e-05 | 0 | 4.4072e-05 | 4.4072e-05 | 0 | 4.4072e-05 | 0 | 0.00079923 | 0.0017519 | 0 | 0.0017519 | 0 | 8.991e-06 | 1.7982e-05 | 0 | 1.7982e-05 | [12 empty] | 7.3.3.17.5 (Remote Grid) Updates to grid topology to minimize risk of ignition in HFTDs Remote GridWLDFREquipment / facility failureAggregated | WLDFR | HFTD - Distribution - Tier 2 - 2QU CoRE ¦ 3QU LoRE | Red Flag Warning - Large Fires | Equipment / facility failure | Aggregated | 2032 | 2.2097e-05 | 946.5765 | 0.020917 | 2032 | Mitigation | 0.95 | 45 | 0 | esc | 0.00097009 | 2.1436e-08 | 0.00097009 | 2.1436e-08
[79 empty] | WLDFR | HFTD - Distribution - Tier 3 - 2QU CoRE ¦ 1QU LoRE | Non-Red Flag Warning - Destructive Fires | 2033 | 4.6222e-09 | 4.6222e-09 | 9984.8474 | 263.1074 | 9721.74 | 0 | 0 | 0 | 5.3893e-06 | 4.6152e-05 | 0 | 4.6152e-05 | 4.6152e-05 | 0 | 4.6152e-05 | 0 | 0.00079923 | 0.0017519 | 0 | 0.0017519 | 0 | 8.991e-06 | 1.7982e-05 | 0 | 1.7982e-05 | [12 empty] | 7.3.3.17.5 (Remote Grid) Updates to grid topology to minimize risk of ignition in HFTDs Remote GridWLDFREquipment / facility failureAggregated | WLDFR | HFTD - Distribution - Tier 2 - 2QU CoRE ¦ 3QU LoRE | Red Flag Warning - Large Fires | Equipment / facility failure | Aggregated | 2033 | 2.2097e-05 | 946.5765 | 0.020917 | 2033 | Mitigation | 0.95 | 45 | 0 | esc | 0.00097009 | 2.1436e-08 | 0.00097009 | 2.1436e-08
[79 empty] | WLDFR | HFTD - Distribution - Tier 3 - 2QU CoRE ¦ 1QU LoRE | Non-Red Flag Warning - Destructive Fires | 2034 | 4.6222e-09 | 4.6222e-09 | 9984.8474 | 263.1074 | 9721.74 | 0 | 0 | 0 | 5.3893e-06 | 4.6152e-05 | 0 | 4.6152e-05 | 4.6152e-05 | 0 | 4.6152e-05 | 0 | 0.00079923 | 0.0017519 | 0 | 0.0017519 | 0 | 8.991e-06 | 1.7982e-05 | 0 | 1.7982e-05 | [12 empty] | 7.3.3.17.5 (Remote Grid) Updates to grid topology to minimize risk of ignition in HFTDs Remote GridWLDFREquipment / facility failureAggregated | WLDFR | HFTD - Distribution - Tier 2 - 2QU CoRE ¦ 3QU LoRE | Red Flag Warning - Large Fires | Equipment / facility failure | Aggregated | 2034 | 2.2097e-05 | 946.5765 | 0.020917 | 2034 | Mitigation | 0.95 | 45 | 0 | esc | 0.00097009 | 2.1436e-08 | 0.00097009 | 2.1436e-08
[79 empty] | WLDFR | HFTD - Distribution - Tier 3 - 2QU CoRE ¦ 1QU LoRE | Non-Red Flag Warning - Destructive Fires | 2035 | 4.6222e-09 | 4.6222e-09 | 9984.8474 | 263.1074 | 9721.74 | 0 | 0 | 0 | 5.3893e-06 | 4.6152e-05 | 0 | 4.6152e-05 | 4.6152e-05 | 0 | 4.6152e-05 | 0 | 0.00083814 | 0.0018372 | 0 | 0.0018372 | 0 | 8.991e-06 | 1.7982e-05 | 0 | 1.7982e-05 | [12 empty] | 7.3.3.17.5 (Remote Grid) Updates to grid topology to minimize risk of ignition in HFTDs Remote GridWLDFREquipment / facility failureAggregated | WLDFR | HFTD - Distribution - Tier 2 - 2QU CoRE ¦ 3QU LoRE | Red Flag Warning - Large Fires | Equipment / facility failure | Aggregated | 2035 | 2.2097e-05 | 946.5765 | 0.020917 | 2035 | Mitigation | 0.95 | 45 | 0 | esc | 0.00097009 | 2.1436e-08 | 0.00097009 | 2.1436e-08
[79 empty] | WLDFR | HFTD - Distribution - Tier 3 - 2QU CoRE ¦ 1QU LoRE | Non-Red Flag Warning - Destructive Fires | 2036 | 4.6222e-09 | 4.6222e-09 | 9984.8474 | 263.1074 | 9721.74 | 0 | 0 | 0 | 5.3893e-06 | 4.6152e-05 | 0 | 4.6152e-05 | 4.6152e-05 | 0 | 4.6152e-05 | 0 | 0.00083814 | 0.0018372 | 0 | 0.0018372 | 0 | 8.991e-06 | 1.7982e-05 | 0 | 1.7982e-05 | [12 empty] | 7.3.3.17.5 (Remote Grid) Updates to grid topology to minimize risk of ignition in HFTDs Remote GridWLDFREquipment / facility failureAggregated | WLDFR | HFTD - Distribution - Tier 2 - 2QU CoRE ¦ 3QU LoRE | Red Flag Warning - Large Fires | Equipment / facility failure | Aggregated | 2036 | 2.2097e-05 | 946.5765 | 0.020917 | 2036 | Mitigation | 0.95 | 45 | 0 | esc | 0.00097009 | 2.1436e-08 | 0.00097009 | 2.1436e-08
[79 empty] | WLDFR | HFTD - Distribution - Tier 3 - 2QU CoRE ¦ 1QU LoRE | Non-Red Flag Warning - Destructive Fires | 2037 | 4.6222e-09 | 4.6222e-09 | 9984.8474 | 263.1074 | 9721.74 | 0 | 0 | 0 | 5.3893e-06 | 4.6152e-05 | 0 | 4.6152e-05 | 4.6152e-05 | 0 | 4.6152e-05 | 0 | 0.00083814 | 0.0018372 | 0 | 0.0018372 | 0 | 9.4172e-06 | 1.8834e-05 | 0 | 1.8834e-05 | [12 empty] | 7.3.3.17.5 (Remote Grid) Updates to grid topology to minimize risk of ignition in HFTDs Remote GridWLDFREquipment / facility failureAggregated | WLDFR | HFTD - Distribution - Tier 2 - 2QU CoRE ¦ 3QU LoRE | Red Flag Warning - Large Fires | Equipment / facility failure | Aggregated | 2037 | 2.2097e-05 | 946.5765 | 0.020917 | 2037 | Mitigation | 0.95 | 45 | 0 | esc | 0.00097009 | 2.1436e-08 | 0.00097009 | 2.1436e-08
[79 empty] | WLDFR | HFTD - Distribution - Tier 3 - 2QU CoRE ¦ 1QU LoRE | Non-Red Flag Warning - Destructive Fires | 2038 | 4.6222e-09 | 4.6222e-09 | 10472.8261 | 280.5544 | 10192.2718 | 0 | 0 | 0 | 5.3893e-06 | 4.8408e-05 | 0 | 4.8408e-05 | 4.8408e-05 | 0 | 4.8408e-05 | 0 | 0.00083814 | 0.0018372 | 0 | 0.0018372 | 0 | 9.4172e-06 | 1.8834e-05 | 0 | 1.8834e-05 | [12 empty] | 7.3.3.17.5 (Remote Grid) Updates to grid topology to minimize risk of ignition in HFTDs Remote GridWLDFREquipment / facility failureAggregated | WLDFR | HFTD - Distribution - Tier 2 - 2QU CoRE ¦ 3QU LoRE | Red Flag Warning - Large Fires | Equipment / facility failure | Aggregated | 2038 | 2.2097e-05 | 946.5765 | 0.020917 | 2038 | Mitigation | 0.95 | 45 | 0 | esc | 0.00097009 | 2.1436e-08 | 0.00097009 | 2.1436e-08
[79 empty] | WLDFR | HFTD - Distribution - Tier 3 - 2QU CoRE ¦ 1QU LoRE | Non-Red Flag Warning - Destructive Fires | 2039 | 4.6222e-09 | 4.6222e-09 | 10472.8261 | 280.5544 | 10192.2718 | 0 | 0 | 0 | 5.3893e-06 | 4.8408e-05 | 0 | 4.8408e-05 | 4.8408e-05 | 0 | 4.8408e-05 | 0 | 0.00083814 | 0.0018372 | 0 | 0.0018372 | 0 | 9.4172e-06 | 1.8834e-05 | 0 | 1.8834e-05 | [12 empty] | 7.3.3.17.5 (Remote Grid) Updates to grid topology to minimize risk of ignition in HFTDs Remote GridWLDFREquipment / facility failureAggregated | WLDFR | HFTD - Distribution - Tier 2 - 2QU CoRE ¦ 3QU LoRE | Red Flag Warning - Large Fires | Equipment / facility failure | Aggregated | 2039 | 2.2097e-05 | 946.5765 | 0.020917 | 2039 | Mitigation | 0.95 | 45 | 0 | esc | 0.00097009 | 2.1436e-08 | 0.00097009 | 2.1436e-08
[79 empty] | WLDFR | HFTD - Distribution - Tier 3 - 2QU CoRE ¦ 1QU LoRE | Non-Red Flag Warning - Destructive Fires | 2040 | 4.6222e-09 | 4.6222e-09 | 10472.8261 | 280.5544 | 10192.2718 | 0 | 0 | 0 | 5.3893e-06 | 4.8408e-05 | 0 | 4.8408e-05 | 4.8408e-05 | 0 | 4.8408e-05 | 0 | 0.0008778 | 0.0019242 | 0 | 0.0019242 | 0 | 9.4172e-06 | 1.8834e-05 | 0 | 1.8834e-05 | [12 empty] | 7.3.3.17.5 (Remote Grid) Updates to grid topology to minimize risk of ignition in HFTDs Remote GridWLDFREquipment / facility failureAggregated | WLDFR | HFTD - Distribution - Tier 2 - 2QU CoRE ¦ 3QU LoRE | Red Flag Warning - Large Fires | Equipment / facility failure | Aggregated | 2040 | 2.2097e-05 | 946.5765 | 0.020917 | 2040 | Mitigation | 0.95 | 45 | 0 | esc | 0.00097009 | 2.1436e-08 | 0.00097009 | 2.1436e-08
[79 empty] | WLDFR | HFTD - Distribution - Tier 3 - 2QU CoRE ¦ 1QU LoRE | Non-Red Flag Warning - Destructive Fires | 2041 | 4.6222e-09 | 4.6222e-09 | 10472.8261 | 280.5544 | 10192.2718 | 0 | 0 | 0 | 5.3893e-06 | 4.8408e-05 | 0 | 4.8408e-05 | 4.8408e-05 | 0 | 4.8408e-05 | 0 | 0.0008778 | 0.0019242 | 0 | 0.0019242 | 0 | 9.4172e-06 | 1.8834e-05 | 0 | 1.8834e-05 | [12 empty] | 7.3.3.17.5 (Remote Grid) Updates to grid topology to minimize risk of ignition in HFTDs Remote GridWLDFREquipment / facility failureAggregated | WLDFR | HFTD - Distribution - Tier 2 - 2QU CoRE ¦ 3QU LoRE | Red Flag Warning - Large Fires | Equipment / facility failure | Aggregated | 2041 | 2.2097e-05 | 946.5765 | 0.020917 | 2041 | Mitigation | 0.95 | 45 | 0 | esc | 0.00097009 | 2.1436e-08 | 0.00097009 | 2.1436e-08
[79 empty] | WLDFR | HFTD - Distribution - Tier 3 - 2QU CoRE ¦ 1QU LoRE | Non-Red Flag Warning - Destructive Fires | 2042 | 4.6222e-09 | 4.6222e-09 | 10472.8261 | 280.5544 | 10192.2718 | 0 | 0 | 0 | 5.3893e-06 | 4.8408e-05 | 0 | 4.8408e-05 | 4.8408e-05 | 0 | 4.8408e-05 | 0 | 0.0008778 | 0.0019242 | 0 | 0.0019242 | 0 | 9.8798e-06 | 1.976e-05 | 0 | 1.976e-05 | [12 empty] | 7.3.3.17.5 (Remote Grid) Updates to grid topology to minimize risk of ignition in HFTDs Remote GridWLDFREquipment / facility failureAggregated | WLDFR | HFTD - Distribution - Tier 2 - 2QU CoRE ¦ 3QU LoRE | Red Flag Warning - Large Fires | Equipment / facility failure | Aggregated | 2042 | 2.2097e-05 | 946.5765 | 0.020917 | 2042 | Mitigation | 0.95 | 45 | 0 | esc | 0.00097009 | 2.1436e-08 | 0.00097009 | 2.1436e-08
[79 empty] | WLDFR | HFTD - Distribution - Tier 3 - 2QU CoRE ¦ 1QU LoRE | Non-Red Flag Warning - Destructive Fires | 2043 | 4.6222e-09 | 4.6222e-09 | 10992.1562 | 299.42 | 10692.7362 | 0 | 0 | 0 | 5.3893e-06 | 5.0808e-05 | 0 | 5.0808e-05 | 5.0808e-05 | 0 | 5.0808e-05 | 0 | 0.0008778 | 0.0019242 | 0 | 0.0019242 | 0 | 9.8798e-06 | 1.976e-05 | 0 | 1.976e-05 | [12 empty] | 7.3.3.17.5 (Remote Grid) Updates to grid topology to minimize risk of ignition in HFTDs Remote GridWLDFREquipment / facility failureAggregated | WLDFR | HFTD - Distribution - Tier 2 - 2QU CoRE ¦ 3QU LoRE | Red Flag Warning - Large Fires | Equipment / facility failure | Aggregated | 2043 | 2.2097e-05 | 946.5765 | 0.020917 | 2043 | Mitigation | 0.95 | 45 | 0 | esc | 0.00097009 | 2.1436e-08 | 0.00097009 | 2.1436e-08
[79 empty] | WLDFR | HFTD - Distribution - Tier 3 - 2QU CoRE ¦ 1QU LoRE | Non-Red Flag Warning - Destructive Fires | 2044 | 4.6222e-09 | 4.6222e-09 | 10992.1562 | 299.42 | 10692.7362 | 0 | 0 | 0 | 5.3893e-06 | 5.0808e-05 | 0 | 5.0808e-05 | 5.0808e-05 | 0 | 5.0808e-05 | 0 | 0.0008778 | 0.0019242 | 0 | 0.0019242 | 0 | 9.8798e-06 | 1.976e-05 | 0 | 1.976e-05 | [12 empty] | 7.3.3.17.5 (Remote Grid) Updates to grid topology to minimize risk of ignition in HFTDs Remote GridWLDFREquipment / facility failureAggregated | WLDFR | HFTD - Distribution - Tier 2 - 2QU CoRE ¦ 3QU LoRE | Red Flag Warning - Large Fires | Equipment / facility failure | Aggregated | 2044 | 2.2097e-05 | 946.5765 | 0.020917 | 2044 | Mitigation | 0.95 | 45 | 0 | esc | 0.00097009 | 2.1436e-08 | 0.00097009 | 2.1436e-08
[79 empty] | WLDFR | HFTD - Distribution - Tier 3 - 2QU CoRE ¦ 1QU LoRE | Non-Red Flag Warning - Destructive Fires | 2045 | 4.6222e-09 | 4.6222e-09 | 10992.1562 | 299.42 | 10692.7362 | 0 | 0 | 0 | 5.3893e-06 | 5.0808e-05 | 0 | 5.0808e-05 | 5.0808e-05 | 0 | 5.0808e-05 | 0 | 0.00091774 | 0.0020117 | 0 | 0.0020117 | 0 | 9.8798e-06 | 1.976e-05 | 0 | 1.976e-05 | [12 empty] | 7.3.3.17.5 (Remote Grid) Updates to grid topology to minimize risk of ignition in HFTDs Remote GridWLDFREquipment / facility failureAggregated | WLDFR | HFTD - Distribution - Tier 2 - 2QU CoRE ¦ 3QU LoRE | Red Flag Warning - Large Fires | Equipment / facility failure | Aggregated | 2045 | 2.2097e-05 | 946.5765 | 0.020917 | 2045 | Mitigation | 0.95 | 45 | 0 | esc | 0.00097009 | 2.1436e-08 | 0.00097009 | 2.1436e-08
[79 empty] | WLDFR | HFTD - Distribution - Tier 3 - 2QU CoRE ¦ 1QU LoRE | Non-Red Flag Warning - Destructive Fires | 2046 | 4.6222e-09 | 4.6222e-09 | 10992.1562 | 299.42 | 10692.7362 | 0 | 0 | 0 | 5.3893e-06 | 5.0808e-05 | 0 | 5.0808e-05 | 5.0808e-05 | 0 | 5.0808e-05 | 0 | 0.00091774 | 0.0020117 | 0 | 0.0020117 | 0 | 9.8798e-06 | 1.976e-05 | 0 | 1.976e-05 | [12 empty] | 7.3.3.17.5 (Remote Grid) Updates to grid topology to minimize risk of ignition in HFTDs Remote GridWLDFREquipment / facility failureAggregated | WLDFR | HFTD - Distribution - Tier 2 - 2QU CoRE ¦ 3QU LoRE | Red Flag Warning - Large Fires | Equipment / facility failure | Aggregated | 2046 | 2.2097e-05 | 946.5765 | 0.020917 | 2046 | Mitigation | 0.95 | 45 | 0 | esc | 0.00097009 | 2.1436e-08 | 0.00097009 | 2.1436e-08
[79 empty] | WLDFR | HFTD - Distribution - Tier 3 - 2QU CoRE ¦ 1QU LoRE | Non-Red Flag Warning - Destructive Fires | 2047 | 4.6222e-09 | 4.6222e-09 | 10992.1562 | 299.42 | 10692.7362 | 0 | 0 | 0 | 5.3893e-06 | 5.0808e-05 | 0 | 5.0808e-05 | 5.0808e-05 | 0 | 5.0808e-05 | 0 | 0.00091774 | 0.0020117 | 0 | 0.0020117 | 0 | 1.0373e-05 | 2.0745e-05 | 0 | 2.0745e-05 | [12 empty] | 7.3.3.17.5 (Remote Grid) Updates to grid topology to minimize risk of ignition in HFTDs Remote GridWLDFREquipment / facility failureAggregated | WLDFR | HFTD - Distribution - Tier 2 - 2QU CoRE ¦ 3QU LoRE | Red Flag Warning - Large Fires | Equipment / facility failure | Aggregated | 2047 | 2.2097e-05 | 946.5765 | 0.020917 | 2047 | Mitigation | 0.95 | 45 | 0 | esc | 0.00097009 | 2.1436e-08 | 0.00097009 | 2.1436e-08
[79 empty] | WLDFR | HFTD - Distribution - Tier 3 - 2QU CoRE ¦ 1QU LoRE | Non-Red Flag Warning - Destructive Fires | 2048 | 4.6222e-09 | 4.6222e-09 | 11536.0538 | 319.4911 | 11216.5626 | 0 | 0 | 0 | 5.3893e-06 | 5.3322e-05 | 0 | 5.3322e-05 | 5.3322e-05 | 0 | 5.3322e-05 | 0 | 0.00091774 | 0.0020117 | 0 | 0.0020117 | 0 | 1.0373e-05 | 2.0745e-05 | 0 | 2.0745e-05 | [12 empty] | 7.3.3.17.5 (Remote Grid) Updates to grid topology to minimize risk of ignition in HFTDs Remote GridWLDFREquipment / facility failureAggregated | WLDFR | HFTD - Distribution - Tier 2 - 2QU CoRE ¦ 3QU LoRE | Red Flag Warning - Large Fires | Equipment / facility failure | Aggregated | 2048 | 2.2097e-05 | 946.5765 | 0.020917 | 2048 | Mitigation | 0.95 | 45 | 0 | esc | 0.00097009 | 2.1436e-08 | 0.00097009 | 2.1436e-08
[79 empty] | WLDFR | HFTD - Distribution - Tier 3 - 2QU CoRE ¦ 1QU LoRE | Non-Red Flag Warning - Destructive Fires | 2049 | 4.6222e-09 | 4.6222e-09 | 11536.0538 | 319.4911 | 11216.5626 | 0 | 0 | 0 | 5.3893e-06 | 5.3322e-05 | 0 | 5.3322e-05 | 5.3322e-05 | 0 | 5.3322e-05 | 0 | 0.00091774 | 0.0020117 | 0 | 0.0020117 | 0 | 1.0373e-05 | 2.0745e-05 | 0 | 2.0745e-05 | [12 empty] | 7.3.3.17.5 (Remote Grid) Updates to grid topology to minimize risk of ignition in HFTDs Remote GridWLDFREquipment / facility failureAggregated | WLDFR | HFTD - Distribution - Tier 2 - 2QU CoRE ¦ 3QU LoRE | Red Flag Warning - Large Fires | Equipment / facility failure | Aggregated | 2049 | 2.2097e-05 | 946.5765 | 0.020917 | 2049 | Mitigation | 0.95 | 45 | 0 | esc | 0.00097009 | 2.1436e-08 | 0.00097009 | 2.1436e-08
[79 empty] | WLDFR | HFTD - Distribution - Tier 3 - 2QU CoRE ¦ 1QU LoRE | Non-Red Flag Warning - Destructive Fires | 2050 | 4.6222e-09 | 4.6222e-09 | 11536.0538 | 319.4911 | 11216.5626 | 0 | 0 | 0 | 5.3893e-06 | 5.3322e-05 | 0 | 5.3322e-05 | 5.3322e-05 | 0 | 5.3322e-05 | 0 | 0.00095747 | 0.0020988 | 0 | 0.0020988 | 0 | 1.0373e-05 | 2.0745e-05 | 0 | 2.0745e-05 | [12 empty] | 7.3.3.17.5 (Remote Grid) Updates to grid topology to minimize risk of ignition in HFTDs Remote GridWLDFREquipment / facility failureAggregated | WLDFR | HFTD - Distribution - Tier 2 - 2QU CoRE ¦ 3QU LoRE | Red Flag Warning - Large Fires | Equipment / facility failure | Aggregated | 2050 | 2.2097e-05 | 946.5765 | 0.020917 | 2050 | Mitigation | 0.95 | 45 | 0 | esc | 0.00097009 | 2.1436e-08 | 0.00097009 | 2.1436e-08
[79 empty] | WLDFR | HFTD - Distribution - Tier 3 - 2QU CoRE ¦ 1QU LoRE | Non-Red Flag Warning - Destructive Fires | 2051 | 4.6222e-09 | 4.6222e-09 | 11536.0538 | 319.4911 | 11216.5626 | 0 | 0 | 0 | 5.3893e-06 | 5.3322e-05 | 0 | 5.3322e-05 | 5.3322e-05 | 0 | 5.3322e-05 | 0 | 0.00095747 | 0.0020988 | 0 | 0.0020988 | 0 | 1.0373e-05 | 2.0745e-05 | 0 | 2.0745e-05 | [12 empty] | 7.3.3.17.5 (Remote Grid) Updates to grid topology to minimize risk of ignition in HFTDs Remote GridWLDFREquipment / facility failureAggregated | WLDFR | HFTD - Distribution - Tier 2 - 2QU CoRE ¦ 3QU LoRE | Red Flag Warning - Large Fires | Equipment / facility failure | Aggregated | 2051 | 2.2097e-05 | 946.5765 | 0.020917 | 2051 | Mitigation | 0.95 | 45 | 0 | esc | 0.00097009 | 2.1436e-08 | 0.00097009 | 2.1436e-08
[79 empty] | WLDFR | HFTD - Distribution - Tier 3 - 2QU CoRE ¦ 1QU LoRE | Non-Red Flag Warning - Destructive Fires | 2052 | 4.6222e-09 | 4.6222e-09 | 11536.0538 | 319.4911 | 11216.5626 | 0 | 0 | 0 | 5.3893e-06 | 5.3322e-05 | 0 | 5.3322e-05 | 5.3322e-05 | 0 | 5.3322e-05 | 0 | 0.00095747 | 0.0020988 | 0 | 0.0020988 | 0 | 1.0889e-05 | 2.1779e-05 | 0 | 2.1779e-05 | [12 empty] | 7.3.3.17.5 (Remote Grid) Updates to grid topology to minimize risk of ignition in HFTDs Remote GridWLDFREquipment / facility failureAggregated | WLDFR | HFTD - Distribution - Tier 2 - 2QU CoRE ¦ 3QU LoRE | Red Flag Warning - Large Fires | Equipment / facility failure | Aggregated | 2052 | 2.2097e-05 | 946.5765 | 0.020917 | 2052 | Mitigation | 0.95 | 45 | 0 | esc | 0.00097009 | 2.1436e-08 | 0.00097009 | 2.1436e-08
[79 empty] | WLDFR | HFTD - Distribution - Tier 3 - 2QU CoRE ¦ 1QU LoRE | Non-Red Flag Warning - Destructive Fires | 2053 | 4.6222e-09 | 4.6222e-09 | 12097.6769 | 340.5356 | 11757.1413 | 0 | 0 | 0 | 5.3893e-06 | 5.5918e-05 | 0 | 5.5918e-05 | 5.5918e-05 | 0 | 5.5918e-05 | 0 | 0 | 0.0020988 | 0 | 0.0020988 | 0 | 1.0889e-05 | 2.1779e-05 | 0 | 2.1779e-05 | [12 empty] | 7.3.3.17.5 (Remote Grid) Updates to grid topology to minimize risk of ignition in HFTDs Remote GridWLDFREquipment / facility failureAggregated | WLDFR | HFTD - Distribution - Tier 2 - 2QU CoRE ¦ 3QU LoRE | Red Flag Warning - Large Fires | Equipment / facility failure | Aggregated | 2053 | 2.2097e-05 | 946.5765 | 0.020917 | 2053 | Mitigation | 0.95 | 45 | 0 | esc | 0.00097009 | 2.1436e-08 | 0.00097009 | 2.1436e-08
[79 empty] | WLDFR | HFTD - Distribution - Tier 3 - 2QU CoRE ¦ 1QU LoRE | Non-Red Flag Warning - Destructive Fires | 2054 | 4.6222e-09 | 4.6222e-09 | 12097.6769 | 340.5356 | 11757.1413 | 0 | 0 | 0 | 5.3893e-06 | 5.5918e-05 | 0 | 5.5918e-05 | 5.5918e-05 | 0 | 5.5918e-05 | 0 | 0 | 0 | 0 | 0 | 0 | 1.0889e-05 | 2.1779e-05 | 0 | 2.1779e-05 | [12 empty] | 7.3.3.17.5 (Remote Grid) Updates to grid topology to minimize risk of ignition in HFTDs Remote GridWLDFREquipment / facility failureAggregated | WLDFR | HFTD - Distribution - Tier 2 - 2QU CoRE ¦ 3QU LoRE | Red Flag Warning - Large Fires | Equipment / facility failure | Aggregated | 2054 | 2.2097e-05 | 946.5765 | 0.020917 | 2054 | Mitigation | 0.95 | 45 | 0 | esc | 0.00097009 | 2.1436e-08 | 0.00097009 | 2.1436e-08
[79 empty] | WLDFR | HFTD - Distribution - Tier 3 - 2QU CoRE ¦ 1QU LoRE | Non-Red Flag Warning - Destructive Fires | 2055 | 4.6222e-09 | 4.6222e-09 | 12097.6769 | 340.5356 | 11757.1413 | 0 | 0 | 0 | 5.3893e-06 | 5.5918e-05 | 0 | 5.5918e-05 | 5.5918e-05 | 0 | 5.5918e-05 | 0 | 3.6457e-06 | 0 | 0 | 0 | 0 | 1.0889e-05 | 2.1779e-05 | 0 | 2.1779e-05 | [12 empty] | 7.3.3.17.5 (Remote Grid) Updates to grid topology to minimize risk of ignition in HFTDs Remote GridWLDFREquipment / facility failureAggregated | WLDFR | HFTD - Distribution - Tier 2 - 2QU CoRE ¦ 3QU LoRE | Red Flag Warning - Large Fires | Equipment / facility failure | Aggregated | 2055 | 2.2097e-05 | 946.5765 | 0.020917 | 2055 | Mitigation | 0.95 | 45 | 0 | esc | 0.00097009 | 2.1436e-08 | 0.00097009 | 2.1436e-08
[79 empty] | WLDFR | HFTD - Distribution - Tier 3 - 2QU CoRE ¦ 1QU LoRE | Non-Red Flag Warning - Destructive Fires | 2056 | 4.6222e-09 | 4.6222e-09 | 12097.6769 | 340.5356 | 11757.1413 | 0 | 0 | 0 | 5.3893e-06 | 5.5918e-05 | 0 | 5.5918e-05 | 5.5918e-05 | 0 | 5.5918e-05 | 0 | 3.8088e-06 | 8.349e-06 | 0 | 8.349e-06 | 0 | 0 | 2.1779e-05 | 0 | 2.1779e-05 | [12 empty] | 7.3.3.17.5 (Remote Grid) Updates to grid topology to minimize risk of ignition in HFTDs Remote GridWLDFREquipment / facility failureAggregated | WLDFR | HFTD - Distribution - Tier 2 - 2QU CoRE ¦ 3QU LoRE | Red Flag Warning - Large Fires | Equipment / facility failure | Aggregated | 2056 | 2.2097e-05 | 946.5765 | 0.020917 | 2056 | Mitigation | 0.95 | 45 | 0 | esc | 0.00097009 | 2.1436e-08 | 0.00097009 | 2.1436e-08
[79 empty] | WLDFR | HFTD - Distribution - Tier 3 - 2QU CoRE ¦ 1QU LoRE | Non-Red Flag Warning - Destructive Fires | 2057 | 4.6222e-09 | 4.6222e-09 | 12097.6769 | 340.5356 | 11757.1413 | 0 | 0 | 0 | 5.3893e-06 | 5.5918e-05 | 0 | 5.5918e-05 | 5.5918e-05 | 0 | 5.5918e-05 | 0 | 3.8088e-06 | 8.349e-06 | 0 | 8.349e-06 | 0 | 0 | 0 | 0 | 0 | [12 empty] | 7.3.3.17.5 (Remote Grid) Updates to grid topology to minimize risk of ignition in HFTDs Remote GridWLDFREquipment / facility failureAggregated | WLDFR | HFTD - Distribution - Tier 2 - 2QU CoRE ¦ 3QU LoRE | Red Flag Warning - Large Fires | Equipment / facility failure | Aggregated | 2057 | 2.2097e-05 | 946.5765 | 0.020917 | 2057 | Mitigation | 0.95 | 45 | 0 | esc | 0.00097009 | 2.1436e-08 | 0.00097009 | 2.1436e-08
[79 empty] | WLDFR | HFTD - Distribution - Tier 3 - 2QU CoRE ¦ 1QU LoRE | Non-Red Flag Warning - Destructive Fires | 2058 | 4.6222e-09 | 4.6222e-09 | 12670.1796 | 362.3049 | 12307.8747 | 0 | 0 | 0 | 5.3893e-06 | 5.8564e-05 | 0 | 5.8564e-05 | 5.8564e-05 | 0 | 5.8564e-05 | 0 | 3.8088e-06 | 8.349e-06 | 0 | 8.349e-06 | 0 | 0 | 0 | 0 | 0 | [12 empty] | 7.3.3.17.5 (Remote Grid) Updates to grid topology to minimize risk of ignition in HFTDs Remote GridWLDFREquipment / facility failureAggregated | WLDFR | HFTD - Distribution - Tier 2 - 2QU CoRE ¦ 3QU LoRE | Red Flag Warning - Large Fires | Equipment / facility failure | Aggregated | 2058 | 2.2097e-05 | 946.5765 | 0.020917 | 2058 | Mitigation | 0.95 | 45 | 0 | esc | 0.00097009 | 2.1436e-08 | 0.00097009 | 2.1436e-08
[79 empty] | WLDFR | HFTD - Distribution - Tier 3 - 2QU CoRE ¦ 1QU LoRE | Non-Red Flag Warning - Destructive Fires | 2059 | 4.6222e-09 | 4.6222e-09 | 12670.1796 | 362.3049 | 12307.8747 | 0 | 0 | 0 | 5.3893e-06 | 5.8564e-05 | 0 | 5.8564e-05 | 5.8564e-05 | 0 | 5.8564e-05 | 0 | 3.8088e-06 | 8.349e-06 | 0 | 8.349e-06 | 0 | 2.0735e-05 | 0 | 0 | 0 | [12 empty] | 7.3.3.17.5 (Remote Grid) Updates to grid topology to minimize risk of ignition in HFTDs Remote GridWLDFREquipment / facility failureAggregated | WLDFR | HFTD - Distribution - Tier 2 - 2QU CoRE ¦ 3QU LoRE | Red Flag Warning - Large Fires | Equipment / facility failure | Aggregated | 2059 | 2.2097e-05 | 946.5765 | 0.020917 | 2059 | Mitigation | 0.95 | 45 | 0 | esc | 0.00097009 | 2.1436e-08 | 0.00097009 | 2.1436e-08
[79 empty] | WLDFR | HFTD - Distribution - Tier 3 - 2QU CoRE ¦ 1QU LoRE | Non-Red Flag Warning - Destructive Fires | 2060 | 4.6222e-09 | 4.6222e-09 | 12670.1796 | 362.3049 | 12307.8747 | 0 | 0 | 0 | 5.3893e-06 | 5.8564e-05 | 0 | 5.8564e-05 | 5.8564e-05 | 0 | 5.8564e-05 | 0 | 3.8088e-06 | 8.349e-06 | 0 | 8.349e-06 | 0 | 2.1493e-05 | 4.2985e-05 | 0 | 4.2985e-05 | [12 empty] | 7.3.3.17.5 (Remote Grid) Updates to grid topology to minimize risk of ignition in HFTDs Remote GridWLDFREquipment / facility failureAggregated | WLDFR | HFTD - Distribution - Tier 2 - 2QU CoRE ¦ 3QU LoRE | Red Flag Warning - Large Fires | Equipment / facility failure | Aggregated | 2060 | 2.2097e-05 | 946.5765 | 0.020917 | 2060 | Mitigation | 0.95 | 45 | 0 | esc | 0.00097009 | 2.1436e-08 | 0.00097009 | 2.1436e-08
[79 empty] | WLDFR | HFTD - Distribution - Tier 3 - 2QU CoRE ¦ 1QU LoRE | Non-Red Flag Warning - Destructive Fires | 2061 | 4.6222e-09 | 4.6222e-09 | 12670.1796 | 362.3049 | 12307.8747 | 0 | 0 | 0 | 5.3893e-06 | 5.8564e-05 | 0 | 5.8564e-05 | 5.8564e-05 | 0 | 5.8564e-05 | 0 | 4.0189e-06 | 8.8095e-06 | 0 | 8.8095e-06 | 0 | 2.1493e-05 | 4.2985e-05 | 0 | 4.2985e-05 | [12 empty] | 7.3.3.17.5 (Remote Grid) Updates to grid topology to minimize risk of ignition in HFTDs Remote GridWLDFREquipment / facility failureAggregated | WLDFR | HFTD - Distribution - Tier 2 - 2QU CoRE ¦ 3QU LoRE | Red Flag Warning - Large Fires | Equipment / facility failure | Aggregated | 2061 | 2.2097e-05 | 946.5765 | 0.020917 | 2061 | Mitigation | 0.95 | 45 | 0 | esc | 0.00097009 | 2.1436e-08 | 0.00097009 | 2.1436e-08
[79 empty] | WLDFR | HFTD - Distribution - Tier 3 - 2QU CoRE ¦ 1QU LoRE | Non-Red Flag Warning - Destructive Fires | 2062 | 4.6222e-09 | 4.6222e-09 | 12670.1796 | 362.3049 | 12307.8747 | 0 | 0 | 0 | 5.3893e-06 | 5.8564e-05 | 0 | 5.8564e-05 | 5.8564e-05 | 0 | 5.8564e-05 | 0 | 4.0189e-06 | 8.8095e-06 | 0 | 8.8095e-06 | 0 | 2.1493e-05 | 4.2985e-05 | 0 | 4.2985e-05 | [12 empty] | 7.3.3.17.5 (Remote Grid) Updates to grid topology to minimize risk of ignition in HFTDs Remote GridWLDFREquipment / facility failureAggregated | WLDFR | HFTD - Distribution - Tier 2 - 2QU CoRE ¦ 3QU LoRE | Red Flag Warning - Large Fires | Equipment / facility failure | Aggregated | 2062 | 2.2097e-05 | 946.5765 | 0.020917 | 2062 | Mitigation | 0.95 | 45 | 0 | esc | 0.00097009 | 2.1436e-08 | 0.00097009 | 2.1436e-08
[79 empty] | WLDFR | HFTD - Distribution - Tier 3 - 2QU CoRE ¦ 1QU LoRE | Non-Red Flag Warning - Destructive Fires | 2063 | 4.6222e-09 | 4.6222e-09 | 13246.6313 | 384.5316 | 12862.0997 | 0 | 0 | 0 | 5.3893e-06 | 6.1229e-05 | 0 | 6.1229e-05 | 6.1229e-05 | 0 | 6.1229e-05 | 0 | 4.0189e-06 | 8.8095e-06 | 0 | 8.8095e-06 | 0 | 2.1493e-05 | 4.2985e-05 | 0 | 4.2985e-05 | [12 empty] | 7.3.3.17.5 (Remote Grid) Updates to grid topology to minimize risk of ignition in HFTDs Remote GridWLDFREquipment / facility failureAggregated | WLDFR | HFTD - Distribution - Tier 2 - 2QU CoRE ¦ 3QU LoRE | Red Flag Warning - Large Fires | Equipment / facility failure | Aggregated | 2063 | 2.2097e-05 | 946.5765 | 0.020917 | 2063 | Mitigation | 0.95 | 45 | 0 | esc | 0.00097009 | 2.1436e-08 | 0.00097009 | 2.1436e-08
[79 empty] | WLDFR | HFTD - Distribution - Tier 3 - 2QU CoRE ¦ 1QU LoRE | Non-Red Flag Warning - Destructive Fires | 2064 | 4.6222e-09 | 4.6222e-09 | 13246.6313 | 384.5316 | 12862.0997 | 0 | 0 | 0 | 5.3893e-06 | 6.1229e-05 | 0 | 6.1229e-05 | 6.1229e-05 | 0 | 6.1229e-05 | 0 | 4.0189e-06 | 8.8095e-06 | 0 | 8.8095e-06 | 0 | 2.1493e-05 | 4.2985e-05 | 0 | 4.2985e-05 | [12 empty] | 7.3.3.17.5 (Remote Grid) Updates to grid topology to minimize risk of ignition in HFTDs Remote GridWLDFREquipment / facility failureAggregated | WLDFR | HFTD - Distribution - Tier 2 - 2QU CoRE ¦ 3QU LoRE | Red Flag Warning - Large Fires | Equipment / facility failure | Aggregated | 2064 | 2.2097e-05 | 946.5765 | 0.020917 | 2064 | Mitigation | 0.95 | 45 | 0 | esc | 0.00097009 | 2.1436e-08 | 0.00097009 | 2.1436e-08
[79 empty] | WLDFR | HFTD - Distribution - Tier 3 - 2QU CoRE ¦ 1QU LoRE | Non-Red Flag Warning - Destructive Fires | 2065 | 4.6222e-09 | 4.6222e-09 | 13246.6313 | 384.5316 | 12862.0997 | 0 | 0 | 0 | 5.3893e-06 | 6.1229e-05 | 0 | 6.1229e-05 | 6.1229e-05 | 0 | 6.1229e-05 | 0 | 4.0189e-06 | 8.8095e-06 | 0 | 8.8095e-06 | 0 | 2.2447e-05 | 4.4893e-05 | 0 | 4.4893e-05 | [12 empty] | 7.3.3.17.5 (Remote Grid) Updates to grid topology to minimize risk of ignition in HFTDs Remote GridWLDFREquipment / facility failureAggregated | WLDFR | HFTD - Distribution - Tier 2 - 2QU CoRE ¦ 3QU LoRE | Red Flag Warning - Large Fires | Equipment / facility failure | Aggregated | 2065 | 2.2097e-05 | 946.5765 | 0.020917 | 2065 | Mitigation | 0.95 | 45 | 0 | esc | 0.00097009 | 2.1436e-08 | 0.00097009 | 2.1436e-08
[79 empty] | WLDFR | HFTD - Distribution - Tier 3 - 2QU CoRE ¦ 1QU LoRE | Non-Red Flag Warning - Destructive Fires | 2066 | 4.6222e-09 | 4.6222e-09 | 13246.6313 | 384.5316 | 12862.0997 | 0 | 0 | 0 | 5.3893e-06 | 6.1229e-05 | 0 | 6.1229e-05 | 6.1229e-05 | 0 | 6.1229e-05 | 0 | 4.2578e-06 | 9.3333e-06 | 0 | 9.3333e-06 | 0 | 2.2447e-05 | 4.4893e-05 | 0 | 4.4893e-05 | [12 empty] | 7.3.3.17.5 (Remote Grid) Updates to grid topology to minimize risk of ignition in HFTDs Remote GridWLDFREquipment / facility failureAggregated | WLDFR | HFTD - Distribution - Tier 2 - 2QU CoRE ¦ 3QU LoRE | Red Flag Warning - Large Fires | Equipment / facility failure | Aggregated | 2066 | 2.2097e-05 | 946.5765 | 0.020917 | 2066 | Mitigation | 0.95 | 45 | 0 | esc | 0.00097009 | 2.1436e-08 | 0.00097009 | 2.1436e-08
[79 empty] | WLDFR | HFTD - Distribution - Tier 3 - 2QU CoRE ¦ 1QU LoRE | Non-Red Flag Warning - Destructive Fires | 2067 | 0 | 4.6222e-09 | 13246.6313 | 384.5316 | 12862.0997 | 0 | 0 | 0 | 5.3893e-06 | 0 | 0 | 0 | 6.1229e-05 | 0 | 6.1229e-05 | 0 | 4.2578e-06 | 9.3333e-06 | 0 | 9.3333e-06 | 0 | 2.2447e-05 | 4.4893e-05 | 0 | 4.4893e-05 | [12 empty] | 7.3.3.17.5 (Remote Grid) Updates to grid topology to minimize risk of ignition in HFTDs Remote GridWLDFREquipment / facility failureAggregated | WLDFR | HFTD - Distribution - Tier 2 - 2QU CoRE ¦ 3QU LoRE | Red Flag Warning - Large Fires | Equipment / facility failure | Aggregated | 2067 | 2.2097e-05 | 946.5765 | 0.020917 | 2067 | Mitigation | 0.95 | 45 | 0 | esc | 0 | 0 | 0.00097009 | 2.1436e-08
[79 empty] | WLDFR | HFTD - Distribution - Tier 3 - 2QU CoRE ¦ 1QU LoRE | Non-Red Flag Warning - Large Fires | 2022 | 3.6751e-08 | 0 | 5.2406 | 0.69642 | 2.942 | 1.6022 | 0 | 0 | 4.0308e-05 | 1.9259e-07 | 0 | 1.9259e-07 | 0 | 0 | 0 | 0 | 4.2578e-06 | 9.3333e-06 | 0 | 9.3333e-06 | 0 | 2.2447e-05 | 4.4893e-05 | 0 | 4.4893e-05 | [12 empty] | 7.3.3.17.5 (Remote Grid) Updates to grid topology to minimize risk of ignition in HFTDs Remote GridWLDFRVegetation ContactAggregated | WLDFR | HFTD - Distribution - Tier 2 - 2QU CoRE ¦ 3QU LoRE | Red Flag Warning - Large Fires | Vegetation Contact | Aggregated | 2022 | 3.0443e-05 | 946.5765 | 0.028816 | 2022 | Mitigation | 0.95 | 45 | 0 | esc | 0.00097009 | 2.9532e-08 | 0 | 0
[79 empty] | WLDFR | HFTD - Distribution - Tier 3 - 2QU CoRE ¦ 1QU LoRE | Non-Red Flag Warning - Large Fires | 2023 | 3.6751e-08 | 3.6751e-08 | 5.475 | 0.71896 | 3.0715 | 1.6846 | 0 | 0 | 4.0308e-05 | 2.0121e-07 | 0 | 2.0121e-07 | 2.0121e-07 | 0 | 2.0121e-07 | 0 | 4.2578e-06 | 9.3333e-06 | 0 | 9.3333e-06 | 0 | 2.2447e-05 | 4.4893e-05 | 0 | 4.4893e-05 | [12 empty] | 7.3.3.17.5 (Remote Grid) Updates to grid topology to minimize risk of ignition in HFTDs Remote GridWLDFRVegetation ContactAggregated | WLDFR | HFTD - Distribution - Tier 2 - 2QU CoRE ¦ 3QU LoRE | Red Flag Warning - Large Fires | Vegetation Contact | Aggregated | 2023 | 3.0443e-05 | 946.5765 | 0.028816 | 2023 | Mitigation | 0.95 | 45 | 0 | esc | 0.00097009 | 2.9532e-08 | 0.00097009 | 2.9532e-08
[79 empty] | WLDFR | HFTD - Distribution - Tier 3 - 2QU CoRE ¦ 1QU LoRE | Non-Red Flag Warning - Large Fires | 2024 | 3.6751e-08 | 3.6751e-08 | 5.475 | 0.71896 | 3.0715 | 1.6846 | 0 | 0 | 4.0308e-05 | 2.0121e-07 | 0 | 2.0121e-07 | 2.0121e-07 | 0 | 2.0121e-07 | 0 | 4.2578e-06 | 9.3333e-06 | 0 | 9.3333e-06 | 0 | 2.3506e-05 | 4.7011e-05 | 0 | 4.7011e-05 | [12 empty] | 7.3.3.17.5 (Remote Grid) Updates to grid topology to minimize risk of ignition in HFTDs Remote GridWLDFRVegetation ContactAggregated | WLDFR | HFTD - Distribution - Tier 2 - 2QU CoRE ¦ 3QU LoRE | Red Flag Warning - Large Fires | Vegetation Contact | Aggregated | 2024 | 3.0443e-05 | 946.5765 | 0.028816 | 2024 | Mitigation | 0.95 | 45 | 0 | esc | 0.00097009 | 2.9532e-08 | 0.00097009 | 2.9532e-08
[79 empty] | WLDFR | HFTD - Distribution - Tier 3 - 2QU CoRE ¦ 1QU LoRE | Non-Red Flag Warning - Large Fires | 2025 | 3.6751e-08 | 3.6751e-08 | 5.475 | 0.71896 | 3.0715 | 1.6846 | 0 | 0 | 4.0308e-05 | 2.0121e-07 | 0 | 2.0121e-07 | 2.0121e-07 | 0 | 2.0121e-07 | 0 | 4.5238e-06 | 9.9162e-06 | 0 | 9.9162e-06 | 0 | 2.3506e-05 | 4.7011e-05 | 0 | 4.7011e-05 | [12 empty] | 7.3.3.17.5 (Remote Grid) Updates to grid topology to minimize risk of ignition in HFTDs Remote GridWLDFRVegetation ContactAggregated | WLDFR | HFTD - Distribution - Tier 2 - 2QU CoRE ¦ 3QU LoRE | Red Flag Warning - Large Fires | Vegetation Contact | Aggregated | 2025 | 3.0443e-05 | 946.5765 | 0.028816 | 2025 | Mitigation | 0.95 | 45 | 0 | esc | 0.00097009 | 2.9532e-08 | 0.00097009 | 2.9532e-08
[79 empty] | WLDFR | HFTD - Distribution - Tier 3 - 2QU CoRE ¦ 1QU LoRE | Non-Red Flag Warning - Large Fires | 2026 | 3.6751e-08 | 3.6751e-08 | 5.475 | 0.71896 | 3.0715 | 1.6846 | 0 | 0 | 4.0308e-05 | 2.0121e-07 | 0 | 2.0121e-07 | 2.0121e-07 | 0 | 2.0121e-07 | 0 | 4.5238e-06 | 9.9162e-06 | 0 | 9.9162e-06 | 0 | 2.3506e-05 | 4.7011e-05 | 0 | 4.7011e-05 | [12 empty] | 7.3.3.17.5 (Remote Grid) Updates to grid topology to minimize risk of ignition in HFTDs Remote GridWLDFRVegetation ContactAggregated | WLDFR | HFTD - Distribution - Tier 2 - 2QU CoRE ¦ 3QU LoRE | Red Flag Warning - Large Fires | Vegetation Contact | Aggregated | 2026 | 3.0443e-05 | 946.5765 | 0.028816 | 2026 | Mitigation | 0.95 | 45 | 0 | esc | 0.00097009 | 2.9532e-08 | 0.00097009 | 2.9532e-08
[79 empty] | WLDFR | HFTD - Distribution - Tier 3 - 2QU CoRE ¦ 1QU LoRE | Non-Red Flag Warning - Large Fires | 2027 | 3.6751e-08 | 3.6751e-08 | 5.475 | 0.71896 | 3.0715 | 1.6846 | 0 | 0 | 4.0308e-05 | 2.0121e-07 | 0 | 2.0121e-07 | 2.0121e-07 | 0 | 2.0121e-07 | 0 | 4.5238e-06 | 9.9162e-06 | 0 | 9.9162e-06 | 0 | 2.3506e-05 | 4.7011e-05 | 0 | 4.7011e-05 | [12 empty] | 7.3.3.17.5 (Remote Grid) Updates to grid topology to minimize risk of ignition in HFTDs Remote GridWLDFRVegetation ContactAggregated | WLDFR | HFTD - Distribution - Tier 2 - 2QU CoRE ¦ 3QU LoRE | Red Flag Warning - Large Fires | Vegetation Contact | Aggregated | 2027 | 3.0443e-05 | 946.5765 | 0.028816 | 2027 | Mitigation | 0.95 | 45 | 0 | esc | 0.00097009 | 2.9532e-08 | 0.00097009 | 2.9532e-08
[79 empty] | WLDFR | HFTD - Distribution - Tier 3 - 2QU CoRE ¦ 1QU LoRE | Non-Red Flag Warning - Large Fires | 2028 | 3.6751e-08 | 3.6751e-08 | 5.777 | 0.74734 | 3.238 | 1.7917 | 0 | 0 | 4.0308e-05 | 2.1231e-07 | 0 | 2.1231e-07 | 2.1231e-07 | 0 | 2.1231e-07 | 0 | 4.5238e-06 | 9.9162e-06 | 0 | 9.9162e-06 | 0 | 2.3506e-05 | 4.7011e-05 | 0 | 4.7011e-05 | [12 empty] | 7.3.3.17.5 (Remote Grid) Updates to grid topology to minimize risk of ignition in HFTDs Remote GridWLDFRVegetation ContactAggregated | WLDFR | HFTD - Distribution - Tier 2 - 2QU CoRE ¦ 3QU LoRE | Red Flag Warning - Large Fires | Vegetation Contact | Aggregated | 2028 | 3.0443e-05 | 946.5765 | 0.028816 | 2028 | Mitigation | 0.95 | 45 | 0 | esc | 0.00097009 | 2.9532e-08 | 0.00097009 | 2.9532e-08
[79 empty] | WLDFR | HFTD - Distribution - Tier 3 - 2QU CoRE ¦ 1QU LoRE | Non-Red Flag Warning - Large Fires | 2029 | 3.6751e-08 | 3.6751e-08 | 5.777 | 0.74734 | 3.238 | 1.7917 | 0 | 0 | 4.0308e-05 | 2.1231e-07 | 0 | 2.1231e-07 | 2.1231e-07 | 0 | 2.1231e-07 | 0 | 4.5238e-06 | 9.9162e-06 | 0 | 9.9162e-06 | 0 | 2.4654e-05 | 4.9309e-05 | 0 | 4.9309e-05 | [12 empty] | 7.3.3.17.5 (Remote Grid) Updates to grid topology to minimize risk of ignition in HFTDs Remote GridWLDFRVegetation ContactAggregated | WLDFR | HFTD - Distribution - Tier 2 - 2QU CoRE ¦ 3QU LoRE | Red Flag Warning - Large Fires | Vegetation Contact | Aggregated | 2029 | 3.0443e-05 | 946.5765 | 0.028816 | 2029 | Mitigation | 0.95 | 45 | 0 | esc | 0.00097009 | 2.9532e-08 | 0.00097009 | 2.9532e-08
[79 empty] | WLDFR | HFTD - Distribution - Tier 3 - 2QU CoRE ¦ 1QU LoRE | Non-Red Flag Warning - Large Fires | 2030 | 3.6751e-08 | 3.6751e-08 | 5.777 | 0.74734 | 3.238 | 1.7917 | 0 | 0 | 4.0308e-05 | 2.1231e-07 | 0 | 2.1231e-07 | 2.1231e-07 | 0 | 2.1231e-07 | 0 | 4.8147e-06 | 1.0554e-05 | 0 | 1.0554e-05 | 0 | 2.4654e-05 | 4.9309e-05 | 0 | 4.9309e-05 | [12 empty] | 7.3.3.17.5 (Remote Grid) Updates to grid topology to minimize risk of ignition in HFTDs Remote GridWLDFRVegetation ContactAggregated | WLDFR | HFTD - Distribution - Tier 2 - 2QU CoRE ¦ 3QU LoRE | Red Flag Warning - Large Fires | Vegetation Contact | Aggregated | 2030 | 3.0443e-05 | 946.5765 | 0.028816 | 2030 | Mitigation | 0.95 | 45 | 0 | esc | 0.00097009 | 2.9532e-08 | 0.00097009 | 2.9532e-08
[79 empty] | WLDFR | HFTD - Distribution - Tier 3 - 2QU CoRE ¦ 1QU LoRE | Non-Red Flag Warning - Large Fires | 2031 | 3.6751e-08 | 3.6751e-08 | 5.777 | 0.74734 | 3.238 | 1.7917 | 0 | 0 | 4.0308e-05 | 2.1231e-07 | 0 | 2.1231e-07 | 2.1231e-07 | 0 | 2.1231e-07 | 0 | 4.8147e-06 | 1.0554e-05 | 0 | 1.0554e-05 | 0 | 2.4654e-05 | 4.9309e-05 | 0 | 4.9309e-05 | [12 empty] | 7.3.3.17.5 (Remote Grid) Updates to grid topology to minimize risk of ignition in HFTDs Remote GridWLDFRVegetation ContactAggregated | WLDFR | HFTD - Distribution - Tier 2 - 2QU CoRE ¦ 3QU LoRE | Red Flag Warning - Large Fires | Vegetation Contact | Aggregated | 2031 | 3.0443e-05 | 946.5765 | 0.028816 | 2031 | Mitigation | 0.95 | 45 | 0 | esc | 0.00097009 | 2.9532e-08 | 0.00097009 | 2.9532e-08
[79 empty] | WLDFR | HFTD - Distribution - Tier 3 - 2QU CoRE ¦ 1QU LoRE | Non-Red Flag Warning - Large Fires | 2032 | 3.6751e-08 | 3.6751e-08 | 5.777 | 0.74734 | 3.238 | 1.7917 | 0 | 0 | 4.0308e-05 | 2.1231e-07 | 0 | 2.1231e-07 | 2.1231e-07 | 0 | 2.1231e-07 | 0 | 4.8147e-06 | 1.0554e-05 | 0 | 1.0554e-05 | 0 | 2.4654e-05 | 4.9309e-05 | 0 | 4.9309e-05 | [12 empty] | 7.3.3.17.5 (Remote Grid) Updates to grid topology to minimize risk of ignition in HFTDs Remote GridWLDFRVegetation ContactAggregated | WLDFR | HFTD - Distribution - Tier 2 - 2QU CoRE ¦ 3QU LoRE | Red Flag Warning - Large Fires | Vegetation Contact | Aggregated | 2032 | 3.0443e-05 | 946.5765 | 0.028816 | 2032 | Mitigation | 0.95 | 45 | 0 | esc | 0.00097009 | 2.9532e-08 | 0.00097009 | 2.9532e-08
[79 empty] | WLDFR | HFTD - Distribution - Tier 3 - 2QU CoRE ¦ 1QU LoRE | Non-Red Flag Warning - Large Fires | 2033 | 3.6751e-08 | 3.6751e-08 | 6.1205 | 0.77885 | 3.4265 | 1.9151 | 0 | 0 | 4.0308e-05 | 2.2493e-07 | 0 | 2.2493e-07 | 2.2493e-07 | 0 | 2.2493e-07 | 0 | 4.8147e-06 | 1.0554e-05 | 0 | 1.0554e-05 | 0 | 2.4654e-05 | 4.9309e-05 | 0 | 4.9309e-05 | [12 empty] | 7.3.3.17.5 (Remote Grid) Updates to grid topology to minimize risk of ignition in HFTDs Remote GridWLDFRVegetation ContactAggregated | WLDFR | HFTD - Distribution - Tier 2 - 2QU CoRE ¦ 3QU LoRE | Red Flag Warning - Large Fires | Vegetation Contact | Aggregated | 2033 | 3.0443e-05 | 946.5765 | 0.028816 | 2033 | Mitigation | 0.95 | 45 | 0 | esc | 0.00097009 | 2.9532e-08 | 0.00097009 | 2.9532e-08
[79 empty] | WLDFR | HFTD - Distribution - Tier 3 - 2QU CoRE ¦ 1QU LoRE | Non-Red Flag Warning - Large Fires | 2034 | 3.6751e-08 | 3.6751e-08 | 6.1205 | 0.77885 | 3.4265 | 1.9151 | 0 | 0 | 4.0308e-05 | 2.2493e-07 | 0 | 2.2493e-07 | 2.2493e-07 | 0 | 2.2493e-07 | 0 | 4.8147e-06 | 1.0554e-05 | 0 | 1.0554e-05 | 0 | 2.5877e-05 | 5.1754e-05 | 0 | 5.1754e-05 | [12 empty] | 7.3.3.17.5 (Remote Grid) Updates to grid topology to minimize risk of ignition in HFTDs Remote GridWLDFRVegetation ContactAggregated | WLDFR | HFTD - Distribution - Tier 2 - 2QU CoRE ¦ 3QU LoRE | Red Flag Warning - Large Fires | Vegetation Contact | Aggregated | 2034 | 3.0443e-05 | 946.5765 | 0.028816 | 2034 | Mitigation | 0.95 | 45 | 0 | esc | 0.00097009 | 2.9532e-08 | 0.00097009 | 2.9532e-08
[79 empty] | WLDFR | HFTD - Distribution - Tier 3 - 2QU CoRE ¦ 1QU LoRE | Non-Red Flag Warning - Large Fires | 2035 | 3.6751e-08 | 3.6751e-08 | 6.1205 | 0.77885 | 3.4265 | 1.9151 | 0 | 0 | 4.0308e-05 | 2.2493e-07 | 0 | 2.2493e-07 | 2.2493e-07 | 0 | 2.2493e-07 | 0 | 5.128e-06 | 1.1241e-05 | 0 | 1.1241e-05 | 0 | 2.5877e-05 | 5.1754e-05 | 0 | 5.1754e-05 | [12 empty] | 7.3.3.17.5 (Remote Grid) Updates to grid topology to minimize risk of ignition in HFTDs Remote GridWLDFRVegetation ContactAggregated | WLDFR | HFTD - Distribution - Tier 2 - 2QU CoRE ¦ 3QU LoRE | Red Flag Warning - Large Fires | Vegetation Contact | Aggregated | 2035 | 3.0443e-05 | 946.5765 | 0.028816 | 2035 | Mitigation | 0.95 | 45 | 0 | esc | 0.00097009 | 2.9532e-08 | 0.00097009 | 2.9532e-08
[79 empty] | WLDFR | HFTD - Distribution - Tier 3 - 2QU CoRE ¦ 1QU LoRE | Non-Red Flag Warning - Large Fires | 2036 | 3.6751e-08 | 3.6751e-08 | 6.1205 | 0.77885 | 3.4265 | 1.9151 | 0 | 0 | 4.0308e-05 | 2.2493e-07 | 0 | 2.2493e-07 | 2.2493e-07 | 0 | 2.2493e-07 | 0 | 5.128e-06 | 1.1241e-05 | 0 | 1.1241e-05 | 0 | 2.5877e-05 | 5.1754e-05 | 0 | 5.1754e-05 | [12 empty] | 7.3.3.17.5 (Remote Grid) Updates to grid topology to minimize risk of ignition in HFTDs Remote GridWLDFRVegetation ContactAggregated | WLDFR | HFTD - Distribution - Tier 2 - 2QU CoRE ¦ 3QU LoRE | Red Flag Warning - Large Fires | Vegetation Contact | Aggregated | 2036 | 3.0443e-05 | 946.5765 | 0.028816 | 2036 | Mitigation | 0.95 | 45 | 0 | esc | 0.00097009 | 2.9532e-08 | 0.00097009 | 2.9532e-08
[79 empty] | WLDFR | HFTD - Distribution - Tier 3 - 2QU CoRE ¦ 1QU LoRE | Non-Red Flag Warning - Large Fires | 2037 | 3.6751e-08 | 3.6751e-08 | 6.1205 | 0.77885 | 3.4265 | 1.9151 | 0 | 0 | 4.0308e-05 | 2.2493e-07 | 0 | 2.2493e-07 | 2.2493e-07 | 0 | 2.2493e-07 | 0 | 5.128e-06 | 1.1241e-05 | 0 | 1.1241e-05 | 0 | 2.5877e-05 | 5.1754e-05 | 0 | 5.1754e-05 | [12 empty] | 7.3.3.17.5 (Remote Grid) Updates to grid topology to minimize risk of ignition in HFTDs Remote GridWLDFRVegetation ContactAggregated | WLDFR | HFTD - Distribution - Tier 2 - 2QU CoRE ¦ 3QU LoRE | Red Flag Warning - Large Fires | Vegetation Contact | Aggregated | 2037 | 3.0443e-05 | 946.5765 | 0.028816 | 2037 | Mitigation | 0.95 | 45 | 0 | esc | 0.00097009 | 2.9532e-08 | 0.00097009 | 2.9532e-08
[79 empty] | WLDFR | HFTD - Distribution - Tier 3 - 2QU CoRE ¦ 1QU LoRE | Non-Red Flag Warning - Large Fires | 2038 | 3.6751e-08 | 3.6751e-08 | 6.5028 | 0.81304 | 3.6355 | 2.0543 | 0 | 0 | 4.0308e-05 | 2.3898e-07 | 0 | 2.3898e-07 | 2.3898e-07 | 0 | 2.3898e-07 | 0 | 5.128e-06 | 1.1241e-05 | 0 | 1.1241e-05 | 0 | 2.5877e-05 | 5.1754e-05 | 0 | 5.1754e-05 | [12 empty] | 7.3.3.17.5 (Remote Grid) Updates to grid topology to minimize risk of ignition in HFTDs Remote GridWLDFRVegetation ContactAggregated | WLDFR | HFTD - Distribution - Tier 2 - 2QU CoRE ¦ 3QU LoRE | Red Flag Warning - Large Fires | Vegetation Contact | Aggregated | 2038 | 3.0443e-05 | 946.5765 | 0.028816 | 2038 | Mitigation | 0.95 | 45 | 0 | esc | 0.00097009 | 2.9532e-08 | 0.00097009 | 2.9532e-08
[79 empty] | WLDFR | HFTD - Distribution - Tier 3 - 2QU CoRE ¦ 1QU LoRE | Non-Red Flag Warning - Large Fires | 2039 | 3.6751e-08 | 3.6751e-08 | 6.5028 | 0.81304 | 3.6355 | 2.0543 | 0 | 0 | 4.0308e-05 | 2.3898e-07 | 0 | 2.3898e-07 | 2.3898e-07 | 0 | 2.3898e-07 | 0 | 5.128e-06 | 1.1241e-05 | 0 | 1.1241e-05 | 0 | 2.7157e-05 | 5.4315e-05 | 0 | 5.4315e-05 | [12 empty] | 7.3.3.17.5 (Remote Grid) Updates to grid topology to minimize risk of ignition in HFTDs Remote GridWLDFRVegetation ContactAggregated | WLDFR | HFTD - Distribution - Tier 2 - 2QU CoRE ¦ 3QU LoRE | Red Flag Warning - Large Fires | Vegetation Contact | Aggregated | 2039 | 3.0443e-05 | 946.5765 | 0.028816 | 2039 | Mitigation | 0.95 | 45 | 0 | esc | 0.00097009 | 2.9532e-08 | 0.00097009 | 2.9532e-08
[79 empty] | WLDFR | HFTD - Distribution - Tier 3 - 2QU CoRE ¦ 1QU LoRE | Non-Red Flag Warning - Large Fires | 2040 | 3.6751e-08 | 3.6751e-08 | 6.5028 | 0.81304 | 3.6355 | 2.0543 | 0 | 0 | 4.0308e-05 | 2.3898e-07 | 0 | 2.3898e-07 | 2.3898e-07 | 0 | 2.3898e-07 | 0 | 5.4612e-06 | 1.1971e-05 | 0 | 1.1971e-05 | 0 | 2.7157e-05 | 5.4315e-05 | 0 | 5.4315e-05 | [12 empty] | 7.3.3.17.5 (Remote Grid) Updates to grid topology to minimize risk of ignition in HFTDs Remote GridWLDFRVegetation ContactAggregated | WLDFR | HFTD - Distribution - Tier 2 - 2QU CoRE ¦ 3QU LoRE | Red Flag Warning - Large Fires | Vegetation Contact | Aggregated | 2040 | 3.0443e-05 | 946.5765 | 0.028816 | 2040 | Mitigation | 0.95 | 45 | 0 | esc | 0.00097009 | 2.9532e-08 | 0.00097009 | 2.9532e-08
[79 empty] | WLDFR | HFTD - Distribution - Tier 3 - 2QU CoRE ¦ 1QU LoRE | Non-Red Flag Warning - Large Fires | 2041 | 3.6751e-08 | 3.6751e-08 | 6.5028 | 0.81304 | 3.6355 | 2.0543 | 0 | 0 | 4.0308e-05 | 2.3898e-07 | 0 | 2.3898e-07 | 2.3898e-07 | 0 | 2.3898e-07 | 0 | 5.4612e-06 | 1.1971e-05 | 0 | 1.1971e-05 | 0 | 2.7157e-05 | 5.4315e-05 | 0 | 5.4315e-05 | [12 empty] | 7.3.3.17.5 (Remote Grid) Updates to grid topology to minimize risk of ignition in HFTDs Remote GridWLDFRVegetation ContactAggregated | WLDFR | HFTD - Distribution - Tier 2 - 2QU CoRE ¦ 3QU LoRE | Red Flag Warning - Large Fires | Vegetation Contact | Aggregated | 2041 | 3.0443e-05 | 946.5765 | 0.028816 | 2041 | Mitigation | 0.95 | 45 | 0 | esc | 0.00097009 | 2.9532e-08 | 0.00097009 | 2.9532e-08
[79 empty] | WLDFR | HFTD - Distribution - Tier 3 - 2QU CoRE ¦ 1QU LoRE | Non-Red Flag Warning - Large Fires | 2042 | 3.6751e-08 | 3.6751e-08 | 6.5028 | 0.81304 | 3.6355 | 2.0543 | 0 | 0 | 4.0308e-05 | 2.3898e-07 | 0 | 2.3898e-07 | 2.3898e-07 | 0 | 2.3898e-07 | 0 | 5.4612e-06 | 1.1971e-05 | 0 | 1.1971e-05 | 0 | 2.7157e-05 | 5.4315e-05 | 0 | 5.4315e-05 | [12 empty] | 7.3.3.17.5 (Remote Grid) Updates to grid topology to minimize risk of ignition in HFTDs Remote GridWLDFRVegetation ContactAggregated | WLDFR | HFTD - Distribution - Tier 2 - 2QU CoRE ¦ 3QU LoRE | Red Flag Warning - Large Fires | Vegetation Contact | Aggregated | 2042 | 3.0443e-05 | 946.5765 | 0.028816 | 2042 | Mitigation | 0.95 | 45 | 0 | esc | 0.00097009 | 2.9532e-08 | 0.00097009 | 2.9532e-08
[79 empty] | WLDFR | HFTD - Distribution - Tier 3 - 2QU CoRE ¦ 1QU LoRE | Non-Red Flag Warning - Large Fires | 2043 | 3.6751e-08 | 3.6751e-08 | 6.9209 | 0.84944 | 3.8632 | 2.2083 | 0 | 0 | 4.0308e-05 | 2.5435e-07 | 0 | 2.5435e-07 | 2.5435e-07 | 0 | 2.5435e-07 | 0 | 5.4612e-06 | 1.1971e-05 | 0 | 1.1971e-05 | 0 | 0 | 5.4315e-05 | 0 | 5.4315e-05 | [12 empty] | 7.3.3.17.5 (Remote Grid) Updates to grid topology to minimize risk of ignition in HFTDs Remote GridWLDFRVegetation ContactAggregated | WLDFR | HFTD - Distribution - Tier 2 - 2QU CoRE ¦ 3QU LoRE | Red Flag Warning - Large Fires | Vegetation Contact | Aggregated | 2043 | 3.0443e-05 | 946.5765 | 0.028816 | 2043 | Mitigation | 0.95 | 45 | 0 | esc | 0.00097009 | 2.9532e-08 | 0.00097009 | 2.9532e-08
[79 empty] | WLDFR | HFTD - Distribution - Tier 3 - 2QU CoRE ¦ 1QU LoRE | Non-Red Flag Warning - Large Fires | 2044 | 3.6751e-08 | 3.6751e-08 | 6.9209 | 0.84944 | 3.8632 | 2.2083 | 0 | 0 | 4.0308e-05 | 2.5435e-07 | 0 | 2.5435e-07 | 2.5435e-07 | 0 | 2.5435e-07 | 0 | 5.4612e-06 | 1.1971e-05 | 0 | 1.1971e-05 | 0 | 0 | 0 | 0 | 0 | [12 empty] | 7.3.3.17.5 (Remote Grid) Updates to grid topology to minimize risk of ignition in HFTDs Remote GridWLDFRVegetation ContactAggregated | WLDFR | HFTD - Distribution - Tier 2 - 2QU CoRE ¦ 3QU LoRE | Red Flag Warning - Large Fires | Vegetation Contact | Aggregated | 2044 | 3.0443e-05 | 946.5765 | 0.028816 | 2044 | Mitigation | 0.95 | 45 | 0 | esc | 0.00097009 | 2.9532e-08 | 0.00097009 | 2.9532e-08
[79 empty] | WLDFR | HFTD - Distribution - Tier 3 - 2QU CoRE ¦ 1QU LoRE | Non-Red Flag Warning - Large Fires | 2045 | 3.6751e-08 | 3.6751e-08 | 6.9209 | 0.84944 | 3.8632 | 2.2083 | 0 | 0 | 4.0308e-05 | 2.5435e-07 | 0 | 2.5435e-07 | 2.5435e-07 | 0 | 2.5435e-07 | 0 | 5.8104e-06 | 1.2737e-05 | 0 | 1.2737e-05 | 0 | 0 | 0 | 0 | 0 | [12 empty] | 7.3.3.17.5 (Remote Grid) Updates to grid topology to minimize risk of ignition in HFTDs Remote GridWLDFRVegetation ContactAggregated | WLDFR | HFTD - Distribution - Tier 2 - 2QU CoRE ¦ 3QU LoRE | Red Flag Warning - Large Fires | Vegetation Contact | Aggregated | 2045 | 3.0443e-05 | 946.5765 | 0.028816 | 2045 | Mitigation | 0.95 | 45 | 0 | esc | 0.00097009 | 2.9532e-08 | 0.00097009 | 2.9532e-08
[79 empty] | WLDFR | HFTD - Distribution - Tier 3 - 2QU CoRE ¦ 1QU LoRE | Non-Red Flag Warning - Large Fires | 2046 | 3.6751e-08 | 3.6751e-08 | 6.9209 | 0.84944 | 3.8632 | 2.2083 | 0 | 0 | 4.0308e-05 | 2.5435e-07 | 0 | 2.5435e-07 | 2.5435e-07 | 0 | 2.5435e-07 | 0 | 5.8104e-06 | 1.2737e-05 | 0 | 1.2737e-05 | 0 | 3.9695e-07 | 0 | 0 | 0 | [12 empty] | 7.3.3.17.5 (Remote Grid) Updates to grid topology to minimize risk of ignition in HFTDs Remote GridWLDFRVegetation ContactAggregated | WLDFR | HFTD - Distribution - Tier 2 - 2QU CoRE ¦ 3QU LoRE | Red Flag Warning - Large Fires | Vegetation Contact | Aggregated | 2046 | 3.0443e-05 | 946.5765 | 0.028816 | 2046 | Mitigation | 0.95 | 45 | 0 | esc | 0.00097009 | 2.9532e-08 | 0.00097009 | 2.9532e-08
[79 empty] | WLDFR | HFTD - Distribution - Tier 3 - 2QU CoRE ¦ 1QU LoRE | Non-Red Flag Warning - Large Fires | 2047 | 3.6751e-08 | 3.6751e-08 | 6.9209 | 0.84944 | 3.8632 | 2.2083 | 0 | 0 | 4.0308e-05 | 2.5435e-07 | 0 | 2.5435e-07 | 2.5435e-07 | 0 | 2.5435e-07 | 0 | 5.8104e-06 | 1.2737e-05 | 0 | 1.2737e-05 | 0 | 4.1471e-07 | 8.2941e-07 | 0 | 8.2941e-07 | [12 empty] | 7.3.3.17.5 (Remote Grid) Updates to grid topology to minimize risk of ignition in HFTDs Remote GridWLDFRVegetation ContactAggregated | WLDFR | HFTD - Distribution - Tier 2 - 2QU CoRE ¦ 3QU LoRE | Red Flag Warning - Large Fires | Vegetation Contact | Aggregated | 2047 | 3.0443e-05 | 946.5765 | 0.028816 | 2047 | Mitigation | 0.95 | 45 | 0 | esc | 0.00097009 | 2.9532e-08 | 0.00097009 | 2.9532e-08
[79 empty] | WLDFR | HFTD - Distribution - Tier 3 - 2QU CoRE ¦ 1QU LoRE | Non-Red Flag Warning - Large Fires | 2048 | 3.6751e-08 | 3.6751e-08 | 7.3713 | 0.88759 | 4.1075 | 2.3763 | 0 | 0 | 4.0308e-05 | 2.709e-07 | 0 | 2.709e-07 | 2.709e-07 | 0 | 2.709e-07 | 0 | 5.8104e-06 | 1.2737e-05 | 0 | 1.2737e-05 | 0 | 4.1471e-07 | 8.2941e-07 | 0 | 8.2941e-07 | [12 empty] | 7.3.3.17.5 (Remote Grid) Updates to grid topology to minimize risk of ignition in HFTDs Remote GridWLDFRVegetation ContactAggregated | WLDFR | HFTD - Distribution - Tier 2 - 2QU CoRE ¦ 3QU LoRE | Red Flag Warning - Large Fires | Vegetation Contact | Aggregated | 2048 | 3.0443e-05 | 946.5765 | 0.028816 | 2048 | Mitigation | 0.95 | 45 | 0 | esc | 0.00097009 | 2.9532e-08 | 0.00097009 | 2.9532e-08
[79 empty] | WLDFR | HFTD - Distribution - Tier 3 - 2QU CoRE ¦ 1QU LoRE | Non-Red Flag Warning - Large Fires | 2049 | 3.6751e-08 | 3.6751e-08 | 7.3713 | 0.88759 | 4.1075 | 2.3763 | 0 | 0 | 4.0308e-05 | 2.709e-07 | 0 | 2.709e-07 | 2.709e-07 | 0 | 2.709e-07 | 0 | 5.8104e-06 | 1.2737e-05 | 0 | 1.2737e-05 | 0 | 4.1471e-07 | 8.2941e-07 | 0 | 8.2941e-07 | [12 empty] | 7.3.3.17.5 (Remote Grid) Updates to grid topology to minimize risk of ignition in HFTDs Remote GridWLDFRVegetation ContactAggregated | WLDFR | HFTD - Distribution - Tier 2 - 2QU CoRE ¦ 3QU LoRE | Red Flag Warning - Large Fires | Vegetation Contact | Aggregated | 2049 | 3.0443e-05 | 946.5765 | 0.028816 | 2049 | Mitigation | 0.95 | 45 | 0 | esc | 0.00097009 | 2.9532e-08 | 0.00097009 | 2.9532e-08
[79 empty] | WLDFR | HFTD - Distribution - Tier 3 - 2QU CoRE ¦ 1QU LoRE | Non-Red Flag Warning - Large Fires | 2050 | 3.6751e-08 | 3.6751e-08 | 7.3713 | 0.88759 | 4.1075 | 2.3763 | 0 | 0 | 4.0308e-05 | 2.709e-07 | 0 | 2.709e-07 | 2.709e-07 | 0 | 2.709e-07 | 0 | 6.1719e-06 | 1.3529e-05 | 0 | 1.3529e-05 | 0 | 4.1471e-07 | 8.2941e-07 | 0 | 8.2941e-07 | [12 empty] | 7.3.3.17.5 (Remote Grid) Updates to grid topology to minimize risk of ignition in HFTDs Remote GridWLDFRVegetation ContactAggregated | WLDFR | HFTD - Distribution - Tier 2 - 2QU CoRE ¦ 3QU LoRE | Red Flag Warning - Large Fires | Vegetation Contact | Aggregated | 2050 | 3.0443e-05 | 946.5765 | 0.028816 | 2050 | Mitigation | 0.95 | 45 | 0 | esc | 0.00097009 | 2.9532e-08 | 0.00097009 | 2.9532e-08
[79 empty] | WLDFR | HFTD - Distribution - Tier 3 - 2QU CoRE ¦ 1QU LoRE | Non-Red Flag Warning - Large Fires | 2051 | 3.6751e-08 | 3.6751e-08 | 7.3713 | 0.88759 | 4.1075 | 2.3763 | 0 | 0 | 4.0308e-05 | 2.709e-07 | 0 | 2.709e-07 | 2.709e-07 | 0 | 2.709e-07 | 0 | 6.1719e-06 | 1.3529e-05 | 0 | 1.3529e-05 | 0 | 4.1471e-07 | 8.2941e-07 | 0 | 8.2941e-07 | [12 empty] | 7.3.3.17.5 (Remote Grid) Updates to grid topology to minimize risk of ignition in HFTDs Remote GridWLDFRVegetation ContactAggregated | WLDFR | HFTD - Distribution - Tier 2 - 2QU CoRE ¦ 3QU LoRE | Red Flag Warning - Large Fires | Vegetation Contact | Aggregated | 2051 | 3.0443e-05 | 946.5765 | 0.028816 | 2051 | Mitigation | 0.95 | 45 | 0 | esc | 0.00097009 | 2.9532e-08 | 0.00097009 | 2.9532e-08
[79 empty] | WLDFR | HFTD - Distribution - Tier 3 - 2QU CoRE ¦ 1QU LoRE | Non-Red Flag Warning - Large Fires | 2052 | 3.6751e-08 | 3.6751e-08 | 7.3713 | 0.88759 | 4.1075 | 2.3763 | 0 | 0 | 4.0308e-05 | 2.709e-07 | 0 | 2.709e-07 | 2.709e-07 | 0 | 2.709e-07 | 0 | 6.1719e-06 | 1.3529e-05 | 0 | 1.3529e-05 | 0 | 4.3758e-07 | 8.7516e-07 | 0 | 8.7516e-07 | [12 empty] | 7.3.3.17.5 (Remote Grid) Updates to grid topology to minimize risk of ignition in HFTDs Remote GridWLDFRVegetation ContactAggregated | WLDFR | HFTD - Distribution - Tier 2 - 2QU CoRE ¦ 3QU LoRE | Red Flag Warning - Large Fires | Vegetation Contact | Aggregated | 2052 | 3.0443e-05 | 946.5765 | 0.028816 | 2052 | Mitigation | 0.95 | 45 | 0 | esc | 0.00097009 | 2.9532e-08 | 0.00097009 | 2.9532e-08
[79 empty] | WLDFR | HFTD - Distribution - Tier 3 - 2QU CoRE ¦ 1QU LoRE | Non-Red Flag Warning - Large Fires | 2053 | 3.6751e-08 | 3.6751e-08 | 7.8503 | 0.92702 | 4.3664 | 2.5569 | 0 | 0 | 4.0308e-05 | 2.885e-07 | 0 | 2.885e-07 | 2.885e-07 | 0 | 2.885e-07 | 0 | 6.1719e-06 | 1.3529e-05 | 0 | 1.3529e-05 | 0 | 4.3758e-07 | 8.7516e-07 | 0 | 8.7516e-07 | [12 empty] | 7.3.3.17.5 (Remote Grid) Updates to grid topology to minimize risk of ignition in HFTDs Remote GridWLDFRVegetation ContactAggregated | WLDFR | HFTD - Distribution - Tier 2 - 2QU CoRE ¦ 3QU LoRE | Red Flag Warning - Large Fires | Vegetation Contact | Aggregated | 2053 | 3.0443e-05 | 946.5765 | 0.028816 | 2053 | Mitigation | 0.95 | 45 | 0 | esc | 0.00097009 | 2.9532e-08 | 0.00097009 | 2.9532e-08
[79 empty] | WLDFR | HFTD - Distribution - Tier 3 - 2QU CoRE ¦ 1QU LoRE | Non-Red Flag Warning - Large Fires | 2054 | 3.6751e-08 | 3.6751e-08 | 7.8503 | 0.92702 | 4.3664 | 2.5569 | 0 | 0 | 4.0308e-05 | 2.885e-07 | 0 | 2.885e-07 | 2.885e-07 | 0 | 2.885e-07 | 0 | 6.1719e-06 | 1.3529e-05 | 0 | 1.3529e-05 | 0 | 4.3758e-07 | 8.7516e-07 | 0 | 8.7516e-07 | [12 empty] | 7.3.3.17.5 (Remote Grid) Updates to grid topology to minimize risk of ignition in HFTDs Remote GridWLDFRVegetation ContactAggregated | WLDFR | HFTD - Distribution - Tier 2 - 2QU CoRE ¦ 3QU LoRE | Red Flag Warning - Large Fires | Vegetation Contact | Aggregated | 2054 | 3.0443e-05 | 946.5765 | 0.028816 | 2054 | Mitigation | 0.95 | 45 | 0 | esc | 0.00097009 | 2.9532e-08 | 0.00097009 | 2.9532e-08
[79 empty] | WLDFR | HFTD - Distribution - Tier 3 - 2QU CoRE ¦ 1QU LoRE | Non-Red Flag Warning - Large Fires | 2055 | 3.6751e-08 | 3.6751e-08 | 7.8503 | 0.92702 | 4.3664 | 2.5569 | 0 | 0 | 4.0308e-05 | 2.885e-07 | 0 | 2.885e-07 | 2.885e-07 | 0 | 2.885e-07 | 0 | 6.5415e-06 | 1.4339e-05 | 0 | 1.4339e-05 | 0 | 4.3758e-07 | 8.7516e-07 | 0 | 8.7516e-07 | [12 empty] | 7.3.3.17.5 (Remote Grid) Updates to grid topology to minimize risk of ignition in HFTDs Remote GridWLDFRVegetation ContactAggregated | WLDFR | HFTD - Distribution - Tier 2 - 2QU CoRE ¦ 3QU LoRE | Red Flag Warning - Large Fires | Vegetation Contact | Aggregated | 2055 | 3.0443e-05 | 946.5765 | 0.028816 | 2055 | Mitigation | 0.95 | 45 | 0 | esc | 0.00097009 | 2.9532e-08 | 0.00097009 | 2.9532e-08
[79 empty] | WLDFR | HFTD - Distribution - Tier 3 - 2QU CoRE ¦ 1QU LoRE | Non-Red Flag Warning - Large Fires | 2056 | 3.6751e-08 | 3.6751e-08 | 7.8503 | 0.92702 | 4.3664 | 2.5569 | 0 | 0 | 4.0308e-05 | 2.885e-07 | 0 | 2.885e-07 | 2.885e-07 | 0 | 2.885e-07 | 0 | 6.5415e-06 | 1.4339e-05 | 0 | 1.4339e-05 | 0 | 4.3758e-07 | 8.7516e-07 | 0 | 8.7516e-07 | [12 empty] | 7.3.3.17.5 (Remote Grid) Updates to grid topology to minimize risk of ignition in HFTDs Remote GridWLDFRVegetation ContactAggregated | WLDFR | HFTD - Distribution - Tier 2 - 2QU CoRE ¦ 3QU LoRE | Red Flag Warning - Large Fires | Vegetation Contact | Aggregated | 2056 | 3.0443e-05 | 946.5765 | 0.028816 | 2056 | Mitigation | 0.95 | 45 | 0 | esc | 0.00097009 | 2.9532e-08 | 0.00097009 | 2.9532e-08
[79 empty] | WLDFR | HFTD - Distribution - Tier 3 - 2QU CoRE ¦ 1QU LoRE | Non-Red Flag Warning - Large Fires | 2057 | 3.6751e-08 | 3.6751e-08 | 7.8503 | 0.92702 | 4.3664 | 2.5569 | 0 | 0 | 4.0308e-05 | 2.885e-07 | 0 | 2.885e-07 | 2.885e-07 | 0 | 2.885e-07 | 0 | 6.5415e-06 | 1.4339e-05 | 0 | 1.4339e-05 | 0 | 4.636e-07 | 9.272e-07 | 0 | 9.272e-07 | [12 empty] | 7.3.3.17.5 (Remote Grid) Updates to grid topology to minimize risk of ignition in HFTDs Remote GridWLDFRVegetation ContactAggregated | WLDFR | HFTD - Distribution - Tier 2 - 2QU CoRE ¦ 3QU LoRE | Red Flag Warning - Large Fires | Vegetation Contact | Aggregated | 2057 | 3.0443e-05 | 946.5765 | 0.028816 | 2057 | Mitigation | 0.95 | 45 | 0 | esc | 0.00097009 | 2.9532e-08 | 0.00097009 | 2.9532e-08
[79 empty] | WLDFR | HFTD - Distribution - Tier 3 - 2QU CoRE ¦ 1QU LoRE | Non-Red Flag Warning - Large Fires | 2058 | 3.6751e-08 | 3.6751e-08 | 8.3524 | 0.96727 | 4.6367 | 2.7484 | 0 | 0 | 4.0308e-05 | 3.0695e-07 | 0 | 3.0695e-07 | 3.0695e-07 | 0 | 3.0695e-07 | 0 | 0 | 1.4339e-05 | 0 | 1.4339e-05 | 0 | 4.636e-07 | 9.272e-07 | 0 | 9.272e-07 | [12 empty] | 7.3.3.17.5 (Remote Grid) Updates to grid topology to minimize risk of ignition in HFTDs Remote GridWLDFRVegetation ContactAggregated | WLDFR | HFTD - Distribution - Tier 2 - 2QU CoRE ¦ 3QU LoRE | Red Flag Warning - Large Fires | Vegetation Contact | Aggregated | 2058 | 3.0443e-05 | 946.5765 | 0.028816 | 2058 | Mitigation | 0.95 | 45 | 0 | esc | 0.00097009 | 2.9532e-08 | 0.00097009 | 2.9532e-08
[79 empty] | WLDFR | HFTD - Distribution - Tier 3 - 2QU CoRE ¦ 1QU LoRE | Non-Red Flag Warning - Large Fires | 2059 | 3.6751e-08 | 3.6751e-08 | 8.3524 | 0.96727 | 4.6367 | 2.7484 | 0 | 0 | 4.0308e-05 | 3.0695e-07 | 0 | 3.0695e-07 | 3.0695e-07 | 0 | 3.0695e-07 | 0 | 0 | 0 | 0 | 0 | 0 | 4.636e-07 | 9.272e-07 | 0 | 9.272e-07 | [12 empty] | 7.3.3.17.5 (Remote Grid) Updates to grid topology to minimize risk of ignition in HFTDs Remote GridWLDFRVegetation ContactAggregated | WLDFR | HFTD - Distribution - Tier 2 - 2QU CoRE ¦ 3QU LoRE | Red Flag Warning - Large Fires | Vegetation Contact | Aggregated | 2059 | 3.0443e-05 | 946.5765 | 0.028816 | 2059 | Mitigation | 0.95 | 45 | 0 | esc | 0.00097009 | 2.9532e-08 | 0.00097009 | 2.9532e-08
[79 empty] | WLDFR | HFTD - Distribution - Tier 3 - 2QU CoRE ¦ 1QU LoRE | Non-Red Flag Warning - Large Fires | 2060 | 3.6751e-08 | 3.6751e-08 | 8.3524 | 0.96727 | 4.6367 | 2.7484 | 0 | 0 | 4.0308e-05 | 3.0695e-07 | 0 | 3.0695e-07 | 3.0695e-07 | 0 | 3.0695e-07 | 0 | 5.0657e-06 | 0 | 0 | 0 | 0 | 4.636e-07 | 9.272e-07 | 0 | 9.272e-07 | [12 empty] | 7.3.3.17.5 (Remote Grid) Updates to grid topology to minimize risk of ignition in HFTDs Remote GridWLDFRVegetation ContactAggregated | WLDFR | HFTD - Distribution - Tier 2 - 2QU CoRE ¦ 3QU LoRE | Red Flag Warning - Large Fires | Vegetation Contact | Aggregated | 2060 | 3.0443e-05 | 946.5765 | 0.028816 | 2060 | Mitigation | 0.95 | 45 | 0 | esc | 0.00097009 | 2.9532e-08 | 0.00097009 | 2.9532e-08
[79 empty] | WLDFR | HFTD - Distribution - Tier 3 - 2QU CoRE ¦ 1QU LoRE | Non-Red Flag Warning - Large Fires | 2061 | 3.6751e-08 | 3.6751e-08 | 8.3524 | 0.96727 | 4.6367 | 2.7484 | 0 | 0 | 4.0308e-05 | 3.0695e-07 | 0 | 3.0695e-07 | 3.0695e-07 | 0 | 3.0695e-07 | 0 | 5.2288e-06 | 1.1462e-05 | 0 | 1.1462e-05 | 0 | 4.636e-07 | 9.272e-07 | 0 | 9.272e-07 | [12 empty] | 7.3.3.17.5 (Remote Grid) Updates to grid topology to minimize risk of ignition in HFTDs Remote GridWLDFRVegetation ContactAggregated | WLDFR | HFTD - Distribution - Tier 2 - 2QU CoRE ¦ 3QU LoRE | Red Flag Warning - Large Fires | Vegetation Contact | Aggregated | 2061 | 3.0443e-05 | 946.5765 | 0.028816 | 2061 | Mitigation | 0.95 | 45 | 0 | esc | 0.00097009 | 2.9532e-08 | 0.00097009 | 2.9532e-08
[79 empty] | WLDFR | HFTD - Distribution - Tier 3 - 2QU CoRE ¦ 1QU LoRE | Non-Red Flag Warning - Large Fires | 2062 | 3.6751e-08 | 3.6751e-08 | 8.3524 | 0.96727 | 4.6367 | 2.7484 | 0 | 0 | 4.0308e-05 | 3.0695e-07 | 0 | 3.0695e-07 | 3.0695e-07 | 0 | 3.0695e-07 | 0 | 5.2288e-06 | 1.1462e-05 | 0 | 1.1462e-05 | 0 | 4.9256e-07 | 9.8511e-07 | 0 | 9.8511e-07 | [12 empty] | 7.3.3.17.5 (Remote Grid) Updates to grid topology to minimize risk of ignition in HFTDs Remote GridWLDFRVegetation ContactAggregated | WLDFR | HFTD - Distribution - Tier 2 - 2QU CoRE ¦ 3QU LoRE | Red Flag Warning - Large Fires | Vegetation Contact | Aggregated | 2062 | 3.0443e-05 | 946.5765 | 0.028816 | 2062 | Mitigation | 0.95 | 45 | 0 | esc | 0.00097009 | 2.9532e-08 | 0.00097009 | 2.9532e-08
[79 empty] | WLDFR | HFTD - Distribution - Tier 3 - 2QU CoRE ¦ 1QU LoRE | Non-Red Flag Warning - Large Fires | 2063 | 3.6751e-08 | 3.6751e-08 | 8.872 | 1.0079 | 4.9153 | 2.9488 | 0 | 0 | 4.0308e-05 | 3.2605e-07 | 0 | 3.2605e-07 | 3.2605e-07 | 0 | 3.2605e-07 | 0 | 5.2288e-06 | 1.1462e-05 | 0 | 1.1462e-05 | 0 | 4.9256e-07 | 9.8511e-07 | 0 | 9.8511e-07 | [12 empty] | 7.3.3.17.5 (Remote Grid) Updates to grid topology to minimize risk of ignition in HFTDs Remote GridWLDFRVegetation ContactAggregated | WLDFR | HFTD - Distribution - Tier 2 - 2QU CoRE ¦ 3QU LoRE | Red Flag Warning - Large Fires | Vegetation Contact | Aggregated | 2063 | 3.0443e-05 | 946.5765 | 0.028816 | 2063 | Mitigation | 0.95 | 45 | 0 | esc | 0.00097009 | 2.9532e-08 | 0.00097009 | 2.9532e-08
[79 empty] | WLDFR | HFTD - Distribution - Tier 3 - 2QU CoRE ¦ 1QU LoRE | Non-Red Flag Warning - Large Fires | 2064 | 3.6751e-08 | 3.6751e-08 | 8.872 | 1.0079 | 4.9153 | 2.9488 | 0 | 0 | 4.0308e-05 | 3.2605e-07 | 0 | 3.2605e-07 | 3.2605e-07 | 0 | 3.2605e-07 | 0 | 5.2288e-06 | 1.1462e-05 | 0 | 1.1462e-05 | 0 | 4.9256e-07 | 9.8511e-07 | 0 | 9.8511e-07 | [12 empty] | 7.3.3.17.5 (Remote Grid) Updates to grid topology to minimize risk of ignition in HFTDs Remote GridWLDFRVegetation ContactAggregated | WLDFR | HFTD - Distribution - Tier 2 - 2QU CoRE ¦ 3QU LoRE | Red Flag Warning - Large Fires | Vegetation Contact | Aggregated | 2064 | 3.0443e-05 | 946.5765 | 0.028816 | 2064 | Mitigation | 0.95 | 45 | 0 | esc | 0.00097009 | 2.9532e-08 | 0.00097009 | 2.9532e-08
[79 empty] | WLDFR | HFTD - Distribution - Tier 3 - 2QU CoRE ¦ 1QU LoRE | Non-Red Flag Warning - Large Fires | 2065 | 3.6751e-08 | 3.6751e-08 | 8.872 | 1.0079 | 4.9153 | 2.9488 | 0 | 0 | 4.0308e-05 | 3.2605e-07 | 0 | 3.2605e-07 | 3.2605e-07 | 0 | 3.2605e-07 | 0 | 5.2288e-06 | 1.1462e-05 | 0 | 1.1462e-05 | 0 | 4.9256e-07 | 9.8511e-07 | 0 | 9.8511e-07 | [12 empty] | 7.3.3.17.5 (Remote Grid) Updates to grid topology to minimize risk of ignition in HFTDs Remote GridWLDFRVegetation ContactAggregated | WLDFR | HFTD - Distribution - Tier 2 - 2QU CoRE ¦ 3QU LoRE | Red Flag Warning - Large Fires | Vegetation Contact | Aggregated | 2065 | 3.0443e-05 | 946.5765 | 0.028816 | 2065 | Mitigation | 0.95 | 45 | 0 | esc | 0.00097009 | 2.9532e-08 | 0.00097009 | 2.9532e-08
[79 empty] | WLDFR | HFTD - Distribution - Tier 3 - 2QU CoRE ¦ 1QU LoRE | Non-Red Flag Warning - Large Fires | 2066 | 3.6751e-08 | 3.6751e-08 | 8.872 | 1.0079 | 4.9153 | 2.9488 | 0 | 0 | 4.0308e-05 | 3.2605e-07 | 0 | 3.2605e-07 | 3.2605e-07 | 0 | 3.2605e-07 | 0 | 5.4368e-06 | 1.1917e-05 | 0 | 1.1917e-05 | 0 | 4.9256e-07 | 9.8511e-07 | 0 | 9.8511e-07 | [12 empty] | 7.3.3.17.5 (Remote Grid) Updates to grid topology to minimize risk of ignition in HFTDs Remote GridWLDFRVegetation ContactAggregated | WLDFR | HFTD - Distribution - Tier 2 - 2QU CoRE ¦ 3QU LoRE | Red Flag Warning - Large Fires | Vegetation Contact | Aggregated | 2066 | 3.0443e-05 | 946.5765 | 0.028816 | 2066 | Mitigation | 0.95 | 45 | 0 | esc | 0.00097009 | 2.9532e-08 | 0.00097009 | 2.9532e-08
[79 empty] | WLDFR | HFTD - Distribution - Tier 3 - 2QU CoRE ¦ 1QU LoRE | Non-Red Flag Warning - Large Fires | 2067 | 0 | 3.6751e-08 | 8.872 | 1.0079 | 4.9153 | 2.9488 | 0 | 0 | 4.0308e-05 | 0 | 0 | 0 | 3.2605e-07 | 0 | 3.2605e-07 | 0 | 5.4368e-06 | 1.1917e-05 | 0 | 1.1917e-05 | 0 | 5.2423e-07 | 1.0485e-06 | 0 | 1.0485e-06 | [12 empty] | 7.3.3.17.5 (Remote Grid) Updates to grid topology to minimize risk of ignition in HFTDs Remote GridWLDFRVegetation ContactAggregated | WLDFR | HFTD - Distribution - Tier 2 - 2QU CoRE ¦ 3QU LoRE | Red Flag Warning - Large Fires | Vegetation Contact | Aggregated | 2067 | 3.0443e-05 | 946.5765 | 0.028816 | 2067 | Mitigation | 0.95 | 45 | 0 | esc | 0 | 0 | 0.00097009 | 2.9532e-08
[79 empty] | WLDFR | HFTD - Distribution - Tier 3 - 2QU CoRE ¦ 1QU LoRE | Non-Red Flag Warning - Small Fires | 2022 | 6.7932e-06 | 0 | 0.077901 | 0.036425 | 0.0015809 | 0.039895 | 0 | 0 | 0.0073598 | 5.292e-07 | 0 | 5.292e-07 | 0 | 0 | 0 | 0 | 5.4368e-06 | 1.1917e-05 | 0 | 1.1917e-05 | 0 | 5.2423e-07 | 1.0485e-06 | 0 | 1.0485e-06 | [12 empty] | 7.3.3.17.5 (Remote Grid) Updates to grid topology to minimize risk of ignition in HFTDs Remote GridWLDFRContact from objectAggregated | WLDFR | HFTD - Distribution - Tier 2 - 2QU CoRE ¦ 3QU LoRE | Red Flag Warning - Small Fires | Contact from object | Aggregated | 2022 | 2.5631e-05 | 946.5765 | 0.024262 | 2022 | Mitigation | 0.95 | 45 | 0 | esc | 0.00097009 | 2.4865e-08 | 0 | 0
[79 empty] | WLDFR | HFTD - Distribution - Tier 3 - 2QU CoRE ¦ 1QU LoRE | Non-Red Flag Warning - Small Fires | 2023 | 6.7932e-06 | 6.7932e-06 | 0.080408 | 0.03759 | 0.0016314 | 0.041187 | 0 | 0 | 0.0073598 | 5.4623e-07 | 0 | 5.4623e-07 | 5.4623e-07 | 0 | 5.4623e-07 | 0 | 5.4368e-06 | 1.1917e-05 | 0 | 1.1917e-05 | 0 | 5.2423e-07 | 1.0485e-06 | 0 | 1.0485e-06 | [12 empty] | 7.3.3.17.5 (Remote Grid) Updates to grid topology to minimize risk of ignition in HFTDs Remote GridWLDFRContact from objectAggregated | WLDFR | HFTD - Distribution - Tier 2 - 2QU CoRE ¦ 3QU LoRE | Red Flag Warning - Small Fires | Contact from object | Aggregated | 2023 | 2.5631e-05 | 946.5765 | 0.024262 | 2023 | Mitigation | 0.95 | 45 | 0 | esc | 0.00097009 | 2.4865e-08 | 0.00097009 | 2.4865e-08
[79 empty] | WLDFR | HFTD - Distribution - Tier 3 - 2QU CoRE ¦ 1QU LoRE | Non-Red Flag Warning - Small Fires | 2024 | 6.7932e-06 | 6.7932e-06 | 0.080408 | 0.03759 | 0.0016314 | 0.041187 | 0 | 0 | 0.0073598 | 5.4623e-07 | 0 | 5.4623e-07 | 5.4623e-07 | 0 | 5.4623e-07 | 0 | 5.4368e-06 | 1.1917e-05 | 0 | 1.1917e-05 | 0 | 5.2423e-07 | 1.0485e-06 | 0 | 1.0485e-06 | [12 empty] | 7.3.3.17.5 (Remote Grid) Updates to grid topology to minimize risk of ignition in HFTDs Remote GridWLDFRContact from objectAggregated | WLDFR | HFTD - Distribution - Tier 2 - 2QU CoRE ¦ 3QU LoRE | Red Flag Warning - Small Fires | Contact from object | Aggregated | 2024 | 2.5631e-05 | 946.5765 | 0.024262 | 2024 | Mitigation | 0.95 | 45 | 0 | esc | 0.00097009 | 2.4865e-08 | 0.00097009 | 2.4865e-08
[79 empty] | WLDFR | HFTD - Distribution - Tier 3 - 2QU CoRE ¦ 1QU LoRE | Non-Red Flag Warning - Small Fires | 2025 | 6.7932e-06 | 6.7932e-06 | 0.080408 | 0.03759 | 0.0016314 | 0.041187 | 0 | 0 | 0.0073598 | 5.4623e-07 | 0 | 5.4623e-07 | 5.4623e-07 | 0 | 5.4623e-07 | 0 | 5.6712e-06 | 1.2431e-05 | 0 | 1.2431e-05 | 0 | 5.2423e-07 | 1.0485e-06 | 0 | 1.0485e-06 | [12 empty] | 7.3.3.17.5 (Remote Grid) Updates to grid topology to minimize risk of ignition in HFTDs Remote GridWLDFRContact from objectAggregated | WLDFR | HFTD - Distribution - Tier 2 - 2QU CoRE ¦ 3QU LoRE | Red Flag Warning - Small Fires | Contact from object | Aggregated | 2025 | 2.5631e-05 | 946.5765 | 0.024262 | 2025 | Mitigation | 0.95 | 45 | 0 | esc | 0.00097009 | 2.4865e-08 | 0.00097009 | 2.4865e-08
[79 empty] | WLDFR | HFTD - Distribution - Tier 3 - 2QU CoRE ¦ 1QU LoRE | Non-Red Flag Warning - Small Fires | 2026 | 6.7932e-06 | 6.7932e-06 | 0.080408 | 0.03759 | 0.0016314 | 0.041187 | 0 | 0 | 0.0073598 | 5.4623e-07 | 0 | 5.4623e-07 | 5.4623e-07 | 0 | 5.4623e-07 | 0 | 5.6712e-06 | 1.2431e-05 | 0 | 1.2431e-05 | 0 | 5.5834e-07 | 1.1167e-06 | 0 | 1.1167e-06 | [12 empty] | 7.3.3.17.5 (Remote Grid) Updates to grid topology to minimize risk of ignition in HFTDs Remote GridWLDFRContact from objectAggregated | WLDFR | HFTD - Distribution - Tier 2 - 2QU CoRE ¦ 3QU LoRE | Red Flag Warning - Small Fires | Contact from object | Aggregated | 2026 | 2.5631e-05 | 946.5765 | 0.024262 | 2026 | Mitigation | 0.95 | 45 | 0 | esc | 0.00097009 | 2.4865e-08 | 0.00097009 | 2.4865e-08
[79 empty] | WLDFR | HFTD - Distribution - Tier 3 - 2QU CoRE ¦ 1QU LoRE | Non-Red Flag Warning - Small Fires | 2027 | 6.7932e-06 | 6.7932e-06 | 0.080408 | 0.03759 | 0.0016314 | 0.041187 | 0 | 0 | 0.0073598 | 5.4623e-07 | 0 | 5.4623e-07 | 5.4623e-07 | 0 | 5.4623e-07 | 0 | 5.6712e-06 | 1.2431e-05 | 0 | 1.2431e-05 | 0 | 5.5834e-07 | 1.1167e-06 | 0 | 1.1167e-06 | [12 empty] | 7.3.3.17.5 (Remote Grid) Updates to grid topology to minimize risk of ignition in HFTDs Remote GridWLDFRContact from objectAggregated | WLDFR | HFTD - Distribution - Tier 2 - 2QU CoRE ¦ 3QU LoRE | Red Flag Warning - Small Fires | Contact from object | Aggregated | 2027 | 2.5631e-05 | 946.5765 | 0.024262 | 2027 | Mitigation | 0.95 | 45 | 0 | esc | 0.00097009 | 2.4865e-08 | 0.00097009 | 2.4865e-08
[79 empty] | WLDFR | HFTD - Distribution - Tier 3 - 2QU CoRE ¦ 1QU LoRE | Non-Red Flag Warning - Small Fires | 2028 | 6.7932e-06 | 6.7932e-06 | 0.083606 | 0.039055 | 0.001695 | 0.042856 | 0 | 0 | 0.0073598 | 5.6796e-07 | 0 | 5.6796e-07 | 5.6796e-07 | 0 | 5.6796e-07 | 0 | 5.6712e-06 | 1.2431e-05 | 0 | 1.2431e-05 | 0 | 5.5834e-07 | 1.1167e-06 | 0 | 1.1167e-06 | [12 empty] | 7.3.3.17.5 (Remote Grid) Updates to grid topology to minimize risk of ignition in HFTDs Remote GridWLDFRContact from objectAggregated | WLDFR | HFTD - Distribution - Tier 2 - 2QU CoRE ¦ 3QU LoRE | Red Flag Warning - Small Fires | Contact from object | Aggregated | 2028 | 2.5631e-05 | 946.5765 | 0.024262 | 2028 | Mitigation | 0.95 | 45 | 0 | esc | 0.00097009 | 2.4865e-08 | 0.00097009 | 2.4865e-08
[79 empty] | WLDFR | HFTD - Distribution - Tier 3 - 2QU CoRE ¦ 1QU LoRE | Non-Red Flag Warning - Small Fires | 2029 | 6.7932e-06 | 6.7932e-06 | 0.083606 | 0.039055 | 0.001695 | 0.042856 | 0 | 0 | 0.0073598 | 5.6796e-07 | 0 | 5.6796e-07 | 5.6796e-07 | 0 | 5.6796e-07 | 0 | 5.6712e-06 | 1.2431e-05 | 0 | 1.2431e-05 | 0 | 5.5834e-07 | 1.1167e-06 | 0 | 1.1167e-06 | [12 empty] | 7.3.3.17.5 (Remote Grid) Updates to grid topology to minimize risk of ignition in HFTDs Remote GridWLDFRContact from objectAggregated | WLDFR | HFTD - Distribution - Tier 2 - 2QU CoRE ¦ 3QU LoRE | Red Flag Warning - Small Fires | Contact from object | Aggregated | 2029 | 2.5631e-05 | 946.5765 | 0.024262 | 2029 | Mitigation | 0.95 | 45 | 0 | esc | 0.00097009 | 2.4865e-08 | 0.00097009 | 2.4865e-08
[79 empty] | WLDFR | HFTD - Distribution - Tier 3 - 2QU CoRE ¦ 1QU LoRE | Non-Red Flag Warning - Small Fires | 2030 | 6.7932e-06 | 6.7932e-06 | 0.083606 | 0.039055 | 0.001695 | 0.042856 | 0 | 0 | 0.0073598 | 5.6796e-07 | 0 | 5.6796e-07 | 5.6796e-07 | 0 | 5.6796e-07 | 0 | 5.9295e-06 | 1.2998e-05 | 0 | 1.2998e-05 | 0 | 0 | 1.1167e-06 | 0 | 1.1167e-06 | [12 empty] | 7.3.3.17.5 (Remote Grid) Updates to grid topology to minimize risk of ignition in HFTDs Remote GridWLDFRContact from objectAggregated | WLDFR | HFTD - Distribution - Tier 2 - 2QU CoRE ¦ 3QU LoRE | Red Flag Warning - Small Fires | Contact from object | Aggregated | 2030 | 2.5631e-05 | 946.5765 | 0.024262 | 2030 | Mitigation | 0.95 | 45 | 0 | esc | 0.00097009 | 2.4865e-08 | 0.00097009 | 2.4865e-08
[79 empty] | WLDFR | HFTD - Distribution - Tier 3 - 2QU CoRE ¦ 1QU LoRE | Non-Red Flag Warning - Small Fires | 2031 | 6.7932e-06 | 6.7932e-06 | 0.083606 | 0.039055 | 0.001695 | 0.042856 | 0 | 0 | 0.0073598 | 5.6796e-07 | 0 | 5.6796e-07 | 5.6796e-07 | 0 | 5.6796e-07 | 0 | 5.9295e-06 | 1.2998e-05 | 0 | 1.2998e-05 | 0 | 0 | 0 | 0 | 0 | [12 empty] | 7.3.3.17.5 (Remote Grid) Updates to grid topology to minimize risk of ignition in HFTDs Remote GridWLDFRContact from objectAggregated | WLDFR | HFTD - Distribution - Tier 2 - 2QU CoRE ¦ 3QU LoRE | Red Flag Warning - Small Fires | Contact from object | Aggregated | 2031 | 2.5631e-05 | 946.5765 | 0.024262 | 2031 | Mitigation | 0.95 | 45 | 0 | esc | 0.00097009 | 2.4865e-08 | 0.00097009 | 2.4865e-08
[79 empty] | WLDFR | HFTD - Distribution - Tier 3 - 2QU CoRE ¦ 1QU LoRE | Non-Red Flag Warning - Small Fires | 2032 | 6.7932e-06 | 6.7932e-06 | 0.083606 | 0.039055 | 0.001695 | 0.042856 | 0 | 0 | 0.0073598 | 5.6796e-07 | 0 | 5.6796e-07 | 5.6796e-07 | 0 | 5.6796e-07 | 0 | 5.9295e-06 | 1.2998e-05 | 0 | 1.2998e-05 | 0 | 0 | 0 | 0 | 0 | [12 empty] | 7.3.3.17.5 (Remote Grid) Updates to grid topology to minimize risk of ignition in HFTDs Remote GridWLDFRContact from objectAggregated | WLDFR | HFTD - Distribution - Tier 2 - 2QU CoRE ¦ 3QU LoRE | Red Flag Warning - Small Fires | Contact from object | Aggregated | 2032 | 2.5631e-05 | 946.5765 | 0.024262 | 2032 | Mitigation | 0.95 | 45 | 0 | esc | 0.00097009 | 2.4865e-08 | 0.00097009 | 2.4865e-08
[79 empty] | WLDFR | HFTD - Distribution - Tier 3 - 2QU CoRE ¦ 1QU LoRE | Non-Red Flag Warning - Small Fires | 2033 | 6.7932e-06 | 6.7932e-06 | 0.087211 | 0.040679 | 0.0017655 | 0.044766 | 0 | 0 | 0.0073598 | 5.9244e-07 | 0 | 5.9244e-07 | 5.9244e-07 | 0 | 5.9244e-07 | 0 | 5.9295e-06 | 1.2998e-05 | 0 | 1.2998e-05 | 0 | 4.5153e-06 | 0 | 0 | 0 | [12 empty] | 7.3.3.17.5 (Remote Grid) Updates to grid topology to minimize risk of ignition in HFTDs Remote GridWLDFRContact from objectAggregated | WLDFR | HFTD - Distribution - Tier 2 - 2QU CoRE ¦ 3QU LoRE | Red Flag Warning - Small Fires | Contact from object | Aggregated | 2033 | 2.5631e-05 | 946.5765 | 0.024262 | 2033 | Mitigation | 0.95 | 45 | 0 | esc | 0.00097009 | 2.4865e-08 | 0.00097009 | 2.4865e-08
[79 empty] | WLDFR | HFTD - Distribution - Tier 3 - 2QU CoRE ¦ 1QU LoRE | Non-Red Flag Warning - Small Fires | 2034 | 6.7932e-06 | 6.7932e-06 | 0.087211 | 0.040679 | 0.0017655 | 0.044766 | 0 | 0 | 0.0073598 | 5.9244e-07 | 0 | 5.9244e-07 | 5.9244e-07 | 0 | 5.9244e-07 | 0 | 5.9295e-06 | 1.2998e-05 | 0 | 1.2998e-05 | 0 | 4.6606e-06 | 9.3213e-06 | 0 | 9.3213e-06 | [12 empty] | 7.3.3.17.5 (Remote Grid) Updates to grid topology to minimize risk of ignition in HFTDs Remote GridWLDFRContact from objectAggregated | WLDFR | HFTD - Distribution - Tier 2 - 2QU CoRE ¦ 3QU LoRE | Red Flag Warning - Small Fires | Contact from object | Aggregated | 2034 | 2.5631e-05 | 946.5765 | 0.024262 | 2034 | Mitigation | 0.95 | 45 | 0 | esc | 0.00097009 | 2.4865e-08 | 0.00097009 | 2.4865e-08
[79 empty] | WLDFR | HFTD - Distribution - Tier 3 - 2QU CoRE ¦ 1QU LoRE | Non-Red Flag Warning - Small Fires | 2035 | 6.7932e-06 | 6.7932e-06 | 0.087211 | 0.040679 | 0.0017655 | 0.044766 | 0 | 0 | 0.0073598 | 5.9244e-07 | 0 | 5.9244e-07 | 5.9244e-07 | 0 | 5.9244e-07 | 0 | 6.2092e-06 | 1.3611e-05 | 0 | 1.3611e-05 | 0 | 4.6606e-06 | 9.3213e-06 | 0 | 9.3213e-06 | [12 empty] | 7.3.3.17.5 (Remote Grid) Updates to grid topology to minimize risk of ignition in HFTDs Remote GridWLDFRContact from objectAggregated | WLDFR | HFTD - Distribution - Tier 2 - 2QU CoRE ¦ 3QU LoRE | Red Flag Warning - Small Fires | Contact from object | Aggregated | 2035 | 2.5631e-05 | 946.5765 | 0.024262 | 2035 | Mitigation | 0.95 | 45 | 0 | esc | 0.00097009 | 2.4865e-08 | 0.00097009 | 2.4865e-08
[79 empty] | WLDFR | HFTD - Distribution - Tier 3 - 2QU CoRE ¦ 1QU LoRE | Non-Red Flag Warning - Small Fires | 2036 | 6.7932e-06 | 6.7932e-06 | 0.087211 | 0.040679 | 0.0017655 | 0.044766 | 0 | 0 | 0.0073598 | 5.9244e-07 | 0 | 5.9244e-07 | 5.9244e-07 | 0 | 5.9244e-07 | 0 | 6.2092e-06 | 1.3611e-05 | 0 | 1.3611e-05 | 0 | 4.6606e-06 | 9.3213e-06 | 0 | 9.3213e-06 | [12 empty] | 7.3.3.17.5 (Remote Grid) Updates to grid topology to minimize risk of ignition in HFTDs Remote GridWLDFRContact from objectAggregated | WLDFR | HFTD - Distribution - Tier 2 - 2QU CoRE ¦ 3QU LoRE | Red Flag Warning - Small Fires | Contact from object | Aggregated | 2036 | 2.5631e-05 | 946.5765 | 0.024262 | 2036 | Mitigation | 0.95 | 45 | 0 | esc | 0.00097009 | 2.4865e-08 | 0.00097009 | 2.4865e-08
[79 empty] | WLDFR | HFTD - Distribution - Tier 3 - 2QU CoRE ¦ 1QU LoRE | Non-Red Flag Warning - Small Fires | 2037 | 6.7932e-06 | 6.7932e-06 | 0.087211 | 0.040679 | 0.0017655 | 0.044766 | 0 | 0 | 0.0073598 | 5.9244e-07 | 0 | 5.9244e-07 | 5.9244e-07 | 0 | 5.9244e-07 | 0 | 6.2092e-06 | 1.3611e-05 | 0 | 1.3611e-05 | 0 | 4.6606e-06 | 9.3213e-06 | 0 | 9.3213e-06 | [12 empty] | 7.3.3.17.5 (Remote Grid) Updates to grid topology to minimize risk of ignition in HFTDs Remote GridWLDFRContact from objectAggregated | WLDFR | HFTD - Distribution - Tier 2 - 2QU CoRE ¦ 3QU LoRE | Red Flag Warning - Small Fires | Contact from object | Aggregated | 2037 | 2.5631e-05 | 946.5765 | 0.024262 | 2037 | Mitigation | 0.95 | 45 | 0 | esc | 0.00097009 | 2.4865e-08 | 0.00097009 | 2.4865e-08
[79 empty] | WLDFR | HFTD - Distribution - Tier 3 - 2QU CoRE ¦ 1QU LoRE | Non-Red Flag Warning - Small Fires | 2038 | 6.7932e-06 | 6.7932e-06 | 0.091184 | 0.042438 | 0.0018418 | 0.046905 | 0 | 0 | 0.0073598 | 6.1944e-07 | 0 | 6.1944e-07 | 6.1944e-07 | 0 | 6.1944e-07 | 0 | 6.2092e-06 | 1.3611e-05 | 0 | 1.3611e-05 | 0 | 4.6606e-06 | 9.3213e-06 | 0 | 9.3213e-06 | [12 empty] | 7.3.3.17.5 (Remote Grid) Updates to grid topology to minimize risk of ignition in HFTDs Remote GridWLDFRContact from objectAggregated | WLDFR | HFTD - Distribution - Tier 2 - 2QU CoRE ¦ 3QU LoRE | Red Flag Warning - Small Fires | Contact from object | Aggregated | 2038 | 2.5631e-05 | 946.5765 | 0.024262 | 2038 | Mitigation | 0.95 | 45 | 0 | esc | 0.00097009 | 2.4865e-08 | 0.00097009 | 2.4865e-08
[79 empty] | WLDFR | HFTD - Distribution - Tier 3 - 2QU CoRE ¦ 1QU LoRE | Non-Red Flag Warning - Small Fires | 2039 | 6.7932e-06 | 6.7932e-06 | 0.091184 | 0.042438 | 0.0018418 | 0.046905 | 0 | 0 | 0.0073598 | 6.1944e-07 | 0 | 6.1944e-07 | 6.1944e-07 | 0 | 6.1944e-07 | 0 | 6.2092e-06 | 1.3611e-05 | 0 | 1.3611e-05 | 0 | 4.846e-06 | 9.692e-06 | 0 | 9.692e-06 | [12 empty] | 7.3.3.17.5 (Remote Grid) Updates to grid topology to minimize risk of ignition in HFTDs Remote GridWLDFRContact from objectAggregated | WLDFR | HFTD - Distribution - Tier 2 - 2QU CoRE ¦ 3QU LoRE | Red Flag Warning - Small Fires | Contact from object | Aggregated | 2039 | 2.5631e-05 | 946.5765 | 0.024262 | 2039 | Mitigation | 0.95 | 45 | 0 | esc | 0.00097009 | 2.4865e-08 | 0.00097009 | 2.4865e-08
[79 empty] | WLDFR | HFTD - Distribution - Tier 3 - 2QU CoRE ¦ 1QU LoRE | Non-Red Flag Warning - Small Fires | 2040 | 6.7932e-06 | 6.7932e-06 | 0.091184 | 0.042438 | 0.0018418 | 0.046905 | 0 | 0 | 0.0073598 | 6.1944e-07 | 0 | 6.1944e-07 | 6.1944e-07 | 0 | 6.1944e-07 | 0 | 6.5075e-06 | 1.4265e-05 | 0 | 1.4265e-05 | 0 | 4.846e-06 | 9.692e-06 | 0 | 9.692e-06 | [12 empty] | 7.3.3.17.5 (Remote Grid) Updates to grid topology to minimize risk of ignition in HFTDs Remote GridWLDFRContact from objectAggregated | WLDFR | HFTD - Distribution - Tier 2 - 2QU CoRE ¦ 3QU LoRE | Red Flag Warning - Small Fires | Contact from object | Aggregated | 2040 | 2.5631e-05 | 946.5765 | 0.024262 | 2040 | Mitigation | 0.95 | 45 | 0 | esc | 0.00097009 | 2.4865e-08 | 0.00097009 | 2.4865e-08
[79 empty] | WLDFR | HFTD - Distribution - Tier 3 - 2QU CoRE ¦ 1QU LoRE | Non-Red Flag Warning - Small Fires | 2041 | 6.7932e-06 | 6.7932e-06 | 0.091184 | 0.042438 | 0.0018418 | 0.046905 | 0 | 0 | 0.0073598 | 6.1944e-07 | 0 | 6.1944e-07 | 6.1944e-07 | 0 | 6.1944e-07 | 0 | 6.5075e-06 | 1.4265e-05 | 0 | 1.4265e-05 | 0 | 4.846e-06 | 9.692e-06 | 0 | 9.692e-06 | [12 empty] | 7.3.3.17.5 (Remote Grid) Updates to grid topology to minimize risk of ignition in HFTDs Remote GridWLDFRContact from objectAggregated | WLDFR | HFTD - Distribution - Tier 2 - 2QU CoRE ¦ 3QU LoRE | Red Flag Warning - Small Fires | Contact from object | Aggregated | 2041 | 2.5631e-05 | 946.5765 | 0.024262 | 2041 | Mitigation | 0.95 | 45 | 0 | esc | 0.00097009 | 2.4865e-08 | 0.00097009 | 2.4865e-08
[79 empty] | WLDFR | HFTD - Distribution - Tier 3 - 2QU CoRE ¦ 1QU LoRE | Non-Red Flag Warning - Small Fires | 2042 | 6.7932e-06 | 6.7932e-06 | 0.091184 | 0.042438 | 0.0018418 | 0.046905 | 0 | 0 | 0.0073598 | 6.1944e-07 | 0 | 6.1944e-07 | 6.1944e-07 | 0 | 6.1944e-07 | 0 | 6.5075e-06 | 1.4265e-05 | 0 | 1.4265e-05 | 0 | 4.846e-06 | 9.692e-06 | 0 | 9.692e-06 | [12 empty] | 7.3.3.17.5 (Remote Grid) Updates to grid topology to minimize risk of ignition in HFTDs Remote GridWLDFRContact from objectAggregated | WLDFR | HFTD - Distribution - Tier 2 - 2QU CoRE ¦ 3QU LoRE | Red Flag Warning - Small Fires | Contact from object | Aggregated | 2042 | 2.5631e-05 | 946.5765 | 0.024262 | 2042 | Mitigation | 0.95 | 45 | 0 | esc | 0.00097009 | 2.4865e-08 | 0.00097009 | 2.4865e-08
[79 empty] | WLDFR | HFTD - Distribution - Tier 3 - 2QU CoRE ¦ 1QU LoRE | Non-Red Flag Warning - Small Fires | 2043 | 6.7932e-06 | 6.7932e-06 | 0.095486 | 0.044306 | 0.0019228 | 0.049257 | 0 | 0 | 0.0073598 | 6.4866e-07 | 0 | 6.4866e-07 | 6.4866e-07 | 0 | 6.4866e-07 | 0 | 6.5075e-06 | 1.4265e-05 | 0 | 1.4265e-05 | 0 | 4.846e-06 | 9.692e-06 | 0 | 9.692e-06 | [12 empty] | 7.3.3.17.5 (Remote Grid) Updates to grid topology to minimize risk of ignition in HFTDs Remote GridWLDFRContact from objectAggregated | WLDFR | HFTD - Distribution - Tier 2 - 2QU CoRE ¦ 3QU LoRE | Red Flag Warning - Small Fires | Contact from object | Aggregated | 2043 | 2.5631e-05 | 946.5765 | 0.024262 | 2043 | Mitigation | 0.95 | 45 | 0 | esc | 0.00097009 | 2.4865e-08 | 0.00097009 | 2.4865e-08
[79 empty] | WLDFR | HFTD - Distribution - Tier 3 - 2QU CoRE ¦ 1QU LoRE | Non-Red Flag Warning - Small Fires | 2044 | 6.7932e-06 | 6.7932e-06 | 0.095486 | 0.044306 | 0.0019228 | 0.049257 | 0 | 0 | 0.0073598 | 6.4866e-07 | 0 | 6.4866e-07 | 6.4866e-07 | 0 | 6.4866e-07 | 0 | 6.5075e-06 | 1.4265e-05 | 0 | 1.4265e-05 | 0 | 5.0549e-06 | 1.011e-05 | 0 | 1.011e-05 | [12 empty] | 7.3.3.17.5 (Remote Grid) Updates to grid topology to minimize risk of ignition in HFTDs Remote GridWLDFRContact from objectAggregated | WLDFR | HFTD - Distribution - Tier 2 - 2QU CoRE ¦ 3QU LoRE | Red Flag Warning - Small Fires | Contact from object | Aggregated | 2044 | 2.5631e-05 | 946.5765 | 0.024262 | 2044 | Mitigation | 0.95 | 45 | 0 | esc | 0.00097009 | 2.4865e-08 | 0.00097009 | 2.4865e-08
[79 empty] | WLDFR | HFTD - Distribution - Tier 3 - 2QU CoRE ¦ 1QU LoRE | Non-Red Flag Warning - Small Fires | 2045 | 6.7932e-06 | 6.7932e-06 | 0.095486 | 0.044306 | 0.0019228 | 0.049257 | 0 | 0 | 0.0073598 | 6.4866e-07 | 0 | 6.4866e-07 | 6.4866e-07 | 0 | 6.4866e-07 | 0 | 6.8211e-06 | 1.4952e-05 | 0 | 1.4952e-05 | 0 | 5.0549e-06 | 1.011e-05 | 0 | 1.011e-05 | [12 empty] | 7.3.3.17.5 (Remote Grid) Updates to grid topology to minimize risk of ignition in HFTDs Remote GridWLDFRContact from objectAggregated | WLDFR | HFTD - Distribution - Tier 2 - 2QU CoRE ¦ 3QU LoRE | Red Flag Warning - Small Fires | Contact from object | Aggregated | 2045 | 2.5631e-05 | 946.5765 | 0.024262 | 2045 | Mitigation | 0.95 | 45 | 0 | esc | 0.00097009 | 2.4865e-08 | 0.00097009 | 2.4865e-08
[79 empty] | WLDFR | HFTD - Distribution - Tier 3 - 2QU CoRE ¦ 1QU LoRE | Non-Red Flag Warning - Small Fires | 2046 | 6.7932e-06 | 6.7932e-06 | 0.095486 | 0.044306 | 0.0019228 | 0.049257 | 0 | 0 | 0.0073598 | 6.4866e-07 | 0 | 6.4866e-07 | 6.4866e-07 | 0 | 6.4866e-07 | 0 | 6.8211e-06 | 1.4952e-05 | 0 | 1.4952e-05 | 0 | 5.0549e-06 | 1.011e-05 | 0 | 1.011e-05 | [12 empty] | 7.3.3.17.5 (Remote Grid) Updates to grid topology to minimize risk of ignition in HFTDs Remote GridWLDFRContact from objectAggregated | WLDFR | HFTD - Distribution - Tier 2 - 2QU CoRE ¦ 3QU LoRE | Red Flag Warning - Small Fires | Contact from object | Aggregated | 2046 | 2.5631e-05 | 946.5765 | 0.024262 | 2046 | Mitigation | 0.95 | 45 | 0 | esc | 0.00097009 | 2.4865e-08 | 0.00097009 | 2.4865e-08
[79 empty] | WLDFR | HFTD - Distribution - Tier 3 - 2QU CoRE ¦ 1QU LoRE | Non-Red Flag Warning - Small Fires | 2047 | 6.7932e-06 | 6.7932e-06 | 0.095486 | 0.044306 | 0.0019228 | 0.049257 | 0 | 0 | 0.0073598 | 6.4866e-07 | 0 | 6.4866e-07 | 6.4866e-07 | 0 | 6.4866e-07 | 0 | 6.8211e-06 | 1.4952e-05 | 0 | 1.4952e-05 | 0 | 5.0549e-06 | 1.011e-05 | 0 | 1.011e-05 | [12 empty] | 7.3.3.17.5 (Remote Grid) Updates to grid topology to minimize risk of ignition in HFTDs Remote GridWLDFRContact from objectAggregated | WLDFR | HFTD - Distribution - Tier 2 - 2QU CoRE ¦ 3QU LoRE | Red Flag Warning - Small Fires | Contact from object | Aggregated | 2047 | 2.5631e-05 | 946.5765 | 0.024262 | 2047 | Mitigation | 0.95 | 45 | 0 | esc | 0.00097009 | 2.4865e-08 | 0.00097009 | 2.4865e-08
[79 empty] | WLDFR | HFTD - Distribution - Tier 3 - 2QU CoRE ¦ 1QU LoRE | Non-Red Flag Warning - Small Fires | 2048 | 6.7932e-06 | 6.7932e-06 | 0.10007 | 0.04626 | 0.0020076 | 0.051804 | 0 | 0 | 0.0073598 | 6.7981e-07 | 0 | 6.7981e-07 | 6.7981e-07 | 0 | 6.7981e-07 | 0 | 6.8211e-06 | 1.4952e-05 | 0 | 1.4952e-05 | 0 | 5.0549e-06 | 1.011e-05 | 0 | 1.011e-05 | [12 empty] | 7.3.3.17.5 (Remote Grid) Updates to grid topology to minimize risk of ignition in HFTDs Remote GridWLDFRContact from objectAggregated | WLDFR | HFTD - Distribution - Tier 2 - 2QU CoRE ¦ 3QU LoRE | Red Flag Warning - Small Fires | Contact from object | Aggregated | 2048 | 2.5631e-05 | 946.5765 | 0.024262 | 2048 | Mitigation | 0.95 | 45 | 0 | esc | 0.00097009 | 2.4865e-08 | 0.00097009 | 2.4865e-08
[79 empty] | WLDFR | HFTD - Distribution - Tier 3 - 2QU CoRE ¦ 1QU LoRE | Non-Red Flag Warning - Small Fires | 2049 | 6.7932e-06 | 6.7932e-06 | 0.10007 | 0.04626 | 0.0020076 | 0.051804 | 0 | 0 | 0.0073598 | 6.7981e-07 | 0 | 6.7981e-07 | 6.7981e-07 | 0 | 6.7981e-07 | 0 | 6.8211e-06 | 1.4952e-05 | 0 | 1.4952e-05 | 0 | 5.2852e-06 | 1.057e-05 | 0 | 1.057e-05 | [12 empty] | 7.3.3.17.5 (Remote Grid) Updates to grid topology to minimize risk of ignition in HFTDs Remote GridWLDFRContact from objectAggregated | WLDFR | HFTD - Distribution - Tier 2 - 2QU CoRE ¦ 3QU LoRE | Red Flag Warning - Small Fires | Contact from object | Aggregated | 2049 | 2.5631e-05 | 946.5765 | 0.024262 | 2049 | Mitigation | 0.95 | 45 | 0 | esc | 0.00097009 | 2.4865e-08 | 0.00097009 | 2.4865e-08
[79 empty] | WLDFR | HFTD - Distribution - Tier 3 - 2QU CoRE ¦ 1QU LoRE | Non-Red Flag Warning - Small Fires | 2050 | 6.7932e-06 | 6.7932e-06 | 0.10007 | 0.04626 | 0.0020076 | 0.051804 | 0 | 0 | 0.0073598 | 6.7981e-07 | 0 | 6.7981e-07 | 6.7981e-07 | 0 | 6.7981e-07 | 0 | 7.1467e-06 | 1.5666e-05 | 0 | 1.5666e-05 | 0 | 5.2852e-06 | 1.057e-05 | 0 | 1.057e-05 | [12 empty] | 7.3.3.17.5 (Remote Grid) Updates to grid topology to minimize risk of ignition in HFTDs Remote GridWLDFRContact from objectAggregated | WLDFR | HFTD - Distribution - Tier 2 - 2QU CoRE ¦ 3QU LoRE | Red Flag Warning - Small Fires | Contact from object | Aggregated | 2050 | 2.5631e-05 | 946.5765 | 0.024262 | 2050 | Mitigation | 0.95 | 45 | 0 | esc | 0.00097009 | 2.4865e-08 | 0.00097009 | 2.4865e-08
[79 empty] | WLDFR | HFTD - Distribution - Tier 3 - 2QU CoRE ¦ 1QU LoRE | Non-Red Flag Warning - Small Fires | 2051 | 6.7932e-06 | 6.7932e-06 | 0.10007 | 0.04626 | 0.0020076 | 0.051804 | 0 | 0 | 0.0073598 | 6.7981e-07 | 0 | 6.7981e-07 | 6.7981e-07 | 0 | 6.7981e-07 | 0 | 7.1467e-06 | 1.5666e-05 | 0 | 1.5666e-05 | 0 | 5.2852e-06 | 1.057e-05 | 0 | 1.057e-05 | [12 empty] | 7.3.3.17.5 (Remote Grid) Updates to grid topology to minimize risk of ignition in HFTDs Remote GridWLDFRContact from objectAggregated | WLDFR | HFTD - Distribution - Tier 2 - 2QU CoRE ¦ 3QU LoRE | Red Flag Warning - Small Fires | Contact from object | Aggregated | 2051 | 2.5631e-05 | 946.5765 | 0.024262 | 2051 | Mitigation | 0.95 | 45 | 0 | esc | 0.00097009 | 2.4865e-08 | 0.00097009 | 2.4865e-08
[79 empty] | WLDFR | HFTD - Distribution - Tier 3 - 2QU CoRE ¦ 1QU LoRE | Non-Red Flag Warning - Small Fires | 2052 | 6.7932e-06 | 6.7932e-06 | 0.10007 | 0.04626 | 0.0020076 | 0.051804 | 0 | 0 | 0.0073598 | 6.7981e-07 | 0 | 6.7981e-07 | 6.7981e-07 | 0 | 6.7981e-07 | 0 | 7.1467e-06 | 1.5666e-05 | 0 | 1.5666e-05 | 0 | 5.2852e-06 | 1.057e-05 | 0 | 1.057e-05 | [12 empty] | 7.3.3.17.5 (Remote Grid) Updates to grid topology to minimize risk of ignition in HFTDs Remote GridWLDFRContact from objectAggregated | WLDFR | HFTD - Distribution - Tier 2 - 2QU CoRE ¦ 3QU LoRE | Red Flag Warning - Small Fires | Contact from object | Aggregated | 2052 | 2.5631e-05 | 946.5765 | 0.024262 | 2052 | Mitigation | 0.95 | 45 | 0 | esc | 0.00097009 | 2.4865e-08 | 0.00097009 | 2.4865e-08
[79 empty] | WLDFR | HFTD - Distribution - Tier 3 - 2QU CoRE ¦ 1QU LoRE | Non-Red Flag Warning - Small Fires | 2053 | 6.7932e-06 | 6.7932e-06 | 0.10489 | 0.048274 | 0.002095 | 0.054525 | 0 | 0 | 0.0073598 | 7.1257e-07 | 0 | 7.1257e-07 | 7.1257e-07 | 0 | 7.1257e-07 | 0 | 7.1467e-06 | 1.5666e-05 | 0 | 1.5666e-05 | 0 | 5.2852e-06 | 1.057e-05 | 0 | 1.057e-05 | [12 empty] | 7.3.3.17.5 (Remote Grid) Updates to grid topology to minimize risk of ignition in HFTDs Remote GridWLDFRContact from objectAggregated | WLDFR | HFTD - Distribution - Tier 2 - 2QU CoRE ¦ 3QU LoRE | Red Flag Warning - Small Fires | Contact from object | Aggregated | 2053 | 2.5631e-05 | 946.5765 | 0.024262 | 2053 | Mitigation | 0.95 | 45 | 0 | esc | 0.00097009 | 2.4865e-08 | 0.00097009 | 2.4865e-08
[79 empty] | WLDFR | HFTD - Distribution - Tier 3 - 2QU CoRE ¦ 1QU LoRE | Non-Red Flag Warning - Small Fires | 2054 | 6.7932e-06 | 6.7932e-06 | 0.10489 | 0.048274 | 0.002095 | 0.054525 | 0 | 0 | 0.0073598 | 7.1257e-07 | 0 | 7.1257e-07 | 7.1257e-07 | 0 | 7.1257e-07 | 0 | 7.1467e-06 | 1.5666e-05 | 0 | 1.5666e-05 | 0 | 5.5346e-06 | 1.1069e-05 | 0 | 1.1069e-05 | [12 empty] | 7.3.3.17.5 (Remote Grid) Updates to grid topology to minimize risk of ignition in HFTDs Remote GridWLDFRContact from objectAggregated | WLDFR | HFTD - Distribution - Tier 2 - 2QU CoRE ¦ 3QU LoRE | Red Flag Warning - Small Fires | Contact from object | Aggregated | 2054 | 2.5631e-05 | 946.5765 | 0.024262 | 2054 | Mitigation | 0.95 | 45 | 0 | esc | 0.00097009 | 2.4865e-08 | 0.00097009 | 2.4865e-08
[79 empty] | WLDFR | HFTD - Distribution - Tier 3 - 2QU CoRE ¦ 1QU LoRE | Non-Red Flag Warning - Small Fires | 2055 | 6.7932e-06 | 6.7932e-06 | 0.10489 | 0.048274 | 0.002095 | 0.054525 | 0 | 0 | 0.0073598 | 7.1257e-07 | 0 | 7.1257e-07 | 7.1257e-07 | 0 | 7.1257e-07 | 0 | 7.4807e-06 | 1.6398e-05 | 0 | 1.6398e-05 | 0 | 5.5346e-06 | 1.1069e-05 | 0 | 1.1069e-05 | [12 empty] | 7.3.3.17.5 (Remote Grid) Updates to grid topology to minimize risk of ignition in HFTDs Remote GridWLDFRContact from objectAggregated | WLDFR | HFTD - Distribution - Tier 2 - 2QU CoRE ¦ 3QU LoRE | Red Flag Warning - Small Fires | Contact from object | Aggregated | 2055 | 2.5631e-05 | 946.5765 | 0.024262 | 2055 | Mitigation | 0.95 | 45 | 0 | esc | 0.00097009 | 2.4865e-08 | 0.00097009 | 2.4865e-08
[79 empty] | WLDFR | HFTD - Distribution - Tier 3 - 2QU CoRE ¦ 1QU LoRE | Non-Red Flag Warning - Small Fires | 2056 | 6.7932e-06 | 6.7932e-06 | 0.10489 | 0.048274 | 0.002095 | 0.054525 | 0 | 0 | 0.0073598 | 7.1257e-07 | 0 | 7.1257e-07 | 7.1257e-07 | 0 | 7.1257e-07 | 0 | 7.4807e-06 | 1.6398e-05 | 0 | 1.6398e-05 | 0 | 5.5346e-06 | 1.1069e-05 | 0 | 1.1069e-05 | [12 empty] | 7.3.3.17.5 (Remote Grid) Updates to grid topology to minimize risk of ignition in HFTDs Remote GridWLDFRContact from objectAggregated | WLDFR | HFTD - Distribution - Tier 2 - 2QU CoRE ¦ 3QU LoRE | Red Flag Warning - Small Fires | Contact from object | Aggregated | 2056 | 2.5631e-05 | 946.5765 | 0.024262 | 2056 | Mitigation | 0.95 | 45 | 0 | esc | 0.00097009 | 2.4865e-08 | 0.00097009 | 2.4865e-08
[79 empty] | WLDFR | HFTD - Distribution - Tier 3 - 2QU CoRE ¦ 1QU LoRE | Non-Red Flag Warning - Small Fires | 2057 | 6.7932e-06 | 6.7932e-06 | 0.10489 | 0.048274 | 0.002095 | 0.054525 | 0 | 0 | 0.0073598 | 7.1257e-07 | 0 | 7.1257e-07 | 7.1257e-07 | 0 | 7.1257e-07 | 0 | 7.4807e-06 | 1.6398e-05 | 0 | 1.6398e-05 | 0 | 5.5346e-06 | 1.1069e-05 | 0 | 1.1069e-05 | [12 empty] | 7.3.3.17.5 (Remote Grid) Updates to grid topology to minimize risk of ignition in HFTDs Remote GridWLDFRContact from objectAggregated | WLDFR | HFTD - Distribution - Tier 2 - 2QU CoRE ¦ 3QU LoRE | Red Flag Warning - Small Fires | Contact from object | Aggregated | 2057 | 2.5631e-05 | 946.5765 | 0.024262 | 2057 | Mitigation | 0.95 | 45 | 0 | esc | 0.00097009 | 2.4865e-08 | 0.00097009 | 2.4865e-08
[79 empty] | WLDFR | HFTD - Distribution - Tier 3 - 2QU CoRE ¦ 1QU LoRE | Non-Red Flag Warning - Small Fires | 2058 | 6.7932e-06 | 6.7932e-06 | 0.1099 | 0.050325 | 0.0021839 | 0.057393 | 0 | 0 | 0.0073598 | 7.4659e-07 | 0 | 7.4659e-07 | 7.4659e-07 | 0 | 7.4659e-07 | 0 | 7.4807e-06 | 1.6398e-05 | 0 | 1.6398e-05 | 0 | 5.5346e-06 | 1.1069e-05 | 0 | 1.1069e-05 | [12 empty] | 7.3.3.17.5 (Remote Grid) Updates to grid topology to minimize risk of ignition in HFTDs Remote GridWLDFRContact from objectAggregated | WLDFR | HFTD - Distribution - Tier 2 - 2QU CoRE ¦ 3QU LoRE | Red Flag Warning - Small Fires | Contact from object | Aggregated | 2058 | 2.5631e-05 | 946.5765 | 0.024262 | 2058 | Mitigation | 0.95 | 45 | 0 | esc | 0.00097009 | 2.4865e-08 | 0.00097009 | 2.4865e-08
[79 empty] | WLDFR | HFTD - Distribution - Tier 3 - 2QU CoRE ¦ 1QU LoRE | Non-Red Flag Warning - Small Fires | 2059 | 6.7932e-06 | 6.7932e-06 | 0.1099 | 0.050325 | 0.0021839 | 0.057393 | 0 | 0 | 0.0073598 | 7.4659e-07 | 0 | 7.4659e-07 | 7.4659e-07 | 0 | 7.4659e-07 | 0 | 7.4807e-06 | 1.6398e-05 | 0 | 1.6398e-05 | 0 | 5.8004e-06 | 1.1601e-05 | 0 | 1.1601e-05 | [12 empty] | 7.3.3.17.5 (Remote Grid) Updates to grid topology to minimize risk of ignition in HFTDs Remote GridWLDFRContact from objectAggregated | WLDFR | HFTD - Distribution - Tier 2 - 2QU CoRE ¦ 3QU LoRE | Red Flag Warning - Small Fires | Contact from object | Aggregated | 2059 | 2.5631e-05 | 946.5765 | 0.024262 | 2059 | Mitigation | 0.95 | 45 | 0 | esc | 0.00097009 | 2.4865e-08 | 0.00097009 | 2.4865e-08
[79 empty] | WLDFR | HFTD - Distribution - Tier 3 - 2QU CoRE ¦ 1QU LoRE | Non-Red Flag Warning - Small Fires | 2060 | 6.7932e-06 | 6.7932e-06 | 0.1099 | 0.050325 | 0.0021839 | 0.057393 | 0 | 0 | 0.0073598 | 7.4659e-07 | 0 | 7.4659e-07 | 7.4659e-07 | 0 | 7.4659e-07 | 0 | 7.819e-06 | 1.714e-05 | 0 | 1.714e-05 | 0 | 5.8004e-06 | 1.1601e-05 | 0 | 1.1601e-05 | [12 empty] | 7.3.3.17.5 (Remote Grid) Updates to grid topology to minimize risk of ignition in HFTDs Remote GridWLDFRContact from objectAggregated | WLDFR | HFTD - Distribution - Tier 2 - 2QU CoRE ¦ 3QU LoRE | Red Flag Warning - Small Fires | Contact from object | Aggregated | 2060 | 2.5631e-05 | 946.5765 | 0.024262 | 2060 | Mitigation | 0.95 | 45 | 0 | esc | 0.00097009 | 2.4865e-08 | 0.00097009 | 2.4865e-08
[79 empty] | WLDFR | HFTD - Distribution - Tier 3 - 2QU CoRE ¦ 1QU LoRE | Non-Red Flag Warning - Small Fires | 2061 | 6.7932e-06 | 6.7932e-06 | 0.1099 | 0.050325 | 0.0021839 | 0.057393 | 0 | 0 | 0.0073598 | 7.4659e-07 | 0 | 7.4659e-07 | 7.4659e-07 | 0 | 7.4659e-07 | 0 | 7.819e-06 | 1.714e-05 | 0 | 1.714e-05 | 0 | 5.8004e-06 | 1.1601e-05 | 0 | 1.1601e-05 | [12 empty] | 7.3.3.17.5 (Remote Grid) Updates to grid topology to minimize risk of ignition in HFTDs Remote GridWLDFRContact from objectAggregated | WLDFR | HFTD - Distribution - Tier 2 - 2QU CoRE ¦ 3QU LoRE | Red Flag Warning - Small Fires | Contact from object | Aggregated | 2061 | 2.5631e-05 | 946.5765 | 0.024262 | 2061 | Mitigation | 0.95 | 45 | 0 | esc | 0.00097009 | 2.4865e-08 | 0.00097009 | 2.4865e-08
[79 empty] | WLDFR | HFTD - Distribution - Tier 3 - 2QU CoRE ¦ 1QU LoRE | Non-Red Flag Warning - Small Fires | 2062 | 6.7932e-06 | 6.7932e-06 | 0.1099 | 0.050325 | 0.0021839 | 0.057393 | 0 | 0 | 0.0073598 | 7.4659e-07 | 0 | 7.4659e-07 | 7.4659e-07 | 0 | 7.4659e-07 | 0 | 7.819e-06 | 1.714e-05 | 0 | 1.714e-05 | 0 | 5.8004e-06 | 1.1601e-05 | 0 | 1.1601e-05 | [12 empty] | 7.3.3.17.5 (Remote Grid) Updates to grid topology to minimize risk of ignition in HFTDs Remote GridWLDFRContact from objectAggregated | WLDFR | HFTD - Distribution - Tier 2 - 2QU CoRE ¦ 3QU LoRE | Red Flag Warning - Small Fires | Contact from object | Aggregated | 2062 | 2.5631e-05 | 946.5765 | 0.024262 | 2062 | Mitigation | 0.95 | 45 | 0 | esc | 0.00097009 | 2.4865e-08 | 0.00097009 | 2.4865e-08
[79 empty] | WLDFR | HFTD - Distribution - Tier 3 - 2QU CoRE ¦ 1QU LoRE | Non-Red Flag Warning - Small Fires | 2063 | 6.7932e-06 | 6.7932e-06 | 0.11504 | 0.052388 | 0.0022734 | 0.060377 | 0 | 0 | 0.0073598 | 7.8148e-07 | 0 | 7.8148e-07 | 7.8148e-07 | 0 | 7.8148e-07 | 0 | 0 | 1.714e-05 | 0 | 1.714e-05 | 0 | 0 | 1.1601e-05 | 0 | 1.1601e-05 | [12 empty] | 7.3.3.17.5 (Remote Grid) Updates to grid topology to minimize risk of ignition in HFTDs Remote GridWLDFRContact from objectAggregated | WLDFR | HFTD - Distribution - Tier 2 - 2QU CoRE ¦ 3QU LoRE | Red Flag Warning - Small Fires | Contact from object | Aggregated | 2063 | 2.5631e-05 | 946.5765 | 0.024262 | 2063 | Mitigation | 0.95 | 45 | 0 | esc | 0.00097009 | 2.4865e-08 | 0.00097009 | 2.4865e-08
[79 empty] | WLDFR | HFTD - Distribution - Tier 3 - 2QU CoRE ¦ 1QU LoRE | Non-Red Flag Warning - Small Fires | 2064 | 6.7932e-06 | 6.7932e-06 | 0.11504 | 0.052388 | 0.0022734 | 0.060377 | 0 | 0 | 0.0073598 | 7.8148e-07 | 0 | 7.8148e-07 | 7.8148e-07 | 0 | 7.8148e-07 | 0 | 0 | 0 | 0 | 0 | 0 | 0 | 0 | 0 | 0 | [12 empty] | 7.3.3.17.5 (Remote Grid) Updates to grid topology to minimize risk of ignition in HFTDs Remote GridWLDFRContact from objectAggregated | WLDFR | HFTD - Distribution - Tier 2 - 2QU CoRE ¦ 3QU LoRE | Red Flag Warning - Small Fires | Contact from object | Aggregated | 2064 | 2.5631e-05 | 946.5765 | 0.024262 | 2064 | Mitigation | 0.95 | 45 | 0 | esc | 0.00097009 | 2.4865e-08 | 0.00097009 | 2.4865e-08
[79 empty] | WLDFR | HFTD - Distribution - Tier 3 - 2QU CoRE ¦ 1QU LoRE | Non-Red Flag Warning - Small Fires | 2065 | 6.7932e-06 | 6.7932e-06 | 0.11504 | 0.052388 | 0.0022734 | 0.060377 | 0 | 0 | 0.0073598 | 7.8148e-07 | 0 | 7.8148e-07 | 7.8148e-07 | 0 | 7.8148e-07 | 0 | 0.028684 | 0 | 0 | 0 | 0 | 0 | 0 | 0 | 0 | [12 empty] | 7.3.3.17.5 (Remote Grid) Updates to grid topology to minimize risk of ignition in HFTDs Remote GridWLDFRContact from objectAggregated | WLDFR | HFTD - Distribution - Tier 2 - 2QU CoRE ¦ 3QU LoRE | Red Flag Warning - Small Fires | Contact from object | Aggregated | 2065 | 2.5631e-05 | 946.5765 | 0.024262 | 2065 | Mitigation | 0.95 | 45 | 0 | esc | 0.00097009 | 2.4865e-08 | 0.00097009 | 2.4865e-08
[79 empty] | WLDFR | HFTD - Distribution - Tier 3 - 2QU CoRE ¦ 1QU LoRE | Non-Red Flag Warning - Small Fires | 2066 | 6.7932e-06 | 6.7932e-06 | 0.11504 | 0.052388 | 0.0022734 | 0.060377 | 0 | 0 | 0.0073598 | 7.8148e-07 | 0 | 7.8148e-07 | 7.8148e-07 | 0 | 7.8148e-07 | 0 | 0.029735 | 0.065181 | 0 | 0.065181 | 0 | 0.00075103 | 0 | 0 | 0 | [12 empty] | 7.3.3.17.5 (Remote Grid) Updates to grid topology to minimize risk of ignition in HFTDs Remote GridWLDFRContact from objectAggregated | WLDFR | HFTD - Distribution - Tier 2 - 2QU CoRE ¦ 3QU LoRE | Red Flag Warning - Small Fires | Contact from object | Aggregated | 2066 | 2.5631e-05 | 946.5765 | 0.024262 | 2066 | Mitigation | 0.95 | 45 | 0 | esc | 0.00097009 | 2.4865e-08 | 0.00097009 | 2.4865e-08
[79 empty] | WLDFR | HFTD - Distribution - Tier 3 - 2QU CoRE ¦ 1QU LoRE | Non-Red Flag Warning - Small Fires | 2067 | 0 | 6.7932e-06 | 0.11504 | 0.052388 | 0.0022734 | 0.060377 | 0 | 0 | 0.0073598 | 0 | 0 | 0 | 7.8148e-07 | 0 | 7.8148e-07 | 0 | 0.029735 | 0.065181 | 0 | 0.065181 | 0 | 0.00077855 | 0.0015571 | 0 | 0.0015571 | [12 empty] | 7.3.3.17.5 (Remote Grid) Updates to grid topology to minimize risk of ignition in HFTDs Remote GridWLDFRContact from objectAggregated | WLDFR | HFTD - Distribution - Tier 2 - 2QU CoRE ¦ 3QU LoRE | Red Flag Warning - Small Fires | Contact from object | Aggregated | 2067 | 2.5631e-05 | 946.5765 | 0.024262 | 2067 | Mitigation | 0.95 | 45 | 0 | esc | 0 | 0 | 0.00097009 | 2.4865e-08
[79 empty] | WLDFR | HFTD - Distribution - Tier 3 - 2QU CoRE ¦ 1QU LoRE | Red Flag Warning - Catastrophic Fires | 2022 | 1.1911e-07 | 0 | 14146.1306 | 222.2294 | 8585.7228 | 5338.1784 | 0 | 0 | 0.00012278 | 0.0016849 | 0 | 0.0016849 | 0 | 0 | 0 | 0 | 0.029735 | 0.065181 | 0 | 0.065181 | 0 | 0.00077855 | 0.0015571 | 0 | 0.0015571 | [12 empty] | 7.3.3.17.5 (Remote Grid) Updates to grid topology to minimize risk of ignition in HFTDs Remote GridWLDFRContaminationAggregated | WLDFR | HFTD - Distribution - Tier 2 - 2QU CoRE ¦ 3QU LoRE | Red Flag Warning - Small Fires | Contamination | Aggregated | 2022 | 1.4604e-07 | 946.5765 | 0.00013824 | 2022 | Mitigation | 0.95 | 45 | 0 | esc | 0.00097009 | 1.4168e-10 | 0 | 0
[79 empty] | WLDFR | HFTD - Distribution - Tier 3 - 2QU CoRE ¦ 1QU LoRE | Red Flag Warning - Catastrophic Fires | 2023 | 1.1911e-07 | 1.1911e-07 | 14664.6376 | 233.2301 | 8896.516 | 5534.8915 | 0 | 0 | 0.00012278 | 0.0017466 | 0 | 0.0017466 | 0.0017466 | 0 | 0.0017466 | 0 | 0.029735 | 0.065181 | 0 | 0.065181 | 0 | 0.00077855 | 0.0015571 | 0 | 0.0015571 | [12 empty] | 7.3.3.17.5 (Remote Grid) Updates to grid topology to minimize risk of ignition in HFTDs Remote GridWLDFRContaminationAggregated | WLDFR | HFTD - Distribution - Tier 2 - 2QU CoRE ¦ 3QU LoRE | Red Flag Warning - Small Fires | Contamination | Aggregated | 2023 | 1.4604e-07 | 946.5765 | 0.00013824 | 2023 | Mitigation | 0.95 | 45 | 0 | esc | 0.00097009 | 1.4168e-10 | 0.00097009 | 1.4168e-10
[79 empty] | WLDFR | HFTD - Distribution - Tier 3 - 2QU CoRE ¦ 1QU LoRE | Red Flag Warning - Catastrophic Fires | 2024 | 1.1911e-07 | 1.1911e-07 | 14664.6376 | 233.2301 | 8896.516 | 5534.8915 | 0 | 0 | 0.00012278 | 0.0017466 | 0 | 0.0017466 | 0.0017466 | 0 | 0.0017466 | 0 | 0.029735 | 0.065181 | 0 | 0.065181 | 0 | 0.00077855 | 0.0015571 | 0 | 0.0015571 | [12 empty] | 7.3.3.17.5 (Remote Grid) Updates to grid topology to minimize risk of ignition in HFTDs Remote GridWLDFRContaminationAggregated | WLDFR | HFTD - Distribution - Tier 2 - 2QU CoRE ¦ 3QU LoRE | Red Flag Warning - Small Fires | Contamination | Aggregated | 2024 | 1.4604e-07 | 946.5765 | 0.00013824 | 2024 | Mitigation | 0.95 | 45 | 0 | esc | 0.00097009 | 1.4168e-10 | 0.00097009 | 1.4168e-10
[79 empty] | WLDFR | HFTD - Distribution - Tier 3 - 2QU CoRE ¦ 1QU LoRE | Red Flag Warning - Catastrophic Fires | 2025 | 1.1911e-07 | 1.1911e-07 | 14664.6376 | 233.2301 | 8896.516 | 5534.8915 | 0 | 0 | 0.00012278 | 0.0017466 | 0 | 0.0017466 | 0.0017466 | 0 | 0.0017466 | 0 | 0.03106 | 0.068085 | 0 | 0.068085 | 0 | 0.00077855 | 0.0015571 | 0 | 0.0015571 | [12 empty] | 7.3.3.17.5 (Remote Grid) Updates to grid topology to minimize risk of ignition in HFTDs Remote GridWLDFRContaminationAggregated | WLDFR | HFTD - Distribution - Tier 2 - 2QU CoRE ¦ 3QU LoRE | Red Flag Warning - Small Fires | Contamination | Aggregated | 2025 | 1.4604e-07 | 946.5765 | 0.00013824 | 2025 | Mitigation | 0.95 | 45 | 0 | esc | 0.00097009 | 1.4168e-10 | 0.00097009 | 1.4168e-10
[79 empty] | WLDFR | HFTD - Distribution - Tier 3 - 2QU CoRE ¦ 1QU LoRE | Red Flag Warning - Catastrophic Fires | 2026 | 1.1911e-07 | 1.1911e-07 | 14664.6376 | 233.2301 | 8896.516 | 5534.8915 | 0 | 0 | 0.00012278 | 0.0017466 | 0 | 0.0017466 | 0.0017466 | 0 | 0.0017466 | 0 | 0.03106 | 0.068085 | 0 | 0.068085 | 0 | 0.00081324 | 0.0016265 | 0 | 0.0016265 | [12 empty] | 7.3.3.17.5 (Remote Grid) Updates to grid topology to minimize risk of ignition in HFTDs Remote GridWLDFRContaminationAggregated | WLDFR | HFTD - Distribution - Tier 2 - 2QU CoRE ¦ 3QU LoRE | Red Flag Warning - Small Fires | Contamination | Aggregated | 2026 | 1.4604e-07 | 946.5765 | 0.00013824 | 2026 | Mitigation | 0.95 | 45 | 0 | esc | 0.00097009 | 1.4168e-10 | 0.00097009 | 1.4168e-10
[79 empty] | WLDFR | HFTD - Distribution - Tier 3 - 2QU CoRE ¦ 1QU LoRE | Red Flag Warning - Catastrophic Fires | 2027 | 1.1911e-07 | 1.1911e-07 | 14664.6376 | 233.2301 | 8896.516 | 5534.8915 | 0 | 0 | 0.00012278 | 0.0017466 | 0 | 0.0017466 | 0.0017466 | 0 | 0.0017466 | 0 | 0.03106 | 0.068085 | 0 | 0.068085 | 0 | 0.00081324 | 0.0016265 | 0 | 0.0016265 | [12 empty] | 7.3.3.17.5 (Remote Grid) Updates to grid topology to minimize risk of ignition in HFTDs Remote GridWLDFRContaminationAggregated | WLDFR | HFTD - Distribution - Tier 2 - 2QU CoRE ¦ 3QU LoRE | Red Flag Warning - Small Fires | Contamination | Aggregated | 2027 | 1.4604e-07 | 946.5765 | 0.00013824 | 2027 | Mitigation | 0.95 | 45 | 0 | esc | 0.00097009 | 1.4168e-10 | 0.00097009 | 1.4168e-10
[79 empty] | WLDFR | HFTD - Distribution - Tier 3 - 2QU CoRE ¦ 1QU LoRE | Red Flag Warning - Catastrophic Fires | 2028 | 1.1911e-07 | 1.1911e-07 | 15317.9909 | 247.273 | 9287.6491 | 5783.0689 | 0 | 0 | 0.00012278 | 0.0018245 | 0 | 0.0018245 | 0.0018245 | 0 | 0.0018245 | 0 | 0.03106 | 0.068085 | 0 | 0.068085 | 0 | 0.00081324 | 0.0016265 | 0 | 0.0016265 | [12 empty] | 7.3.3.17.5 (Remote Grid) Updates to grid topology to minimize risk of ignition in HFTDs Remote GridWLDFRContaminationAggregated | WLDFR | HFTD - Distribution - Tier 2 - 2QU CoRE ¦ 3QU LoRE | Red Flag Warning - Small Fires | Contamination | Aggregated | 2028 | 1.4604e-07 | 946.5765 | 0.00013824 | 2028 | Mitigation | 0.95 | 45 | 0 | esc | 0.00097009 | 1.4168e-10 | 0.00097009 | 1.4168e-10
[79 empty] | WLDFR | HFTD - Distribution - Tier 3 - 2QU CoRE ¦ 1QU LoRE | Red Flag Warning - Catastrophic Fires | 2029 | 1.1911e-07 | 1.1911e-07 | 15317.9909 | 247.273 | 9287.6491 | 5783.0689 | 0 | 0 | 0.00012278 | 0.0018245 | 0 | 0.0018245 | 0.0018245 | 0 | 0.0018245 | 0 | 0.03106 | 0.068085 | 0 | 0.068085 | 0 | 0.00081324 | 0.0016265 | 0 | 0.0016265 | [12 empty] | 7.3.3.17.5 (Remote Grid) Updates to grid topology to minimize risk of ignition in HFTDs Remote GridWLDFRContaminationAggregated | WLDFR | HFTD - Distribution - Tier 2 - 2QU CoRE ¦ 3QU LoRE | Red Flag Warning - Small Fires | Contamination | Aggregated | 2029 | 1.4604e-07 | 946.5765 | 0.00013824 | 2029 | Mitigation | 0.95 | 45 | 0 | esc | 0.00097009 | 1.4168e-10 | 0.00097009 | 1.4168e-10
[79 empty] | WLDFR | HFTD - Distribution - Tier 3 - 2QU CoRE ¦ 1QU LoRE | Red Flag Warning - Catastrophic Fires | 2030 | 1.1911e-07 | 1.1911e-07 | 15317.9909 | 247.273 | 9287.6491 | 5783.0689 | 0 | 0 | 0.00012278 | 0.0018245 | 0 | 0.0018245 | 0.0018245 | 0 | 0.0018245 | 0 | 0.032533 | 0.071312 | 0 | 0.071312 | 0 | 0.00081324 | 0.0016265 | 0 | 0.0016265 | [12 empty] | 7.3.3.17.5 (Remote Grid) Updates to grid topology to minimize risk of ignition in HFTDs Remote GridWLDFRContaminationAggregated | WLDFR | HFTD - Distribution - Tier 2 - 2QU CoRE ¦ 3QU LoRE | Red Flag Warning - Small Fires | Contamination | Aggregated | 2030 | 1.4604e-07 | 946.5765 | 0.00013824 | 2030 | Mitigation | 0.95 | 45 | 0 | esc | 0.00097009 | 1.4168e-10 | 0.00097009 | 1.4168e-10
[79 empty] | WLDFR | HFTD - Distribution - Tier 3 - 2QU CoRE ¦ 1QU LoRE | Red Flag Warning - Catastrophic Fires | 2031 | 1.1911e-07 | 1.1911e-07 | 15317.9909 | 247.273 | 9287.6491 | 5783.0689 | 0 | 0 | 0.00012278 | 0.0018245 | 0 | 0.0018245 | 0.0018245 | 0 | 0.0018245 | 0 | 0.032533 | 0.071312 | 0 | 0.071312 | 0 | 0.00085179 | 0.0017036 | 0 | 0.0017036 | [12 empty] | 7.3.3.17.5 (Remote Grid) Updates to grid topology to minimize risk of ignition in HFTDs Remote GridWLDFRContaminationAggregated | WLDFR | HFTD - Distribution - Tier 2 - 2QU CoRE ¦ 3QU LoRE | Red Flag Warning - Small Fires | Contamination | Aggregated | 2031 | 1.4604e-07 | 946.5765 | 0.00013824 | 2031 | Mitigation | 0.95 | 45 | 0 | esc | 0.00097009 | 1.4168e-10 | 0.00097009 | 1.4168e-10
[79 empty] | WLDFR | HFTD - Distribution - Tier 3 - 2QU CoRE ¦ 1QU LoRE | Red Flag Warning - Catastrophic Fires | 2032 | 1.1911e-07 | 1.1911e-07 | 15317.9909 | 247.273 | 9287.6491 | 5783.0689 | 0 | 0 | 0.00012278 | 0.0018245 | 0 | 0.0018245 | 0.0018245 | 0 | 0.0018245 | 0 | 0.032533 | 0.071312 | 0 | 0.071312 | 0 | 0.00085179 | 0.0017036 | 0 | 0.0017036 | [12 empty] | 7.3.3.17.5 (Remote Grid) Updates to grid topology to minimize risk of ignition in HFTDs Remote GridWLDFRContaminationAggregated | WLDFR | HFTD - Distribution - Tier 2 - 2QU CoRE ¦ 3QU LoRE | Red Flag Warning - Small Fires | Contamination | Aggregated | 2032 | 1.4604e-07 | 946.5765 | 0.00013824 | 2032 | Mitigation | 0.95 | 45 | 0 | esc | 0.00097009 | 1.4168e-10 | 0.00097009 | 1.4168e-10
[79 empty] | WLDFR | HFTD - Distribution - Tier 3 - 2QU CoRE ¦ 1QU LoRE | Red Flag Warning - Catastrophic Fires | 2033 | 1.1911e-07 | 1.1911e-07 | 16044.1264 | 263.1074 | 9721.74 | 6059.2791 | 0 | 0 | 0.00012278 | 0.001911 | 0 | 0.001911 | 0.001911 | 0 | 0.001911 | 0 | 0.032533 | 0.071312 | 0 | 0.071312 | 0 | 0.00085179 | 0.0017036 | 0 | 0.0017036 | [12 empty] | 7.3.3.17.5 (Remote Grid) Updates to grid topology to minimize risk of ignition in HFTDs Remote GridWLDFRContaminationAggregated | WLDFR | HFTD - Distribution - Tier 2 - 2QU CoRE ¦ 3QU LoRE | Red Flag Warning - Small Fires | Contamination | Aggregated | 2033 | 1.4604e-07 | 946.5765 | 0.00013824 | 2033 | Mitigation | 0.95 | 45 | 0 | esc | 0.00097009 | 1.4168e-10 | 0.00097009 | 1.4168e-10
[79 empty] | WLDFR | HFTD - Distribution - Tier 3 - 2QU CoRE ¦ 1QU LoRE | Red Flag Warning - Catastrophic Fires | 2034 | 1.1911e-07 | 1.1911e-07 | 16044.1264 | 263.1074 | 9721.74 | 6059.2791 | 0 | 0 | 0.00012278 | 0.001911 | 0 | 0.001911 | 0.001911 | 0 | 0.001911 | 0 | 0.032533 | 0.071312 | 0 | 0.071312 | 0 | 0.00085179 | 0.0017036 | 0 | 0.0017036 | [12 empty] | 7.3.3.17.5 (Remote Grid) Updates to grid topology to minimize risk of ignition in HFTDs Remote GridWLDFRContaminationAggregated | WLDFR | HFTD - Distribution - Tier 2 - 2QU CoRE ¦ 3QU LoRE | Red Flag Warning - Small Fires | Contamination | Aggregated | 2034 | 1.4604e-07 | 946.5765 | 0.00013824 | 2034 | Mitigation | 0.95 | 45 | 0 | esc | 0.00097009 | 1.4168e-10 | 0.00097009 | 1.4168e-10
[79 empty] | WLDFR | HFTD - Distribution - Tier 3 - 2QU CoRE ¦ 1QU LoRE | Red Flag Warning - Catastrophic Fires | 2035 | 1.1911e-07 | 1.1911e-07 | 16044.1264 | 263.1074 | 9721.74 | 6059.2791 | 0 | 0 | 0.00012278 | 0.001911 | 0 | 0.001911 | 0.001911 | 0 | 0.001911 | 0 | 0.034131 | 0.074816 | 0 | 0.074816 | 0 | 0.00085179 | 0.0017036 | 0 | 0.0017036 | [12 empty] | 7.3.3.17.5 (Remote Grid) Updates to grid topology to minimize risk of ignition in HFTDs Remote GridWLDFRContaminationAggregated | WLDFR | HFTD - Distribution - Tier 2 - 2QU CoRE ¦ 3QU LoRE | Red Flag Warning - Small Fires | Contamination | Aggregated | 2035 | 1.4604e-07 | 946.5765 | 0.00013824 | 2035 | Mitigation | 0.95 | 45 | 0 | esc | 0.00097009 | 1.4168e-10 | 0.00097009 | 1.4168e-10
[79 empty] | WLDFR | HFTD - Distribution - Tier 3 - 2QU CoRE ¦ 1QU LoRE | Red Flag Warning - Catastrophic Fires | 2036 | 1.1911e-07 | 1.1911e-07 | 16044.1264 | 263.1074 | 9721.74 | 6059.2791 | 0 | 0 | 0.00012278 | 0.001911 | 0 | 0.001911 | 0.001911 | 0 | 0.001911 | 0 | 0.034131 | 0.074816 | 0 | 0.074816 | 0 | 0.00089364 | 0.0017873 | 0 | 0.0017873 | [12 empty] | 7.3.3.17.5 (Remote Grid) Updates to grid topology to minimize risk of ignition in HFTDs Remote GridWLDFRContaminationAggregated | WLDFR | HFTD - Distribution - Tier 2 - 2QU CoRE ¦ 3QU LoRE | Red Flag Warning - Small Fires | Contamination | Aggregated | 2036 | 1.4604e-07 | 946.5765 | 0.00013824 | 2036 | Mitigation | 0.95 | 45 | 0 | esc | 0.00097009 | 1.4168e-10 | 0.00097009 | 1.4168e-10
[79 empty] | WLDFR | HFTD - Distribution - Tier 3 - 2QU CoRE ¦ 1QU LoRE | Red Flag Warning - Catastrophic Fires | 2037 | 1.1911e-07 | 1.1911e-07 | 16044.1264 | 263.1074 | 9721.74 | 6059.2791 | 0 | 0 | 0.00012278 | 0.001911 | 0 | 0.001911 | 0.001911 | 0 | 0.001911 | 0 | 0.034131 | 0.074816 | 0 | 0.074816 | 0 | 0.00089364 | 0.0017873 | 0 | 0.0017873 | [12 empty] | 7.3.3.17.5 (Remote Grid) Updates to grid topology to minimize risk of ignition in HFTDs Remote GridWLDFRContaminationAggregated | WLDFR | HFTD - Distribution - Tier 2 - 2QU CoRE ¦ 3QU LoRE | Red Flag Warning - Small Fires | Contamination | Aggregated | 2037 | 1.4604e-07 | 946.5765 | 0.00013824 | 2037 | Mitigation | 0.95 | 45 | 0 | esc | 0.00097009 | 1.4168e-10 | 0.00097009 | 1.4168e-10
[79 empty] | WLDFR | HFTD - Distribution - Tier 3 - 2QU CoRE ¦ 1QU LoRE | Red Flag Warning - Catastrophic Fires | 2038 | 1.1911e-07 | 1.1911e-07 | 16832.3912 | 280.5544 | 10192.2718 | 6359.5651 | 0 | 0 | 0.00012278 | 0.0020048 | 0 | 0.0020048 | 0.0020048 | 0 | 0.0020048 | 0 | 0.034131 | 0.074816 | 0 | 0.074816 | 0 | 0.00089364 | 0.0017873 | 0 | 0.0017873 | [12 empty] | 7.3.3.17.5 (Remote Grid) Updates to grid topology to minimize risk of ignition in HFTDs Remote GridWLDFRContaminationAggregated | WLDFR | HFTD - Distribution - Tier 2 - 2QU CoRE ¦ 3QU LoRE | Red Flag Warning - Small Fires | Contamination | Aggregated | 2038 | 1.4604e-07 | 946.5765 | 0.00013824 | 2038 | Mitigation | 0.95 | 45 | 0 | esc | 0.00097009 | 1.4168e-10 | 0.00097009 | 1.4168e-10
[79 empty] | WLDFR | HFTD - Distribution - Tier 3 - 2QU CoRE ¦ 1QU LoRE | Red Flag Warning - Catastrophic Fires | 2039 | 1.1911e-07 | 1.1911e-07 | 16832.3912 | 280.5544 | 10192.2718 | 6359.5651 | 0 | 0 | 0.00012278 | 0.0020048 | 0 | 0.0020048 | 0.0020048 | 0 | 0.0020048 | 0 | 0.034131 | 0.074816 | 0 | 0.074816 | 0 | 0.00089364 | 0.0017873 | 0 | 0.0017873 | [12 empty] | 7.3.3.17.5 (Remote Grid) Updates to grid topology to minimize risk of ignition in HFTDs Remote GridWLDFRContaminationAggregated | WLDFR | HFTD - Distribution - Tier 2 - 2QU CoRE ¦ 3QU LoRE | Red Flag Warning - Small Fires | Contamination | Aggregated | 2039 | 1.4604e-07 | 946.5765 | 0.00013824 | 2039 | Mitigation | 0.95 | 45 | 0 | esc | 0.00097009 | 1.4168e-10 | 0.00097009 | 1.4168e-10
[79 empty] | WLDFR | HFTD - Distribution - Tier 3 - 2QU CoRE ¦ 1QU LoRE | Red Flag Warning - Catastrophic Fires | 2040 | 1.1911e-07 | 1.1911e-07 | 16832.3912 | 280.5544 | 10192.2718 | 6359.5651 | 0 | 0 | 0.00012278 | 0.0020048 | 0 | 0.0020048 | 0.0020048 | 0 | 0.0020048 | 0 | 0.035834 | 0.078548 | 0 | 0.078548 | 0 | 0.00089364 | 0.0017873 | 0 | 0.0017873 | [12 empty] | 7.3.3.17.5 (Remote Grid) Updates to grid topology to minimize risk of ignition in HFTDs Remote GridWLDFRContaminationAggregated | WLDFR | HFTD - Distribution - Tier 2 - 2QU CoRE ¦ 3QU LoRE | Red Flag Warning - Small Fires | Contamination | Aggregated | 2040 | 1.4604e-07 | 946.5765 | 0.00013824 | 2040 | Mitigation | 0.95 | 45 | 0 | esc | 0.00097009 | 1.4168e-10 | 0.00097009 | 1.4168e-10
[79 empty] | WLDFR | HFTD - Distribution - Tier 3 - 2QU CoRE ¦ 1QU LoRE | Red Flag Warning - Catastrophic Fires | 2041 | 1.1911e-07 | 1.1911e-07 | 16832.3912 | 280.5544 | 10192.2718 | 6359.5651 | 0 | 0 | 0.00012278 | 0.0020048 | 0 | 0.0020048 | 0.0020048 | 0 | 0.0020048 | 0 | 0.035834 | 0.078548 | 0 | 0.078548 | 0 | 0.00093822 | 0.0018764 | 0 | 0.0018764 | [12 empty] | 7.3.3.17.5 (Remote Grid) Updates to grid topology to minimize risk of ignition in HFTDs Remote GridWLDFRContaminationAggregated | WLDFR | HFTD - Distribution - Tier 2 - 2QU CoRE ¦ 3QU LoRE | Red Flag Warning - Small Fires | Contamination | Aggregated | 2041 | 1.4604e-07 | 946.5765 | 0.00013824 | 2041 | Mitigation | 0.95 | 45 | 0 | esc | 0.00097009 | 1.4168e-10 | 0.00097009 | 1.4168e-10
[79 empty] | WLDFR | HFTD - Distribution - Tier 3 - 2QU CoRE ¦ 1QU LoRE | Red Flag Warning - Catastrophic Fires | 2042 | 1.1911e-07 | 1.1911e-07 | 16832.3912 | 280.5544 | 10192.2718 | 6359.5651 | 0 | 0 | 0.00012278 | 0.0020048 | 0 | 0.0020048 | 0.0020048 | 0 | 0.0020048 | 0 | 0.035834 | 0.078548 | 0 | 0.078548 | 0 | 0.00093822 | 0.0018764 | 0 | 0.0018764 | [12 empty] | 7.3.3.17.5 (Remote Grid) Updates to grid topology to minimize risk of ignition in HFTDs Remote GridWLDFRContaminationAggregated | WLDFR | HFTD - Distribution - Tier 2 - 2QU CoRE ¦ 3QU LoRE | Red Flag Warning - Small Fires | Contamination | Aggregated | 2042 | 1.4604e-07 | 946.5765 | 0.00013824 | 2042 | Mitigation | 0.95 | 45 | 0 | esc | 0.00097009 | 1.4168e-10 | 0.00097009 | 1.4168e-10
[79 empty] | WLDFR | HFTD - Distribution - Tier 3 - 2QU CoRE ¦ 1QU LoRE | Red Flag Warning - Catastrophic Fires | 2043 | 1.1911e-07 | 1.1911e-07 | 17672.0852 | 299.42 | 10692.7362 | 6679.929 | 0 | 0 | 0.00012278 | 0.0021049 | 0 | 0.0021049 | 0.0021049 | 0 | 0.0021049 | 0 | 0.035834 | 0.078548 | 0 | 0.078548 | 0 | 0.00093822 | 0.0018764 | 0 | 0.0018764 | [12 empty] | 7.3.3.17.5 (Remote Grid) Updates to grid topology to minimize risk of ignition in HFTDs Remote GridWLDFRContaminationAggregated | WLDFR | HFTD - Distribution - Tier 2 - 2QU CoRE ¦ 3QU LoRE | Red Flag Warning - Small Fires | Contamination | Aggregated | 2043 | 1.4604e-07 | 946.5765 | 0.00013824 | 2043 | Mitigation | 0.95 | 45 | 0 | esc | 0.00097009 | 1.4168e-10 | 0.00097009 | 1.4168e-10
[79 empty] | WLDFR | HFTD - Distribution - Tier 3 - 2QU CoRE ¦ 1QU LoRE | Red Flag Warning - Catastrophic Fires | 2044 | 1.1911e-07 | 1.1911e-07 | 17672.0852 | 299.42 | 10692.7362 | 6679.929 | 0 | 0 | 0.00012278 | 0.0021049 | 0 | 0.0021049 | 0.0021049 | 0 | 0.0021049 | 0 | 0.035834 | 0.078548 | 0 | 0.078548 | 0 | 0.00093822 | 0.0018764 | 0 | 0.0018764 | [12 empty] | 7.3.3.17.5 (Remote Grid) Updates to grid topology to minimize risk of ignition in HFTDs Remote GridWLDFRContaminationAggregated | WLDFR | HFTD - Distribution - Tier 2 - 2QU CoRE ¦ 3QU LoRE | Red Flag Warning - Small Fires | Contamination | Aggregated | 2044 | 1.4604e-07 | 946.5765 | 0.00013824 | 2044 | Mitigation | 0.95 | 45 | 0 | esc | 0.00097009 | 1.4168e-10 | 0.00097009 | 1.4168e-10
[79 empty] | WLDFR | HFTD - Distribution - Tier 3 - 2QU CoRE ¦ 1QU LoRE | Red Flag Warning - Catastrophic Fires | 2045 | 1.1911e-07 | 1.1911e-07 | 17672.0852 | 299.42 | 10692.7362 | 6679.929 | 0 | 0 | 0.00012278 | 0.0021049 | 0 | 0.0021049 | 0.0021049 | 0 | 0.0021049 | 0 | 0.037619 | 0.082461 | 0 | 0.082461 | 0 | 0.00093822 | 0.0018764 | 0 | 0.0018764 | [12 empty] | 7.3.3.17.5 (Remote Grid) Updates to grid topology to minimize risk of ignition in HFTDs Remote GridWLDFRContaminationAggregated | WLDFR | HFTD - Distribution - Tier 2 - 2QU CoRE ¦ 3QU LoRE | Red Flag Warning - Small Fires | Contamination | Aggregated | 2045 | 1.4604e-07 | 946.5765 | 0.00013824 | 2045 | Mitigation | 0.95 | 45 | 0 | esc | 0.00097009 | 1.4168e-10 | 0.00097009 | 1.4168e-10
[79 empty] | WLDFR | HFTD - Distribution - Tier 3 - 2QU CoRE ¦ 1QU LoRE | Red Flag Warning - Catastrophic Fires | 2046 | 1.1911e-07 | 1.1911e-07 | 17672.0852 | 299.42 | 10692.7362 | 6679.929 | 0 | 0 | 0.00012278 | 0.0021049 | 0 | 0.0021049 | 0.0021049 | 0 | 0.0021049 | 0 | 0.037619 | 0.082461 | 0 | 0.082461 | 0 | 0.00098495 | 0.0019699 | 0 | 0.0019699 | [12 empty] | 7.3.3.17.5 (Remote Grid) Updates to grid topology to minimize risk of ignition in HFTDs Remote GridWLDFRContaminationAggregated | WLDFR | HFTD - Distribution - Tier 2 - 2QU CoRE ¦ 3QU LoRE | Red Flag Warning - Small Fires | Contamination | Aggregated | 2046 | 1.4604e-07 | 946.5765 | 0.00013824 | 2046 | Mitigation | 0.95 | 45 | 0 | esc | 0.00097009 | 1.4168e-10 | 0.00097009 | 1.4168e-10
[79 empty] | WLDFR | HFTD - Distribution - Tier 3 - 2QU CoRE ¦ 1QU LoRE | Red Flag Warning - Catastrophic Fires | 2047 | 1.1911e-07 | 1.1911e-07 | 17672.0852 | 299.42 | 10692.7362 | 6679.929 | 0 | 0 | 0.00012278 | 0.0021049 | 0 | 0.0021049 | 0.0021049 | 0 | 0.0021049 | 0 | 0.037619 | 0.082461 | 0 | 0.082461 | 0 | 0.00098495 | 0.0019699 | 0 | 0.0019699 | [12 empty] | 7.3.3.17.5 (Remote Grid) Updates to grid topology to minimize risk of ignition in HFTDs Remote GridWLDFRContaminationAggregated | WLDFR | HFTD - Distribution - Tier 2 - 2QU CoRE ¦ 3QU LoRE | Red Flag Warning - Small Fires | Contamination | Aggregated | 2047 | 1.4604e-07 | 946.5765 | 0.00013824 | 2047 | Mitigation | 0.95 | 45 | 0 | esc | 0.00097009 | 1.4168e-10 | 0.00097009 | 1.4168e-10
[79 empty] | WLDFR | HFTD - Distribution - Tier 3 - 2QU CoRE ¦ 1QU LoRE | Red Flag Warning - Catastrophic Fires | 2048 | 1.1911e-07 | 1.1911e-07 | 18552.3348 | 319.4911 | 11216.5626 | 7016.281 | 0 | 0 | 0.00012278 | 0.0022097 | 0 | 0.0022097 | 0.0022097 | 0 | 0.0022097 | 0 | 0.037619 | 0.082461 | 0 | 0.082461 | 0 | 0.00098495 | 0.0019699 | 0 | 0.0019699 | [12 empty] | 7.3.3.17.5 (Remote Grid) Updates to grid topology to minimize risk of ignition in HFTDs Remote GridWLDFRContaminationAggregated | WLDFR | HFTD - Distribution - Tier 2 - 2QU CoRE ¦ 3QU LoRE | Red Flag Warning - Small Fires | Contamination | Aggregated | 2048 | 1.4604e-07 | 946.5765 | 0.00013824 | 2048 | Mitigation | 0.95 | 45 | 0 | esc | 0.00097009 | 1.4168e-10 | 0.00097009 | 1.4168e-10
[79 empty] | WLDFR | HFTD - Distribution - Tier 3 - 2QU CoRE ¦ 1QU LoRE | Red Flag Warning - Catastrophic Fires | 2049 | 1.1911e-07 | 1.1911e-07 | 18552.3348 | 319.4911 | 11216.5626 | 7016.281 | 0 | 0 | 0.00012278 | 0.0022097 | 0 | 0.0022097 | 0.0022097 | 0 | 0.0022097 | 0 | 0.037619 | 0.082461 | 0 | 0.082461 | 0 | 0.00098495 | 0.0019699 | 0 | 0.0019699 | [12 empty] | 7.3.3.17.5 (Remote Grid) Updates to grid topology to minimize risk of ignition in HFTDs Remote GridWLDFRContaminationAggregated | WLDFR | HFTD - Distribution - Tier 2 - 2QU CoRE ¦ 3QU LoRE | Red Flag Warning - Small Fires | Contamination | Aggregated | 2049 | 1.4604e-07 | 946.5765 | 0.00013824 | 2049 | Mitigation | 0.95 | 45 | 0 | esc | 0.00097009 | 1.4168e-10 | 0.00097009 | 1.4168e-10
[79 empty] | WLDFR | HFTD - Distribution - Tier 3 - 2QU CoRE ¦ 1QU LoRE | Red Flag Warning - Catastrophic Fires | 2050 | 1.1911e-07 | 1.1911e-07 | 18552.3348 | 319.4911 | 11216.5626 | 7016.281 | 0 | 0 | 0.00012278 | 0.0022097 | 0 | 0.0022097 | 0.0022097 | 0 | 0.0022097 | 0 | 0.039463 | 0.086505 | 0 | 0.086505 | 0 | 0 | 0.0019699 | 0 | 0.0019699 | [12 empty] | 7.3.3.17.5 (Remote Grid) Updates to grid topology to minimize risk of ignition in HFTDs Remote GridWLDFRContaminationAggregated | WLDFR | HFTD - Distribution - Tier 2 - 2QU CoRE ¦ 3QU LoRE | Red Flag Warning - Small Fires | Contamination | Aggregated | 2050 | 1.4604e-07 | 946.5765 | 0.00013824 | 2050 | Mitigation | 0.95 | 45 | 0 | esc | 0.00097009 | 1.4168e-10 | 0.00097009 | 1.4168e-10
[79 empty] | WLDFR | HFTD - Distribution - Tier 3 - 2QU CoRE ¦ 1QU LoRE | Red Flag Warning - Catastrophic Fires | 2051 | 1.1911e-07 | 1.1911e-07 | 18552.3348 | 319.4911 | 11216.5626 | 7016.281 | 0 | 0 | 0.00012278 | 0.0022097 | 0 | 0.0022097 | 0.0022097 | 0 | 0.0022097 | 0 | 0.039463 | 0.086505 | 0 | 0.086505 | 0 | 0 | 0 | 0 | 0 | [12 empty] | 7.3.3.17.5 (Remote Grid) Updates to grid topology to minimize risk of ignition in HFTDs Remote GridWLDFRContaminationAggregated | WLDFR | HFTD - Distribution - Tier 2 - 2QU CoRE ¦ 3QU LoRE | Red Flag Warning - Small Fires | Contamination | Aggregated | 2051 | 1.4604e-07 | 946.5765 | 0.00013824 | 2051 | Mitigation | 0.95 | 45 | 0 | esc | 0.00097009 | 1.4168e-10 | 0.00097009 | 1.4168e-10
[79 empty] | WLDFR | HFTD - Distribution - Tier 3 - 2QU CoRE ¦ 1QU LoRE | Red Flag Warning - Catastrophic Fires | 2052 | 1.1911e-07 | 1.1911e-07 | 18552.3348 | 319.4911 | 11216.5626 | 7016.281 | 0 | 0 | 0.00012278 | 0.0022097 | 0 | 0.0022097 | 0.0022097 | 0 | 0.0022097 | 0 | 0.039463 | 0.086505 | 0 | 0.086505 | 0 | 0 | 0 | 0 | 0 | [12 empty] | 7.3.3.17.5 (Remote Grid) Updates to grid topology to minimize risk of ignition in HFTDs Remote GridWLDFRContaminationAggregated | WLDFR | HFTD - Distribution - Tier 2 - 2QU CoRE ¦ 3QU LoRE | Red Flag Warning - Small Fires | Contamination | Aggregated | 2052 | 1.4604e-07 | 946.5765 | 0.00013824 | 2052 | Mitigation | 0.95 | 45 | 0 | esc | 0.00097009 | 1.4168e-10 | 0.00097009 | 1.4168e-10
[79 empty] | WLDFR | HFTD - Distribution - Tier 3 - 2QU CoRE ¦ 1QU LoRE | Red Flag Warning - Catastrophic Fires | 2053 | 1.1911e-07 | 1.1911e-07 | 19462.1283 | 340.5356 | 11757.1413 | 7364.4514 | 0 | 0 | 0.00012278 | 0.0023181 | 0 | 0.0023181 | 0.0023181 | 0 | 0.0023181 | 0 | 0.039463 | 0.086505 | 0 | 0.086505 | 0 | 9.4389e-05 | 0 | 0 | 0 | [12 empty] | 7.3.3.17.5 (Remote Grid) Updates to grid topology to minimize risk of ignition in HFTDs Remote GridWLDFRContaminationAggregated | WLDFR | HFTD - Distribution - Tier 2 - 2QU CoRE ¦ 3QU LoRE | Red Flag Warning - Small Fires | Contamination | Aggregated | 2053 | 1.4604e-07 | 946.5765 | 0.00013824 | 2053 | Mitigation | 0.95 | 45 | 0 | esc | 0.00097009 | 1.4168e-10 | 0.00097009 | 1.4168e-10
[79 empty] | WLDFR | HFTD - Distribution - Tier 3 - 2QU CoRE ¦ 1QU LoRE | Red Flag Warning - Catastrophic Fires | 2054 | 1.1911e-07 | 1.1911e-07 | 19462.1283 | 340.5356 | 11757.1413 | 7364.4514 | 0 | 0 | 0.00012278 | 0.0023181 | 0 | 0.0023181 | 0.0023181 | 0 | 0.0023181 | 0 | 0.039463 | 0.086505 | 0 | 0.086505 | 0 | 9.7837e-05 | 0.00019567 | 0 | 0.00019567 | [12 empty] | 7.3.3.17.5 (Remote Grid) Updates to grid topology to minimize risk of ignition in HFTDs Remote GridWLDFRContaminationAggregated | WLDFR | HFTD - Distribution - Tier 2 - 2QU CoRE ¦ 3QU LoRE | Red Flag Warning - Small Fires | Contamination | Aggregated | 2054 | 1.4604e-07 | 946.5765 | 0.00013824 | 2054 | Mitigation | 0.95 | 45 | 0 | esc | 0.00097009 | 1.4168e-10 | 0.00097009 | 1.4168e-10
[79 empty] | WLDFR | HFTD - Distribution - Tier 3 - 2QU CoRE ¦ 1QU LoRE | Red Flag Warning - Catastrophic Fires | 2055 | 1.1911e-07 | 1.1911e-07 | 19462.1283 | 340.5356 | 11757.1413 | 7364.4514 | 0 | 0 | 0.00012278 | 0.0023181 | 0 | 0.0023181 | 0.0023181 | 0 | 0.0023181 | 0 | 0.041346 | 0.090631 | 0 | 0.090631 | 0 | 9.7837e-05 | 0.00019567 | 0 | 0.00019567 | [12 empty] | 7.3.3.17.5 (Remote Grid) Updates to grid topology to minimize risk of ignition in HFTDs Remote GridWLDFRContaminationAggregated | WLDFR | HFTD - Distribution - Tier 2 - 2QU CoRE ¦ 3QU LoRE | Red Flag Warning - Small Fires | Contamination | Aggregated | 2055 | 1.4604e-07 | 946.5765 | 0.00013824 | 2055 | Mitigation | 0.95 | 45 | 0 | esc | 0.00097009 | 1.4168e-10 | 0.00097009 | 1.4168e-10
[79 empty] | WLDFR | HFTD - Distribution - Tier 3 - 2QU CoRE ¦ 1QU LoRE | Red Flag Warning - Catastrophic Fires | 2056 | 1.1911e-07 | 1.1911e-07 | 19462.1283 | 340.5356 | 11757.1413 | 7364.4514 | 0 | 0 | 0.00012278 | 0.0023181 | 0 | 0.0023181 | 0.0023181 | 0 | 0.0023181 | 0 | 0.041346 | 0.090631 | 0 | 0.090631 | 0 | 9.7837e-05 | 0.00019567 | 0 | 0.00019567 | [12 empty] | 7.3.3.17.5 (Remote Grid) Updates to grid topology to minimize risk of ignition in HFTDs Remote GridWLDFRContaminationAggregated | WLDFR | HFTD - Distribution - Tier 2 - 2QU CoRE ¦ 3QU LoRE | Red Flag Warning - Small Fires | Contamination | Aggregated | 2056 | 1.4604e-07 | 946.5765 | 0.00013824 | 2056 | Mitigation | 0.95 | 45 | 0 | esc | 0.00097009 | 1.4168e-10 | 0.00097009 | 1.4168e-10
[79 empty] | WLDFR | HFTD - Distribution - Tier 3 - 2QU CoRE ¦ 1QU LoRE | Red Flag Warning - Catastrophic Fires | 2057 | 1.1911e-07 | 1.1911e-07 | 19462.1283 | 340.5356 | 11757.1413 | 7364.4514 | 0 | 0 | 0.00012278 | 0.0023181 | 0 | 0.0023181 | 0.0023181 | 0 | 0.0023181 | 0 | 0.041346 | 0.090631 | 0 | 0.090631 | 0 | 9.7837e-05 | 0.00019567 | 0 | 0.00019567 | [12 empty] | 7.3.3.17.5 (Remote Grid) Updates to grid topology to minimize risk of ignition in HFTDs Remote GridWLDFRContaminationAggregated | WLDFR | HFTD - Distribution - Tier 2 - 2QU CoRE ¦ 3QU LoRE | Red Flag Warning - Small Fires | Contamination | Aggregated | 2057 | 1.4604e-07 | 946.5765 | 0.00013824 | 2057 | Mitigation | 0.95 | 45 | 0 | esc | 0.00097009 | 1.4168e-10 | 0.00097009 | 1.4168e-10
[79 empty] | WLDFR | HFTD - Distribution - Tier 3 - 2QU CoRE ¦ 1QU LoRE | Red Flag Warning - Catastrophic Fires | 2058 | 1.1911e-07 | 1.1911e-07 | 20390.4035 | 362.3049 | 12307.8747 | 7720.2238 | 0 | 0 | 0.00012278 | 0.0024286 | 0 | 0.0024286 | 0.0024286 | 0 | 0.0024286 | 0 | 0.041346 | 0.090631 | 0 | 0.090631 | 0 | 9.7837e-05 | 0.00019567 | 0 | 0.00019567 | [12 empty] | 7.3.3.17.5 (Remote Grid) Updates to grid topology to minimize risk of ignition in HFTDs Remote GridWLDFRContaminationAggregated | WLDFR | HFTD - Distribution - Tier 2 - 2QU CoRE ¦ 3QU LoRE | Red Flag Warning - Small Fires | Contamination | Aggregated | 2058 | 1.4604e-07 | 946.5765 | 0.00013824 | 2058 | Mitigation | 0.95 | 45 | 0 | esc | 0.00097009 | 1.4168e-10 | 0.00097009 | 1.4168e-10
[79 empty] | WLDFR | HFTD - Distribution - Tier 3 - 2QU CoRE ¦ 1QU LoRE | Red Flag Warning - Catastrophic Fires | 2059 | 1.1911e-07 | 1.1911e-07 | 20390.4035 | 362.3049 | 12307.8747 | 7720.2238 | 0 | 0 | 0.00012278 | 0.0024286 | 0 | 0.0024286 | 0.0024286 | 0 | 0.0024286 | 0 | 0.041346 | 0.090631 | 0 | 0.090631 | 0 | 0.00010218 | 0.00020436 | 0 | 0.00020436 | [12 empty] | 7.3.3.17.5 (Remote Grid) Updates to grid topology to minimize risk of ignition in HFTDs Remote GridWLDFRContaminationAggregated | WLDFR | HFTD - Distribution - Tier 2 - 2QU CoRE ¦ 3QU LoRE | Red Flag Warning - Small Fires | Contamination | Aggregated | 2059 | 1.4604e-07 | 946.5765 | 0.00013824 | 2059 | Mitigation | 0.95 | 45 | 0 | esc | 0.00097009 | 1.4168e-10 | 0.00097009 | 1.4168e-10
[79 empty] | WLDFR | HFTD - Distribution - Tier 3 - 2QU CoRE ¦ 1QU LoRE | Red Flag Warning - Catastrophic Fires | 2060 | 1.1911e-07 | 1.1911e-07 | 20390.4035 | 362.3049 | 12307.8747 | 7720.2238 | 0 | 0 | 0.00012278 | 0.0024286 | 0 | 0.0024286 | 0.0024286 | 0 | 0.0024286 | 0 | 0.043243 | 0.094789 | 0 | 0.094789 | 0 | 0.00010218 | 0.00020436 | 0 | 0.00020436 | [12 empty] | 7.3.3.17.5 (Remote Grid) Updates to grid topology to minimize risk of ignition in HFTDs Remote GridWLDFRContaminationAggregated | WLDFR | HFTD - Distribution - Tier 2 - 2QU CoRE ¦ 3QU LoRE | Red Flag Warning - Small Fires | Contamination | Aggregated | 2060 | 1.4604e-07 | 946.5765 | 0.00013824 | 2060 | Mitigation | 0.95 | 45 | 0 | esc | 0.00097009 | 1.4168e-10 | 0.00097009 | 1.4168e-10
[79 empty] | WLDFR | HFTD - Distribution - Tier 3 - 2QU CoRE ¦ 1QU LoRE | Red Flag Warning - Catastrophic Fires | 2061 | 1.1911e-07 | 1.1911e-07 | 20390.4035 | 362.3049 | 12307.8747 | 7720.2238 | 0 | 0 | 0.00012278 | 0.0024286 | 0 | 0.0024286 | 0.0024286 | 0 | 0.0024286 | 0 | 0.043243 | 0.094789 | 0 | 0.094789 | 0 | 0.00010218 | 0.00020436 | 0 | 0.00020436 | [12 empty] | 7.3.3.17.5 (Remote Grid) Updates to grid topology to minimize risk of ignition in HFTDs Remote GridWLDFRContaminationAggregated | WLDFR | HFTD - Distribution - Tier 2 - 2QU CoRE ¦ 3QU LoRE | Red Flag Warning - Small Fires | Contamination | Aggregated | 2061 | 1.4604e-07 | 946.5765 | 0.00013824 | 2061 | Mitigation | 0.95 | 45 | 0 | esc | 0.00097009 | 1.4168e-10 | 0.00097009 | 1.4168e-10
[79 empty] | WLDFR | HFTD - Distribution - Tier 3 - 2QU CoRE ¦ 1QU LoRE | Red Flag Warning - Catastrophic Fires | 2062 | 1.1911e-07 | 1.1911e-07 | 20390.4035 | 362.3049 | 12307.8747 | 7720.2238 | 0 | 0 | 0.00012278 | 0.0024286 | 0 | 0.0024286 | 0.0024286 | 0 | 0.0024286 | 0 | 0.043243 | 0.094789 | 0 | 0.094789 | 0 | 0.00010218 | 0.00020436 | 0 | 0.00020436 | [12 empty] | 7.3.3.17.5 (Remote Grid) Updates to grid topology to minimize risk of ignition in HFTDs Remote GridWLDFRContaminationAggregated | WLDFR | HFTD - Distribution - Tier 2 - 2QU CoRE ¦ 3QU LoRE | Red Flag Warning - Small Fires | Contamination | Aggregated | 2062 | 1.4604e-07 | 946.5765 | 0.00013824 | 2062 | Mitigation | 0.95 | 45 | 0 | esc | 0.00097009 | 1.4168e-10 | 0.00097009 | 1.4168e-10
[79 empty] | WLDFR | HFTD - Distribution - Tier 3 - 2QU CoRE ¦ 1QU LoRE | Red Flag Warning - Catastrophic Fires | 2063 | 1.1911e-07 | 1.1911e-07 | 21325.9188 | 384.5316 | 12862.0997 | 8079.2876 | 0 | 0 | 0.00012278 | 0.00254 | 0 | 0.00254 | 0.00254 | 0 | 0.00254 | 0 | 0.043243 | 0.094789 | 0 | 0.094789 | 0 | 0.00010218 | 0.00020436 | 0 | 0.00020436 | [12 empty] | 7.3.3.17.5 (Remote Grid) Updates to grid topology to minimize risk of ignition in HFTDs Remote GridWLDFRContaminationAggregated | WLDFR | HFTD - Distribution - Tier 2 - 2QU CoRE ¦ 3QU LoRE | Red Flag Warning - Small Fires | Contamination | Aggregated | 2063 | 1.4604e-07 | 946.5765 | 0.00013824 | 2063 | Mitigation | 0.95 | 45 | 0 | esc | 0.00097009 | 1.4168e-10 | 0.00097009 | 1.4168e-10
[79 empty] | WLDFR | HFTD - Distribution - Tier 3 - 2QU CoRE ¦ 1QU LoRE | Red Flag Warning - Catastrophic Fires | 2064 | 1.1911e-07 | 1.1911e-07 | 21325.9188 | 384.5316 | 12862.0997 | 8079.2876 | 0 | 0 | 0.00012278 | 0.00254 | 0 | 0.00254 | 0.00254 | 0 | 0.00254 | 0 | 0.043243 | 0.094789 | 0 | 0.094789 | 0 | 0.000107 | 0.000214 | 0 | 0.000214 | [12 empty] | 7.3.3.17.5 (Remote Grid) Updates to grid topology to minimize risk of ignition in HFTDs Remote GridWLDFRContaminationAggregated | WLDFR | HFTD - Distribution - Tier 2 - 2QU CoRE ¦ 3QU LoRE | Red Flag Warning - Small Fires | Contamination | Aggregated | 2064 | 1.4604e-07 | 946.5765 | 0.00013824 | 2064 | Mitigation | 0.95 | 45 | 0 | esc | 0.00097009 | 1.4168e-10 | 0.00097009 | 1.4168e-10
[79 empty] | WLDFR | HFTD - Distribution - Tier 3 - 2QU CoRE ¦ 1QU LoRE | Red Flag Warning - Catastrophic Fires | 2065 | 1.1911e-07 | 1.1911e-07 | 21325.9188 | 384.5316 | 12862.0997 | 8079.2876 | 0 | 0 | 0.00012278 | 0.00254 | 0 | 0.00254 | 0.00254 | 0 | 0.00254 | 0 | 0.045131 | 0.098929 | 0 | 0.098929 | 0 | 0.000107 | 0.000214 | 0 | 0.000214 | [12 empty] | 7.3.3.17.5 (Remote Grid) Updates to grid topology to minimize risk of ignition in HFTDs Remote GridWLDFRContaminationAggregated | WLDFR | HFTD - Distribution - Tier 2 - 2QU CoRE ¦ 3QU LoRE | Red Flag Warning - Small Fires | Contamination | Aggregated | 2065 | 1.4604e-07 | 946.5765 | 0.00013824 | 2065 | Mitigation | 0.95 | 45 | 0 | esc | 0.00097009 | 1.4168e-10 | 0.00097009 | 1.4168e-10
[79 empty] | WLDFR | HFTD - Distribution - Tier 3 - 2QU CoRE ¦ 1QU LoRE | Red Flag Warning - Catastrophic Fires | 2066 | 1.1911e-07 | 1.1911e-07 | 21325.9188 | 384.5316 | 12862.0997 | 8079.2876 | 0 | 0 | 0.00012278 | 0.00254 | 0 | 0.00254 | 0.00254 | 0 | 0.00254 | 0 | 0.045131 | 0.098929 | 0 | 0.098929 | 0 | 0.000107 | 0.000214 | 0 | 0.000214 | [12 empty] | 7.3.3.17.5 (Remote Grid) Updates to grid topology to minimize risk of ignition in HFTDs Remote GridWLDFRContaminationAggregated | WLDFR | HFTD - Distribution - Tier 2 - 2QU CoRE ¦ 3QU LoRE | Red Flag Warning - Small Fires | Contamination | Aggregated | 2066 | 1.4604e-07 | 946.5765 | 0.00013824 | 2066 | Mitigation | 0.95 | 45 | 0 | esc | 0.00097009 | 1.4168e-10 | 0.00097009 | 1.4168e-10
[79 empty] | WLDFR | HFTD - Distribution - Tier 3 - 2QU CoRE ¦ 1QU LoRE | Red Flag Warning - Catastrophic Fires | 2067 | 0 | 1.1911e-07 | 21325.9188 | 384.5316 | 12862.0997 | 8079.2876 | 0 | 0 | 0.00012278 | 0 | 0 | 0 | 0.00254 | 0 | 0.00254 | 0 | 0.045131 | 0.098929 | 0 | 0.098929 | 0 | 0.000107 | 0.000214 | 0 | 0.000214 | [12 empty] | 7.3.3.17.5 (Remote Grid) Updates to grid topology to minimize risk of ignition in HFTDs Remote GridWLDFRContaminationAggregated | WLDFR | HFTD - Distribution - Tier 2 - 2QU CoRE ¦ 3QU LoRE | Red Flag Warning - Small Fires | Contamination | Aggregated | 2067 | 1.4604e-07 | 946.5765 | 0.00013824 | 2067 | Mitigation | 0.95 | 45 | 0 | esc | 0 | 0 | 0.00097009 | 1.4168e-10
[79 empty] | WLDFR | HFTD - Distribution - Tier 3 - 2QU CoRE ¦ 1QU LoRE | Red Flag Warning - Destructive Fires | 2022 | 1.6339e-08 | 0 | 8807.9522 | 222.2294 | 8585.7228 | 0 | 0 | 0 | 1.6842e-05 | 0.00014391 | 0 | 0.00014391 | 0 | 0 | 0 | 0 | 0 | 0.098929 | 0 | 0.098929 | 0 | 0.000107 | 0.000214 | 0 | 0.000214 | [12 empty] | 7.3.3.17.5 (Remote Grid) Updates to grid topology to minimize risk of ignition in HFTDs Remote GridWLDFREquipment / facility failureAggregated | WLDFR | HFTD - Distribution - Tier 2 - 2QU CoRE ¦ 3QU LoRE | Red Flag Warning - Small Fires | Equipment / facility failure | Aggregated | 2022 | 8.4744e-05 | 946.5765 | 0.080216 | 2022 | Mitigation | 0.95 | 45 | 0 | esc | 0.00097009 | 8.2209e-08 | 0 | 0
[79 empty] | WLDFR | HFTD - Distribution - Tier 3 - 2QU CoRE ¦ 1QU LoRE | Red Flag Warning - Destructive Fires | 2023 | 1.6339e-08 | 1.6339e-08 | 9129.7461 | 233.2301 | 8896.516 | 0 | 0 | 0 | 1.6842e-05 | 0.00014917 | 0 | 0.00014917 | 0.00014917 | 0 | 0.00014917 | 0 | 0 | 0 | 0 | 0 | 0 | 0.00011223 | 0.00022446 | 0 | 0.00022446 | [12 empty] | 7.3.3.17.5 (Remote Grid) Updates to grid topology to minimize risk of ignition in HFTDs Remote GridWLDFREquipment / facility failureAggregated | WLDFR | HFTD - Distribution - Tier 2 - 2QU CoRE ¦ 3QU LoRE | Red Flag Warning - Small Fires | Equipment / facility failure | Aggregated | 2023 | 8.4744e-05 | 946.5765 | 0.080216 | 2023 | Mitigation | 0.95 | 45 | 0 | esc | 0.00097009 | 8.2209e-08 | 0.00097009 | 8.2209e-08
[79 empty] | WLDFR | HFTD - Distribution - Tier 3 - 2QU CoRE ¦ 1QU LoRE | Red Flag Warning - Destructive Fires | 2024 | 1.6339e-08 | 1.6339e-08 | 9129.7461 | 233.2301 | 8896.516 | 0 | 0 | 0 | 1.6842e-05 | 0.00014917 | 0 | 0.00014917 | 0.00014917 | 0 | 0.00014917 | 0 | 0.0022196 | 0 | 0 | 0 | 0 | 0.00011223 | 0.00022446 | 0 | 0.00022446 | [12 empty] | 7.3.3.17.5 (Remote Grid) Updates to grid topology to minimize risk of ignition in HFTDs Remote GridWLDFREquipment / facility failureAggregated | WLDFR | HFTD - Distribution - Tier 2 - 2QU CoRE ¦ 3QU LoRE | Red Flag Warning - Small Fires | Equipment / facility failure | Aggregated | 2024 | 8.4744e-05 | 946.5765 | 0.080216 | 2024 | Mitigation | 0.95 | 45 | 0 | esc | 0.00097009 | 8.2209e-08 | 0.00097009 | 8.2209e-08
[79 empty] | WLDFR | HFTD - Distribution - Tier 3 - 2QU CoRE ¦ 1QU LoRE | Red Flag Warning - Destructive Fires | 2025 | 1.6339e-08 | 1.6339e-08 | 9129.7461 | 233.2301 | 8896.516 | 0 | 0 | 0 | 1.6842e-05 | 0.00014917 | 0 | 0.00014917 | 0.00014917 | 0 | 0.00014917 | 0 | 0.0023007 | 0.0050433 | 0 | 0.0050433 | 0 | 0.00011223 | 0.00022446 | 0 | 0.00022446 | [12 empty] | 7.3.3.17.5 (Remote Grid) Updates to grid topology to minimize risk of ignition in HFTDs Remote GridWLDFREquipment / facility failureAggregated | WLDFR | HFTD - Distribution - Tier 2 - 2QU CoRE ¦ 3QU LoRE | Red Flag Warning - Small Fires | Equipment / facility failure | Aggregated | 2025 | 8.4744e-05 | 946.5765 | 0.080216 | 2025 | Mitigation | 0.95 | 45 | 0 | esc | 0.00097009 | 8.2209e-08 | 0.00097009 | 8.2209e-08
[79 empty] | WLDFR | HFTD - Distribution - Tier 3 - 2QU CoRE ¦ 1QU LoRE | Red Flag Warning - Destructive Fires | 2026 | 1.6339e-08 | 1.6339e-08 | 9129.7461 | 233.2301 | 8896.516 | 0 | 0 | 0 | 1.6842e-05 | 0.00014917 | 0 | 0.00014917 | 0.00014917 | 0 | 0.00014917 | 0 | 0.0023007 | 0.0050433 | 0 | 0.0050433 | 0 | 0.00011223 | 0.00022446 | 0 | 0.00022446 | [12 empty] | 7.3.3.17.5 (Remote Grid) Updates to grid topology to minimize risk of ignition in HFTDs Remote GridWLDFREquipment / facility failureAggregated | WLDFR | HFTD - Distribution - Tier 2 - 2QU CoRE ¦ 3QU LoRE | Red Flag Warning - Small Fires | Equipment / facility failure | Aggregated | 2026 | 8.4744e-05 | 946.5765 | 0.080216 | 2026 | Mitigation | 0.95 | 45 | 0 | esc | 0.00097009 | 8.2209e-08 | 0.00097009 | 8.2209e-08
[79 empty] | WLDFR | HFTD - Distribution - Tier 3 - 2QU CoRE ¦ 1QU LoRE | Red Flag Warning - Destructive Fires | 2027 | 1.6339e-08 | 1.6339e-08 | 9129.7461 | 233.2301 | 8896.516 | 0 | 0 | 0 | 1.6842e-05 | 0.00014917 | 0 | 0.00014917 | 0.00014917 | 0 | 0.00014917 | 0 | 0.0023007 | 0.0050433 | 0 | 0.0050433 | 0 | 0.00011223 | 0.00022446 | 0 | 0.00022446 | [12 empty] | 7.3.3.17.5 (Remote Grid) Updates to grid topology to minimize risk of ignition in HFTDs Remote GridWLDFREquipment / facility failureAggregated | WLDFR | HFTD - Distribution - Tier 2 - 2QU CoRE ¦ 3QU LoRE | Red Flag Warning - Small Fires | Equipment / facility failure | Aggregated | 2027 | 8.4744e-05 | 946.5765 | 0.080216 | 2027 | Mitigation | 0.95 | 45 | 0 | esc | 0.00097009 | 8.2209e-08 | 0.00097009 | 8.2209e-08
[79 empty] | WLDFR | HFTD - Distribution - Tier 3 - 2QU CoRE ¦ 1QU LoRE | Red Flag Warning - Destructive Fires | 2028 | 1.6339e-08 | 1.6339e-08 | 9534.9221 | 247.273 | 9287.6491 | 0 | 0 | 0 | 1.6842e-05 | 0.00015579 | 0 | 0.00015579 | 0.00015579 | 0 | 0.00015579 | 0 | 0.0023007 | 0.0050433 | 0 | 0.0050433 | 0 | 0.0001178 | 0.00023559 | 0 | 0.00023559 | [12 empty] | 7.3.3.17.5 (Remote Grid) Updates to grid topology to minimize risk of ignition in HFTDs Remote GridWLDFREquipment / facility failureAggregated | WLDFR | HFTD - Distribution - Tier 2 - 2QU CoRE ¦ 3QU LoRE | Red Flag Warning - Small Fires | Equipment / facility failure | Aggregated | 2028 | 8.4744e-05 | 946.5765 | 0.080216 | 2028 | Mitigation | 0.95 | 45 | 0 | esc | 0.00097009 | 8.2209e-08 | 0.00097009 | 8.2209e-08
[79 empty] | WLDFR | HFTD - Distribution - Tier 3 - 2QU CoRE ¦ 1QU LoRE | Red Flag Warning - Destructive Fires | 2029 | 1.6339e-08 | 1.6339e-08 | 9534.9221 | 247.273 | 9287.6491 | 0 | 0 | 0 | 1.6842e-05 | 0.00015579 | 0 | 0.00015579 | 0.00015579 | 0 | 0.00015579 | 0 | 0.0023007 | 0.0050433 | 0 | 0.0050433 | 0 | 0.0001178 | 0.00023559 | 0 | 0.00023559 | [12 empty] | 7.3.3.17.5 (Remote Grid) Updates to grid topology to minimize risk of ignition in HFTDs Remote GridWLDFREquipment / facility failureAggregated | WLDFR | HFTD - Distribution - Tier 2 - 2QU CoRE ¦ 3QU LoRE | Red Flag Warning - Small Fires | Equipment / facility failure | Aggregated | 2029 | 8.4744e-05 | 946.5765 | 0.080216 | 2029 | Mitigation | 0.95 | 45 | 0 | esc | 0.00097009 | 8.2209e-08 | 0.00097009 | 8.2209e-08
[79 empty] | WLDFR | HFTD - Distribution - Tier 3 - 2QU CoRE ¦ 1QU LoRE | Red Flag Warning - Destructive Fires | 2030 | 1.6339e-08 | 1.6339e-08 | 9534.9221 | 247.273 | 9287.6491 | 0 | 0 | 0 | 1.6842e-05 | 0.00015579 | 0 | 0.00015579 | 0.00015579 | 0 | 0.00015579 | 0 | 0.0024028 | 0.0052671 | 0 | 0.0052671 | 0 | 0.0001178 | 0.00023559 | 0 | 0.00023559 | [12 empty] | 7.3.3.17.5 (Remote Grid) Updates to grid topology to minimize risk of ignition in HFTDs Remote GridWLDFREquipment / facility failureAggregated | WLDFR | HFTD - Distribution - Tier 2 - 2QU CoRE ¦ 3QU LoRE | Red Flag Warning - Small Fires | Equipment / facility failure | Aggregated | 2030 | 8.4744e-05 | 946.5765 | 0.080216 | 2030 | Mitigation | 0.95 | 45 | 0 | esc | 0.00097009 | 8.2209e-08 | 0.00097009 | 8.2209e-08
[79 empty] | WLDFR | HFTD - Distribution - Tier 3 - 2QU CoRE ¦ 1QU LoRE | Red Flag Warning - Destructive Fires | 2031 | 1.6339e-08 | 1.6339e-08 | 9534.9221 | 247.273 | 9287.6491 | 0 | 0 | 0 | 1.6842e-05 | 0.00015579 | 0 | 0.00015579 | 0.00015579 | 0 | 0.00015579 | 0 | 0.0024028 | 0.0052671 | 0 | 0.0052671 | 0 | 0.0001178 | 0.00023559 | 0 | 0.00023559 | [12 empty] | 7.3.3.17.5 (Remote Grid) Updates to grid topology to minimize risk of ignition in HFTDs Remote GridWLDFREquipment / facility failureAggregated | WLDFR | HFTD - Distribution - Tier 2 - 2QU CoRE ¦ 3QU LoRE | Red Flag Warning - Small Fires | Equipment / facility failure | Aggregated | 2031 | 8.4744e-05 | 946.5765 | 0.080216 | 2031 | Mitigation | 0.95 | 45 | 0 | esc | 0.00097009 | 8.2209e-08 | 0.00097009 | 8.2209e-08
[79 empty] | WLDFR | HFTD - Distribution - Tier 3 - 2QU CoRE ¦ 1QU LoRE | Red Flag Warning - Destructive Fires | 2032 | 1.6339e-08 | 1.6339e-08 | 9534.9221 | 247.273 | 9287.6491 | 0 | 0 | 0 | 1.6842e-05 | 0.00015579 | 0 | 0.00015579 | 0.00015579 | 0 | 0.00015579 | 0 | 0.0024028 | 0.0052671 | 0 | 0.0052671 | 0 | 0.0001178 | 0.00023559 | 0 | 0.00023559 | [12 empty] | 7.3.3.17.5 (Remote Grid) Updates to grid topology to minimize risk of ignition in HFTDs Remote GridWLDFREquipment / facility failureAggregated | WLDFR | HFTD - Distribution - Tier 2 - 2QU CoRE ¦ 3QU LoRE | Red Flag Warning - Small Fires | Equipment / facility failure | Aggregated | 2032 | 8.4744e-05 | 946.5765 | 0.080216 | 2032 | Mitigation | 0.95 | 45 | 0 | esc | 0.00097009 | 8.2209e-08 | 0.00097009 | 8.2209e-08
[79 empty] | WLDFR | HFTD - Distribution - Tier 3 - 2QU CoRE ¦ 1QU LoRE | Red Flag Warning - Destructive Fires | 2033 | 1.6339e-08 | 1.6339e-08 | 9984.8474 | 263.1074 | 9721.74 | 0 | 0 | 0 | 1.6842e-05 | 0.00016314 | 0 | 0.00016314 | 0.00016314 | 0 | 0.00016314 | 0 | 0.0024028 | 0.0052671 | 0 | 0.0052671 | 0 | 0.00012362 | 0.00024725 | 0 | 0.00024725 | [12 empty] | 7.3.3.17.5 (Remote Grid) Updates to grid topology to minimize risk of ignition in HFTDs Remote GridWLDFREquipment / facility failureAggregated | WLDFR | HFTD - Distribution - Tier 2 - 2QU CoRE ¦ 3QU LoRE | Red Flag Warning - Small Fires | Equipment / facility failure | Aggregated | 2033 | 8.4744e-05 | 946.5765 | 0.080216 | 2033 | Mitigation | 0.95 | 45 | 0 | esc | 0.00097009 | 8.2209e-08 | 0.00097009 | 8.2209e-08
[79 empty] | WLDFR | HFTD - Distribution - Tier 3 - 2QU CoRE ¦ 1QU LoRE | Red Flag Warning - Destructive Fires | 2034 | 1.6339e-08 | 1.6339e-08 | 9984.8474 | 263.1074 | 9721.74 | 0 | 0 | 0 | 1.6842e-05 | 0.00016314 | 0 | 0.00016314 | 0.00016314 | 0 | 0.00016314 | 0 | 0.0024028 | 0.0052671 | 0 | 0.0052671 | 0 | 0.00012362 | 0.00024725 | 0 | 0.00024725 | [12 empty] | 7.3.3.17.5 (Remote Grid) Updates to grid topology to minimize risk of ignition in HFTDs Remote GridWLDFREquipment / facility failureAggregated | WLDFR | HFTD - Distribution - Tier 2 - 2QU CoRE ¦ 3QU LoRE | Red Flag Warning - Small Fires | Equipment / facility failure | Aggregated | 2034 | 8.4744e-05 | 946.5765 | 0.080216 | 2034 | Mitigation | 0.95 | 45 | 0 | esc | 0.00097009 | 8.2209e-08 | 0.00097009 | 8.2209e-08
[79 empty] | WLDFR | HFTD - Distribution - Tier 3 - 2QU CoRE ¦ 1QU LoRE | Red Flag Warning - Destructive Fires | 2035 | 1.6339e-08 | 1.6339e-08 | 9984.8474 | 263.1074 | 9721.74 | 0 | 0 | 0 | 1.6842e-05 | 0.00016314 | 0 | 0.00016314 | 0.00016314 | 0 | 0.00016314 | 0 | 0.0025162 | 0.0055156 | 0 | 0.0055156 | 0 | 0.00012362 | 0.00024725 | 0 | 0.00024725 | [12 empty] | 7.3.3.17.5 (Remote Grid) Updates to grid topology to minimize risk of ignition in HFTDs Remote GridWLDFREquipment / facility failureAggregated | WLDFR | HFTD - Distribution - Tier 2 - 2QU CoRE ¦ 3QU LoRE | Red Flag Warning - Small Fires | Equipment / facility failure | Aggregated | 2035 | 8.4744e-05 | 946.5765 | 0.080216 | 2035 | Mitigation | 0.95 | 45 | 0 | esc | 0.00097009 | 8.2209e-08 | 0.00097009 | 8.2209e-08
[79 empty] | WLDFR | HFTD - Distribution - Tier 3 - 2QU CoRE ¦ 1QU LoRE | Red Flag Warning - Destructive Fires | 2036 | 1.6339e-08 | 1.6339e-08 | 9984.8474 | 263.1074 | 9721.74 | 0 | 0 | 0 | 1.6842e-05 | 0.00016314 | 0 | 0.00016314 | 0.00016314 | 0 | 0.00016314 | 0 | 0.0025162 | 0.0055156 | 0 | 0.0055156 | 0 | 0.00012362 | 0.00024725 | 0 | 0.00024725 | [12 empty] | 7.3.3.17.5 (Remote Grid) Updates to grid topology to minimize risk of ignition in HFTDs Remote GridWLDFREquipment / facility failureAggregated | WLDFR | HFTD - Distribution - Tier 2 - 2QU CoRE ¦ 3QU LoRE | Red Flag Warning - Small Fires | Equipment / facility failure | Aggregated | 2036 | 8.4744e-05 | 946.5765 | 0.080216 | 2036 | Mitigation | 0.95 | 45 | 0 | esc | 0.00097009 | 8.2209e-08 | 0.00097009 | 8.2209e-08
[79 empty] | WLDFR | HFTD - Distribution - Tier 3 - 2QU CoRE ¦ 1QU LoRE | Red Flag Warning - Destructive Fires | 2037 | 1.6339e-08 | 1.6339e-08 | 9984.8474 | 263.1074 | 9721.74 | 0 | 0 | 0 | 1.6842e-05 | 0.00016314 | 0 | 0.00016314 | 0.00016314 | 0 | 0.00016314 | 0 | 0.0025162 | 0.0055156 | 0 | 0.0055156 | 0 | 0 | 0.00024725 | 0 | 0.00024725 | [12 empty] | 7.3.3.17.5 (Remote Grid) Updates to grid topology to minimize risk of ignition in HFTDs Remote GridWLDFREquipment / facility failureAggregated | WLDFR | HFTD - Distribution - Tier 2 - 2QU CoRE ¦ 3QU LoRE | Red Flag Warning - Small Fires | Equipment / facility failure | Aggregated | 2037 | 8.4744e-05 | 946.5765 | 0.080216 | 2037 | Mitigation | 0.95 | 45 | 0 | esc | 0.00097009 | 8.2209e-08 | 0.00097009 | 8.2209e-08
[79 empty] | WLDFR | HFTD - Distribution - Tier 3 - 2QU CoRE ¦ 1QU LoRE | Red Flag Warning - Destructive Fires | 2038 | 1.6339e-08 | 1.6339e-08 | 10472.8261 | 280.5544 | 10192.2718 | 0 | 0 | 0 | 1.6842e-05 | 0.00017111 | 0 | 0.00017111 | 0.00017111 | 0 | 0.00017111 | 0 | 0.0025162 | 0.0055156 | 0 | 0.0055156 | 0 | 0 | 0 | 0 | 0 | [12 empty] | 7.3.3.17.5 (Remote Grid) Updates to grid topology to minimize risk of ignition in HFTDs Remote GridWLDFREquipment / facility failureAggregated | WLDFR | HFTD - Distribution - Tier 2 - 2QU CoRE ¦ 3QU LoRE | Red Flag Warning - Small Fires | Equipment / facility failure | Aggregated | 2038 | 8.4744e-05 | 946.5765 | 0.080216 | 2038 | Mitigation | 0.95 | 45 | 0 | esc | 0.00097009 | 8.2209e-08 | 0.00097009 | 8.2209e-08
[79 empty] | WLDFR | HFTD - Distribution - Tier 3 - 2QU CoRE ¦ 1QU LoRE | Red Flag Warning - Destructive Fires | 2039 | 1.6339e-08 | 1.6339e-08 | 10472.8261 | 280.5544 | 10192.2718 | 0 | 0 | 0 | 1.6842e-05 | 0.00017111 | 0 | 0.00017111 | 0.00017111 | 0 | 0.00017111 | 0 | 0.0025162 | 0.0055156 | 0 | 0.0055156 | 0 | 0 | 0 | 0 | 0 | [12 empty] | 7.3.3.17.5 (Remote Grid) Updates to grid topology to minimize risk of ignition in HFTDs Remote GridWLDFREquipment / facility failureAggregated | WLDFR | HFTD - Distribution - Tier 2 - 2QU CoRE ¦ 3QU LoRE | Red Flag Warning - Small Fires | Equipment / facility failure | Aggregated | 2039 | 8.4744e-05 | 946.5765 | 0.080216 | 2039 | Mitigation | 0.95 | 45 | 0 | esc | 0.00097009 | 8.2209e-08 | 0.00097009 | 8.2209e-08
[79 empty] | WLDFR | HFTD - Distribution - Tier 3 - 2QU CoRE ¦ 1QU LoRE | Red Flag Warning - Destructive Fires | 2040 | 1.6339e-08 | 1.6339e-08 | 10472.8261 | 280.5544 | 10192.2718 | 0 | 0 | 0 | 1.6842e-05 | 0.00017111 | 0 | 0.00017111 | 0.00017111 | 0 | 0.00017111 | 0 | 0.0026392 | 0.0057852 | 0 | 0.0057852 | 0 | 9.8936e-07 | 0 | 0 | 0 | [12 empty] | 7.3.3.17.5 (Remote Grid) Updates to grid topology to minimize risk of ignition in HFTDs Remote GridWLDFREquipment / facility failureAggregated | WLDFR | HFTD - Distribution - Tier 2 - 2QU CoRE ¦ 3QU LoRE | Red Flag Warning - Small Fires | Equipment / facility failure | Aggregated | 2040 | 8.4744e-05 | 946.5765 | 0.080216 | 2040 | Mitigation | 0.95 | 45 | 0 | esc | 0.00097009 | 8.2209e-08 | 0.00097009 | 8.2209e-08
[79 empty] | WLDFR | HFTD - Distribution - Tier 3 - 2QU CoRE ¦ 1QU LoRE | Red Flag Warning - Destructive Fires | 2041 | 1.6339e-08 | 1.6339e-08 | 10472.8261 | 280.5544 | 10192.2718 | 0 | 0 | 0 | 1.6842e-05 | 0.00017111 | 0 | 0.00017111 | 0.00017111 | 0 | 0.00017111 | 0 | 0.0026392 | 0.0057852 | 0 | 0.0057852 | 0 | 1.0336e-06 | 2.0673e-06 | 0 | 2.0673e-06 | [12 empty] | 7.3.3.17.5 (Remote Grid) Updates to grid topology to minimize risk of ignition in HFTDs Remote GridWLDFREquipment / facility failureAggregated | WLDFR | HFTD - Distribution - Tier 2 - 2QU CoRE ¦ 3QU LoRE | Red Flag Warning - Small Fires | Equipment / facility failure | Aggregated | 2041 | 8.4744e-05 | 946.5765 | 0.080216 | 2041 | Mitigation | 0.95 | 45 | 0 | esc | 0.00097009 | 8.2209e-08 | 0.00097009 | 8.2209e-08
[79 empty] | WLDFR | HFTD - Distribution - Tier 3 - 2QU CoRE ¦ 1QU LoRE | Red Flag Warning - Destructive Fires | 2042 | 1.6339e-08 | 1.6339e-08 | 10472.8261 | 280.5544 | 10192.2718 | 0 | 0 | 0 | 1.6842e-05 | 0.00017111 | 0 | 0.00017111 | 0.00017111 | 0 | 0.00017111 | 0 | 0.0026392 | 0.0057852 | 0 | 0.0057852 | 0 | 1.0336e-06 | 2.0673e-06 | 0 | 2.0673e-06 | [12 empty] | 7.3.3.17.5 (Remote Grid) Updates to grid topology to minimize risk of ignition in HFTDs Remote GridWLDFREquipment / facility failureAggregated | WLDFR | HFTD - Distribution - Tier 2 - 2QU CoRE ¦ 3QU LoRE | Red Flag Warning - Small Fires | Equipment / facility failure | Aggregated | 2042 | 8.4744e-05 | 946.5765 | 0.080216 | 2042 | Mitigation | 0.95 | 45 | 0 | esc | 0.00097009 | 8.2209e-08 | 0.00097009 | 8.2209e-08
[79 empty] | WLDFR | HFTD - Distribution - Tier 3 - 2QU CoRE ¦ 1QU LoRE | Red Flag Warning - Destructive Fires | 2043 | 1.6339e-08 | 1.6339e-08 | 10992.1562 | 299.42 | 10692.7362 | 0 | 0 | 0 | 1.6842e-05 | 0.0001796 | 0 | 0.0001796 | 0.0001796 | 0 | 0.0001796 | 0 | 0.0026392 | 0.0057852 | 0 | 0.0057852 | 0 | 1.0336e-06 | 2.0673e-06 | 0 | 2.0673e-06 | [12 empty] | 7.3.3.17.5 (Remote Grid) Updates to grid topology to minimize risk of ignition in HFTDs Remote GridWLDFREquipment / facility failureAggregated | WLDFR | HFTD - Distribution - Tier 2 - 2QU CoRE ¦ 3QU LoRE | Red Flag Warning - Small Fires | Equipment / facility failure | Aggregated | 2043 | 8.4744e-05 | 946.5765 | 0.080216 | 2043 | Mitigation | 0.95 | 45 | 0 | esc | 0.00097009 | 8.2209e-08 | 0.00097009 | 8.2209e-08
[79 empty] | WLDFR | HFTD - Distribution - Tier 3 - 2QU CoRE ¦ 1QU LoRE | Red Flag Warning - Destructive Fires | 2044 | 1.6339e-08 | 1.6339e-08 | 10992.1562 | 299.42 | 10692.7362 | 0 | 0 | 0 | 1.6842e-05 | 0.0001796 | 0 | 0.0001796 | 0.0001796 | 0 | 0.0001796 | 0 | 0.0026392 | 0.0057852 | 0 | 0.0057852 | 0 | 1.0336e-06 | 2.0673e-06 | 0 | 2.0673e-06 | [12 empty] | 7.3.3.17.5 (Remote Grid) Updates to grid topology to minimize risk of ignition in HFTDs Remote GridWLDFREquipment / facility failureAggregated | WLDFR | HFTD - Distribution - Tier 2 - 2QU CoRE ¦ 3QU LoRE | Red Flag Warning - Small Fires | Equipment / facility failure | Aggregated | 2044 | 8.4744e-05 | 946.5765 | 0.080216 | 2044 | Mitigation | 0.95 | 45 | 0 | esc | 0.00097009 | 8.2209e-08 | 0.00097009 | 8.2209e-08
[79 empty] | WLDFR | HFTD - Distribution - Tier 3 - 2QU CoRE ¦ 1QU LoRE | Red Flag Warning - Destructive Fires | 2045 | 1.6339e-08 | 1.6339e-08 | 10992.1562 | 299.42 | 10692.7362 | 0 | 0 | 0 | 1.6842e-05 | 0.0001796 | 0 | 0.0001796 | 0.0001796 | 0 | 0.0001796 | 0 | 0.0027701 | 0.0060721 | 0 | 0.0060721 | 0 | 1.0336e-06 | 2.0673e-06 | 0 | 2.0673e-06 | [12 empty] | 7.3.3.17.5 (Remote Grid) Updates to grid topology to minimize risk of ignition in HFTDs Remote GridWLDFREquipment / facility failureAggregated | WLDFR | HFTD - Distribution - Tier 2 - 2QU CoRE ¦ 3QU LoRE | Red Flag Warning - Small Fires | Equipment / facility failure | Aggregated | 2045 | 8.4744e-05 | 946.5765 | 0.080216 | 2045 | Mitigation | 0.95 | 45 | 0 | esc | 0.00097009 | 8.2209e-08 | 0.00097009 | 8.2209e-08
[79 empty] | WLDFR | HFTD - Distribution - Tier 3 - 2QU CoRE ¦ 1QU LoRE | Red Flag Warning - Destructive Fires | 2046 | 1.6339e-08 | 1.6339e-08 | 10992.1562 | 299.42 | 10692.7362 | 0 | 0 | 0 | 1.6842e-05 | 0.0001796 | 0 | 0.0001796 | 0.0001796 | 0 | 0.0001796 | 0 | 0.0027701 | 0.0060721 | 0 | 0.0060721 | 0 | 1.0906e-06 | 2.1813e-06 | 0 | 2.1813e-06 | [12 empty] | 7.3.3.17.5 (Remote Grid) Updates to grid topology to minimize risk of ignition in HFTDs Remote GridWLDFREquipment / facility failureAggregated | WLDFR | HFTD - Distribution - Tier 2 - 2QU CoRE ¦ 3QU LoRE | Red Flag Warning - Small Fires | Equipment / facility failure | Aggregated | 2046 | 8.4744e-05 | 946.5765 | 0.080216 | 2046 | Mitigation | 0.95 | 45 | 0 | esc | 0.00097009 | 8.2209e-08 | 0.00097009 | 8.2209e-08
[79 empty] | WLDFR | HFTD - Distribution - Tier 3 - 2QU CoRE ¦ 1QU LoRE | Red Flag Warning - Destructive Fires | 2047 | 1.6339e-08 | 1.6339e-08 | 10992.1562 | 299.42 | 10692.7362 | 0 | 0 | 0 | 1.6842e-05 | 0.0001796 | 0 | 0.0001796 | 0.0001796 | 0 | 0.0001796 | 0 | 0.0027701 | 0.0060721 | 0 | 0.0060721 | 0 | 1.0906e-06 | 2.1813e-06 | 0 | 2.1813e-06 | [12 empty] | 7.3.3.17.5 (Remote Grid) Updates to grid topology to minimize risk of ignition in HFTDs Remote GridWLDFREquipment / facility failureAggregated | WLDFR | HFTD - Distribution - Tier 2 - 2QU CoRE ¦ 3QU LoRE | Red Flag Warning - Small Fires | Equipment / facility failure | Aggregated | 2047 | 8.4744e-05 | 946.5765 | 0.080216 | 2047 | Mitigation | 0.95 | 45 | 0 | esc | 0.00097009 | 8.2209e-08 | 0.00097009 | 8.2209e-08
[79 empty] | WLDFR | HFTD - Distribution - Tier 3 - 2QU CoRE ¦ 1QU LoRE | Red Flag Warning - Destructive Fires | 2048 | 1.6339e-08 | 1.6339e-08 | 11536.0538 | 319.4911 | 11216.5626 | 0 | 0 | 0 | 1.6842e-05 | 0.00018848 | 0 | 0.00018848 | 0.00018848 | 0 | 0.00018848 | 0 | 0.0027701 | 0.0060721 | 0 | 0.0060721 | 0 | 1.0906e-06 | 2.1813e-06 | 0 | 2.1813e-06 | [12 empty] | 7.3.3.17.5 (Remote Grid) Updates to grid topology to minimize risk of ignition in HFTDs Remote GridWLDFREquipment / facility failureAggregated | WLDFR | HFTD - Distribution - Tier 2 - 2QU CoRE ¦ 3QU LoRE | Red Flag Warning - Small Fires | Equipment / facility failure | Aggregated | 2048 | 8.4744e-05 | 946.5765 | 0.080216 | 2048 | Mitigation | 0.95 | 45 | 0 | esc | 0.00097009 | 8.2209e-08 | 0.00097009 | 8.2209e-08
[79 empty] | WLDFR | HFTD - Distribution - Tier 3 - 2QU CoRE ¦ 1QU LoRE | Red Flag Warning - Destructive Fires | 2049 | 1.6339e-08 | 1.6339e-08 | 11536.0538 | 319.4911 | 11216.5626 | 0 | 0 | 0 | 1.6842e-05 | 0.00018848 | 0 | 0.00018848 | 0.00018848 | 0 | 0.00018848 | 0 | 0.0027701 | 0.0060721 | 0 | 0.0060721 | 0 | 1.0906e-06 | 2.1813e-06 | 0 | 2.1813e-06 | [12 empty] | 7.3.3.17.5 (Remote Grid) Updates to grid topology to minimize risk of ignition in HFTDs Remote GridWLDFREquipment / facility failureAggregated | WLDFR | HFTD - Distribution - Tier 2 - 2QU CoRE ¦ 3QU LoRE | Red Flag Warning - Small Fires | Equipment / facility failure | Aggregated | 2049 | 8.4744e-05 | 946.5765 | 0.080216 | 2049 | Mitigation | 0.95 | 45 | 0 | esc | 0.00097009 | 8.2209e-08 | 0.00097009 | 8.2209e-08
[79 empty] | WLDFR | HFTD - Distribution - Tier 3 - 2QU CoRE ¦ 1QU LoRE | Red Flag Warning - Destructive Fires | 2050 | 1.6339e-08 | 1.6339e-08 | 11536.0538 | 319.4911 | 11216.5626 | 0 | 0 | 0 | 1.6842e-05 | 0.00018848 | 0 | 0.00018848 | 0.00018848 | 0 | 0.00018848 | 0 | 0.0029071 | 0.0063725 | 0 | 0.0063725 | 0 | 1.0906e-06 | 2.1813e-06 | 0 | 2.1813e-06 | [12 empty] | 7.3.3.17.5 (Remote Grid) Updates to grid topology to minimize risk of ignition in HFTDs Remote GridWLDFREquipment / facility failureAggregated | WLDFR | HFTD - Distribution - Tier 2 - 2QU CoRE ¦ 3QU LoRE | Red Flag Warning - Small Fires | Equipment / facility failure | Aggregated | 2050 | 8.4744e-05 | 946.5765 | 0.080216 | 2050 | Mitigation | 0.95 | 45 | 0 | esc | 0.00097009 | 8.2209e-08 | 0.00097009 | 8.2209e-08
[79 empty] | WLDFR | HFTD - Distribution - Tier 3 - 2QU CoRE ¦ 1QU LoRE | Red Flag Warning - Destructive Fires | 2051 | 1.6339e-08 | 1.6339e-08 | 11536.0538 | 319.4911 | 11216.5626 | 0 | 0 | 0 | 1.6842e-05 | 0.00018848 | 0 | 0.00018848 | 0.00018848 | 0 | 0.00018848 | 0 | 0.0029071 | 0.0063725 | 0 | 0.0063725 | 0 | 1.1555e-06 | 2.311e-06 | 0 | 2.311e-06 | [12 empty] | 7.3.3.17.5 (Remote Grid) Updates to grid topology to minimize risk of ignition in HFTDs Remote GridWLDFREquipment / facility failureAggregated | WLDFR | HFTD - Distribution - Tier 2 - 2QU CoRE ¦ 3QU LoRE | Red Flag Warning - Small Fires | Equipment / facility failure | Aggregated | 2051 | 8.4744e-05 | 946.5765 | 0.080216 | 2051 | Mitigation | 0.95 | 45 | 0 | esc | 0.00097009 | 8.2209e-08 | 0.00097009 | 8.2209e-08
[79 empty] | WLDFR | HFTD - Distribution - Tier 3 - 2QU CoRE ¦ 1QU LoRE | Red Flag Warning - Destructive Fires | 2052 | 1.6339e-08 | 1.6339e-08 | 11536.0538 | 319.4911 | 11216.5626 | 0 | 0 | 0 | 1.6842e-05 | 0.00018848 | 0 | 0.00018848 | 0.00018848 | 0 | 0.00018848 | 0 | 0.0029071 | 0.0063725 | 0 | 0.0063725 | 0 | 1.1555e-06 | 2.311e-06 | 0 | 2.311e-06 | [12 empty] | 7.3.3.17.5 (Remote Grid) Updates to grid topology to minimize risk of ignition in HFTDs Remote GridWLDFREquipment / facility failureAggregated | WLDFR | HFTD - Distribution - Tier 2 - 2QU CoRE ¦ 3QU LoRE | Red Flag Warning - Small Fires | Equipment / facility failure | Aggregated | 2052 | 8.4744e-05 | 946.5765 | 0.080216 | 2052 | Mitigation | 0.95 | 45 | 0 | esc | 0.00097009 | 8.2209e-08 | 0.00097009 | 8.2209e-08
[79 empty] | WLDFR | HFTD - Distribution - Tier 3 - 2QU CoRE ¦ 1QU LoRE | Red Flag Warning - Destructive Fires | 2053 | 1.6339e-08 | 1.6339e-08 | 12097.6769 | 340.5356 | 11757.1413 | 0 | 0 | 0 | 1.6842e-05 | 0.00019766 | 0 | 0.00019766 | 0.00019766 | 0 | 0.00019766 | 0 | 0.0029071 | 0.0063725 | 0 | 0.0063725 | 0 | 1.1555e-06 | 2.311e-06 | 0 | 2.311e-06 | [12 empty] | 7.3.3.17.5 (Remote Grid) Updates to grid topology to minimize risk of ignition in HFTDs Remote GridWLDFREquipment / facility failureAggregated | WLDFR | HFTD - Distribution - Tier 2 - 2QU CoRE ¦ 3QU LoRE | Red Flag Warning - Small Fires | Equipment / facility failure | Aggregated | 2053 | 8.4744e-05 | 946.5765 | 0.080216 | 2053 | Mitigation | 0.95 | 45 | 0 | esc | 0.00097009 | 8.2209e-08 | 0.00097009 | 8.2209e-08
[79 empty] | WLDFR | HFTD - Distribution - Tier 3 - 2QU CoRE ¦ 1QU LoRE | Red Flag Warning - Destructive Fires | 2054 | 1.6339e-08 | 1.6339e-08 | 12097.6769 | 340.5356 | 11757.1413 | 0 | 0 | 0 | 1.6842e-05 | 0.00019766 | 0 | 0.00019766 | 0.00019766 | 0 | 0.00019766 | 0 | 0.0029071 | 0.0063725 | 0 | 0.0063725 | 0 | 1.1555e-06 | 2.311e-06 | 0 | 2.311e-06 | [12 empty] | 7.3.3.17.5 (Remote Grid) Updates to grid topology to minimize risk of ignition in HFTDs Remote GridWLDFREquipment / facility failureAggregated | WLDFR | HFTD - Distribution - Tier 2 - 2QU CoRE ¦ 3QU LoRE | Red Flag Warning - Small Fires | Equipment / facility failure | Aggregated | 2054 | 8.4744e-05 | 946.5765 | 0.080216 | 2054 | Mitigation | 0.95 | 45 | 0 | esc | 0.00097009 | 8.2209e-08 | 0.00097009 | 8.2209e-08
[79 empty] | WLDFR | HFTD - Distribution - Tier 3 - 2QU CoRE ¦ 1QU LoRE | Red Flag Warning - Destructive Fires | 2055 | 1.6339e-08 | 1.6339e-08 | 12097.6769 | 340.5356 | 11757.1413 | 0 | 0 | 0 | 1.6842e-05 | 0.00019766 | 0 | 0.00019766 | 0.00019766 | 0 | 0.00019766 | 0 | 0.0030487 | 0.0066828 | 0 | 0.0066828 | 0 | 1.1555e-06 | 2.311e-06 | 0 | 2.311e-06 | [12 empty] | 7.3.3.17.5 (Remote Grid) Updates to grid topology to minimize risk of ignition in HFTDs Remote GridWLDFREquipment / facility failureAggregated | WLDFR | HFTD - Distribution - Tier 2 - 2QU CoRE ¦ 3QU LoRE | Red Flag Warning - Small Fires | Equipment / facility failure | Aggregated | 2055 | 8.4744e-05 | 946.5765 | 0.080216 | 2055 | Mitigation | 0.95 | 45 | 0 | esc | 0.00097009 | 8.2209e-08 | 0.00097009 | 8.2209e-08
[79 empty] | WLDFR | HFTD - Distribution - Tier 3 - 2QU CoRE ¦ 1QU LoRE | Red Flag Warning - Destructive Fires | 2056 | 1.6339e-08 | 1.6339e-08 | 12097.6769 | 340.5356 | 11757.1413 | 0 | 0 | 0 | 1.6842e-05 | 0.00019766 | 0 | 0.00019766 | 0.00019766 | 0 | 0.00019766 | 0 | 0.0030487 | 0.0066828 | 0 | 0.0066828 | 0 | 1.2277e-06 | 2.4553e-06 | 0 | 2.4553e-06 | [12 empty] | 7.3.3.17.5 (Remote Grid) Updates to grid topology to minimize risk of ignition in HFTDs Remote GridWLDFREquipment / facility failureAggregated | WLDFR | HFTD - Distribution - Tier 2 - 2QU CoRE ¦ 3QU LoRE | Red Flag Warning - Small Fires | Equipment / facility failure | Aggregated | 2056 | 8.4744e-05 | 946.5765 | 0.080216 | 2056 | Mitigation | 0.95 | 45 | 0 | esc | 0.00097009 | 8.2209e-08 | 0.00097009 | 8.2209e-08
[79 empty] | WLDFR | HFTD - Distribution - Tier 3 - 2QU CoRE ¦ 1QU LoRE | Red Flag Warning - Destructive Fires | 2057 | 1.6339e-08 | 1.6339e-08 | 12097.6769 | 340.5356 | 11757.1413 | 0 | 0 | 0 | 1.6842e-05 | 0.00019766 | 0 | 0.00019766 | 0.00019766 | 0 | 0.00019766 | 0 | 0.0030487 | 0.0066828 | 0 | 0.0066828 | 0 | 1.2277e-06 | 2.4553e-06 | 0 | 2.4553e-06 | [12 empty] | 7.3.3.17.5 (Remote Grid) Updates to grid topology to minimize risk of ignition in HFTDs Remote GridWLDFREquipment / facility failureAggregated | WLDFR | HFTD - Distribution - Tier 2 - 2QU CoRE ¦ 3QU LoRE | Red Flag Warning - Small Fires | Equipment / facility failure | Aggregated | 2057 | 8.4744e-05 | 946.5765 | 0.080216 | 2057 | Mitigation | 0.95 | 45 | 0 | esc | 0.00097009 | 8.2209e-08 | 0.00097009 | 8.2209e-08
[79 empty] | WLDFR | HFTD - Distribution - Tier 3 - 2QU CoRE ¦ 1QU LoRE | Red Flag Warning - Destructive Fires | 2058 | 1.6339e-08 | 1.6339e-08 | 12670.1796 | 362.3049 | 12307.8747 | 0 | 0 | 0 | 1.6842e-05 | 0.00020701 | 0 | 0.00020701 | 0.00020701 | 0 | 0.00020701 | 0 | 0.0030487 | 0.0066828 | 0 | 0.0066828 | 0 | 1.2277e-06 | 2.4553e-06 | 0 | 2.4553e-06 | [12 empty] | 7.3.3.17.5 (Remote Grid) Updates to grid topology to minimize risk of ignition in HFTDs Remote GridWLDFREquipment / facility failureAggregated | WLDFR | HFTD - Distribution - Tier 2 - 2QU CoRE ¦ 3QU LoRE | Red Flag Warning - Small Fires | Equipment / facility failure | Aggregated | 2058 | 8.4744e-05 | 946.5765 | 0.080216 | 2058 | Mitigation | 0.95 | 45 | 0 | esc | 0.00097009 | 8.2209e-08 | 0.00097009 | 8.2209e-08
[79 empty] | WLDFR | HFTD - Distribution - Tier 3 - 2QU CoRE ¦ 1QU LoRE | Red Flag Warning - Destructive Fires | 2059 | 1.6339e-08 | 1.6339e-08 | 12670.1796 | 362.3049 | 12307.8747 | 0 | 0 | 0 | 1.6842e-05 | 0.00020701 | 0 | 0.00020701 | 0.00020701 | 0 | 0.00020701 | 0 | 0.0030487 | 0.0066828 | 0 | 0.0066828 | 0 | 1.2277e-06 | 2.4553e-06 | 0 | 2.4553e-06 | [12 empty] | 7.3.3.17.5 (Remote Grid) Updates to grid topology to minimize risk of ignition in HFTDs Remote GridWLDFREquipment / facility failureAggregated | WLDFR | HFTD - Distribution - Tier 2 - 2QU CoRE ¦ 3QU LoRE | Red Flag Warning - Small Fires | Equipment / facility failure | Aggregated | 2059 | 8.4744e-05 | 946.5765 | 0.080216 | 2059 | Mitigation | 0.95 | 45 | 0 | esc | 0.00097009 | 8.2209e-08 | 0.00097009 | 8.2209e-08
[79 empty] | WLDFR | HFTD - Distribution - Tier 3 - 2QU CoRE ¦ 1QU LoRE | Red Flag Warning - Destructive Fires | 2060 | 1.6339e-08 | 1.6339e-08 | 12670.1796 | 362.3049 | 12307.8747 | 0 | 0 | 0 | 1.6842e-05 | 0.00020701 | 0 | 0.00020701 | 0.00020701 | 0 | 0.00020701 | 0 | 0.0031929 | 0.006999 | 0 | 0.006999 | 0 | 1.2277e-06 | 2.4553e-06 | 0 | 2.4553e-06 | [12 empty] | 7.3.3.17.5 (Remote Grid) Updates to grid topology to minimize risk of ignition in HFTDs Remote GridWLDFREquipment / facility failureAggregated | WLDFR | HFTD - Distribution - Tier 2 - 2QU CoRE ¦ 3QU LoRE | Red Flag Warning - Small Fires | Equipment / facility failure | Aggregated | 2060 | 8.4744e-05 | 946.5765 | 0.080216 | 2060 | Mitigation | 0.95 | 45 | 0 | esc | 0.00097009 | 8.2209e-08 | 0.00097009 | 8.2209e-08
[79 empty] | WLDFR | HFTD - Distribution - Tier 3 - 2QU CoRE ¦ 1QU LoRE | Red Flag Warning - Destructive Fires | 2061 | 1.6339e-08 | 1.6339e-08 | 12670.1796 | 362.3049 | 12307.8747 | 0 | 0 | 0 | 1.6842e-05 | 0.00020701 | 0 | 0.00020701 | 0.00020701 | 0 | 0.00020701 | 0 | 0.0031929 | 0.006999 | 0 | 0.006999 | 0 | 1.3066e-06 | 2.6132e-06 | 0 | 2.6132e-06 | [12 empty] | 7.3.3.17.5 (Remote Grid) Updates to grid topology to minimize risk of ignition in HFTDs Remote GridWLDFREquipment / facility failureAggregated | WLDFR | HFTD - Distribution - Tier 2 - 2QU CoRE ¦ 3QU LoRE | Red Flag Warning - Small Fires | Equipment / facility failure | Aggregated | 2061 | 8.4744e-05 | 946.5765 | 0.080216 | 2061 | Mitigation | 0.95 | 45 | 0 | esc | 0.00097009 | 8.2209e-08 | 0.00097009 | 8.2209e-08
[79 empty] | WLDFR | HFTD - Distribution - Tier 3 - 2QU CoRE ¦ 1QU LoRE | Red Flag Warning - Destructive Fires | 2062 | 1.6339e-08 | 1.6339e-08 | 12670.1796 | 362.3049 | 12307.8747 | 0 | 0 | 0 | 1.6842e-05 | 0.00020701 | 0 | 0.00020701 | 0.00020701 | 0 | 0.00020701 | 0 | 0.0031929 | 0.006999 | 0 | 0.006999 | 0 | 1.3066e-06 | 2.6132e-06 | 0 | 2.6132e-06 | [12 empty] | 7.3.3.17.5 (Remote Grid) Updates to grid topology to minimize risk of ignition in HFTDs Remote GridWLDFREquipment / facility failureAggregated | WLDFR | HFTD - Distribution - Tier 2 - 2QU CoRE ¦ 3QU LoRE | Red Flag Warning - Small Fires | Equipment / facility failure | Aggregated | 2062 | 8.4744e-05 | 946.5765 | 0.080216 | 2062 | Mitigation | 0.95 | 45 | 0 | esc | 0.00097009 | 8.2209e-08 | 0.00097009 | 8.2209e-08
[79 empty] | WLDFR | HFTD - Distribution - Tier 3 - 2QU CoRE ¦ 1QU LoRE | Red Flag Warning - Destructive Fires | 2063 | 1.6339e-08 | 1.6339e-08 | 13246.6313 | 384.5316 | 12862.0997 | 0 | 0 | 0 | 1.6842e-05 | 0.00021643 | 0 | 0.00021643 | 0.00021643 | 0 | 0.00021643 | 0 | 0.0031929 | 0.006999 | 0 | 0.006999 | 0 | 1.3066e-06 | 2.6132e-06 | 0 | 2.6132e-06 | [12 empty] | 7.3.3.17.5 (Remote Grid) Updates to grid topology to minimize risk of ignition in HFTDs Remote GridWLDFREquipment / facility failureAggregated | WLDFR | HFTD - Distribution - Tier 2 - 2QU CoRE ¦ 3QU LoRE | Red Flag Warning - Small Fires | Equipment / facility failure | Aggregated | 2063 | 8.4744e-05 | 946.5765 | 0.080216 | 2063 | Mitigation | 0.95 | 45 | 0 | esc | 0.00097009 | 8.2209e-08 | 0.00097009 | 8.2209e-08
[79 empty] | WLDFR | HFTD - Distribution - Tier 3 - 2QU CoRE ¦ 1QU LoRE | Red Flag Warning - Destructive Fires | 2064 | 1.6339e-08 | 1.6339e-08 | 13246.6313 | 384.5316 | 12862.0997 | 0 | 0 | 0 | 1.6842e-05 | 0.00021643 | 0 | 0.00021643 | 0.00021643 | 0 | 0.00021643 | 0 | 0.0031929 | 0.006999 | 0 | 0.006999 | 0 | 1.3066e-06 | 2.6132e-06 | 0 | 2.6132e-06 | [12 empty] | 7.3.3.17.5 (Remote Grid) Updates to grid topology to minimize risk of ignition in HFTDs Remote GridWLDFREquipment / facility failureAggregated | WLDFR | HFTD - Distribution - Tier 2 - 2QU CoRE ¦ 3QU LoRE | Red Flag Warning - Small Fires | Equipment / facility failure | Aggregated | 2064 | 8.4744e-05 | 946.5765 | 0.080216 | 2064 | Mitigation | 0.95 | 45 | 0 | esc | 0.00097009 | 8.2209e-08 | 0.00097009 | 8.2209e-08
[79 empty] | WLDFR | HFTD - Distribution - Tier 3 - 2QU CoRE ¦ 1QU LoRE | Red Flag Warning - Destructive Fires | 2065 | 1.6339e-08 | 1.6339e-08 | 13246.6313 | 384.5316 | 12862.0997 | 0 | 0 | 0 | 1.6842e-05 | 0.00021643 | 0 | 0.00021643 | 0.00021643 | 0 | 0.00021643 | 0 | 0.0033382 | 0.0073175 | 0 | 0.0073175 | 0 | 1.3066e-06 | 2.6132e-06 | 0 | 2.6132e-06 | [12 empty] | 7.3.3.17.5 (Remote Grid) Updates to grid topology to minimize risk of ignition in HFTDs Remote GridWLDFREquipment / facility failureAggregated | WLDFR | HFTD - Distribution - Tier 2 - 2QU CoRE ¦ 3QU LoRE | Red Flag Warning - Small Fires | Equipment / facility failure | Aggregated | 2065 | 8.4744e-05 | 946.5765 | 0.080216 | 2065 | Mitigation | 0.95 | 45 | 0 | esc | 0.00097009 | 8.2209e-08 | 0.00097009 | 8.2209e-08
[79 empty] | WLDFR | HFTD - Distribution - Tier 3 - 2QU CoRE ¦ 1QU LoRE | Red Flag Warning - Destructive Fires | 2066 | 1.6339e-08 | 1.6339e-08 | 13246.6313 | 384.5316 | 12862.0997 | 0 | 0 | 0 | 1.6842e-05 | 0.00021643 | 0 | 0.00021643 | 0.00021643 | 0 | 0.00021643 | 0 | 0.0033382 | 0.0073175 | 0 | 0.0073175 | 0 | 1.3916e-06 | 2.7833e-06 | 0 | 2.7833e-06 | [12 empty] | 7.3.3.17.5 (Remote Grid) Updates to grid topology to minimize risk of ignition in HFTDs Remote GridWLDFREquipment / facility failureAggregated | WLDFR | HFTD - Distribution - Tier 2 - 2QU CoRE ¦ 3QU LoRE | Red Flag Warning - Small Fires | Equipment / facility failure | Aggregated | 2066 | 8.4744e-05 | 946.5765 | 0.080216 | 2066 | Mitigation | 0.95 | 45 | 0 | esc | 0.00097009 | 8.2209e-08 | 0.00097009 | 8.2209e-08
[79 empty] | WLDFR | HFTD - Distribution - Tier 3 - 2QU CoRE ¦ 1QU LoRE | Red Flag Warning - Destructive Fires | 2067 | 0 | 1.6339e-08 | 13246.6313 | 384.5316 | 12862.0997 | 0 | 0 | 0 | 1.6842e-05 | 0 | 0 | 0 | 0.00021643 | 0 | 0.00021643 | 0 | 0.0033382 | 0.0073175 | 0 | 0.0073175 | 0 | 1.3916e-06 | 2.7833e-06 | 0 | 2.7833e-06 | [12 empty] | 7.3.3.17.5 (Remote Grid) Updates to grid topology to minimize risk of ignition in HFTDs Remote GridWLDFREquipment / facility failureAggregated | WLDFR | HFTD - Distribution - Tier 2 - 2QU CoRE ¦ 3QU LoRE | Red Flag Warning - Small Fires | Equipment / facility failure | Aggregated | 2067 | 8.4744e-05 | 946.5765 | 0.080216 | 2067 | Mitigation | 0.95 | 45 | 0 | esc | 0 | 0 | 0.00097009 | 8.2209e-08
[79 empty] | WLDFR | HFTD - Distribution - Tier 3 - 2QU CoRE ¦ 1QU LoRE | Red Flag Warning - Large Fires | 2022 | 8.1282e-08 | 0 | 5.2406 | 0.69642 | 2.942 | 1.6022 | 0 | 0 | 8.3788e-05 | 4.2596e-07 | 0 | 4.2596e-07 | 0 | 0 | 0 | 0 | 0.0033382 | 0.0073175 | 0 | 0.0073175 | 0 | 1.3916e-06 | 2.7833e-06 | 0 | 2.7833e-06 | [12 empty] | 7.3.3.17.5 (Remote Grid) Updates to grid topology to minimize risk of ignition in HFTDs Remote GridWLDFRVegetation ContactAggregated | WLDFR | HFTD - Distribution - Tier 2 - 2QU CoRE ¦ 3QU LoRE | Red Flag Warning - Small Fires | Vegetation Contact | Aggregated | 2022 | 0.00039071 | 946.5765 | 0.36984 | 2022 | Mitigation | 0.95 | 45 | 0 | esc | 0.00097009 | 3.7902e-07 | 0 | 0
[79 empty] | WLDFR | HFTD - Distribution - Tier 3 - 2QU CoRE ¦ 1QU LoRE | Red Flag Warning - Large Fires | 2023 | 8.1282e-08 | 8.1282e-08 | 5.475 | 0.71896 | 3.0715 | 1.6846 | 0 | 0 | 8.3788e-05 | 4.4502e-07 | 0 | 4.4502e-07 | 4.4502e-07 | 0 | 4.4502e-07 | 0 | 0.0033382 | 0.0073175 | 0 | 0.0073175 | 0 | 1.3916e-06 | 2.7833e-06 | 0 | 2.7833e-06 | [12 empty] | 7.3.3.17.5 (Remote Grid) Updates to grid topology to minimize risk of ignition in HFTDs Remote GridWLDFRVegetation ContactAggregated | WLDFR | HFTD - Distribution - Tier 2 - 2QU CoRE ¦ 3QU LoRE | Red Flag Warning - Small Fires | Vegetation Contact | Aggregated | 2023 | 0.00039071 | 946.5765 | 0.36984 | 2023 | Mitigation | 0.95 | 45 | 0 | esc | 0.00097009 | 3.7902e-07 | 0.00097009 | 3.7902e-07
[79 empty] | WLDFR | HFTD - Distribution - Tier 3 - 2QU CoRE ¦ 1QU LoRE | Red Flag Warning - Large Fires | 2024 | 8.1282e-08 | 8.1282e-08 | 5.475 | 0.71896 | 3.0715 | 1.6846 | 0 | 0 | 8.3788e-05 | 4.4502e-07 | 0 | 4.4502e-07 | 4.4502e-07 | 0 | 4.4502e-07 | 0 | 0.0034827 | 0.0076343 | 0 | 0.0076343 | 0 | 0 | 2.7833e-06 | 0 | 2.7833e-06 | [12 empty] | 7.3.3.17.5 (Remote Grid) Updates to grid topology to minimize risk of ignition in HFTDs Remote GridWLDFRVegetation ContactAggregated | WLDFR | HFTD - Distribution - Tier 2 - 2QU CoRE ¦ 3QU LoRE | Red Flag Warning - Small Fires | Vegetation Contact | Aggregated | 2024 | 0.00039071 | 946.5765 | 0.36984 | 2024 | Mitigation | 0.95 | 45 | 0 | esc | 0.00097009 | 3.7902e-07 | 0.00097009 | 3.7902e-07
[79 empty] | WLDFR | HFTD - Distribution - Tier 3 - 2QU CoRE ¦ 1QU LoRE | Red Flag Warning - Large Fires | 2025 | 8.1282e-08 | 8.1282e-08 | 5.475 | 0.71896 | 3.0715 | 1.6846 | 0 | 0 | 8.3788e-05 | 4.4502e-07 | 0 | 4.4502e-07 | 4.4502e-07 | 0 | 4.4502e-07 | 0 | 0.0034827 | 0.0076343 | 0 | 0.0076343 | 0 | 0 | 0 | 0 | 0 | [12 empty] | 7.3.3.17.5 (Remote Grid) Updates to grid topology to minimize risk of ignition in HFTDs Remote GridWLDFRVegetation ContactAggregated | WLDFR | HFTD - Distribution - Tier 2 - 2QU CoRE ¦ 3QU LoRE | Red Flag Warning - Small Fires | Vegetation Contact | Aggregated | 2025 | 0.00039071 | 946.5765 | 0.36984 | 2025 | Mitigation | 0.95 | 45 | 0 | esc | 0.00097009 | 3.7902e-07 | 0.00097009 | 3.7902e-07
[79 empty] | WLDFR | HFTD - Distribution - Tier 3 - 2QU CoRE ¦ 1QU LoRE | Red Flag Warning - Large Fires | 2026 | 8.1282e-08 | 8.1282e-08 | 5.475 | 0.71896 | 3.0715 | 1.6846 | 0 | 0 | 8.3788e-05 | 4.4502e-07 | 0 | 4.4502e-07 | 4.4502e-07 | 0 | 4.4502e-07 | 0 | 0.0034827 | 0.0076343 | 0 | 0.0076343 | 0 | 0 | 0 | 0 | 0 | [12 empty] | 7.3.3.17.5 (Remote Grid) Updates to grid topology to minimize risk of ignition in HFTDs Remote GridWLDFRVegetation ContactAggregated | WLDFR | HFTD - Distribution - Tier 2 - 2QU CoRE ¦ 3QU LoRE | Red Flag Warning - Small Fires | Vegetation Contact | Aggregated | 2026 | 0.00039071 | 946.5765 | 0.36984 | 2026 | Mitigation | 0.95 | 45 | 0 | esc | 0.00097009 | 3.7902e-07 | 0.00097009 | 3.7902e-07
[79 empty] | WLDFR | HFTD - Distribution - Tier 3 - 2QU CoRE ¦ 1QU LoRE | Red Flag Warning - Large Fires | 2027 | 8.1282e-08 | 8.1282e-08 | 5.475 | 0.71896 | 3.0715 | 1.6846 | 0 | 0 | 8.3788e-05 | 4.4502e-07 | 0 | 4.4502e-07 | 4.4502e-07 | 0 | 4.4502e-07 | 0 | 0 | 0.0076343 | 0 | 0.0076343 | 0 | 1.7609e-07 | 0 | 0 | 0 | [12 empty] | 7.3.3.17.5 (Remote Grid) Updates to grid topology to minimize risk of ignition in HFTDs Remote GridWLDFRVegetation ContactAggregated | WLDFR | HFTD - Distribution - Tier 2 - 2QU CoRE ¦ 3QU LoRE | Red Flag Warning - Small Fires | Vegetation Contact | Aggregated | 2027 | 0.00039071 | 946.5765 | 0.36984 | 2027 | Mitigation | 0.95 | 45 | 0 | esc | 0.00097009 | 3.7902e-07 | 0.00097009 | 3.7902e-07
[79 empty] | WLDFR | HFTD - Distribution - Tier 3 - 2QU CoRE ¦ 1QU LoRE | Red Flag Warning - Large Fires | 2028 | 8.1282e-08 | 8.1282e-08 | 5.777 | 0.74734 | 3.238 | 1.7917 | 0 | 0 | 8.3788e-05 | 4.6957e-07 | 0 | 4.6957e-07 | 4.6957e-07 | 0 | 4.6957e-07 | 0 | 0 | 0 | 0 | 0 | 0 | 1.8176e-07 | 3.6352e-07 | 0 | 3.6352e-07 | [12 empty] | 7.3.3.17.5 (Remote Grid) Updates to grid topology to minimize risk of ignition in HFTDs Remote GridWLDFRVegetation ContactAggregated | WLDFR | HFTD - Distribution - Tier 2 - 2QU CoRE ¦ 3QU LoRE | Red Flag Warning - Small Fires | Vegetation Contact | Aggregated | 2028 | 0.00039071 | 946.5765 | 0.36984 | 2028 | Mitigation | 0.95 | 45 | 0 | esc | 0.00097009 | 3.7902e-07 | 0.00097009 | 3.7902e-07
[79 empty] | WLDFR | HFTD - Distribution - Tier 3 - 2QU CoRE ¦ 1QU LoRE | Red Flag Warning - Large Fires | 2029 | 8.1282e-08 | 8.1282e-08 | 5.777 | 0.74734 | 3.238 | 1.7917 | 0 | 0 | 8.3788e-05 | 4.6957e-07 | 0 | 4.6957e-07 | 4.6957e-07 | 0 | 4.6957e-07 | 0 | 8.0248e-06 | 0 | 0 | 0 | 0 | 1.8176e-07 | 3.6352e-07 | 0 | 3.6352e-07 | [12 empty] | 7.3.3.17.5 (Remote Grid) Updates to grid topology to minimize risk of ignition in HFTDs Remote GridWLDFRVegetation ContactAggregated | WLDFR | HFTD - Distribution - Tier 2 - 2QU CoRE ¦ 3QU LoRE | Red Flag Warning - Small Fires | Vegetation Contact | Aggregated | 2029 | 0.00039071 | 946.5765 | 0.36984 | 2029 | Mitigation | 0.95 | 45 | 0 | esc | 0.00097009 | 3.7902e-07 | 0.00097009 | 3.7902e-07
[79 empty] | WLDFR | HFTD - Distribution - Tier 3 - 2QU CoRE ¦ 1QU LoRE | Red Flag Warning - Large Fires | 2030 | 8.1282e-08 | 8.1282e-08 | 5.777 | 0.74734 | 3.238 | 1.7917 | 0 | 0 | 8.3788e-05 | 4.6957e-07 | 0 | 4.6957e-07 | 4.6957e-07 | 0 | 4.6957e-07 | 0 | 8.3839e-06 | 1.8378e-05 | 0 | 1.8378e-05 | 0 | 1.8176e-07 | 3.6352e-07 | 0 | 3.6352e-07 | [12 empty] | 7.3.3.17.5 (Remote Grid) Updates to grid topology to minimize risk of ignition in HFTDs Remote GridWLDFRVegetation ContactAggregated | WLDFR | HFTD - Distribution - Tier 2 - 2QU CoRE ¦ 3QU LoRE | Red Flag Warning - Small Fires | Vegetation Contact | Aggregated | 2030 | 0.00039071 | 946.5765 | 0.36984 | 2030 | Mitigation | 0.95 | 45 | 0 | esc | 0.00097009 | 3.7902e-07 | 0.00097009 | 3.7902e-07
[79 empty] | WLDFR | HFTD - Distribution - Tier 3 - 2QU CoRE ¦ 1QU LoRE | Red Flag Warning - Large Fires | 2031 | 8.1282e-08 | 8.1282e-08 | 5.777 | 0.74734 | 3.238 | 1.7917 | 0 | 0 | 8.3788e-05 | 4.6957e-07 | 0 | 4.6957e-07 | 4.6957e-07 | 0 | 4.6957e-07 | 0 | 8.3839e-06 | 1.8378e-05 | 0 | 1.8378e-05 | 0 | 1.8176e-07 | 3.6352e-07 | 0 | 3.6352e-07 | [12 empty] | 7.3.3.17.5 (Remote Grid) Updates to grid topology to minimize risk of ignition in HFTDs Remote GridWLDFRVegetation ContactAggregated | WLDFR | HFTD - Distribution - Tier 2 - 2QU CoRE ¦ 3QU LoRE | Red Flag Warning - Small Fires | Vegetation Contact | Aggregated | 2031 | 0.00039071 | 946.5765 | 0.36984 | 2031 | Mitigation | 0.95 | 45 | 0 | esc | 0.00097009 | 3.7902e-07 | 0.00097009 | 3.7902e-07
[79 empty] | WLDFR | HFTD - Distribution - Tier 3 - 2QU CoRE ¦ 1QU LoRE | Red Flag Warning - Large Fires | 2032 | 8.1282e-08 | 8.1282e-08 | 5.777 | 0.74734 | 3.238 | 1.7917 | 0 | 0 | 8.3788e-05 | 4.6957e-07 | 0 | 4.6957e-07 | 4.6957e-07 | 0 | 4.6957e-07 | 0 | 8.3839e-06 | 1.8378e-05 | 0 | 1.8378e-05 | 0 | 1.8176e-07 | 3.6352e-07 | 0 | 3.6352e-07 | [12 empty] | 7.3.3.17.5 (Remote Grid) Updates to grid topology to minimize risk of ignition in HFTDs Remote GridWLDFRVegetation ContactAggregated | WLDFR | HFTD - Distribution - Tier 2 - 2QU CoRE ¦ 3QU LoRE | Red Flag Warning - Small Fires | Vegetation Contact | Aggregated | 2032 | 0.00039071 | 946.5765 | 0.36984 | 2032 | Mitigation | 0.95 | 45 | 0 | esc | 0.00097009 | 3.7902e-07 | 0.00097009 | 3.7902e-07
[79 empty] | WLDFR | HFTD - Distribution - Tier 3 - 2QU CoRE ¦ 1QU LoRE | Red Flag Warning - Large Fires | 2033 | 8.1282e-08 | 8.1282e-08 | 6.1205 | 0.77885 | 3.4265 | 1.9151 | 0 | 0 | 8.3788e-05 | 4.9749e-07 | 0 | 4.9749e-07 | 4.9749e-07 | 0 | 4.9749e-07 | 0 | 8.3839e-06 | 1.8378e-05 | 0 | 1.8378e-05 | 0 | 1.8899e-07 | 3.7798e-07 | 0 | 3.7798e-07 | [12 empty] | 7.3.3.17.5 (Remote Grid) Updates to grid topology to minimize risk of ignition in HFTDs Remote GridWLDFRVegetation ContactAggregated | WLDFR | HFTD - Distribution - Tier 2 - 2QU CoRE ¦ 3QU LoRE | Red Flag Warning - Small Fires | Vegetation Contact | Aggregated | 2033 | 0.00039071 | 946.5765 | 0.36984 | 2033 | Mitigation | 0.95 | 45 | 0 | esc | 0.00097009 | 3.7902e-07 | 0.00097009 | 3.7902e-07
[79 empty] | WLDFR | HFTD - Distribution - Tier 3 - 2QU CoRE ¦ 1QU LoRE | Red Flag Warning - Large Fires | 2034 | 8.1282e-08 | 8.1282e-08 | 6.1205 | 0.77885 | 3.4265 | 1.9151 | 0 | 0 | 8.3788e-05 | 4.9749e-07 | 0 | 4.9749e-07 | 4.9749e-07 | 0 | 4.9749e-07 | 0 | 8.3839e-06 | 1.8378e-05 | 0 | 1.8378e-05 | 0 | 1.8899e-07 | 3.7798e-07 | 0 | 3.7798e-07 | [12 empty] | 7.3.3.17.5 (Remote Grid) Updates to grid topology to minimize risk of ignition in HFTDs Remote GridWLDFRVegetation ContactAggregated | WLDFR | HFTD - Distribution - Tier 2 - 2QU CoRE ¦ 3QU LoRE | Red Flag Warning - Small Fires | Vegetation Contact | Aggregated | 2034 | 0.00039071 | 946.5765 | 0.36984 | 2034 | Mitigation | 0.95 | 45 | 0 | esc | 0.00097009 | 3.7902e-07 | 0.00097009 | 3.7902e-07
[79 empty] | WLDFR | HFTD - Distribution - Tier 3 - 2QU CoRE ¦ 1QU LoRE | Red Flag Warning - Large Fires | 2035 | 8.1282e-08 | 8.1282e-08 | 6.1205 | 0.77885 | 3.4265 | 1.9151 | 0 | 0 | 8.3788e-05 | 4.9749e-07 | 0 | 4.9749e-07 | 4.9749e-07 | 0 | 4.9749e-07 | 0 | 8.8463e-06 | 1.9391e-05 | 0 | 1.9391e-05 | 0 | 1.8899e-07 | 3.7798e-07 | 0 | 3.7798e-07 | [12 empty] | 7.3.3.17.5 (Remote Grid) Updates to grid topology to minimize risk of ignition in HFTDs Remote GridWLDFRVegetation ContactAggregated | WLDFR | HFTD - Distribution - Tier 2 - 2QU CoRE ¦ 3QU LoRE | Red Flag Warning - Small Fires | Vegetation Contact | Aggregated | 2035 | 0.00039071 | 946.5765 | 0.36984 | 2035 | Mitigation | 0.95 | 45 | 0 | esc | 0.00097009 | 3.7902e-07 | 0.00097009 | 3.7902e-07
[79 empty] | WLDFR | HFTD - Distribution - Tier 3 - 2QU CoRE ¦ 1QU LoRE | Red Flag Warning - Large Fires | 2036 | 8.1282e-08 | 8.1282e-08 | 6.1205 | 0.77885 | 3.4265 | 1.9151 | 0 | 0 | 8.3788e-05 | 4.9749e-07 | 0 | 4.9749e-07 | 4.9749e-07 | 0 | 4.9749e-07 | 0 | 8.8463e-06 | 1.9391e-05 | 0 | 1.9391e-05 | 0 | 1.8899e-07 | 3.7798e-07 | 0 | 3.7798e-07 | [12 empty] | 7.3.3.17.5 (Remote Grid) Updates to grid topology to minimize risk of ignition in HFTDs Remote GridWLDFRVegetation ContactAggregated | WLDFR | HFTD - Distribution - Tier 2 - 2QU CoRE ¦ 3QU LoRE | Red Flag Warning - Small Fires | Vegetation Contact | Aggregated | 2036 | 0.00039071 | 946.5765 | 0.36984 | 2036 | Mitigation | 0.95 | 45 | 0 | esc | 0.00097009 | 3.7902e-07 | 0.00097009 | 3.7902e-07
[79 empty] | WLDFR | HFTD - Distribution - Tier 3 - 2QU CoRE ¦ 1QU LoRE | Red Flag Warning - Large Fires | 2037 | 8.1282e-08 | 8.1282e-08 | 6.1205 | 0.77885 | 3.4265 | 1.9151 | 0 | 0 | 8.3788e-05 | 4.9749e-07 | 0 | 4.9749e-07 | 4.9749e-07 | 0 | 4.9749e-07 | 0 | 8.8463e-06 | 1.9391e-05 | 0 | 1.9391e-05 | 0 | 1.8899e-07 | 3.7798e-07 | 0 | 3.7798e-07 | [12 empty] | 7.3.3.17.5 (Remote Grid) Updates to grid topology to minimize risk of ignition in HFTDs Remote GridWLDFRVegetation ContactAggregated | WLDFR | HFTD - Distribution - Tier 2 - 2QU CoRE ¦ 3QU LoRE | Red Flag Warning - Small Fires | Vegetation Contact | Aggregated | 2037 | 0.00039071 | 946.5765 | 0.36984 | 2037 | Mitigation | 0.95 | 45 | 0 | esc | 0.00097009 | 3.7902e-07 | 0.00097009 | 3.7902e-07
[79 empty] | WLDFR | HFTD - Distribution - Tier 3 - 2QU CoRE ¦ 1QU LoRE | Red Flag Warning - Large Fires | 2038 | 8.1282e-08 | 8.1282e-08 | 6.5028 | 0.81304 | 3.6355 | 2.0543 | 0 | 0 | 8.3788e-05 | 5.2856e-07 | 0 | 5.2856e-07 | 5.2856e-07 | 0 | 5.2856e-07 | 0 | 8.8463e-06 | 1.9391e-05 | 0 | 1.9391e-05 | 0 | 1.9714e-07 | 3.9428e-07 | 0 | 3.9428e-07 | [12 empty] | 7.3.3.17.5 (Remote Grid) Updates to grid topology to minimize risk of ignition in HFTDs Remote GridWLDFRVegetation ContactAggregated | WLDFR | HFTD - Distribution - Tier 2 - 2QU CoRE ¦ 3QU LoRE | Red Flag Warning - Small Fires | Vegetation Contact | Aggregated | 2038 | 0.00039071 | 946.5765 | 0.36984 | 2038 | Mitigation | 0.95 | 45 | 0 | esc | 0.00097009 | 3.7902e-07 | 0.00097009 | 3.7902e-07
[79 empty] | WLDFR | HFTD - Distribution - Tier 3 - 2QU CoRE ¦ 1QU LoRE | Red Flag Warning - Large Fires | 2039 | 8.1282e-08 | 8.1282e-08 | 6.5028 | 0.81304 | 3.6355 | 2.0543 | 0 | 0 | 8.3788e-05 | 5.2856e-07 | 0 | 5.2856e-07 | 5.2856e-07 | 0 | 5.2856e-07 | 0 | 8.8463e-06 | 1.9391e-05 | 0 | 1.9391e-05 | 0 | 1.9714e-07 | 3.9428e-07 | 0 | 3.9428e-07 | [12 empty] | 7.3.3.17.5 (Remote Grid) Updates to grid topology to minimize risk of ignition in HFTDs Remote GridWLDFRVegetation ContactAggregated | WLDFR | HFTD - Distribution - Tier 2 - 2QU CoRE ¦ 3QU LoRE | Red Flag Warning - Small Fires | Vegetation Contact | Aggregated | 2039 | 0.00039071 | 946.5765 | 0.36984 | 2039 | Mitigation | 0.95 | 45 | 0 | esc | 0.00097009 | 3.7902e-07 | 0.00097009 | 3.7902e-07
[79 empty] | WLDFR | HFTD - Distribution - Tier 3 - 2QU CoRE ¦ 1QU LoRE | Red Flag Warning - Large Fires | 2040 | 8.1282e-08 | 8.1282e-08 | 6.5028 | 0.81304 | 3.6355 | 2.0543 | 0 | 0 | 8.3788e-05 | 5.2856e-07 | 0 | 5.2856e-07 | 5.2856e-07 | 0 | 5.2856e-07 | 0 | 9.3723e-06 | 2.0544e-05 | 0 | 2.0544e-05 | 0 | 1.9714e-07 | 3.9428e-07 | 0 | 3.9428e-07 | [12 empty] | 7.3.3.17.5 (Remote Grid) Updates to grid topology to minimize risk of ignition in HFTDs Remote GridWLDFRVegetation ContactAggregated | WLDFR | HFTD - Distribution - Tier 2 - 2QU CoRE ¦ 3QU LoRE | Red Flag Warning - Small Fires | Vegetation Contact | Aggregated | 2040 | 0.00039071 | 946.5765 | 0.36984 | 2040 | Mitigation | 0.95 | 45 | 0 | esc | 0.00097009 | 3.7902e-07 | 0.00097009 | 3.7902e-07
[79 empty] | WLDFR | HFTD - Distribution - Tier 3 - 2QU CoRE ¦ 1QU LoRE | Red Flag Warning - Large Fires | 2041 | 8.1282e-08 | 8.1282e-08 | 6.5028 | 0.81304 | 3.6355 | 2.0543 | 0 | 0 | 8.3788e-05 | 5.2856e-07 | 0 | 5.2856e-07 | 5.2856e-07 | 0 | 5.2856e-07 | 0 | 9.3723e-06 | 2.0544e-05 | 0 | 2.0544e-05 | 0 | 1.9714e-07 | 3.9428e-07 | 0 | 3.9428e-07 | [12 empty] | 7.3.3.17.5 (Remote Grid) Updates to grid topology to minimize risk of ignition in HFTDs Remote GridWLDFRVegetation ContactAggregated | WLDFR | HFTD - Distribution - Tier 2 - 2QU CoRE ¦ 3QU LoRE | Red Flag Warning - Small Fires | Vegetation Contact | Aggregated | 2041 | 0.00039071 | 946.5765 | 0.36984 | 2041 | Mitigation | 0.95 | 45 | 0 | esc | 0.00097009 | 3.7902e-07 | 0.00097009 | 3.7902e-07
[79 empty] | WLDFR | HFTD - Distribution - Tier 3 - 2QU CoRE ¦ 1QU LoRE | Red Flag Warning - Large Fires | 2042 | 8.1282e-08 | 8.1282e-08 | 6.5028 | 0.81304 | 3.6355 | 2.0543 | 0 | 0 | 8.3788e-05 | 5.2856e-07 | 0 | 5.2856e-07 | 5.2856e-07 | 0 | 5.2856e-07 | 0 | 9.3723e-06 | 2.0544e-05 | 0 | 2.0544e-05 | 0 | 1.9714e-07 | 3.9428e-07 | 0 | 3.9428e-07 | [12 empty] | 7.3.3.17.5 (Remote Grid) Updates to grid topology to minimize risk of ignition in HFTDs Remote GridWLDFRVegetation ContactAggregated | WLDFR | HFTD - Distribution - Tier 2 - 2QU CoRE ¦ 3QU LoRE | Red Flag Warning - Small Fires | Vegetation Contact | Aggregated | 2042 | 0.00039071 | 946.5765 | 0.36984 | 2042 | Mitigation | 0.95 | 45 | 0 | esc | 0.00097009 | 3.7902e-07 | 0.00097009 | 3.7902e-07
[79 empty] | WLDFR | HFTD - Distribution - Tier 3 - 2QU CoRE ¦ 1QU LoRE | Red Flag Warning - Large Fires | 2043 | 8.1282e-08 | 8.1282e-08 | 6.9209 | 0.84944 | 3.8632 | 2.2083 | 0 | 0 | 8.3788e-05 | 5.6255e-07 | 0 | 5.6255e-07 | 5.6255e-07 | 0 | 5.6255e-07 | 0 | 9.3723e-06 | 2.0544e-05 | 0 | 2.0544e-05 | 0 | 2.0612e-07 | 4.1224e-07 | 0 | 4.1224e-07 | [12 empty] | 7.3.3.17.5 (Remote Grid) Updates to grid topology to minimize risk of ignition in HFTDs Remote GridWLDFRVegetation ContactAggregated | WLDFR | HFTD - Distribution - Tier 2 - 2QU CoRE ¦ 3QU LoRE | Red Flag Warning - Small Fires | Vegetation Contact | Aggregated | 2043 | 0.00039071 | 946.5765 | 0.36984 | 2043 | Mitigation | 0.95 | 45 | 0 | esc | 0.00097009 | 3.7902e-07 | 0.00097009 | 3.7902e-07
[79 empty] | WLDFR | HFTD - Distribution - Tier 3 - 2QU CoRE ¦ 1QU LoRE | Red Flag Warning - Large Fires | 2044 | 8.1282e-08 | 8.1282e-08 | 6.9209 | 0.84944 | 3.8632 | 2.2083 | 0 | 0 | 8.3788e-05 | 5.6255e-07 | 0 | 5.6255e-07 | 5.6255e-07 | 0 | 5.6255e-07 | 0 | 9.3723e-06 | 2.0544e-05 | 0 | 2.0544e-05 | 0 | 2.0612e-07 | 4.1224e-07 | 0 | 4.1224e-07 | [12 empty] | 7.3.3.17.5 (Remote Grid) Updates to grid topology to minimize risk of ignition in HFTDs Remote GridWLDFRVegetation ContactAggregated | WLDFR | HFTD - Distribution - Tier 2 - 2QU CoRE ¦ 3QU LoRE | Red Flag Warning - Small Fires | Vegetation Contact | Aggregated | 2044 | 0.00039071 | 946.5765 | 0.36984 | 2044 | Mitigation | 0.95 | 45 | 0 | esc | 0.00097009 | 3.7902e-07 | 0.00097009 | 3.7902e-07
[79 empty] | WLDFR | HFTD - Distribution - Tier 3 - 2QU CoRE ¦ 1QU LoRE | Red Flag Warning - Large Fires | 2045 | 8.1282e-08 | 8.1282e-08 | 6.9209 | 0.84944 | 3.8632 | 2.2083 | 0 | 0 | 8.3788e-05 | 5.6255e-07 | 0 | 5.6255e-07 | 5.6255e-07 | 0 | 5.6255e-07 | 0 | 9.9577e-06 | 2.1828e-05 | 0 | 2.1828e-05 | 0 | 2.0612e-07 | 4.1224e-07 | 0 | 4.1224e-07 | [12 empty] | 7.3.3.17.5 (Remote Grid) Updates to grid topology to minimize risk of ignition in HFTDs Remote GridWLDFRVegetation ContactAggregated | WLDFR | HFTD - Distribution - Tier 2 - 2QU CoRE ¦ 3QU LoRE | Red Flag Warning - Small Fires | Vegetation Contact | Aggregated | 2045 | 0.00039071 | 946.5765 | 0.36984 | 2045 | Mitigation | 0.95 | 45 | 0 | esc | 0.00097009 | 3.7902e-07 | 0.00097009 | 3.7902e-07
[79 empty] | WLDFR | HFTD - Distribution - Tier 3 - 2QU CoRE ¦ 1QU LoRE | Red Flag Warning - Large Fires | 2046 | 8.1282e-08 | 8.1282e-08 | 6.9209 | 0.84944 | 3.8632 | 2.2083 | 0 | 0 | 8.3788e-05 | 5.6255e-07 | 0 | 5.6255e-07 | 5.6255e-07 | 0 | 5.6255e-07 | 0 | 9.9577e-06 | 2.1828e-05 | 0 | 2.1828e-05 | 0 | 2.0612e-07 | 4.1224e-07 | 0 | 4.1224e-07 | [12 empty] | 7.3.3.17.5 (Remote Grid) Updates to grid topology to minimize risk of ignition in HFTDs Remote GridWLDFRVegetation ContactAggregated | WLDFR | HFTD - Distribution - Tier 2 - 2QU CoRE ¦ 3QU LoRE | Red Flag Warning - Small Fires | Vegetation Contact | Aggregated | 2046 | 0.00039071 | 946.5765 | 0.36984 | 2046 | Mitigation | 0.95 | 45 | 0 | esc | 0.00097009 | 3.7902e-07 | 0.00097009 | 3.7902e-07
[79 empty] | WLDFR | HFTD - Distribution - Tier 3 - 2QU CoRE ¦ 1QU LoRE | Red Flag Warning - Large Fires | 2047 | 8.1282e-08 | 8.1282e-08 | 6.9209 | 0.84944 | 3.8632 | 2.2083 | 0 | 0 | 8.3788e-05 | 5.6255e-07 | 0 | 5.6255e-07 | 5.6255e-07 | 0 | 5.6255e-07 | 0 | 9.9577e-06 | 2.1828e-05 | 0 | 2.1828e-05 | 0 | 2.0612e-07 | 4.1224e-07 | 0 | 4.1224e-07 | [12 empty] | 7.3.3.17.5 (Remote Grid) Updates to grid topology to minimize risk of ignition in HFTDs Remote GridWLDFRVegetation ContactAggregated | WLDFR | HFTD - Distribution - Tier 2 - 2QU CoRE ¦ 3QU LoRE | Red Flag Warning - Small Fires | Vegetation Contact | Aggregated | 2047 | 0.00039071 | 946.5765 | 0.36984 | 2047 | Mitigation | 0.95 | 45 | 0 | esc | 0.00097009 | 3.7902e-07 | 0.00097009 | 3.7902e-07
[79 empty] | WLDFR | HFTD - Distribution - Tier 3 - 2QU CoRE ¦ 1QU LoRE | Red Flag Warning - Large Fires | 2048 | 8.1282e-08 | 8.1282e-08 | 7.3713 | 0.88759 | 4.1075 | 2.3763 | 0 | 0 | 8.3788e-05 | 5.9916e-07 | 0 | 5.9916e-07 | 5.9916e-07 | 0 | 5.9916e-07 | 0 | 9.9577e-06 | 2.1828e-05 | 0 | 2.1828e-05 | 0 | 2.1584e-07 | 4.3169e-07 | 0 | 4.3169e-07 | [12 empty] | 7.3.3.17.5 (Remote Grid) Updates to grid topology to minimize risk of ignition in HFTDs Remote GridWLDFRVegetation ContactAggregated | WLDFR | HFTD - Distribution - Tier 2 - 2QU CoRE ¦ 3QU LoRE | Red Flag Warning - Small Fires | Vegetation Contact | Aggregated | 2048 | 0.00039071 | 946.5765 | 0.36984 | 2048 | Mitigation | 0.95 | 45 | 0 | esc | 0.00097009 | 3.7902e-07 | 0.00097009 | 3.7902e-07
[79 empty] | WLDFR | HFTD - Distribution - Tier 3 - 2QU CoRE ¦ 1QU LoRE | Red Flag Warning - Large Fires | 2049 | 8.1282e-08 | 8.1282e-08 | 7.3713 | 0.88759 | 4.1075 | 2.3763 | 0 | 0 | 8.3788e-05 | 5.9916e-07 | 0 | 5.9916e-07 | 5.9916e-07 | 0 | 5.9916e-07 | 0 | 9.9577e-06 | 2.1828e-05 | 0 | 2.1828e-05 | 0 | 2.1584e-07 | 4.3169e-07 | 0 | 4.3169e-07 | [12 empty] | 7.3.3.17.5 (Remote Grid) Updates to grid topology to minimize risk of ignition in HFTDs Remote GridWLDFRVegetation ContactAggregated | WLDFR | HFTD - Distribution - Tier 2 - 2QU CoRE ¦ 3QU LoRE | Red Flag Warning - Small Fires | Vegetation Contact | Aggregated | 2049 | 0.00039071 | 946.5765 | 0.36984 | 2049 | Mitigation | 0.95 | 45 | 0 | esc | 0.00097009 | 3.7902e-07 | 0.00097009 | 3.7902e-07
[79 empty] | WLDFR | HFTD - Distribution - Tier 3 - 2QU CoRE ¦ 1QU LoRE | Red Flag Warning - Large Fires | 2050 | 8.1282e-08 | 8.1282e-08 | 7.3713 | 0.88759 | 4.1075 | 2.3763 | 0 | 0 | 8.3788e-05 | 5.9916e-07 | 0 | 5.9916e-07 | 5.9916e-07 | 0 | 5.9916e-07 | 0 | 1.0598e-05 | 2.3231e-05 | 0 | 2.3231e-05 | 0 | 2.1584e-07 | 4.3169e-07 | 0 | 4.3169e-07 | [12 empty] | 7.3.3.17.5 (Remote Grid) Updates to grid topology to minimize risk of ignition in HFTDs Remote GridWLDFRVegetation ContactAggregated | WLDFR | HFTD - Distribution - Tier 2 - 2QU CoRE ¦ 3QU LoRE | Red Flag Warning - Small Fires | Vegetation Contact | Aggregated | 2050 | 0.00039071 | 946.5765 | 0.36984 | 2050 | Mitigation | 0.95 | 45 | 0 | esc | 0.00097009 | 3.7902e-07 | 0.00097009 | 3.7902e-07
[79 empty] | WLDFR | HFTD - Distribution - Tier 3 - 2QU CoRE ¦ 1QU LoRE | Red Flag Warning - Large Fires | 2051 | 8.1282e-08 | 8.1282e-08 | 7.3713 | 0.88759 | 4.1075 | 2.3763 | 0 | 0 | 8.3788e-05 | 5.9916e-07 | 0 | 5.9916e-07 | 5.9916e-07 | 0 | 5.9916e-07 | 0 | 1.0598e-05 | 2.3231e-05 | 0 | 2.3231e-05 | 0 | 2.1584e-07 | 4.3169e-07 | 0 | 4.3169e-07 | [12 empty] | 7.3.3.17.5 (Remote Grid) Updates to grid topology to minimize risk of ignition in HFTDs Remote GridWLDFRVegetation ContactAggregated | WLDFR | HFTD - Distribution - Tier 2 - 2QU CoRE ¦ 3QU LoRE | Red Flag Warning - Small Fires | Vegetation Contact | Aggregated | 2051 | 0.00039071 | 946.5765 | 0.36984 | 2051 | Mitigation | 0.95 | 45 | 0 | esc | 0.00097009 | 3.7902e-07 | 0.00097009 | 3.7902e-07
[79 empty] | WLDFR | HFTD - Distribution - Tier 3 - 2QU CoRE ¦ 1QU LoRE | Red Flag Warning - Large Fires | 2052 | 8.1282e-08 | 8.1282e-08 | 7.3713 | 0.88759 | 4.1075 | 2.3763 | 0 | 0 | 8.3788e-05 | 5.9916e-07 | 0 | 5.9916e-07 | 5.9916e-07 | 0 | 5.9916e-07 | 0 | 1.0598e-05 | 2.3231e-05 | 0 | 2.3231e-05 | 0 | 2.1584e-07 | 4.3169e-07 | 0 | 4.3169e-07 | [12 empty] | 7.3.3.17.5 (Remote Grid) Updates to grid topology to minimize risk of ignition in HFTDs Remote GridWLDFRVegetation ContactAggregated | WLDFR | HFTD - Distribution - Tier 2 - 2QU CoRE ¦ 3QU LoRE | Red Flag Warning - Small Fires | Vegetation Contact | Aggregated | 2052 | 0.00039071 | 946.5765 | 0.36984 | 2052 | Mitigation | 0.95 | 45 | 0 | esc | 0.00097009 | 3.7902e-07 | 0.00097009 | 3.7902e-07
[79 empty] | WLDFR | HFTD - Distribution - Tier 3 - 2QU CoRE ¦ 1QU LoRE | Red Flag Warning - Large Fires | 2053 | 8.1282e-08 | 8.1282e-08 | 7.8503 | 0.92702 | 4.3664 | 2.5569 | 0 | 0 | 8.3788e-05 | 6.3809e-07 | 0 | 6.3809e-07 | 6.3809e-07 | 0 | 6.3809e-07 | 0 | 1.0598e-05 | 2.3231e-05 | 0 | 2.3231e-05 | 0 | 2.2621e-07 | 4.5242e-07 | 0 | 4.5242e-07 | [12 empty] | 7.3.3.17.5 (Remote Grid) Updates to grid topology to minimize risk of ignition in HFTDs Remote GridWLDFRVegetation ContactAggregated | WLDFR | HFTD - Distribution - Tier 2 - 2QU CoRE ¦ 3QU LoRE | Red Flag Warning - Small Fires | Vegetation Contact | Aggregated | 2053 | 0.00039071 | 946.5765 | 0.36984 | 2053 | Mitigation | 0.95 | 45 | 0 | esc | 0.00097009 | 3.7902e-07 | 0.00097009 | 3.7902e-07
[79 empty] | WLDFR | HFTD - Distribution - Tier 3 - 2QU CoRE ¦ 1QU LoRE | Red Flag Warning - Large Fires | 2054 | 8.1282e-08 | 8.1282e-08 | 7.8503 | 0.92702 | 4.3664 | 2.5569 | 0 | 0 | 8.3788e-05 | 6.3809e-07 | 0 | 6.3809e-07 | 6.3809e-07 | 0 | 6.3809e-07 | 0 | 1.0598e-05 | 2.3231e-05 | 0 | 2.3231e-05 | 0 | 2.2621e-07 | 4.5242e-07 | 0 | 4.5242e-07 | [12 empty] | 7.3.3.17.5 (Remote Grid) Updates to grid topology to minimize risk of ignition in HFTDs Remote GridWLDFRVegetation ContactAggregated | WLDFR | HFTD - Distribution - Tier 2 - 2QU CoRE ¦ 3QU LoRE | Red Flag Warning - Small Fires | Vegetation Contact | Aggregated | 2054 | 0.00039071 | 946.5765 | 0.36984 | 2054 | Mitigation | 0.95 | 45 | 0 | esc | 0.00097009 | 3.7902e-07 | 0.00097009 | 3.7902e-07
[79 empty] | WLDFR | HFTD - Distribution - Tier 3 - 2QU CoRE ¦ 1QU LoRE | Red Flag Warning - Large Fires | 2055 | 8.1282e-08 | 8.1282e-08 | 7.8503 | 0.92702 | 4.3664 | 2.5569 | 0 | 0 | 8.3788e-05 | 6.3809e-07 | 0 | 6.3809e-07 | 6.3809e-07 | 0 | 6.3809e-07 | 0 | 1.1288e-05 | 2.4743e-05 | 0 | 2.4743e-05 | 0 | 2.2621e-07 | 4.5242e-07 | 0 | 4.5242e-07 | [12 empty] | 7.3.3.17.5 (Remote Grid) Updates to grid topology to minimize risk of ignition in HFTDs Remote GridWLDFRVegetation ContactAggregated | WLDFR | HFTD - Distribution - Tier 2 - 2QU CoRE ¦ 3QU LoRE | Red Flag Warning - Small Fires | Vegetation Contact | Aggregated | 2055 | 0.00039071 | 946.5765 | 0.36984 | 2055 | Mitigation | 0.95 | 45 | 0 | esc | 0.00097009 | 3.7902e-07 | 0.00097009 | 3.7902e-07
[79 empty] | WLDFR | HFTD - Distribution - Tier 3 - 2QU CoRE ¦ 1QU LoRE | Red Flag Warning - Large Fires | 2056 | 8.1282e-08 | 8.1282e-08 | 7.8503 | 0.92702 | 4.3664 | 2.5569 | 0 | 0 | 8.3788e-05 | 6.3809e-07 | 0 | 6.3809e-07 | 6.3809e-07 | 0 | 6.3809e-07 | 0 | 1.1288e-05 | 2.4743e-05 | 0 | 2.4743e-05 | 0 | 2.2621e-07 | 4.5242e-07 | 0 | 4.5242e-07 | [12 empty] | 7.3.3.17.5 (Remote Grid) Updates to grid topology to minimize risk of ignition in HFTDs Remote GridWLDFRVegetation ContactAggregated | WLDFR | HFTD - Distribution - Tier 2 - 2QU CoRE ¦ 3QU LoRE | Red Flag Warning - Small Fires | Vegetation Contact | Aggregated | 2056 | 0.00039071 | 946.5765 | 0.36984 | 2056 | Mitigation | 0.95 | 45 | 0 | esc | 0.00097009 | 3.7902e-07 | 0.00097009 | 3.7902e-07
[79 empty] | WLDFR | HFTD - Distribution - Tier 3 - 2QU CoRE ¦ 1QU LoRE | Red Flag Warning - Large Fires | 2057 | 8.1282e-08 | 8.1282e-08 | 7.8503 | 0.92702 | 4.3664 | 2.5569 | 0 | 0 | 8.3788e-05 | 6.3809e-07 | 0 | 6.3809e-07 | 6.3809e-07 | 0 | 6.3809e-07 | 0 | 1.1288e-05 | 2.4743e-05 | 0 | 2.4743e-05 | 0 | 0 | 4.5242e-07 | 0 | 4.5242e-07 | [12 empty] | 7.3.3.17.5 (Remote Grid) Updates to grid topology to minimize risk of ignition in HFTDs Remote GridWLDFRVegetation ContactAggregated | WLDFR | HFTD - Distribution - Tier 2 - 2QU CoRE ¦ 3QU LoRE | Red Flag Warning - Small Fires | Vegetation Contact | Aggregated | 2057 | 0.00039071 | 946.5765 | 0.36984 | 2057 | Mitigation | 0.95 | 45 | 0 | esc | 0.00097009 | 3.7902e-07 | 0.00097009 | 3.7902e-07
[79 empty] | WLDFR | HFTD - Distribution - Tier 3 - 2QU CoRE ¦ 1QU LoRE | Red Flag Warning - Large Fires | 2058 | 8.1282e-08 | 8.1282e-08 | 8.3524 | 0.96727 | 4.6367 | 2.7484 | 0 | 0 | 8.3788e-05 | 6.789e-07 | 0 | 6.789e-07 | 6.789e-07 | 0 | 6.789e-07 | 0 | 1.1288e-05 | 2.4743e-05 | 0 | 2.4743e-05 | 0 | 0 | 0 | 0 | 0 | [12 empty] | 7.3.3.17.5 (Remote Grid) Updates to grid topology to minimize risk of ignition in HFTDs Remote GridWLDFRVegetation ContactAggregated | WLDFR | HFTD - Distribution - Tier 2 - 2QU CoRE ¦ 3QU LoRE | Red Flag Warning - Small Fires | Vegetation Contact | Aggregated | 2058 | 0.00039071 | 946.5765 | 0.36984 | 2058 | Mitigation | 0.95 | 45 | 0 | esc | 0.00097009 | 3.7902e-07 | 0.00097009 | 3.7902e-07
[79 empty] | WLDFR | HFTD - Distribution - Tier 3 - 2QU CoRE ¦ 1QU LoRE | Red Flag Warning - Large Fires | 2059 | 8.1282e-08 | 8.1282e-08 | 8.3524 | 0.96727 | 4.6367 | 2.7484 | 0 | 0 | 8.3788e-05 | 6.789e-07 | 0 | 6.789e-07 | 6.789e-07 | 0 | 6.789e-07 | 0 | 1.1288e-05 | 2.4743e-05 | 0 | 2.4743e-05 | 0 | 0 | 0 | 0 | 0 | [12 empty] | 7.3.3.17.5 (Remote Grid) Updates to grid topology to minimize risk of ignition in HFTDs Remote GridWLDFRVegetation ContactAggregated | WLDFR | HFTD - Distribution - Tier 2 - 2QU CoRE ¦ 3QU LoRE | Red Flag Warning - Small Fires | Vegetation Contact | Aggregated | 2059 | 0.00039071 | 946.5765 | 0.36984 | 2059 | Mitigation | 0.95 | 45 | 0 | esc | 0.00097009 | 3.7902e-07 | 0.00097009 | 3.7902e-07
[79 empty] | WLDFR | HFTD - Distribution - Tier 3 - 2QU CoRE ¦ 1QU LoRE | Red Flag Warning - Large Fires | 2060 | 8.1282e-08 | 8.1282e-08 | 8.3524 | 0.96727 | 4.6367 | 2.7484 | 0 | 0 | 8.3788e-05 | 6.789e-07 | 0 | 6.789e-07 | 6.789e-07 | 0 | 6.789e-07 | 0 | 1.2021e-05 | 2.6351e-05 | 0 | 2.6351e-05 | 0 | 7.1051e-06 | 0 | 0 | 0 | [12 empty] | 7.3.3.17.5 (Remote Grid) Updates to grid topology to minimize risk of ignition in HFTDs Remote GridWLDFRVegetation ContactAggregated | WLDFR | HFTD - Distribution - Tier 2 - 2QU CoRE ¦ 3QU LoRE | Red Flag Warning - Small Fires | Vegetation Contact | Aggregated | 2060 | 0.00039071 | 946.5765 | 0.36984 | 2060 | Mitigation | 0.95 | 45 | 0 | esc | 0.00097009 | 3.7902e-07 | 0.00097009 | 3.7902e-07
[79 empty] | WLDFR | HFTD - Distribution - Tier 3 - 2QU CoRE ¦ 1QU LoRE | Red Flag Warning - Large Fires | 2061 | 8.1282e-08 | 8.1282e-08 | 8.3524 | 0.96727 | 4.6367 | 2.7484 | 0 | 0 | 8.3788e-05 | 6.789e-07 | 0 | 6.789e-07 | 6.789e-07 | 0 | 6.789e-07 | 0 | 1.2021e-05 | 2.6351e-05 | 0 | 2.6351e-05 | 0 | 7.3655e-06 | 1.4731e-05 | 0 | 1.4731e-05 | [12 empty] | 7.3.3.17.5 (Remote Grid) Updates to grid topology to minimize risk of ignition in HFTDs Remote GridWLDFRVegetation ContactAggregated | WLDFR | HFTD - Distribution - Tier 2 - 2QU CoRE ¦ 3QU LoRE | Red Flag Warning - Small Fires | Vegetation Contact | Aggregated | 2061 | 0.00039071 | 946.5765 | 0.36984 | 2061 | Mitigation | 0.95 | 45 | 0 | esc | 0.00097009 | 3.7902e-07 | 0.00097009 | 3.7902e-07
[79 empty] | WLDFR | HFTD - Distribution - Tier 3 - 2QU CoRE ¦ 1QU LoRE | Red Flag Warning - Large Fires | 2062 | 8.1282e-08 | 8.1282e-08 | 8.3524 | 0.96727 | 4.6367 | 2.7484 | 0 | 0 | 8.3788e-05 | 6.789e-07 | 0 | 6.789e-07 | 6.789e-07 | 0 | 6.789e-07 | 0 | 1.2021e-05 | 2.6351e-05 | 0 | 2.6351e-05 | 0 | 7.3655e-06 | 1.4731e-05 | 0 | 1.4731e-05 | [12 empty] | 7.3.3.17.5 (Remote Grid) Updates to grid topology to minimize risk of ignition in HFTDs Remote GridWLDFRVegetation ContactAggregated | WLDFR | HFTD - Distribution - Tier 2 - 2QU CoRE ¦ 3QU LoRE | Red Flag Warning - Small Fires | Vegetation Contact | Aggregated | 2062 | 0.00039071 | 946.5765 | 0.36984 | 2062 | Mitigation | 0.95 | 45 | 0 | esc | 0.00097009 | 3.7902e-07 | 0.00097009 | 3.7902e-07
[79 empty] | WLDFR | HFTD - Distribution - Tier 3 - 2QU CoRE ¦ 1QU LoRE | Red Flag Warning - Large Fires | 2063 | 8.1282e-08 | 8.1282e-08 | 8.872 | 1.0079 | 4.9153 | 2.9488 | 0 | 0 | 8.3788e-05 | 7.2113e-07 | 0 | 7.2113e-07 | 7.2113e-07 | 0 | 7.2113e-07 | 0 | 1.2021e-05 | 2.6351e-05 | 0 | 2.6351e-05 | 0 | 7.3655e-06 | 1.4731e-05 | 0 | 1.4731e-05 | [12 empty] | 7.3.3.17.5 (Remote Grid) Updates to grid topology to minimize risk of ignition in HFTDs Remote GridWLDFRVegetation ContactAggregated | WLDFR | HFTD - Distribution - Tier 2 - 2QU CoRE ¦ 3QU LoRE | Red Flag Warning - Small Fires | Vegetation Contact | Aggregated | 2063 | 0.00039071 | 946.5765 | 0.36984 | 2063 | Mitigation | 0.95 | 45 | 0 | esc | 0.00097009 | 3.7902e-07 | 0.00097009 | 3.7902e-07
[79 empty] | WLDFR | HFTD - Distribution - Tier 3 - 2QU CoRE ¦ 1QU LoRE | Red Flag Warning - Large Fires | 2064 | 8.1282e-08 | 8.1282e-08 | 8.872 | 1.0079 | 4.9153 | 2.9488 | 0 | 0 | 8.3788e-05 | 7.2113e-07 | 0 | 7.2113e-07 | 7.2113e-07 | 0 | 7.2113e-07 | 0 | 1.2021e-05 | 2.6351e-05 | 0 | 2.6351e-05 | 0 | 7.3655e-06 | 1.4731e-05 | 0 | 1.4731e-05 | [12 empty] | 7.3.3.17.5 (Remote Grid) Updates to grid topology to minimize risk of ignition in HFTDs Remote GridWLDFRVegetation ContactAggregated | WLDFR | HFTD - Distribution - Tier 2 - 2QU CoRE ¦ 3QU LoRE | Red Flag Warning - Small Fires | Vegetation Contact | Aggregated | 2064 | 0.00039071 | 946.5765 | 0.36984 | 2064 | Mitigation | 0.95 | 45 | 0 | esc | 0.00097009 | 3.7902e-07 | 0.00097009 | 3.7902e-07
[79 empty] | WLDFR | HFTD - Distribution - Tier 3 - 2QU CoRE ¦ 1QU LoRE | Red Flag Warning - Large Fires | 2065 | 8.1282e-08 | 8.1282e-08 | 8.872 | 1.0079 | 4.9153 | 2.9488 | 0 | 0 | 8.3788e-05 | 7.2113e-07 | 0 | 7.2113e-07 | 7.2113e-07 | 0 | 7.2113e-07 | 0 | 1.279e-05 | 2.8036e-05 | 0 | 2.8036e-05 | 0 | 7.3655e-06 | 1.4731e-05 | 0 | 1.4731e-05 | [12 empty] | 7.3.3.17.5 (Remote Grid) Updates to grid topology to minimize risk of ignition in HFTDs Remote GridWLDFRVegetation ContactAggregated | WLDFR | HFTD - Distribution - Tier 2 - 2QU CoRE ¦ 3QU LoRE | Red Flag Warning - Small Fires | Vegetation Contact | Aggregated | 2065 | 0.00039071 | 946.5765 | 0.36984 | 2065 | Mitigation | 0.95 | 45 | 0 | esc | 0.00097009 | 3.7902e-07 | 0.00097009 | 3.7902e-07
[79 empty] | WLDFR | HFTD - Distribution - Tier 3 - 2QU CoRE ¦ 1QU LoRE | Red Flag Warning - Large Fires | 2066 | 8.1282e-08 | 8.1282e-08 | 8.872 | 1.0079 | 4.9153 | 2.9488 | 0 | 0 | 8.3788e-05 | 7.2113e-07 | 0 | 7.2113e-07 | 7.2113e-07 | 0 | 7.2113e-07 | 0 | 1.279e-05 | 2.8036e-05 | 0 | 2.8036e-05 | 0 | 7.6937e-06 | 1.5387e-05 | 0 | 1.5387e-05 | [12 empty] | 7.3.3.17.5 (Remote Grid) Updates to grid topology to minimize risk of ignition in HFTDs Remote GridWLDFRVegetation ContactAggregated | WLDFR | HFTD - Distribution - Tier 2 - 2QU CoRE ¦ 3QU LoRE | Red Flag Warning - Small Fires | Vegetation Contact | Aggregated | 2066 | 0.00039071 | 946.5765 | 0.36984 | 2066 | Mitigation | 0.95 | 45 | 0 | esc | 0.00097009 | 3.7902e-07 | 0.00097009 | 3.7902e-07
[79 empty] | WLDFR | HFTD - Distribution - Tier 3 - 2QU CoRE ¦ 1QU LoRE | Red Flag Warning - Large Fires | 2067 | 0 | 8.1282e-08 | 8.872 | 1.0079 | 4.9153 | 2.9488 | 0 | 0 | 8.3788e-05 | 0 | 0 | 0 | 7.2113e-07 | 0 | 7.2113e-07 | 0 | 1.279e-05 | 2.8036e-05 | 0 | 2.8036e-05 | 0 | 7.6937e-06 | 1.5387e-05 | 0 | 1.5387e-05 | [12 empty] | 7.3.3.17.5 (Remote Grid) Updates to grid topology to minimize risk of ignition in HFTDs Remote GridWLDFRVegetation ContactAggregated | WLDFR | HFTD - Distribution - Tier 2 - 2QU CoRE ¦ 3QU LoRE | Red Flag Warning - Small Fires | Vegetation Contact | Aggregated | 2067 | 0.00039071 | 946.5765 | 0.36984 | 2067 | Mitigation | 0.95 | 45 | 0 | esc | 0 | 0 | 0.00097009 | 3.7902e-07
[79 empty] | WLDFR | HFTD - Distribution - Tier 3 - 2QU CoRE ¦ 1QU LoRE | Red Flag Warning - Small Fires | 2022 | 1.1107e-06 | 0 | 0.077901 | 0.036425 | 0.0015809 | 0.039895 | 0 | 0 | 0.0011579 | 8.6527e-08 | 0 | 8.6527e-08 | 0 | 0 | 0 | 0 | 1.279e-05 | 2.8036e-05 | 0 | 2.8036e-05 | 0 | 7.6937e-06 | 1.5387e-05 | 0 | 1.5387e-05 | [12 empty] | 7.3.3.17.5 (Remote Grid) Updates to grid topology to minimize risk of ignition in HFTDs Remote GridWLDFRWire-to-wire contactAggregated | WLDFR | HFTD - Distribution - Tier 2 - 2QU CoRE ¦ 3QU LoRE | Red Flag Warning - Small Fires | Wire-to-wire contact | Aggregated | 2022 | 1.0775e-05 | 946.5765 | 0.0102 | 2022 | Mitigation | 0.95 | 45 | 0 | esc | 0.00097009 | 1.0453e-08 | 0 | 0
[79 empty] | WLDFR | HFTD - Distribution - Tier 3 - 2QU CoRE ¦ 1QU LoRE | Red Flag Warning - Small Fires | 2023 | 1.1107e-06 | 1.1107e-06 | 0.080408 | 0.03759 | 0.0016314 | 0.041187 | 0 | 0 | 0.0011579 | 8.9313e-08 | 0 | 8.9313e-08 | 8.9313e-08 | 0 | 8.9313e-08 | 0 | 1.279e-05 | 2.8036e-05 | 0 | 2.8036e-05 | 0 | 7.6937e-06 | 1.5387e-05 | 0 | 1.5387e-05 | [12 empty] | 7.3.3.17.5 (Remote Grid) Updates to grid topology to minimize risk of ignition in HFTDs Remote GridWLDFRWire-to-wire contactAggregated | WLDFR | HFTD - Distribution - Tier 2 - 2QU CoRE ¦ 3QU LoRE | Red Flag Warning - Small Fires | Wire-to-wire contact | Aggregated | 2023 | 1.0775e-05 | 946.5765 | 0.0102 | 2023 | Mitigation | 0.95 | 45 | 0 | esc | 0.00097009 | 1.0453e-08 | 0.00097009 | 1.0453e-08
[79 empty] | WLDFR | HFTD - Distribution - Tier 3 - 2QU CoRE ¦ 1QU LoRE | Red Flag Warning - Small Fires | 2024 | 1.1107e-06 | 1.1107e-06 | 0.080408 | 0.03759 | 0.0016314 | 0.041187 | 0 | 0 | 0.0011579 | 8.9313e-08 | 0 | 8.9313e-08 | 8.9313e-08 | 0 | 8.9313e-08 | 0 | 1.3586e-05 | 2.978e-05 | 0 | 2.978e-05 | 0 | 7.6937e-06 | 1.5387e-05 | 0 | 1.5387e-05 | [12 empty] | 7.3.3.17.5 (Remote Grid) Updates to grid topology to minimize risk of ignition in HFTDs Remote GridWLDFRWire-to-wire contactAggregated | WLDFR | HFTD - Distribution - Tier 2 - 2QU CoRE ¦ 3QU LoRE | Red Flag Warning - Small Fires | Wire-to-wire contact | Aggregated | 2024 | 1.0775e-05 | 946.5765 | 0.0102 | 2024 | Mitigation | 0.95 | 45 | 0 | esc | 0.00097009 | 1.0453e-08 | 0.00097009 | 1.0453e-08
[79 empty] | WLDFR | HFTD - Distribution - Tier 3 - 2QU CoRE ¦ 1QU LoRE | Red Flag Warning - Small Fires | 2025 | 1.1107e-06 | 1.1107e-06 | 0.080408 | 0.03759 | 0.0016314 | 0.041187 | 0 | 0 | 0.0011579 | 8.9313e-08 | 0 | 8.9313e-08 | 8.9313e-08 | 0 | 8.9313e-08 | 0 | 1.3586e-05 | 2.978e-05 | 0 | 2.978e-05 | 0 | 8.0584e-06 | 1.6117e-05 | 0 | 1.6117e-05 | [12 empty] | 7.3.3.17.5 (Remote Grid) Updates to grid topology to minimize risk of ignition in HFTDs Remote GridWLDFRWire-to-wire contactAggregated | WLDFR | HFTD - Distribution - Tier 2 - 2QU CoRE ¦ 3QU LoRE | Red Flag Warning - Small Fires | Wire-to-wire contact | Aggregated | 2025 | 1.0775e-05 | 946.5765 | 0.0102 | 2025 | Mitigation | 0.95 | 45 | 0 | esc | 0.00097009 | 1.0453e-08 | 0.00097009 | 1.0453e-08
[79 empty] | WLDFR | HFTD - Distribution - Tier 3 - 2QU CoRE ¦ 1QU LoRE | Red Flag Warning - Small Fires | 2026 | 1.1107e-06 | 1.1107e-06 | 0.080408 | 0.03759 | 0.0016314 | 0.041187 | 0 | 0 | 0.0011579 | 8.9313e-08 | 0 | 8.9313e-08 | 8.9313e-08 | 0 | 8.9313e-08 | 0 | 1.3586e-05 | 2.978e-05 | 0 | 2.978e-05 | 0 | 8.0584e-06 | 1.6117e-05 | 0 | 1.6117e-05 | [12 empty] | 7.3.3.17.5 (Remote Grid) Updates to grid topology to minimize risk of ignition in HFTDs Remote GridWLDFRWire-to-wire contactAggregated | WLDFR | HFTD - Distribution - Tier 2 - 2QU CoRE ¦ 3QU LoRE | Red Flag Warning - Small Fires | Wire-to-wire contact | Aggregated | 2026 | 1.0775e-05 | 946.5765 | 0.0102 | 2026 | Mitigation | 0.95 | 45 | 0 | esc | 0.00097009 | 1.0453e-08 | 0.00097009 | 1.0453e-08
[79 empty] | WLDFR | HFTD - Distribution - Tier 3 - 2QU CoRE ¦ 1QU LoRE | Red Flag Warning - Small Fires | 2027 | 1.1107e-06 | 1.1107e-06 | 0.080408 | 0.03759 | 0.0016314 | 0.041187 | 0 | 0 | 0.0011579 | 8.9313e-08 | 0 | 8.9313e-08 | 8.9313e-08 | 0 | 8.9313e-08 | 0 | 1.3586e-05 | 2.978e-05 | 0 | 2.978e-05 | 0 | 8.0584e-06 | 1.6117e-05 | 0 | 1.6117e-05 | [12 empty] | 7.3.3.17.5 (Remote Grid) Updates to grid topology to minimize risk of ignition in HFTDs Remote GridWLDFRWire-to-wire contactAggregated | WLDFR | HFTD - Distribution - Tier 2 - 2QU CoRE ¦ 3QU LoRE | Red Flag Warning - Small Fires | Wire-to-wire contact | Aggregated | 2027 | 1.0775e-05 | 946.5765 | 0.0102 | 2027 | Mitigation | 0.95 | 45 | 0 | esc | 0.00097009 | 1.0453e-08 | 0.00097009 | 1.0453e-08
[79 empty] | WLDFR | HFTD - Distribution - Tier 3 - 2QU CoRE ¦ 1QU LoRE | Red Flag Warning - Small Fires | 2028 | 1.1107e-06 | 1.1107e-06 | 0.083606 | 0.039055 | 0.001695 | 0.042856 | 0 | 0 | 0.0011579 | 9.2865e-08 | 0 | 9.2865e-08 | 9.2865e-08 | 0 | 9.2865e-08 | 0 | 1.3586e-05 | 2.978e-05 | 0 | 2.978e-05 | 0 | 8.0584e-06 | 1.6117e-05 | 0 | 1.6117e-05 | [12 empty] | 7.3.3.17.5 (Remote Grid) Updates to grid topology to minimize risk of ignition in HFTDs Remote GridWLDFRWire-to-wire contactAggregated | WLDFR | HFTD - Distribution - Tier 2 - 2QU CoRE ¦ 3QU LoRE | Red Flag Warning - Small Fires | Wire-to-wire contact | Aggregated | 2028 | 1.0775e-05 | 946.5765 | 0.0102 | 2028 | Mitigation | 0.95 | 45 | 0 | esc | 0.00097009 | 1.0453e-08 | 0.00097009 | 1.0453e-08
[79 empty] | WLDFR | HFTD - Distribution - Tier 3 - 2QU CoRE ¦ 1QU LoRE | Red Flag Warning - Small Fires | 2029 | 1.1107e-06 | 1.1107e-06 | 0.083606 | 0.039055 | 0.001695 | 0.042856 | 0 | 0 | 0.0011579 | 9.2865e-08 | 0 | 9.2865e-08 | 9.2865e-08 | 0 | 9.2865e-08 | 0 | 1.4399e-05 | 3.1563e-05 | 0 | 3.1563e-05 | 0 | 8.0584e-06 | 1.6117e-05 | 0 | 1.6117e-05 | [12 empty] | 7.3.3.17.5 (Remote Grid) Updates to grid topology to minimize risk of ignition in HFTDs Remote GridWLDFRWire-to-wire contactAggregated | WLDFR | HFTD - Distribution - Tier 2 - 2QU CoRE ¦ 3QU LoRE | Red Flag Warning - Small Fires | Wire-to-wire contact | Aggregated | 2029 | 1.0775e-05 | 946.5765 | 0.0102 | 2029 | Mitigation | 0.95 | 45 | 0 | esc | 0.00097009 | 1.0453e-08 | 0.00097009 | 1.0453e-08
[79 empty] | WLDFR | HFTD - Distribution - Tier 3 - 2QU CoRE ¦ 1QU LoRE | Red Flag Warning - Small Fires | 2030 | 1.1107e-06 | 1.1107e-06 | 0.083606 | 0.039055 | 0.001695 | 0.042856 | 0 | 0 | 0.0011579 | 9.2865e-08 | 0 | 9.2865e-08 | 9.2865e-08 | 0 | 9.2865e-08 | 0 | 1.4399e-05 | 3.1563e-05 | 0 | 3.1563e-05 | 0 | 8.4543e-06 | 1.6909e-05 | 0 | 1.6909e-05 | [12 empty] | 7.3.3.17.5 (Remote Grid) Updates to grid topology to minimize risk of ignition in HFTDs Remote GridWLDFRWire-to-wire contactAggregated | WLDFR | HFTD - Distribution - Tier 2 - 2QU CoRE ¦ 3QU LoRE | Red Flag Warning - Small Fires | Wire-to-wire contact | Aggregated | 2030 | 1.0775e-05 | 946.5765 | 0.0102 | 2030 | Mitigation | 0.95 | 45 | 0 | esc | 0.00097009 | 1.0453e-08 | 0.00097009 | 1.0453e-08
[79 empty] | WLDFR | HFTD - Distribution - Tier 3 - 2QU CoRE ¦ 1QU LoRE | Red Flag Warning - Small Fires | 2031 | 1.1107e-06 | 1.1107e-06 | 0.083606 | 0.039055 | 0.001695 | 0.042856 | 0 | 0 | 0.0011579 | 9.2865e-08 | 0 | 9.2865e-08 | 9.2865e-08 | 0 | 9.2865e-08 | 0 | 1.4399e-05 | 3.1563e-05 | 0 | 3.1563e-05 | 0 | 8.4543e-06 | 1.6909e-05 | 0 | 1.6909e-05 | [12 empty] | 7.3.3.17.5 (Remote Grid) Updates to grid topology to minimize risk of ignition in HFTDs Remote GridWLDFRWire-to-wire contactAggregated | WLDFR | HFTD - Distribution - Tier 2 - 2QU CoRE ¦ 3QU LoRE | Red Flag Warning - Small Fires | Wire-to-wire contact | Aggregated | 2031 | 1.0775e-05 | 946.5765 | 0.0102 | 2031 | Mitigation | 0.95 | 45 | 0 | esc | 0.00097009 | 1.0453e-08 | 0.00097009 | 1.0453e-08
[79 empty] | WLDFR | HFTD - Distribution - Tier 3 - 2QU CoRE ¦ 1QU LoRE | Red Flag Warning - Small Fires | 2032 | 1.1107e-06 | 1.1107e-06 | 0.083606 | 0.039055 | 0.001695 | 0.042856 | 0 | 0 | 0.0011579 | 9.2865e-08 | 0 | 9.2865e-08 | 9.2865e-08 | 0 | 9.2865e-08 | 0 | 0 | 3.1563e-05 | 0 | 3.1563e-05 | 0 | 8.4543e-06 | 1.6909e-05 | 0 | 1.6909e-05 | [12 empty] | 7.3.3.17.5 (Remote Grid) Updates to grid topology to minimize risk of ignition in HFTDs Remote GridWLDFRWire-to-wire contactAggregated | WLDFR | HFTD - Distribution - Tier 2 - 2QU CoRE ¦ 3QU LoRE | Red Flag Warning - Small Fires | Wire-to-wire contact | Aggregated | 2032 | 1.0775e-05 | 946.5765 | 0.0102 | 2032 | Mitigation | 0.95 | 45 | 0 | esc | 0.00097009 | 1.0453e-08 | 0.00097009 | 1.0453e-08
[79 empty] | WLDFR | HFTD - Distribution - Tier 3 - 2QU CoRE ¦ 1QU LoRE | Red Flag Warning - Small Fires | 2033 | 1.1107e-06 | 1.1107e-06 | 0.087211 | 0.040679 | 0.0017655 | 0.044766 | 0 | 0 | 0.0011579 | 9.6869e-08 | 0 | 9.6869e-08 | 9.6869e-08 | 0 | 9.6869e-08 | 0 | 0 | 0 | 0 | 0 | 0 | 8.4543e-06 | 1.6909e-05 | 0 | 1.6909e-05 | [12 empty] | 7.3.3.17.5 (Remote Grid) Updates to grid topology to minimize risk of ignition in HFTDs Remote GridWLDFRWire-to-wire contactAggregated | WLDFR | HFTD - Distribution - Tier 2 - 2QU CoRE ¦ 3QU LoRE | Red Flag Warning - Small Fires | Wire-to-wire contact | Aggregated | 2033 | 1.0775e-05 | 946.5765 | 0.0102 | 2033 | Mitigation | 0.95 | 45 | 0 | esc | 0.00097009 | 1.0453e-08 | 0.00097009 | 1.0453e-08
[79 empty] | WLDFR | HFTD - Distribution - Tier 3 - 2QU CoRE ¦ 1QU LoRE | Red Flag Warning - Small Fires | 2034 | 1.1107e-06 | 1.1107e-06 | 0.087211 | 0.040679 | 0.0017655 | 0.044766 | 0 | 0 | 0.0011579 | 9.6869e-08 | 0 | 9.6869e-08 | 9.6869e-08 | 0 | 9.6869e-08 | 0 | 8.2063e-07 | 0 | 0 | 0 | 0 | 8.4543e-06 | 1.6909e-05 | 0 | 1.6909e-05 | [12 empty] | 7.3.3.17.5 (Remote Grid) Updates to grid topology to minimize risk of ignition in HFTDs Remote GridWLDFRWire-to-wire contactAggregated | WLDFR | HFTD - Distribution - Tier 2 - 2QU CoRE ¦ 3QU LoRE | Red Flag Warning - Small Fires | Wire-to-wire contact | Aggregated | 2034 | 1.0775e-05 | 946.5765 | 0.0102 | 2034 | Mitigation | 0.95 | 45 | 0 | esc | 0.00097009 | 1.0453e-08 | 0.00097009 | 1.0453e-08
[79 empty] | WLDFR | HFTD - Distribution - Tier 3 - 2QU CoRE ¦ 1QU LoRE | Red Flag Warning - Small Fires | 2035 | 1.1107e-06 | 1.1107e-06 | 0.087211 | 0.040679 | 0.0017655 | 0.044766 | 0 | 0 | 0.0011579 | 9.6869e-08 | 0 | 9.6869e-08 | 9.6869e-08 | 0 | 9.6869e-08 | 0 | 8.4705e-07 | 1.8568e-06 | 0 | 1.8568e-06 | 0 | 8.8761e-06 | 1.7752e-05 | 0 | 1.7752e-05 | [12 empty] | 7.3.3.17.5 (Remote Grid) Updates to grid topology to minimize risk of ignition in HFTDs Remote GridWLDFRWire-to-wire contactAggregated | WLDFR | HFTD - Distribution - Tier 2 - 2QU CoRE ¦ 3QU LoRE | Red Flag Warning - Small Fires | Wire-to-wire contact | Aggregated | 2035 | 1.0775e-05 | 946.5765 | 0.0102 | 2035 | Mitigation | 0.95 | 45 | 0 | esc | 0.00097009 | 1.0453e-08 | 0.00097009 | 1.0453e-08
[79 empty] | WLDFR | HFTD - Distribution - Tier 3 - 2QU CoRE ¦ 1QU LoRE | Red Flag Warning - Small Fires | 2036 | 1.1107e-06 | 1.1107e-06 | 0.087211 | 0.040679 | 0.0017655 | 0.044766 | 0 | 0 | 0.0011579 | 9.6869e-08 | 0 | 9.6869e-08 | 9.6869e-08 | 0 | 9.6869e-08 | 0 | 8.4705e-07 | 1.8568e-06 | 0 | 1.8568e-06 | 0 | 8.8761e-06 | 1.7752e-05 | 0 | 1.7752e-05 | [12 empty] | 7.3.3.17.5 (Remote Grid) Updates to grid topology to minimize risk of ignition in HFTDs Remote GridWLDFRWire-to-wire contactAggregated | WLDFR | HFTD - Distribution - Tier 2 - 2QU CoRE ¦ 3QU LoRE | Red Flag Warning - Small Fires | Wire-to-wire contact | Aggregated | 2036 | 1.0775e-05 | 946.5765 | 0.0102 | 2036 | Mitigation | 0.95 | 45 | 0 | esc | 0.00097009 | 1.0453e-08 | 0.00097009 | 1.0453e-08
[79 empty] | WLDFR | HFTD - Distribution - Tier 3 - 2QU CoRE ¦ 1QU LoRE | Red Flag Warning - Small Fires | 2037 | 1.1107e-06 | 1.1107e-06 | 0.087211 | 0.040679 | 0.0017655 | 0.044766 | 0 | 0 | 0.0011579 | 9.6869e-08 | 0 | 9.6869e-08 | 9.6869e-08 | 0 | 9.6869e-08 | 0 | 8.4705e-07 | 1.8568e-06 | 0 | 1.8568e-06 | 0 | 8.8761e-06 | 1.7752e-05 | 0 | 1.7752e-05 | [12 empty] | 7.3.3.17.5 (Remote Grid) Updates to grid topology to minimize risk of ignition in HFTDs Remote GridWLDFRWire-to-wire contactAggregated | WLDFR | HFTD - Distribution - Tier 2 - 2QU CoRE ¦ 3QU LoRE | Red Flag Warning - Small Fires | Wire-to-wire contact | Aggregated | 2037 | 1.0775e-05 | 946.5765 | 0.0102 | 2037 | Mitigation | 0.95 | 45 | 0 | esc | 0.00097009 | 1.0453e-08 | 0.00097009 | 1.0453e-08
[79 empty] | WLDFR | HFTD - Distribution - Tier 3 - 2QU CoRE ¦ 1QU LoRE | Red Flag Warning - Small Fires | 2038 | 1.1107e-06 | 1.1107e-06 | 0.091184 | 0.042438 | 0.0018418 | 0.046905 | 0 | 0 | 0.0011579 | 1.0128e-07 | 0 | 1.0128e-07 | 1.0128e-07 | 0 | 1.0128e-07 | 0 | 8.4705e-07 | 1.8568e-06 | 0 | 1.8568e-06 | 0 | 8.8761e-06 | 1.7752e-05 | 0 | 1.7752e-05 | [12 empty] | 7.3.3.17.5 (Remote Grid) Updates to grid topology to minimize risk of ignition in HFTDs Remote GridWLDFRWire-to-wire contactAggregated | WLDFR | HFTD - Distribution - Tier 2 - 2QU CoRE ¦ 3QU LoRE | Red Flag Warning - Small Fires | Wire-to-wire contact | Aggregated | 2038 | 1.0775e-05 | 946.5765 | 0.0102 | 2038 | Mitigation | 0.95 | 45 | 0 | esc | 0.00097009 | 1.0453e-08 | 0.00097009 | 1.0453e-08
[79 empty] | WLDFR | HFTD - Distribution - Tier 3 - 2QU CoRE ¦ 1QU LoRE | Red Flag Warning - Small Fires | 2039 | 1.1107e-06 | 1.1107e-06 | 0.091184 | 0.042438 | 0.0018418 | 0.046905 | 0 | 0 | 0.0011579 | 1.0128e-07 | 0 | 1.0128e-07 | 1.0128e-07 | 0 | 1.0128e-07 | 0 | 8.4705e-07 | 1.8568e-06 | 0 | 1.8568e-06 | 0 | 8.8761e-06 | 1.7752e-05 | 0 | 1.7752e-05 | [12 empty] | 7.3.3.17.5 (Remote Grid) Updates to grid topology to minimize risk of ignition in HFTDs Remote GridWLDFRWire-to-wire contactAggregated | WLDFR | HFTD - Distribution - Tier 2 - 2QU CoRE ¦ 3QU LoRE | Red Flag Warning - Small Fires | Wire-to-wire contact | Aggregated | 2039 | 1.0775e-05 | 946.5765 | 0.0102 | 2039 | Mitigation | 0.95 | 45 | 0 | esc | 0.00097009 | 1.0453e-08 | 0.00097009 | 1.0453e-08
[79 empty] | WLDFR | HFTD - Distribution - Tier 3 - 2QU CoRE ¦ 1QU LoRE | Red Flag Warning - Small Fires | 2040 | 1.1107e-06 | 1.1107e-06 | 0.091184 | 0.042438 | 0.0018418 | 0.046905 | 0 | 0 | 0.0011579 | 1.0128e-07 | 0 | 1.0128e-07 | 1.0128e-07 | 0 | 1.0128e-07 | 0 | 8.8074e-07 | 1.9306e-06 | 0 | 1.9306e-06 | 0 | 9.3182e-06 | 1.8636e-05 | 0 | 1.8636e-05 | [12 empty] | 7.3.3.17.5 (Remote Grid) Updates to grid topology to minimize risk of ignition in HFTDs Remote GridWLDFRWire-to-wire contactAggregated | WLDFR | HFTD - Distribution - Tier 2 - 2QU CoRE ¦ 3QU LoRE | Red Flag Warning - Small Fires | Wire-to-wire contact | Aggregated | 2040 | 1.0775e-05 | 946.5765 | 0.0102 | 2040 | Mitigation | 0.95 | 45 | 0 | esc | 0.00097009 | 1.0453e-08 | 0.00097009 | 1.0453e-08
[79 empty] | WLDFR | HFTD - Distribution - Tier 3 - 2QU CoRE ¦ 1QU LoRE | Red Flag Warning - Small Fires | 2041 | 1.1107e-06 | 1.1107e-06 | 0.091184 | 0.042438 | 0.0018418 | 0.046905 | 0 | 0 | 0.0011579 | 1.0128e-07 | 0 | 1.0128e-07 | 1.0128e-07 | 0 | 1.0128e-07 | 0 | 8.8074e-07 | 1.9306e-06 | 0 | 1.9306e-06 | 0 | 9.3182e-06 | 1.8636e-05 | 0 | 1.8636e-05 | [12 empty] | 7.3.3.17.5 (Remote Grid) Updates to grid topology to minimize risk of ignition in HFTDs Remote GridWLDFRWire-to-wire contactAggregated | WLDFR | HFTD - Distribution - Tier 2 - 2QU CoRE ¦ 3QU LoRE | Red Flag Warning - Small Fires | Wire-to-wire contact | Aggregated | 2041 | 1.0775e-05 | 946.5765 | 0.0102 | 2041 | Mitigation | 0.95 | 45 | 0 | esc | 0.00097009 | 1.0453e-08 | 0.00097009 | 1.0453e-08
[79 empty] | WLDFR | HFTD - Distribution - Tier 3 - 2QU CoRE ¦ 1QU LoRE | Red Flag Warning - Small Fires | 2042 | 1.1107e-06 | 1.1107e-06 | 0.091184 | 0.042438 | 0.0018418 | 0.046905 | 0 | 0 | 0.0011579 | 1.0128e-07 | 0 | 1.0128e-07 | 1.0128e-07 | 0 | 1.0128e-07 | 0 | 8.8074e-07 | 1.9306e-06 | 0 | 1.9306e-06 | 0 | 9.3182e-06 | 1.8636e-05 | 0 | 1.8636e-05 | [12 empty] | 7.3.3.17.5 (Remote Grid) Updates to grid topology to minimize risk of ignition in HFTDs Remote GridWLDFRWire-to-wire contactAggregated | WLDFR | HFTD - Distribution - Tier 2 - 2QU CoRE ¦ 3QU LoRE | Red Flag Warning - Small Fires | Wire-to-wire contact | Aggregated | 2042 | 1.0775e-05 | 946.5765 | 0.0102 | 2042 | Mitigation | 0.95 | 45 | 0 | esc | 0.00097009 | 1.0453e-08 | 0.00097009 | 1.0453e-08
[79 empty] | WLDFR | HFTD - Distribution - Tier 3 - 2QU CoRE ¦ 1QU LoRE | Red Flag Warning - Small Fires | 2043 | 1.1107e-06 | 1.1107e-06 | 0.095486 | 0.044306 | 0.0019228 | 0.049257 | 0 | 0 | 0.0011579 | 1.0606e-07 | 0 | 1.0606e-07 | 1.0606e-07 | 0 | 1.0606e-07 | 0 | 8.8074e-07 | 1.9306e-06 | 0 | 1.9306e-06 | 0 | 9.3182e-06 | 1.8636e-05 | 0 | 1.8636e-05 | [12 empty] | 7.3.3.17.5 (Remote Grid) Updates to grid topology to minimize risk of ignition in HFTDs Remote GridWLDFRWire-to-wire contactAggregated | WLDFR | HFTD - Distribution - Tier 2 - 2QU CoRE ¦ 3QU LoRE | Red Flag Warning - Small Fires | Wire-to-wire contact | Aggregated | 2043 | 1.0775e-05 | 946.5765 | 0.0102 | 2043 | Mitigation | 0.95 | 45 | 0 | esc | 0.00097009 | 1.0453e-08 | 0.00097009 | 1.0453e-08
[79 empty] | WLDFR | HFTD - Distribution - Tier 3 - 2QU CoRE ¦ 1QU LoRE | Red Flag Warning - Small Fires | 2044 | 1.1107e-06 | 1.1107e-06 | 0.095486 | 0.044306 | 0.0019228 | 0.049257 | 0 | 0 | 0.0011579 | 1.0606e-07 | 0 | 1.0606e-07 | 1.0606e-07 | 0 | 1.0606e-07 | 0 | 8.8074e-07 | 1.9306e-06 | 0 | 1.9306e-06 | 0 | 0 | 1.8636e-05 | 0 | 1.8636e-05 | [12 empty] | 7.3.3.17.5 (Remote Grid) Updates to grid topology to minimize risk of ignition in HFTDs Remote GridWLDFRWire-to-wire contactAggregated | WLDFR | HFTD - Distribution - Tier 2 - 2QU CoRE ¦ 3QU LoRE | Red Flag Warning - Small Fires | Wire-to-wire contact | Aggregated | 2044 | 1.0775e-05 | 946.5765 | 0.0102 | 2044 | Mitigation | 0.95 | 45 | 0 | esc | 0.00097009 | 1.0453e-08 | 0.00097009 | 1.0453e-08
[79 empty] | WLDFR | HFTD - Distribution - Tier 3 - 2QU CoRE ¦ 1QU LoRE | Red Flag Warning - Small Fires | 2045 | 1.1107e-06 | 1.1107e-06 | 0.095486 | 0.044306 | 0.0019228 | 0.049257 | 0 | 0 | 0.0011579 | 1.0606e-07 | 0 | 1.0606e-07 | 1.0606e-07 | 0 | 1.0606e-07 | 0 | 9.1871e-07 | 2.0138e-06 | 0 | 2.0138e-06 | 0 | 0 | 0 | 0 | 0 | [12 empty] | 7.3.3.17.5 (Remote Grid) Updates to grid topology to minimize risk of ignition in HFTDs Remote GridWLDFRWire-to-wire contactAggregated | WLDFR | HFTD - Distribution - Tier 2 - 2QU CoRE ¦ 3QU LoRE | Red Flag Warning - Small Fires | Wire-to-wire contact | Aggregated | 2045 | 1.0775e-05 | 946.5765 | 0.0102 | 2045 | Mitigation | 0.95 | 45 | 0 | esc | 0.00097009 | 1.0453e-08 | 0.00097009 | 1.0453e-08
[79 empty] | WLDFR | HFTD - Distribution - Tier 3 - 2QU CoRE ¦ 1QU LoRE | Red Flag Warning - Small Fires | 2046 | 1.1107e-06 | 1.1107e-06 | 0.095486 | 0.044306 | 0.0019228 | 0.049257 | 0 | 0 | 0.0011579 | 1.0606e-07 | 0 | 1.0606e-07 | 1.0606e-07 | 0 | 1.0606e-07 | 0 | 9.1871e-07 | 2.0138e-06 | 0 | 2.0138e-06 | 0 | 0 | 0 | 0 | 0 | [12 empty] | 7.3.3.17.5 (Remote Grid) Updates to grid topology to minimize risk of ignition in HFTDs Remote GridWLDFRWire-to-wire contactAggregated | WLDFR | HFTD - Distribution - Tier 2 - 2QU CoRE ¦ 3QU LoRE | Red Flag Warning - Small Fires | Wire-to-wire contact | Aggregated | 2046 | 1.0775e-05 | 946.5765 | 0.0102 | 2046 | Mitigation | 0.95 | 45 | 0 | esc | 0.00097009 | 1.0453e-08 | 0.00097009 | 1.0453e-08
[79 empty] | WLDFR | HFTD - Distribution - Tier 3 - 2QU CoRE ¦ 1QU LoRE | Red Flag Warning - Small Fires | 2047 | 1.1107e-06 | 1.1107e-06 | 0.095486 | 0.044306 | 0.0019228 | 0.049257 | 0 | 0 | 0.0011579 | 1.0606e-07 | 0 | 1.0606e-07 | 1.0606e-07 | 0 | 1.0606e-07 | 0 | 9.1871e-07 | 2.0138e-06 | 0 | 2.0138e-06 | 0 | 1.7887e-05 | 0 | 0 | 0 | [12 empty] | 7.3.3.17.5 (Remote Grid) Updates to grid topology to minimize risk of ignition in HFTDs Remote GridWLDFRWire-to-wire contactAggregated | WLDFR | HFTD - Distribution - Tier 2 - 2QU CoRE ¦ 3QU LoRE | Red Flag Warning - Small Fires | Wire-to-wire contact | Aggregated | 2047 | 1.0775e-05 | 946.5765 | 0.0102 | 2047 | Mitigation | 0.95 | 45 | 0 | esc | 0.00097009 | 1.0453e-08 | 0.00097009 | 1.0453e-08
[79 empty] | WLDFR | HFTD - Distribution - Tier 3 - 2QU CoRE ¦ 1QU LoRE | Red Flag Warning - Small Fires | 2048 | 1.1107e-06 | 1.1107e-06 | 0.10007 | 0.04626 | 0.0020076 | 0.051804 | 0 | 0 | 0.0011579 | 1.1115e-07 | 0 | 1.1115e-07 | 1.1115e-07 | 0 | 1.1115e-07 | 0 | 9.1871e-07 | 2.0138e-06 | 0 | 2.0138e-06 | 0 | 1.8541e-05 | 3.7081e-05 | 0 | 3.7081e-05 | [12 empty] | 7.3.3.17.5 (Remote Grid) Updates to grid topology to minimize risk of ignition in HFTDs Remote GridWLDFRWire-to-wire contactAggregated | WLDFR | HFTD - Distribution - Tier 2 - 2QU CoRE ¦ 3QU LoRE | Red Flag Warning - Small Fires | Wire-to-wire contact | Aggregated | 2048 | 1.0775e-05 | 946.5765 | 0.0102 | 2048 | Mitigation | 0.95 | 45 | 0 | esc | 0.00097009 | 1.0453e-08 | 0.00097009 | 1.0453e-08
[79 empty] | WLDFR | HFTD - Distribution - Tier 3 - 2QU CoRE ¦ 1QU LoRE | Red Flag Warning - Small Fires | 2049 | 1.1107e-06 | 1.1107e-06 | 0.10007 | 0.04626 | 0.0020076 | 0.051804 | 0 | 0 | 0.0011579 | 1.1115e-07 | 0 | 1.1115e-07 | 1.1115e-07 | 0 | 1.1115e-07 | 0 | 9.1871e-07 | 2.0138e-06 | 0 | 2.0138e-06 | 0 | 1.8541e-05 | 3.7081e-05 | 0 | 3.7081e-05 | [12 empty] | 7.3.3.17.5 (Remote Grid) Updates to grid topology to minimize risk of ignition in HFTDs Remote GridWLDFRWire-to-wire contactAggregated | WLDFR | HFTD - Distribution - Tier 2 - 2QU CoRE ¦ 3QU LoRE | Red Flag Warning - Small Fires | Wire-to-wire contact | Aggregated | 2049 | 1.0775e-05 | 946.5765 | 0.0102 | 2049 | Mitigation | 0.95 | 45 | 0 | esc | 0.00097009 | 1.0453e-08 | 0.00097009 | 1.0453e-08
[79 empty] | WLDFR | HFTD - Distribution - Tier 3 - 2QU CoRE ¦ 1QU LoRE | Red Flag Warning - Small Fires | 2050 | 1.1107e-06 | 1.1107e-06 | 0.10007 | 0.04626 | 0.0020076 | 0.051804 | 0 | 0 | 0.0011579 | 1.1115e-07 | 0 | 1.1115e-07 | 1.1115e-07 | 0 | 1.1115e-07 | 0 | 9.6057e-07 | 2.1056e-06 | 0 | 2.1056e-06 | 0 | 1.8541e-05 | 3.7081e-05 | 0 | 3.7081e-05 | [12 empty] | 7.3.3.17.5 (Remote Grid) Updates to grid topology to minimize risk of ignition in HFTDs Remote GridWLDFRWire-to-wire contactAggregated | WLDFR | HFTD - Distribution - Tier 2 - 2QU CoRE ¦ 3QU LoRE | Red Flag Warning - Small Fires | Wire-to-wire contact | Aggregated | 2050 | 1.0775e-05 | 946.5765 | 0.0102 | 2050 | Mitigation | 0.95 | 45 | 0 | esc | 0.00097009 | 1.0453e-08 | 0.00097009 | 1.0453e-08
[79 empty] | WLDFR | HFTD - Distribution - Tier 3 - 2QU CoRE ¦ 1QU LoRE | Red Flag Warning - Small Fires | 2051 | 1.1107e-06 | 1.1107e-06 | 0.10007 | 0.04626 | 0.0020076 | 0.051804 | 0 | 0 | 0.0011579 | 1.1115e-07 | 0 | 1.1115e-07 | 1.1115e-07 | 0 | 1.1115e-07 | 0 | 9.6057e-07 | 2.1056e-06 | 0 | 2.1056e-06 | 0 | 1.8541e-05 | 3.7081e-05 | 0 | 3.7081e-05 | [12 empty] | 7.3.3.17.5 (Remote Grid) Updates to grid topology to minimize risk of ignition in HFTDs Remote GridWLDFRWire-to-wire contactAggregated | WLDFR | HFTD - Distribution - Tier 2 - 2QU CoRE ¦ 3QU LoRE | Red Flag Warning - Small Fires | Wire-to-wire contact | Aggregated | 2051 | 1.0775e-05 | 946.5765 | 0.0102 | 2051 | Mitigation | 0.95 | 45 | 0 | esc | 0.00097009 | 1.0453e-08 | 0.00097009 | 1.0453e-08
[79 empty] | WLDFR | HFTD - Distribution - Tier 3 - 2QU CoRE ¦ 1QU LoRE | Red Flag Warning - Small Fires | 2052 | 1.1107e-06 | 1.1107e-06 | 0.10007 | 0.04626 | 0.0020076 | 0.051804 | 0 | 0 | 0.0011579 | 1.1115e-07 | 0 | 1.1115e-07 | 1.1115e-07 | 0 | 1.1115e-07 | 0 | 9.6057e-07 | 2.1056e-06 | 0 | 2.1056e-06 | 0 | 1.8541e-05 | 3.7081e-05 | 0 | 3.7081e-05 | [12 empty] | 7.3.3.17.5 (Remote Grid) Updates to grid topology to minimize risk of ignition in HFTDs Remote GridWLDFRWire-to-wire contactAggregated | WLDFR | HFTD - Distribution - Tier 2 - 2QU CoRE ¦ 3QU LoRE | Red Flag Warning - Small Fires | Wire-to-wire contact | Aggregated | 2052 | 1.0775e-05 | 946.5765 | 0.0102 | 2052 | Mitigation | 0.95 | 45 | 0 | esc | 0.00097009 | 1.0453e-08 | 0.00097009 | 1.0453e-08
[79 empty] | WLDFR | HFTD - Distribution - Tier 3 - 2QU CoRE ¦ 1QU LoRE | Red Flag Warning - Small Fires | 2053 | 1.1107e-06 | 1.1107e-06 | 0.10489 | 0.048274 | 0.002095 | 0.054525 | 0 | 0 | 0.0011579 | 1.1651e-07 | 0 | 1.1651e-07 | 1.1651e-07 | 0 | 1.1651e-07 | 0 | 9.6057e-07 | 2.1056e-06 | 0 | 2.1056e-06 | 0 | 1.9363e-05 | 3.8727e-05 | 0 | 3.8727e-05 | [12 empty] | 7.3.3.17.5 (Remote Grid) Updates to grid topology to minimize risk of ignition in HFTDs Remote GridWLDFRWire-to-wire contactAggregated | WLDFR | HFTD - Distribution - Tier 2 - 2QU CoRE ¦ 3QU LoRE | Red Flag Warning - Small Fires | Wire-to-wire contact | Aggregated | 2053 | 1.0775e-05 | 946.5765 | 0.0102 | 2053 | Mitigation | 0.95 | 45 | 0 | esc | 0.00097009 | 1.0453e-08 | 0.00097009 | 1.0453e-08
[79 empty] | WLDFR | HFTD - Distribution - Tier 3 - 2QU CoRE ¦ 1QU LoRE | Red Flag Warning - Small Fires | 2054 | 1.1107e-06 | 1.1107e-06 | 0.10489 | 0.048274 | 0.002095 | 0.054525 | 0 | 0 | 0.0011579 | 1.1651e-07 | 0 | 1.1651e-07 | 1.1651e-07 | 0 | 1.1651e-07 | 0 | 9.6057e-07 | 2.1056e-06 | 0 | 2.1056e-06 | 0 | 1.9363e-05 | 3.8727e-05 | 0 | 3.8727e-05 | [12 empty] | 7.3.3.17.5 (Remote Grid) Updates to grid topology to minimize risk of ignition in HFTDs Remote GridWLDFRWire-to-wire contactAggregated | WLDFR | HFTD - Distribution - Tier 2 - 2QU CoRE ¦ 3QU LoRE | Red Flag Warning - Small Fires | Wire-to-wire contact | Aggregated | 2054 | 1.0775e-05 | 946.5765 | 0.0102 | 2054 | Mitigation | 0.95 | 45 | 0 | esc | 0.00097009 | 1.0453e-08 | 0.00097009 | 1.0453e-08
[79 empty] | WLDFR | HFTD - Distribution - Tier 3 - 2QU CoRE ¦ 1QU LoRE | Red Flag Warning - Small Fires | 2055 | 1.1107e-06 | 1.1107e-06 | 0.10489 | 0.048274 | 0.002095 | 0.054525 | 0 | 0 | 0.0011579 | 1.1651e-07 | 0 | 1.1651e-07 | 1.1651e-07 | 0 | 1.1651e-07 | 0 | 1.0059e-06 | 2.2049e-06 | 0 | 2.2049e-06 | 0 | 1.9363e-05 | 3.8727e-05 | 0 | 3.8727e-05 | [12 empty] | 7.3.3.17.5 (Remote Grid) Updates to grid topology to minimize risk of ignition in HFTDs Remote GridWLDFRWire-to-wire contactAggregated | WLDFR | HFTD - Distribution - Tier 2 - 2QU CoRE ¦ 3QU LoRE | Red Flag Warning - Small Fires | Wire-to-wire contact | Aggregated | 2055 | 1.0775e-05 | 946.5765 | 0.0102 | 2055 | Mitigation | 0.95 | 45 | 0 | esc | 0.00097009 | 1.0453e-08 | 0.00097009 | 1.0453e-08
[79 empty] | WLDFR | HFTD - Distribution - Tier 3 - 2QU CoRE ¦ 1QU LoRE | Red Flag Warning - Small Fires | 2056 | 1.1107e-06 | 1.1107e-06 | 0.10489 | 0.048274 | 0.002095 | 0.054525 | 0 | 0 | 0.0011579 | 1.1651e-07 | 0 | 1.1651e-07 | 1.1651e-07 | 0 | 1.1651e-07 | 0 | 1.0059e-06 | 2.2049e-06 | 0 | 2.2049e-06 | 0 | 1.9363e-05 | 3.8727e-05 | 0 | 3.8727e-05 | [12 empty] | 7.3.3.17.5 (Remote Grid) Updates to grid topology to minimize risk of ignition in HFTDs Remote GridWLDFRWire-to-wire contactAggregated | WLDFR | HFTD - Distribution - Tier 2 - 2QU CoRE ¦ 3QU LoRE | Red Flag Warning - Small Fires | Wire-to-wire contact | Aggregated | 2056 | 1.0775e-05 | 946.5765 | 0.0102 | 2056 | Mitigation | 0.95 | 45 | 0 | esc | 0.00097009 | 1.0453e-08 | 0.00097009 | 1.0453e-08
[79 empty] | WLDFR | HFTD - Distribution - Tier 3 - 2QU CoRE ¦ 1QU LoRE | Red Flag Warning - Small Fires | 2057 | 1.1107e-06 | 1.1107e-06 | 0.10489 | 0.048274 | 0.002095 | 0.054525 | 0 | 0 | 0.0011579 | 1.1651e-07 | 0 | 1.1651e-07 | 1.1651e-07 | 0 | 1.1651e-07 | 0 | 1.0059e-06 | 2.2049e-06 | 0 | 2.2049e-06 | 0 | 1.9363e-05 | 3.8727e-05 | 0 | 3.8727e-05 | [12 empty] | 7.3.3.17.5 (Remote Grid) Updates to grid topology to minimize risk of ignition in HFTDs Remote GridWLDFRWire-to-wire contactAggregated | WLDFR | HFTD - Distribution - Tier 2 - 2QU CoRE ¦ 3QU LoRE | Red Flag Warning - Small Fires | Wire-to-wire contact | Aggregated | 2057 | 1.0775e-05 | 946.5765 | 0.0102 | 2057 | Mitigation | 0.95 | 45 | 0 | esc | 0.00097009 | 1.0453e-08 | 0.00097009 | 1.0453e-08
[79 empty] | WLDFR | HFTD - Distribution - Tier 3 - 2QU CoRE ¦ 1QU LoRE | Red Flag Warning - Small Fires | 2058 | 1.1107e-06 | 1.1107e-06 | 0.1099 | 0.050325 | 0.0021839 | 0.057393 | 0 | 0 | 0.0011579 | 1.2207e-07 | 0 | 1.2207e-07 | 1.2207e-07 | 0 | 1.2207e-07 | 0 | 1.0059e-06 | 2.2049e-06 | 0 | 2.2049e-06 | 0 | 2.0277e-05 | 4.0554e-05 | 0 | 4.0554e-05 | [12 empty] | 7.3.3.17.5 (Remote Grid) Updates to grid topology to minimize risk of ignition in HFTDs Remote GridWLDFRWire-to-wire contactAggregated | WLDFR | HFTD - Distribution - Tier 2 - 2QU CoRE ¦ 3QU LoRE | Red Flag Warning - Small Fires | Wire-to-wire contact | Aggregated | 2058 | 1.0775e-05 | 946.5765 | 0.0102 | 2058 | Mitigation | 0.95 | 45 | 0 | esc | 0.00097009 | 1.0453e-08 | 0.00097009 | 1.0453e-08
[79 empty] | WLDFR | HFTD - Distribution - Tier 3 - 2QU CoRE ¦ 1QU LoRE | Red Flag Warning - Small Fires | 2059 | 1.1107e-06 | 1.1107e-06 | 0.1099 | 0.050325 | 0.0021839 | 0.057393 | 0 | 0 | 0.0011579 | 1.2207e-07 | 0 | 1.2207e-07 | 1.2207e-07 | 0 | 1.2207e-07 | 0 | 1.0059e-06 | 2.2049e-06 | 0 | 2.2049e-06 | 0 | 2.0277e-05 | 4.0554e-05 | 0 | 4.0554e-05 | [12 empty] | 7.3.3.17.5 (Remote Grid) Updates to grid topology to minimize risk of ignition in HFTDs Remote GridWLDFRWire-to-wire contactAggregated | WLDFR | HFTD - Distribution - Tier 2 - 2QU CoRE ¦ 3QU LoRE | Red Flag Warning - Small Fires | Wire-to-wire contact | Aggregated | 2059 | 1.0775e-05 | 946.5765 | 0.0102 | 2059 | Mitigation | 0.95 | 45 | 0 | esc | 0.00097009 | 1.0453e-08 | 0.00097009 | 1.0453e-08
[79 empty] | WLDFR | HFTD - Distribution - Tier 3 - 2QU CoRE ¦ 1QU LoRE | Red Flag Warning - Small Fires | 2060 | 1.1107e-06 | 1.1107e-06 | 0.1099 | 0.050325 | 0.0021839 | 0.057393 | 0 | 0 | 0.0011579 | 1.2207e-07 | 0 | 1.2207e-07 | 1.2207e-07 | 0 | 1.2207e-07 | 0 | 1.0542e-06 | 2.3108e-06 | 0 | 2.3108e-06 | 0 | 2.0277e-05 | 4.0554e-05 | 0 | 4.0554e-05 | [12 empty] | 7.3.3.17.5 (Remote Grid) Updates to grid topology to minimize risk of ignition in HFTDs Remote GridWLDFRWire-to-wire contactAggregated | WLDFR | HFTD - Distribution - Tier 2 - 2QU CoRE ¦ 3QU LoRE | Red Flag Warning - Small Fires | Wire-to-wire contact | Aggregated | 2060 | 1.0775e-05 | 946.5765 | 0.0102 | 2060 | Mitigation | 0.95 | 45 | 0 | esc | 0.00097009 | 1.0453e-08 | 0.00097009 | 1.0453e-08
[79 empty] | WLDFR | HFTD - Distribution - Tier 3 - 2QU CoRE ¦ 1QU LoRE | Red Flag Warning - Small Fires | 2061 | 1.1107e-06 | 1.1107e-06 | 0.1099 | 0.050325 | 0.0021839 | 0.057393 | 0 | 0 | 0.0011579 | 1.2207e-07 | 0 | 1.2207e-07 | 1.2207e-07 | 0 | 1.2207e-07 | 0 | 1.0542e-06 | 2.3108e-06 | 0 | 2.3108e-06 | 0 | 2.0277e-05 | 4.0554e-05 | 0 | 4.0554e-05 | [12 empty] | 7.3.3.17.5 (Remote Grid) Updates to grid topology to minimize risk of ignition in HFTDs Remote GridWLDFRWire-to-wire contactAggregated | WLDFR | HFTD - Distribution - Tier 2 - 2QU CoRE ¦ 3QU LoRE | Red Flag Warning - Small Fires | Wire-to-wire contact | Aggregated | 2061 | 1.0775e-05 | 946.5765 | 0.0102 | 2061 | Mitigation | 0.95 | 45 | 0 | esc | 0.00097009 | 1.0453e-08 | 0.00097009 | 1.0453e-08
[79 empty] | WLDFR | HFTD - Distribution - Tier 3 - 2QU CoRE ¦ 1QU LoRE | Red Flag Warning - Small Fires | 2062 | 1.1107e-06 | 1.1107e-06 | 0.1099 | 0.050325 | 0.0021839 | 0.057393 | 0 | 0 | 0.0011579 | 1.2207e-07 | 0 | 1.2207e-07 | 1.2207e-07 | 0 | 1.2207e-07 | 0 | 1.0542e-06 | 2.3108e-06 | 0 | 2.3108e-06 | 0 | 2.0277e-05 | 4.0554e-05 | 0 | 4.0554e-05 | [12 empty] | 7.3.3.17.5 (Remote Grid) Updates to grid topology to minimize risk of ignition in HFTDs Remote GridWLDFRWire-to-wire contactAggregated | WLDFR | HFTD - Distribution - Tier 2 - 2QU CoRE ¦ 3QU LoRE | Red Flag Warning - Small Fires | Wire-to-wire contact | Aggregated | 2062 | 1.0775e-05 | 946.5765 | 0.0102 | 2062 | Mitigation | 0.95 | 45 | 0 | esc | 0.00097009 | 1.0453e-08 | 0.00097009 | 1.0453e-08
[79 empty] | WLDFR | HFTD - Distribution - Tier 3 - 2QU CoRE ¦ 1QU LoRE | Red Flag Warning - Small Fires | 2063 | 1.1107e-06 | 1.1107e-06 | 0.11504 | 0.052388 | 0.0022734 | 0.060377 | 0 | 0 | 0.0011579 | 1.2778e-07 | 0 | 1.2778e-07 | 1.2778e-07 | 0 | 1.2778e-07 | 0 | 1.0542e-06 | 2.3108e-06 | 0 | 2.3108e-06 | 0 | 2.1268e-05 | 4.2536e-05 | 0 | 4.2536e-05 | [12 empty] | 7.3.3.17.5 (Remote Grid) Updates to grid topology to minimize risk of ignition in HFTDs Remote GridWLDFRWire-to-wire contactAggregated | WLDFR | HFTD - Distribution - Tier 2 - 2QU CoRE ¦ 3QU LoRE | Red Flag Warning - Small Fires | Wire-to-wire contact | Aggregated | 2063 | 1.0775e-05 | 946.5765 | 0.0102 | 2063 | Mitigation | 0.95 | 45 | 0 | esc | 0.00097009 | 1.0453e-08 | 0.00097009 | 1.0453e-08
[79 empty] | WLDFR | HFTD - Distribution - Tier 3 - 2QU CoRE ¦ 1QU LoRE | Red Flag Warning - Small Fires | 2064 | 1.1107e-06 | 1.1107e-06 | 0.11504 | 0.052388 | 0.0022734 | 0.060377 | 0 | 0 | 0.0011579 | 1.2778e-07 | 0 | 1.2778e-07 | 1.2778e-07 | 0 | 1.2778e-07 | 0 | 1.0542e-06 | 2.3108e-06 | 0 | 2.3108e-06 | 0 | 2.1268e-05 | 4.2536e-05 | 0 | 4.2536e-05 | [12 empty] | 7.3.3.17.5 (Remote Grid) Updates to grid topology to minimize risk of ignition in HFTDs Remote GridWLDFRWire-to-wire contactAggregated | WLDFR | HFTD - Distribution - Tier 2 - 2QU CoRE ¦ 3QU LoRE | Red Flag Warning - Small Fires | Wire-to-wire contact | Aggregated | 2064 | 1.0775e-05 | 946.5765 | 0.0102 | 2064 | Mitigation | 0.95 | 45 | 0 | esc | 0.00097009 | 1.0453e-08 | 0.00097009 | 1.0453e-08
[79 empty] | WLDFR | HFTD - Distribution - Tier 3 - 2QU CoRE ¦ 1QU LoRE | Red Flag Warning - Small Fires | 2065 | 1.1107e-06 | 1.1107e-06 | 0.11504 | 0.052388 | 0.0022734 | 0.060377 | 0 | 0 | 0.0011579 | 1.2778e-07 | 0 | 1.2778e-07 | 1.2778e-07 | 0 | 1.2778e-07 | 0 | 1.105e-06 | 2.4222e-06 | 0 | 2.4222e-06 | 0 | 2.1268e-05 | 4.2536e-05 | 0 | 4.2536e-05 | [12 empty] | 7.3.3.17.5 (Remote Grid) Updates to grid topology to minimize risk of ignition in HFTDs Remote GridWLDFRWire-to-wire contactAggregated | WLDFR | HFTD - Distribution - Tier 2 - 2QU CoRE ¦ 3QU LoRE | Red Flag Warning - Small Fires | Wire-to-wire contact | Aggregated | 2065 | 1.0775e-05 | 946.5765 | 0.0102 | 2065 | Mitigation | 0.95 | 45 | 0 | esc | 0.00097009 | 1.0453e-08 | 0.00097009 | 1.0453e-08
[79 empty] | WLDFR | HFTD - Distribution - Tier 3 - 2QU CoRE ¦ 1QU LoRE | Red Flag Warning - Small Fires | 2066 | 1.1107e-06 | 1.1107e-06 | 0.11504 | 0.052388 | 0.0022734 | 0.060377 | 0 | 0 | 0.0011579 | 1.2778e-07 | 0 | 1.2778e-07 | 1.2778e-07 | 0 | 1.2778e-07 | 0 | 1.105e-06 | 2.4222e-06 | 0 | 2.4222e-06 | 0 | 2.1268e-05 | 4.2536e-05 | 0 | 4.2536e-05 | [12 empty] | 7.3.3.17.5 (Remote Grid) Updates to grid topology to minimize risk of ignition in HFTDs Remote GridWLDFRWire-to-wire contactAggregated | WLDFR | HFTD - Distribution - Tier 2 - 2QU CoRE ¦ 3QU LoRE | Red Flag Warning - Small Fires | Wire-to-wire contact | Aggregated | 2066 | 1.0775e-05 | 946.5765 | 0.0102 | 2066 | Mitigation | 0.95 | 45 | 0 | esc | 0.00097009 | 1.0453e-08 | 0.00097009 | 1.0453e-08
[79 empty] | WLDFR | HFTD - Distribution - Tier 3 - 2QU CoRE ¦ 1QU LoRE | Red Flag Warning - Small Fires | 2067 | 0 | 1.1107e-06 | 0.11504 | 0.052388 | 0.0022734 | 0.060377 | 0 | 0 | 0.0011579 | 0 | 0 | 0 | 1.2778e-07 | 0 | 1.2778e-07 | 0 | 1.105e-06 | 2.4222e-06 | 0 | 2.4222e-06 | 0 | 2.1268e-05 | 4.2536e-05 | 0 | 4.2536e-05 | [12 empty] | 7.3.3.17.5 (Remote Grid) Updates to grid topology to minimize risk of ignition in HFTDs Remote GridWLDFRWire-to-wire contactAggregated | WLDFR | HFTD - Distribution - Tier 2 - 2QU CoRE ¦ 3QU LoRE | Red Flag Warning - Small Fires | Wire-to-wire contact | Aggregated | 2067 | 1.0775e-05 | 946.5765 | 0.0102 | 2067 | Mitigation | 0.95 | 45 | 0 | esc | 0 | 0 | 0.00097009 | 1.0453e-08
[79 empty] | WLDFR | HFTD - Distribution - Tier 3 - 2QU CoRE ¦ 2QU LoRE | Non-Red Flag Warning - Catastrophic Fires | 2022 | 2.3216e-09 | 0 | 14146.1306 | 222.2294 | 8585.7228 | 5338.1784 | 0 | 0 | 2.6723e-06 | 3.2842e-05 | 0 | 3.2842e-05 | 0 | 0 | 0 | 0 | 1.105e-06 | 2.4222e-06 | 0 | 2.4222e-06 | 0 | 2.2323e-05 | 4.4646e-05 | 0 | 4.4646e-05 | [12 empty] | 7.3.3.17.5 (Remote Grid) Updates to grid topology to minimize risk of ignition in HFTDs Remote GridWLDFRContact from objectAggregated | WLDFR | HFTD - Distribution - Tier 2 - 2QU CoRE ¦ 4QU LoRE | Non-Red Flag Warning - Catastrophic Fires | Contact from object | Aggregated | 2022 | 1.314e-06 | 1078.9824 | 0.0014177 | 2022 | Mitigation | 0.95 | 45 | 0 | esc | 0.00097009 | 1.2747e-09 | 0 | 0
[79 empty] | WLDFR | HFTD - Distribution - Tier 3 - 2QU CoRE ¦ 2QU LoRE | Non-Red Flag Warning - Catastrophic Fires | 2023 | 2.3216e-09 | 2.3216e-09 | 14664.6376 | 233.2301 | 8896.516 | 5534.8915 | 0 | 0 | 2.6723e-06 | 3.4046e-05 | 0 | 3.4046e-05 | 3.4046e-05 | 0 | 3.4046e-05 | 0 | 1.105e-06 | 2.4222e-06 | 0 | 2.4222e-06 | 0 | 2.2323e-05 | 4.4646e-05 | 0 | 4.4646e-05 | [12 empty] | 7.3.3.17.5 (Remote Grid) Updates to grid topology to minimize risk of ignition in HFTDs Remote GridWLDFRContact from objectAggregated | WLDFR | HFTD - Distribution - Tier 2 - 2QU CoRE ¦ 4QU LoRE | Non-Red Flag Warning - Catastrophic Fires | Contact from object | Aggregated | 2023 | 1.314e-06 | 1078.9824 | 0.0014177 | 2023 | Mitigation | 0.95 | 45 | 0 | esc | 0.00097009 | 1.2747e-09 | 0.00097009 | 1.2747e-09
[79 empty] | WLDFR | HFTD - Distribution - Tier 3 - 2QU CoRE ¦ 2QU LoRE | Non-Red Flag Warning - Catastrophic Fires | 2024 | 2.3216e-09 | 2.3216e-09 | 14664.6376 | 233.2301 | 8896.516 | 5534.8915 | 0 | 0 | 2.6723e-06 | 3.4046e-05 | 0 | 3.4046e-05 | 3.4046e-05 | 0 | 3.4046e-05 | 0 | 1.1578e-06 | 2.5378e-06 | 0 | 2.5378e-06 | 0 | 2.2323e-05 | 4.4646e-05 | 0 | 4.4646e-05 | [12 empty] | 7.3.3.17.5 (Remote Grid) Updates to grid topology to minimize risk of ignition in HFTDs Remote GridWLDFRContact from objectAggregated | WLDFR | HFTD - Distribution - Tier 2 - 2QU CoRE ¦ 4QU LoRE | Non-Red Flag Warning - Catastrophic Fires | Contact from object | Aggregated | 2024 | 1.314e-06 | 1078.9824 | 0.0014177 | 2024 | Mitigation | 0.95 | 45 | 0 | esc | 0.00097009 | 1.2747e-09 | 0.00097009 | 1.2747e-09
[79 empty] | WLDFR | HFTD - Distribution - Tier 3 - 2QU CoRE ¦ 2QU LoRE | Non-Red Flag Warning - Catastrophic Fires | 2025 | 2.3216e-09 | 2.3216e-09 | 14664.6376 | 233.2301 | 8896.516 | 5534.8915 | 0 | 0 | 2.6723e-06 | 3.4046e-05 | 0 | 3.4046e-05 | 3.4046e-05 | 0 | 3.4046e-05 | 0 | 1.1578e-06 | 2.5378e-06 | 0 | 2.5378e-06 | 0 | 2.2323e-05 | 4.4646e-05 | 0 | 4.4646e-05 | [12 empty] | 7.3.3.17.5 (Remote Grid) Updates to grid topology to minimize risk of ignition in HFTDs Remote GridWLDFRContact from objectAggregated | WLDFR | HFTD - Distribution - Tier 2 - 2QU CoRE ¦ 4QU LoRE | Non-Red Flag Warning - Catastrophic Fires | Contact from object | Aggregated | 2025 | 1.314e-06 | 1078.9824 | 0.0014177 | 2025 | Mitigation | 0.95 | 45 | 0 | esc | 0.00097009 | 1.2747e-09 | 0.00097009 | 1.2747e-09
[79 empty] | WLDFR | HFTD - Distribution - Tier 3 - 2QU CoRE ¦ 2QU LoRE | Non-Red Flag Warning - Catastrophic Fires | 2026 | 2.3216e-09 | 2.3216e-09 | 14664.6376 | 233.2301 | 8896.516 | 5534.8915 | 0 | 0 | 2.6723e-06 | 3.4046e-05 | 0 | 3.4046e-05 | 3.4046e-05 | 0 | 3.4046e-05 | 0 | 1.1578e-06 | 2.5378e-06 | 0 | 2.5378e-06 | 0 | 2.2323e-05 | 4.4646e-05 | 0 | 4.4646e-05 | [12 empty] | 7.3.3.17.5 (Remote Grid) Updates to grid topology to minimize risk of ignition in HFTDs Remote GridWLDFRContact from objectAggregated | WLDFR | HFTD - Distribution - Tier 2 - 2QU CoRE ¦ 4QU LoRE | Non-Red Flag Warning - Catastrophic Fires | Contact from object | Aggregated | 2026 | 1.314e-06 | 1078.9824 | 0.0014177 | 2026 | Mitigation | 0.95 | 45 | 0 | esc | 0.00097009 | 1.2747e-09 | 0.00097009 | 1.2747e-09
[79 empty] | WLDFR | HFTD - Distribution - Tier 3 - 2QU CoRE ¦ 2QU LoRE | Non-Red Flag Warning - Catastrophic Fires | 2027 | 2.3216e-09 | 2.3216e-09 | 14664.6376 | 233.2301 | 8896.516 | 5534.8915 | 0 | 0 | 2.6723e-06 | 3.4046e-05 | 0 | 3.4046e-05 | 3.4046e-05 | 0 | 3.4046e-05 | 0 | 1.1578e-06 | 2.5378e-06 | 0 | 2.5378e-06 | 0 | 2.3427e-05 | 4.6855e-05 | 0 | 4.6855e-05 | [12 empty] | 7.3.3.17.5 (Remote Grid) Updates to grid topology to minimize risk of ignition in HFTDs Remote GridWLDFRContact from objectAggregated | WLDFR | HFTD - Distribution - Tier 2 - 2QU CoRE ¦ 4QU LoRE | Non-Red Flag Warning - Catastrophic Fires | Contact from object | Aggregated | 2027 | 1.314e-06 | 1078.9824 | 0.0014177 | 2027 | Mitigation | 0.95 | 45 | 0 | esc | 0.00097009 | 1.2747e-09 | 0.00097009 | 1.2747e-09
[79 empty] | WLDFR | HFTD - Distribution - Tier 3 - 2QU CoRE ¦ 2QU LoRE | Non-Red Flag Warning - Catastrophic Fires | 2028 | 2.3216e-09 | 2.3216e-09 | 15317.9909 | 247.273 | 9287.6491 | 5783.0689 | 0 | 0 | 2.6723e-06 | 3.5563e-05 | 0 | 3.5563e-05 | 3.5563e-05 | 0 | 3.5563e-05 | 0 | 1.1578e-06 | 2.5378e-06 | 0 | 2.5378e-06 | 0 | 2.3427e-05 | 4.6855e-05 | 0 | 4.6855e-05 | [12 empty] | 7.3.3.17.5 (Remote Grid) Updates to grid topology to minimize risk of ignition in HFTDs Remote GridWLDFRContact from objectAggregated | WLDFR | HFTD - Distribution - Tier 2 - 2QU CoRE ¦ 4QU LoRE | Non-Red Flag Warning - Catastrophic Fires | Contact from object | Aggregated | 2028 | 1.314e-06 | 1078.9824 | 0.0014177 | 2028 | Mitigation | 0.95 | 45 | 0 | esc | 0.00097009 | 1.2747e-09 | 0.00097009 | 1.2747e-09
[79 empty] | WLDFR | HFTD - Distribution - Tier 3 - 2QU CoRE ¦ 2QU LoRE | Non-Red Flag Warning - Catastrophic Fires | 2029 | 2.3216e-09 | 2.3216e-09 | 15317.9909 | 247.273 | 9287.6491 | 5783.0689 | 0 | 0 | 2.6723e-06 | 3.5563e-05 | 0 | 3.5563e-05 | 3.5563e-05 | 0 | 3.5563e-05 | 0 | 1.2119e-06 | 2.6564e-06 | 0 | 2.6564e-06 | 0 | 2.3427e-05 | 4.6855e-05 | 0 | 4.6855e-05 | [12 empty] | 7.3.3.17.5 (Remote Grid) Updates to grid topology to minimize risk of ignition in HFTDs Remote GridWLDFRContact from objectAggregated | WLDFR | HFTD - Distribution - Tier 2 - 2QU CoRE ¦ 4QU LoRE | Non-Red Flag Warning - Catastrophic Fires | Contact from object | Aggregated | 2029 | 1.314e-06 | 1078.9824 | 0.0014177 | 2029 | Mitigation | 0.95 | 45 | 0 | esc | 0.00097009 | 1.2747e-09 | 0.00097009 | 1.2747e-09
[79 empty] | WLDFR | HFTD - Distribution - Tier 3 - 2QU CoRE ¦ 2QU LoRE | Non-Red Flag Warning - Catastrophic Fires | 2030 | 2.3216e-09 | 2.3216e-09 | 15317.9909 | 247.273 | 9287.6491 | 5783.0689 | 0 | 0 | 2.6723e-06 | 3.5563e-05 | 0 | 3.5563e-05 | 3.5563e-05 | 0 | 3.5563e-05 | 0 | 1.2119e-06 | 2.6564e-06 | 0 | 2.6564e-06 | 0 | 2.3427e-05 | 4.6855e-05 | 0 | 4.6855e-05 | [12 empty] | 7.3.3.17.5 (Remote Grid) Updates to grid topology to minimize risk of ignition in HFTDs Remote GridWLDFRContact from objectAggregated | WLDFR | HFTD - Distribution - Tier 2 - 2QU CoRE ¦ 4QU LoRE | Non-Red Flag Warning - Catastrophic Fires | Contact from object | Aggregated | 2030 | 1.314e-06 | 1078.9824 | 0.0014177 | 2030 | Mitigation | 0.95 | 45 | 0 | esc | 0.00097009 | 1.2747e-09 | 0.00097009 | 1.2747e-09
[79 empty] | WLDFR | HFTD - Distribution - Tier 3 - 2QU CoRE ¦ 2QU LoRE | Non-Red Flag Warning - Catastrophic Fires | 2031 | 2.3216e-09 | 2.3216e-09 | 15317.9909 | 247.273 | 9287.6491 | 5783.0689 | 0 | 0 | 2.6723e-06 | 3.5563e-05 | 0 | 3.5563e-05 | 3.5563e-05 | 0 | 3.5563e-05 | 0 | 1.2119e-06 | 2.6564e-06 | 0 | 2.6564e-06 | 0 | 0 | 4.6855e-05 | 0 | 4.6855e-05 | [12 empty] | 7.3.3.17.5 (Remote Grid) Updates to grid topology to minimize risk of ignition in HFTDs Remote GridWLDFRContact from objectAggregated | WLDFR | HFTD - Distribution - Tier 2 - 2QU CoRE ¦ 4QU LoRE | Non-Red Flag Warning - Catastrophic Fires | Contact from object | Aggregated | 2031 | 1.314e-06 | 1078.9824 | 0.0014177 | 2031 | Mitigation | 0.95 | 45 | 0 | esc | 0.00097009 | 1.2747e-09 | 0.00097009 | 1.2747e-09
[79 empty] | WLDFR | HFTD - Distribution - Tier 3 - 2QU CoRE ¦ 2QU LoRE | Non-Red Flag Warning - Catastrophic Fires | 2032 | 2.3216e-09 | 2.3216e-09 | 15317.9909 | 247.273 | 9287.6491 | 5783.0689 | 0 | 0 | 2.6723e-06 | 3.5563e-05 | 0 | 3.5563e-05 | 3.5563e-05 | 0 | 3.5563e-05 | 0 | 1.2119e-06 | 2.6564e-06 | 0 | 2.6564e-06 | 0 | 0 | 0 | 0 | 0 | [12 empty] | 7.3.3.17.5 (Remote Grid) Updates to grid topology to minimize risk of ignition in HFTDs Remote GridWLDFRContact from objectAggregated | WLDFR | HFTD - Distribution - Tier 2 - 2QU CoRE ¦ 4QU LoRE | Non-Red Flag Warning - Catastrophic Fires | Contact from object | Aggregated | 2032 | 1.314e-06 | 1078.9824 | 0.0014177 | 2032 | Mitigation | 0.95 | 45 | 0 | esc | 0.00097009 | 1.2747e-09 | 0.00097009 | 1.2747e-09
[79 empty] | WLDFR | HFTD - Distribution - Tier 3 - 2QU CoRE ¦ 2QU LoRE | Non-Red Flag Warning - Catastrophic Fires | 2033 | 2.3216e-09 | 2.3216e-09 | 16044.1264 | 263.1074 | 9721.74 | 6059.2791 | 0 | 0 | 2.6723e-06 | 3.7249e-05 | 0 | 3.7249e-05 | 3.7249e-05 | 0 | 3.7249e-05 | 0 | 1.2119e-06 | 2.6564e-06 | 0 | 2.6564e-06 | 0 | 0 | 0 | 0 | 0 | [12 empty] | 7.3.3.17.5 (Remote Grid) Updates to grid topology to minimize risk of ignition in HFTDs Remote GridWLDFRContact from objectAggregated | WLDFR | HFTD - Distribution - Tier 2 - 2QU CoRE ¦ 4QU LoRE | Non-Red Flag Warning - Catastrophic Fires | Contact from object | Aggregated | 2033 | 1.314e-06 | 1078.9824 | 0.0014177 | 2033 | Mitigation | 0.95 | 45 | 0 | esc | 0.00097009 | 1.2747e-09 | 0.00097009 | 1.2747e-09
[79 empty] | WLDFR | HFTD - Distribution - Tier 3 - 2QU CoRE ¦ 2QU LoRE | Non-Red Flag Warning - Catastrophic Fires | 2034 | 2.3216e-09 | 2.3216e-09 | 16044.1264 | 263.1074 | 9721.74 | 6059.2791 | 0 | 0 | 2.6723e-06 | 3.7249e-05 | 0 | 3.7249e-05 | 3.7249e-05 | 0 | 3.7249e-05 | 0 | 1.2667e-06 | 2.7766e-06 | 0 | 2.7766e-06 | 0 | 2.6032e-07 | 0 | 0 | 0 | [12 empty] | 7.3.3.17.5 (Remote Grid) Updates to grid topology to minimize risk of ignition in HFTDs Remote GridWLDFRContact from objectAggregated | WLDFR | HFTD - Distribution - Tier 2 - 2QU CoRE ¦ 4QU LoRE | Non-Red Flag Warning - Catastrophic Fires | Contact from object | Aggregated | 2034 | 1.314e-06 | 1078.9824 | 0.0014177 | 2034 | Mitigation | 0.95 | 45 | 0 | esc | 0.00097009 | 1.2747e-09 | 0.00097009 | 1.2747e-09
[79 empty] | WLDFR | HFTD - Distribution - Tier 3 - 2QU CoRE ¦ 2QU LoRE | Non-Red Flag Warning - Catastrophic Fires | 2035 | 2.3216e-09 | 2.3216e-09 | 16044.1264 | 263.1074 | 9721.74 | 6059.2791 | 0 | 0 | 2.6723e-06 | 3.7249e-05 | 0 | 3.7249e-05 | 3.7249e-05 | 0 | 3.7249e-05 | 0 | 1.2667e-06 | 2.7766e-06 | 0 | 2.7766e-06 | 0 | 2.7197e-07 | 5.4394e-07 | 0 | 5.4394e-07 | [12 empty] | 7.3.3.17.5 (Remote Grid) Updates to grid topology to minimize risk of ignition in HFTDs Remote GridWLDFRContact from objectAggregated | WLDFR | HFTD - Distribution - Tier 2 - 2QU CoRE ¦ 4QU LoRE | Non-Red Flag Warning - Catastrophic Fires | Contact from object | Aggregated | 2035 | 1.314e-06 | 1078.9824 | 0.0014177 | 2035 | Mitigation | 0.95 | 45 | 0 | esc | 0.00097009 | 1.2747e-09 | 0.00097009 | 1.2747e-09
[79 empty] | WLDFR | HFTD - Distribution - Tier 3 - 2QU CoRE ¦ 2QU LoRE | Non-Red Flag Warning - Catastrophic Fires | 2036 | 2.3216e-09 | 2.3216e-09 | 16044.1264 | 263.1074 | 9721.74 | 6059.2791 | 0 | 0 | 2.6723e-06 | 3.7249e-05 | 0 | 3.7249e-05 | 3.7249e-05 | 0 | 3.7249e-05 | 0 | 1.2667e-06 | 2.7766e-06 | 0 | 2.7766e-06 | 0 | 2.7197e-07 | 5.4394e-07 | 0 | 5.4394e-07 | [12 empty] | 7.3.3.17.5 (Remote Grid) Updates to grid topology to minimize risk of ignition in HFTDs Remote GridWLDFRContact from objectAggregated | WLDFR | HFTD - Distribution - Tier 2 - 2QU CoRE ¦ 4QU LoRE | Non-Red Flag Warning - Catastrophic Fires | Contact from object | Aggregated | 2036 | 1.314e-06 | 1078.9824 | 0.0014177 | 2036 | Mitigation | 0.95 | 45 | 0 | esc | 0.00097009 | 1.2747e-09 | 0.00097009 | 1.2747e-09
[79 empty] | WLDFR | HFTD - Distribution - Tier 3 - 2QU CoRE ¦ 2QU LoRE | Non-Red Flag Warning - Catastrophic Fires | 2037 | 2.3216e-09 | 2.3216e-09 | 16044.1264 | 263.1074 | 9721.74 | 6059.2791 | 0 | 0 | 2.6723e-06 | 3.7249e-05 | 0 | 3.7249e-05 | 3.7249e-05 | 0 | 3.7249e-05 | 0 | 0 | 2.7766e-06 | 0 | 2.7766e-06 | 0 | 2.7197e-07 | 5.4394e-07 | 0 | 5.4394e-07 | [12 empty] | 7.3.3.17.5 (Remote Grid) Updates to grid topology to minimize risk of ignition in HFTDs Remote GridWLDFRContact from objectAggregated | WLDFR | HFTD - Distribution - Tier 2 - 2QU CoRE ¦ 4QU LoRE | Non-Red Flag Warning - Catastrophic Fires | Contact from object | Aggregated | 2037 | 1.314e-06 | 1078.9824 | 0.0014177 | 2037 | Mitigation | 0.95 | 45 | 0 | esc | 0.00097009 | 1.2747e-09 | 0.00097009 | 1.2747e-09
[79 empty] | WLDFR | HFTD - Distribution - Tier 3 - 2QU CoRE ¦ 2QU LoRE | Non-Red Flag Warning - Catastrophic Fires | 2038 | 2.3216e-09 | 2.3216e-09 | 16832.3912 | 280.5544 | 10192.2718 | 6359.5651 | 0 | 0 | 2.6723e-06 | 3.9079e-05 | 0 | 3.9079e-05 | 3.9079e-05 | 0 | 3.9079e-05 | 0 | 0 | 0 | 0 | 0 | 0 | 2.7197e-07 | 5.4394e-07 | 0 | 5.4394e-07 | [12 empty] | 7.3.3.17.5 (Remote Grid) Updates to grid topology to minimize risk of ignition in HFTDs Remote GridWLDFRContact from objectAggregated | WLDFR | HFTD - Distribution - Tier 2 - 2QU CoRE ¦ 4QU LoRE | Non-Red Flag Warning - Catastrophic Fires | Contact from object | Aggregated | 2038 | 1.314e-06 | 1078.9824 | 0.0014177 | 2038 | Mitigation | 0.95 | 45 | 0 | esc | 0.00097009 | 1.2747e-09 | 0.00097009 | 1.2747e-09
[79 empty] | WLDFR | HFTD - Distribution - Tier 3 - 2QU CoRE ¦ 2QU LoRE | Non-Red Flag Warning - Catastrophic Fires | 2039 | 2.3216e-09 | 2.3216e-09 | 16832.3912 | 280.5544 | 10192.2718 | 6359.5651 | 0 | 0 | 2.6723e-06 | 3.9079e-05 | 0 | 3.9079e-05 | 3.9079e-05 | 0 | 3.9079e-05 | 0 | 0.00077669 | 0 | 0 | 0 | 0 | 2.7197e-07 | 5.4394e-07 | 0 | 5.4394e-07 | [12 empty] | 7.3.3.17.5 (Remote Grid) Updates to grid topology to minimize risk of ignition in HFTDs Remote GridWLDFRContact from objectAggregated | WLDFR | HFTD - Distribution - Tier 2 - 2QU CoRE ¦ 4QU LoRE | Non-Red Flag Warning - Catastrophic Fires | Contact from object | Aggregated | 2039 | 1.314e-06 | 1078.9824 | 0.0014177 | 2039 | Mitigation | 0.95 | 45 | 0 | esc | 0.00097009 | 1.2747e-09 | 0.00097009 | 1.2747e-09
[79 empty] | WLDFR | HFTD - Distribution - Tier 3 - 2QU CoRE ¦ 2QU LoRE | Non-Red Flag Warning - Catastrophic Fires | 2040 | 2.3216e-09 | 2.3216e-09 | 16832.3912 | 280.5544 | 10192.2718 | 6359.5651 | 0 | 0 | 2.6723e-06 | 3.9079e-05 | 0 | 3.9079e-05 | 3.9079e-05 | 0 | 3.9079e-05 | 0 | 0.00080516 | 0.0017649 | 0 | 0.0017649 | 0 | 2.8697e-07 | 5.7394e-07 | 0 | 5.7394e-07 | [12 empty] | 7.3.3.17.5 (Remote Grid) Updates to grid topology to minimize risk of ignition in HFTDs Remote GridWLDFRContact from objectAggregated | WLDFR | HFTD - Distribution - Tier 2 - 2QU CoRE ¦ 4QU LoRE | Non-Red Flag Warning - Catastrophic Fires | Contact from object | Aggregated | 2040 | 1.314e-06 | 1078.9824 | 0.0014177 | 2040 | Mitigation | 0.95 | 45 | 0 | esc | 0.00097009 | 1.2747e-09 | 0.00097009 | 1.2747e-09
[79 empty] | WLDFR | HFTD - Distribution - Tier 3 - 2QU CoRE ¦ 2QU LoRE | Non-Red Flag Warning - Catastrophic Fires | 2041 | 2.3216e-09 | 2.3216e-09 | 16832.3912 | 280.5544 | 10192.2718 | 6359.5651 | 0 | 0 | 2.6723e-06 | 3.9079e-05 | 0 | 3.9079e-05 | 3.9079e-05 | 0 | 3.9079e-05 | 0 | 0.00080516 | 0.0017649 | 0 | 0.0017649 | 0 | 2.8697e-07 | 5.7394e-07 | 0 | 5.7394e-07 | [12 empty] | 7.3.3.17.5 (Remote Grid) Updates to grid topology to minimize risk of ignition in HFTDs Remote GridWLDFRContact from objectAggregated | WLDFR | HFTD - Distribution - Tier 2 - 2QU CoRE ¦ 4QU LoRE | Non-Red Flag Warning - Catastrophic Fires | Contact from object | Aggregated | 2041 | 1.314e-06 | 1078.9824 | 0.0014177 | 2041 | Mitigation | 0.95 | 45 | 0 | esc | 0.00097009 | 1.2747e-09 | 0.00097009 | 1.2747e-09
[79 empty] | WLDFR | HFTD - Distribution - Tier 3 - 2QU CoRE ¦ 2QU LoRE | Non-Red Flag Warning - Catastrophic Fires | 2042 | 2.3216e-09 | 2.3216e-09 | 16832.3912 | 280.5544 | 10192.2718 | 6359.5651 | 0 | 0 | 2.6723e-06 | 3.9079e-05 | 0 | 3.9079e-05 | 3.9079e-05 | 0 | 3.9079e-05 | 0 | 0.00080516 | 0.0017649 | 0 | 0.0017649 | 0 | 2.8697e-07 | 5.7394e-07 | 0 | 5.7394e-07 | [12 empty] | 7.3.3.17.5 (Remote Grid) Updates to grid topology to minimize risk of ignition in HFTDs Remote GridWLDFRContact from objectAggregated | WLDFR | HFTD - Distribution - Tier 2 - 2QU CoRE ¦ 4QU LoRE | Non-Red Flag Warning - Catastrophic Fires | Contact from object | Aggregated | 2042 | 1.314e-06 | 1078.9824 | 0.0014177 | 2042 | Mitigation | 0.95 | 45 | 0 | esc | 0.00097009 | 1.2747e-09 | 0.00097009 | 1.2747e-09
[79 empty] | WLDFR | HFTD - Distribution - Tier 3 - 2QU CoRE ¦ 2QU LoRE | Non-Red Flag Warning - Catastrophic Fires | 2043 | 2.3216e-09 | 2.3216e-09 | 17672.0852 | 299.42 | 10692.7362 | 6679.929 | 0 | 0 | 2.6723e-06 | 4.1028e-05 | 0 | 4.1028e-05 | 4.1028e-05 | 0 | 4.1028e-05 | 0 | 0.00080516 | 0.0017649 | 0 | 0.0017649 | 0 | 2.8697e-07 | 5.7394e-07 | 0 | 5.7394e-07 | [12 empty] | 7.3.3.17.5 (Remote Grid) Updates to grid topology to minimize risk of ignition in HFTDs Remote GridWLDFRContact from objectAggregated | WLDFR | HFTD - Distribution - Tier 2 - 2QU CoRE ¦ 4QU LoRE | Non-Red Flag Warning - Catastrophic Fires | Contact from object | Aggregated | 2043 | 1.314e-06 | 1078.9824 | 0.0014177 | 2043 | Mitigation | 0.95 | 45 | 0 | esc | 0.00097009 | 1.2747e-09 | 0.00097009 | 1.2747e-09
[79 empty] | WLDFR | HFTD - Distribution - Tier 3 - 2QU CoRE ¦ 2QU LoRE | Non-Red Flag Warning - Catastrophic Fires | 2044 | 2.3216e-09 | 2.3216e-09 | 17672.0852 | 299.42 | 10692.7362 | 6679.929 | 0 | 0 | 2.6723e-06 | 4.1028e-05 | 0 | 4.1028e-05 | 4.1028e-05 | 0 | 4.1028e-05 | 0 | 0.00080516 | 0.0017649 | 0 | 0.0017649 | 0 | 2.8697e-07 | 5.7394e-07 | 0 | 5.7394e-07 | [12 empty] | 7.3.3.17.5 (Remote Grid) Updates to grid topology to minimize risk of ignition in HFTDs Remote GridWLDFRContact from objectAggregated | WLDFR | HFTD - Distribution - Tier 2 - 2QU CoRE ¦ 4QU LoRE | Non-Red Flag Warning - Catastrophic Fires | Contact from object | Aggregated | 2044 | 1.314e-06 | 1078.9824 | 0.0014177 | 2044 | Mitigation | 0.95 | 45 | 0 | esc | 0.00097009 | 1.2747e-09 | 0.00097009 | 1.2747e-09
[79 empty] | WLDFR | HFTD - Distribution - Tier 3 - 2QU CoRE ¦ 2QU LoRE | Non-Red Flag Warning - Catastrophic Fires | 2045 | 2.3216e-09 | 2.3216e-09 | 17672.0852 | 299.42 | 10692.7362 | 6679.929 | 0 | 0 | 2.6723e-06 | 4.1028e-05 | 0 | 4.1028e-05 | 4.1028e-05 | 0 | 4.1028e-05 | 0 | 0.00084103 | 0.0018436 | 0 | 0.0018436 | 0 | 3.0403e-07 | 6.0807e-07 | 0 | 6.0807e-07 | [12 empty] | 7.3.3.17.5 (Remote Grid) Updates to grid topology to minimize risk of ignition in HFTDs Remote GridWLDFRContact from objectAggregated | WLDFR | HFTD - Distribution - Tier 2 - 2QU CoRE ¦ 4QU LoRE | Non-Red Flag Warning - Catastrophic Fires | Contact from object | Aggregated | 2045 | 1.314e-06 | 1078.9824 | 0.0014177 | 2045 | Mitigation | 0.95 | 45 | 0 | esc | 0.00097009 | 1.2747e-09 | 0.00097009 | 1.2747e-09
[79 empty] | WLDFR | HFTD - Distribution - Tier 3 - 2QU CoRE ¦ 2QU LoRE | Non-Red Flag Warning - Catastrophic Fires | 2046 | 2.3216e-09 | 2.3216e-09 | 17672.0852 | 299.42 | 10692.7362 | 6679.929 | 0 | 0 | 2.6723e-06 | 4.1028e-05 | 0 | 4.1028e-05 | 4.1028e-05 | 0 | 4.1028e-05 | 0 | 0.00084103 | 0.0018436 | 0 | 0.0018436 | 0 | 3.0403e-07 | 6.0807e-07 | 0 | 6.0807e-07 | [12 empty] | 7.3.3.17.5 (Remote Grid) Updates to grid topology to minimize risk of ignition in HFTDs Remote GridWLDFRContact from objectAggregated | WLDFR | HFTD - Distribution - Tier 2 - 2QU CoRE ¦ 4QU LoRE | Non-Red Flag Warning - Catastrophic Fires | Contact from object | Aggregated | 2046 | 1.314e-06 | 1078.9824 | 0.0014177 | 2046 | Mitigation | 0.95 | 45 | 0 | esc | 0.00097009 | 1.2747e-09 | 0.00097009 | 1.2747e-09
[79 empty] | WLDFR | HFTD - Distribution - Tier 3 - 2QU CoRE ¦ 2QU LoRE | Non-Red Flag Warning - Catastrophic Fires | 2047 | 2.3216e-09 | 2.3216e-09 | 17672.0852 | 299.42 | 10692.7362 | 6679.929 | 0 | 0 | 2.6723e-06 | 4.1028e-05 | 0 | 4.1028e-05 | 4.1028e-05 | 0 | 4.1028e-05 | 0 | 0.00084103 | 0.0018436 | 0 | 0.0018436 | 0 | 3.0403e-07 | 6.0807e-07 | 0 | 6.0807e-07 | [12 empty] | 7.3.3.17.5 (Remote Grid) Updates to grid topology to minimize risk of ignition in HFTDs Remote GridWLDFRContact from objectAggregated | WLDFR | HFTD - Distribution - Tier 2 - 2QU CoRE ¦ 4QU LoRE | Non-Red Flag Warning - Catastrophic Fires | Contact from object | Aggregated | 2047 | 1.314e-06 | 1078.9824 | 0.0014177 | 2047 | Mitigation | 0.95 | 45 | 0 | esc | 0.00097009 | 1.2747e-09 | 0.00097009 | 1.2747e-09
[79 empty] | WLDFR | HFTD - Distribution - Tier 3 - 2QU CoRE ¦ 2QU LoRE | Non-Red Flag Warning - Catastrophic Fires | 2048 | 2.3216e-09 | 2.3216e-09 | 18552.3348 | 319.4911 | 11216.5626 | 7016.281 | 0 | 0 | 2.6723e-06 | 4.3072e-05 | 0 | 4.3072e-05 | 4.3072e-05 | 0 | 4.3072e-05 | 0 | 0.00084103 | 0.0018436 | 0 | 0.0018436 | 0 | 3.0403e-07 | 6.0807e-07 | 0 | 6.0807e-07 | [12 empty] | 7.3.3.17.5 (Remote Grid) Updates to grid topology to minimize risk of ignition in HFTDs Remote GridWLDFRContact from objectAggregated | WLDFR | HFTD - Distribution - Tier 2 - 2QU CoRE ¦ 4QU LoRE | Non-Red Flag Warning - Catastrophic Fires | Contact from object | Aggregated | 2048 | 1.314e-06 | 1078.9824 | 0.0014177 | 2048 | Mitigation | 0.95 | 45 | 0 | esc | 0.00097009 | 1.2747e-09 | 0.00097009 | 1.2747e-09
[79 empty] | WLDFR | HFTD - Distribution - Tier 3 - 2QU CoRE ¦ 2QU LoRE | Non-Red Flag Warning - Catastrophic Fires | 2049 | 2.3216e-09 | 2.3216e-09 | 18552.3348 | 319.4911 | 11216.5626 | 7016.281 | 0 | 0 | 2.6723e-06 | 4.3072e-05 | 0 | 4.3072e-05 | 4.3072e-05 | 0 | 4.3072e-05 | 0 | 0.00084103 | 0.0018436 | 0 | 0.0018436 | 0 | 3.0403e-07 | 6.0807e-07 | 0 | 6.0807e-07 | [12 empty] | 7.3.3.17.5 (Remote Grid) Updates to grid topology to minimize risk of ignition in HFTDs Remote GridWLDFRContact from objectAggregated | WLDFR | HFTD - Distribution - Tier 2 - 2QU CoRE ¦ 4QU LoRE | Non-Red Flag Warning - Catastrophic Fires | Contact from object | Aggregated | 2049 | 1.314e-06 | 1078.9824 | 0.0014177 | 2049 | Mitigation | 0.95 | 45 | 0 | esc | 0.00097009 | 1.2747e-09 | 0.00097009 | 1.2747e-09
[79 empty] | WLDFR | HFTD - Distribution - Tier 3 - 2QU CoRE ¦ 2QU LoRE | Non-Red Flag Warning - Catastrophic Fires | 2050 | 2.3216e-09 | 2.3216e-09 | 18552.3348 | 319.4911 | 11216.5626 | 7016.281 | 0 | 0 | 2.6723e-06 | 4.3072e-05 | 0 | 4.3072e-05 | 4.3072e-05 | 0 | 4.3072e-05 | 0 | 0.0008809 | 0.001931 | 0 | 0.001931 | 0 | 3.2302e-07 | 6.4605e-07 | 0 | 6.4605e-07 | [12 empty] | 7.3.3.17.5 (Remote Grid) Updates to grid topology to minimize risk of ignition in HFTDs Remote GridWLDFRContact from objectAggregated | WLDFR | HFTD - Distribution - Tier 2 - 2QU CoRE ¦ 4QU LoRE | Non-Red Flag Warning - Catastrophic Fires | Contact from object | Aggregated | 2050 | 1.314e-06 | 1078.9824 | 0.0014177 | 2050 | Mitigation | 0.95 | 45 | 0 | esc | 0.00097009 | 1.2747e-09 | 0.00097009 | 1.2747e-09
[79 empty] | WLDFR | HFTD - Distribution - Tier 3 - 2QU CoRE ¦ 2QU LoRE | Non-Red Flag Warning - Catastrophic Fires | 2051 | 2.3216e-09 | 2.3216e-09 | 18552.3348 | 319.4911 | 11216.5626 | 7016.281 | 0 | 0 | 2.6723e-06 | 4.3072e-05 | 0 | 4.3072e-05 | 4.3072e-05 | 0 | 4.3072e-05 | 0 | 0.0008809 | 0.001931 | 0 | 0.001931 | 0 | 3.2302e-07 | 6.4605e-07 | 0 | 6.4605e-07 | [12 empty] | 7.3.3.17.5 (Remote Grid) Updates to grid topology to minimize risk of ignition in HFTDs Remote GridWLDFRContact from objectAggregated | WLDFR | HFTD - Distribution - Tier 2 - 2QU CoRE ¦ 4QU LoRE | Non-Red Flag Warning - Catastrophic Fires | Contact from object | Aggregated | 2051 | 1.314e-06 | 1078.9824 | 0.0014177 | 2051 | Mitigation | 0.95 | 45 | 0 | esc | 0.00097009 | 1.2747e-09 | 0.00097009 | 1.2747e-09
[79 empty] | WLDFR | HFTD - Distribution - Tier 3 - 2QU CoRE ¦ 2QU LoRE | Non-Red Flag Warning - Catastrophic Fires | 2052 | 2.3216e-09 | 2.3216e-09 | 18552.3348 | 319.4911 | 11216.5626 | 7016.281 | 0 | 0 | 2.6723e-06 | 4.3072e-05 | 0 | 4.3072e-05 | 4.3072e-05 | 0 | 4.3072e-05 | 0 | 0.0008809 | 0.001931 | 0 | 0.001931 | 0 | 3.2302e-07 | 6.4605e-07 | 0 | 6.4605e-07 | [12 empty] | 7.3.3.17.5 (Remote Grid) Updates to grid topology to minimize risk of ignition in HFTDs Remote GridWLDFRContact from objectAggregated | WLDFR | HFTD - Distribution - Tier 2 - 2QU CoRE ¦ 4QU LoRE | Non-Red Flag Warning - Catastrophic Fires | Contact from object | Aggregated | 2052 | 1.314e-06 | 1078.9824 | 0.0014177 | 2052 | Mitigation | 0.95 | 45 | 0 | esc | 0.00097009 | 1.2747e-09 | 0.00097009 | 1.2747e-09
[79 empty] | WLDFR | HFTD - Distribution - Tier 3 - 2QU CoRE ¦ 2QU LoRE | Non-Red Flag Warning - Catastrophic Fires | 2053 | 2.3216e-09 | 2.3216e-09 | 19462.1283 | 340.5356 | 11757.1413 | 7364.4514 | 0 | 0 | 2.6723e-06 | 4.5184e-05 | 0 | 4.5184e-05 | 4.5184e-05 | 0 | 4.5184e-05 | 0 | 0.0008809 | 0.001931 | 0 | 0.001931 | 0 | 3.2302e-07 | 6.4605e-07 | 0 | 6.4605e-07 | [12 empty] | 7.3.3.17.5 (Remote Grid) Updates to grid topology to minimize risk of ignition in HFTDs Remote GridWLDFRContact from objectAggregated | WLDFR | HFTD - Distribution - Tier 2 - 2QU CoRE ¦ 4QU LoRE | Non-Red Flag Warning - Catastrophic Fires | Contact from object | Aggregated | 2053 | 1.314e-06 | 1078.9824 | 0.0014177 | 2053 | Mitigation | 0.95 | 45 | 0 | esc | 0.00097009 | 1.2747e-09 | 0.00097009 | 1.2747e-09
[79 empty] | WLDFR | HFTD - Distribution - Tier 3 - 2QU CoRE ¦ 2QU LoRE | Non-Red Flag Warning - Catastrophic Fires | 2054 | 2.3216e-09 | 2.3216e-09 | 19462.1283 | 340.5356 | 11757.1413 | 7364.4514 | 0 | 0 | 2.6723e-06 | 4.5184e-05 | 0 | 4.5184e-05 | 4.5184e-05 | 0 | 4.5184e-05 | 0 | 0.0008809 | 0.001931 | 0 | 0.001931 | 0 | 3.2302e-07 | 6.4605e-07 | 0 | 6.4605e-07 | [12 empty] | 7.3.3.17.5 (Remote Grid) Updates to grid topology to minimize risk of ignition in HFTDs Remote GridWLDFRContact from objectAggregated | WLDFR | HFTD - Distribution - Tier 2 - 2QU CoRE ¦ 4QU LoRE | Non-Red Flag Warning - Catastrophic Fires | Contact from object | Aggregated | 2054 | 1.314e-06 | 1078.9824 | 0.0014177 | 2054 | Mitigation | 0.95 | 45 | 0 | esc | 0.00097009 | 1.2747e-09 | 0.00097009 | 1.2747e-09
[79 empty] | WLDFR | HFTD - Distribution - Tier 3 - 2QU CoRE ¦ 2QU LoRE | Non-Red Flag Warning - Catastrophic Fires | 2055 | 2.3216e-09 | 2.3216e-09 | 19462.1283 | 340.5356 | 11757.1413 | 7364.4514 | 0 | 0 | 2.6723e-06 | 4.5184e-05 | 0 | 4.5184e-05 | 4.5184e-05 | 0 | 4.5184e-05 | 0 | 0.00092418 | 0.0020258 | 0 | 0.0020258 | 0 | 3.4379e-07 | 6.8759e-07 | 0 | 6.8759e-07 | [12 empty] | 7.3.3.17.5 (Remote Grid) Updates to grid topology to minimize risk of ignition in HFTDs Remote GridWLDFRContact from objectAggregated | WLDFR | HFTD - Distribution - Tier 2 - 2QU CoRE ¦ 4QU LoRE | Non-Red Flag Warning - Catastrophic Fires | Contact from object | Aggregated | 2055 | 1.314e-06 | 1078.9824 | 0.0014177 | 2055 | Mitigation | 0.95 | 45 | 0 | esc | 0.00097009 | 1.2747e-09 | 0.00097009 | 1.2747e-09
[79 empty] | WLDFR | HFTD - Distribution - Tier 3 - 2QU CoRE ¦ 2QU LoRE | Non-Red Flag Warning - Catastrophic Fires | 2056 | 2.3216e-09 | 2.3216e-09 | 19462.1283 | 340.5356 | 11757.1413 | 7364.4514 | 0 | 0 | 2.6723e-06 | 4.5184e-05 | 0 | 4.5184e-05 | 4.5184e-05 | 0 | 4.5184e-05 | 0 | 0.00092418 | 0.0020258 | 0 | 0.0020258 | 0 | 3.4379e-07 | 6.8759e-07 | 0 | 6.8759e-07 | [12 empty] | 7.3.3.17.5 (Remote Grid) Updates to grid topology to minimize risk of ignition in HFTDs Remote GridWLDFRContact from objectAggregated | WLDFR | HFTD - Distribution - Tier 2 - 2QU CoRE ¦ 4QU LoRE | Non-Red Flag Warning - Catastrophic Fires | Contact from object | Aggregated | 2056 | 1.314e-06 | 1078.9824 | 0.0014177 | 2056 | Mitigation | 0.95 | 45 | 0 | esc | 0.00097009 | 1.2747e-09 | 0.00097009 | 1.2747e-09
[79 empty] | WLDFR | HFTD - Distribution - Tier 3 - 2QU CoRE ¦ 2QU LoRE | Non-Red Flag Warning - Catastrophic Fires | 2057 | 2.3216e-09 | 2.3216e-09 | 19462.1283 | 340.5356 | 11757.1413 | 7364.4514 | 0 | 0 | 2.6723e-06 | 4.5184e-05 | 0 | 4.5184e-05 | 4.5184e-05 | 0 | 4.5184e-05 | 0 | 0.00092418 | 0.0020258 | 0 | 0.0020258 | 0 | 3.4379e-07 | 6.8759e-07 | 0 | 6.8759e-07 | [12 empty] | 7.3.3.17.5 (Remote Grid) Updates to grid topology to minimize risk of ignition in HFTDs Remote GridWLDFRContact from objectAggregated | WLDFR | HFTD - Distribution - Tier 2 - 2QU CoRE ¦ 4QU LoRE | Non-Red Flag Warning - Catastrophic Fires | Contact from object | Aggregated | 2057 | 1.314e-06 | 1078.9824 | 0.0014177 | 2057 | Mitigation | 0.95 | 45 | 0 | esc | 0.00097009 | 1.2747e-09 | 0.00097009 | 1.2747e-09
[79 empty] | WLDFR | HFTD - Distribution - Tier 3 - 2QU CoRE ¦ 2QU LoRE | Non-Red Flag Warning - Catastrophic Fires | 2058 | 2.3216e-09 | 2.3216e-09 | 20390.4035 | 362.3049 | 12307.8747 | 7720.2238 | 0 | 0 | 2.6723e-06 | 4.7339e-05 | 0 | 4.7339e-05 | 4.7339e-05 | 0 | 4.7339e-05 | 0 | 0.00092418 | 0.0020258 | 0 | 0.0020258 | 0 | 3.4379e-07 | 6.8759e-07 | 0 | 6.8759e-07 | [12 empty] | 7.3.3.17.5 (Remote Grid) Updates to grid topology to minimize risk of ignition in HFTDs Remote GridWLDFRContact from objectAggregated | WLDFR | HFTD - Distribution - Tier 2 - 2QU CoRE ¦ 4QU LoRE | Non-Red Flag Warning - Catastrophic Fires | Contact from object | Aggregated | 2058 | 1.314e-06 | 1078.9824 | 0.0014177 | 2058 | Mitigation | 0.95 | 45 | 0 | esc | 0.00097009 | 1.2747e-09 | 0.00097009 | 1.2747e-09
[79 empty] | WLDFR | HFTD - Distribution - Tier 3 - 2QU CoRE ¦ 2QU LoRE | Non-Red Flag Warning - Catastrophic Fires | 2059 | 2.3216e-09 | 2.3216e-09 | 20390.4035 | 362.3049 | 12307.8747 | 7720.2238 | 0 | 0 | 2.6723e-06 | 4.7339e-05 | 0 | 4.7339e-05 | 4.7339e-05 | 0 | 4.7339e-05 | 0 | 0.00092418 | 0.0020258 | 0 | 0.0020258 | 0 | 3.4379e-07 | 6.8759e-07 | 0 | 6.8759e-07 | [12 empty] | 7.3.3.17.5 (Remote Grid) Updates to grid topology to minimize risk of ignition in HFTDs Remote GridWLDFRContact from objectAggregated | WLDFR | HFTD - Distribution - Tier 2 - 2QU CoRE ¦ 4QU LoRE | Non-Red Flag Warning - Catastrophic Fires | Contact from object | Aggregated | 2059 | 1.314e-06 | 1078.9824 | 0.0014177 | 2059 | Mitigation | 0.95 | 45 | 0 | esc | 0.00097009 | 1.2747e-09 | 0.00097009 | 1.2747e-09
[79 empty] | WLDFR | HFTD - Distribution - Tier 3 - 2QU CoRE ¦ 2QU LoRE | Non-Red Flag Warning - Catastrophic Fires | 2060 | 2.3216e-09 | 2.3216e-09 | 20390.4035 | 362.3049 | 12307.8747 | 7720.2238 | 0 | 0 | 2.6723e-06 | 4.7339e-05 | 0 | 4.7339e-05 | 4.7339e-05 | 0 | 4.7339e-05 | 0 | 0.00097029 | 0.0021269 | 0 | 0.0021269 | 0 | 3.6617e-07 | 7.3234e-07 | 0 | 7.3234e-07 | [12 empty] | 7.3.3.17.5 (Remote Grid) Updates to grid topology to minimize risk of ignition in HFTDs Remote GridWLDFRContact from objectAggregated | WLDFR | HFTD - Distribution - Tier 2 - 2QU CoRE ¦ 4QU LoRE | Non-Red Flag Warning - Catastrophic Fires | Contact from object | Aggregated | 2060 | 1.314e-06 | 1078.9824 | 0.0014177 | 2060 | Mitigation | 0.95 | 45 | 0 | esc | 0.00097009 | 1.2747e-09 | 0.00097009 | 1.2747e-09
[79 empty] | WLDFR | HFTD - Distribution - Tier 3 - 2QU CoRE ¦ 2QU LoRE | Non-Red Flag Warning - Catastrophic Fires | 2061 | 2.3216e-09 | 2.3216e-09 | 20390.4035 | 362.3049 | 12307.8747 | 7720.2238 | 0 | 0 | 2.6723e-06 | 4.7339e-05 | 0 | 4.7339e-05 | 4.7339e-05 | 0 | 4.7339e-05 | 0 | 0.00097029 | 0.0021269 | 0 | 0.0021269 | 0 | 3.6617e-07 | 7.3234e-07 | 0 | 7.3234e-07 | [12 empty] | 7.3.3.17.5 (Remote Grid) Updates to grid topology to minimize risk of ignition in HFTDs Remote GridWLDFRContact from objectAggregated | WLDFR | HFTD - Distribution - Tier 2 - 2QU CoRE ¦ 4QU LoRE | Non-Red Flag Warning - Catastrophic Fires | Contact from object | Aggregated | 2061 | 1.314e-06 | 1078.9824 | 0.0014177 | 2061 | Mitigation | 0.95 | 45 | 0 | esc | 0.00097009 | 1.2747e-09 | 0.00097009 | 1.2747e-09
[79 empty] | WLDFR | HFTD - Distribution - Tier 3 - 2QU CoRE ¦ 2QU LoRE | Non-Red Flag Warning - Catastrophic Fires | 2062 | 2.3216e-09 | 2.3216e-09 | 20390.4035 | 362.3049 | 12307.8747 | 7720.2238 | 0 | 0 | 2.6723e-06 | 4.7339e-05 | 0 | 4.7339e-05 | 4.7339e-05 | 0 | 4.7339e-05 | 0 | 0.00097029 | 0.0021269 | 0 | 0.0021269 | 0 | 3.6617e-07 | 7.3234e-07 | 0 | 7.3234e-07 | [12 empty] | 7.3.3.17.5 (Remote Grid) Updates to grid topology to minimize risk of ignition in HFTDs Remote GridWLDFRContact from objectAggregated | WLDFR | HFTD - Distribution - Tier 2 - 2QU CoRE ¦ 4QU LoRE | Non-Red Flag Warning - Catastrophic Fires | Contact from object | Aggregated | 2062 | 1.314e-06 | 1078.9824 | 0.0014177 | 2062 | Mitigation | 0.95 | 45 | 0 | esc | 0.00097009 | 1.2747e-09 | 0.00097009 | 1.2747e-09
[79 empty] | WLDFR | HFTD - Distribution - Tier 3 - 2QU CoRE ¦ 2QU LoRE | Non-Red Flag Warning - Catastrophic Fires | 2063 | 2.3216e-09 | 2.3216e-09 | 21325.9188 | 384.5316 | 12862.0997 | 8079.2876 | 0 | 0 | 2.6723e-06 | 4.9511e-05 | 0 | 4.9511e-05 | 4.9511e-05 | 0 | 4.9511e-05 | 0 | 0.00097029 | 0.0021269 | 0 | 0.0021269 | 0 | 3.6617e-07 | 7.3234e-07 | 0 | 7.3234e-07 | [12 empty] | 7.3.3.17.5 (Remote Grid) Updates to grid topology to minimize risk of ignition in HFTDs Remote GridWLDFRContact from objectAggregated | WLDFR | HFTD - Distribution - Tier 2 - 2QU CoRE ¦ 4QU LoRE | Non-Red Flag Warning - Catastrophic Fires | Contact from object | Aggregated | 2063 | 1.314e-06 | 1078.9824 | 0.0014177 | 2063 | Mitigation | 0.95 | 45 | 0 | esc | 0.00097009 | 1.2747e-09 | 0.00097009 | 1.2747e-09
[79 empty] | WLDFR | HFTD - Distribution - Tier 3 - 2QU CoRE ¦ 2QU LoRE | Non-Red Flag Warning - Catastrophic Fires | 2064 | 2.3216e-09 | 2.3216e-09 | 21325.9188 | 384.5316 | 12862.0997 | 8079.2876 | 0 | 0 | 2.6723e-06 | 4.9511e-05 | 0 | 4.9511e-05 | 4.9511e-05 | 0 | 4.9511e-05 | 0 | 0.00097029 | 0.0021269 | 0 | 0.0021269 | 0 | 0 | 7.3234e-07 | 0 | 7.3234e-07 | [12 empty] | 7.3.3.17.5 (Remote Grid) Updates to grid topology to minimize risk of ignition in HFTDs Remote GridWLDFRContact from objectAggregated | WLDFR | HFTD - Distribution - Tier 2 - 2QU CoRE ¦ 4QU LoRE | Non-Red Flag Warning - Catastrophic Fires | Contact from object | Aggregated | 2064 | 1.314e-06 | 1078.9824 | 0.0014177 | 2064 | Mitigation | 0.95 | 45 | 0 | esc | 0.00097009 | 1.2747e-09 | 0.00097009 | 1.2747e-09
[79 empty] | WLDFR | HFTD - Distribution - Tier 3 - 2QU CoRE ¦ 2QU LoRE | Non-Red Flag Warning - Catastrophic Fires | 2065 | 2.3216e-09 | 2.3216e-09 | 21325.9188 | 384.5316 | 12862.0997 | 8079.2876 | 0 | 0 | 2.6723e-06 | 4.9511e-05 | 0 | 4.9511e-05 | 4.9511e-05 | 0 | 4.9511e-05 | 0 | 0.0010186 | 0.0022328 | 0 | 0.0022328 | 0 | 0 | 0 | 0 | 0 | [12 empty] | 7.3.3.17.5 (Remote Grid) Updates to grid topology to minimize risk of ignition in HFTDs Remote GridWLDFRContact from objectAggregated | WLDFR | HFTD - Distribution - Tier 2 - 2QU CoRE ¦ 4QU LoRE | Non-Red Flag Warning - Catastrophic Fires | Contact from object | Aggregated | 2065 | 1.314e-06 | 1078.9824 | 0.0014177 | 2065 | Mitigation | 0.95 | 45 | 0 | esc | 0.00097009 | 1.2747e-09 | 0.00097009 | 1.2747e-09
[79 empty] | WLDFR | HFTD - Distribution - Tier 3 - 2QU CoRE ¦ 2QU LoRE | Non-Red Flag Warning - Catastrophic Fires | 2066 | 2.3216e-09 | 2.3216e-09 | 21325.9188 | 384.5316 | 12862.0997 | 8079.2876 | 0 | 0 | 2.6723e-06 | 4.9511e-05 | 0 | 4.9511e-05 | 4.9511e-05 | 0 | 4.9511e-05 | 0 | 0.0010186 | 0.0022328 | 0 | 0.0022328 | 0 | 0 | 0 | 0 | 0 | [12 empty] | 7.3.3.17.5 (Remote Grid) Updates to grid topology to minimize risk of ignition in HFTDs Remote GridWLDFRContact from objectAggregated | WLDFR | HFTD - Distribution - Tier 2 - 2QU CoRE ¦ 4QU LoRE | Non-Red Flag Warning - Catastrophic Fires | Contact from object | Aggregated | 2066 | 1.314e-06 | 1078.9824 | 0.0014177 | 2066 | Mitigation | 0.95 | 45 | 0 | esc | 0.00097009 | 1.2747e-09 | 0.00097009 | 1.2747e-09
[79 empty] | WLDFR | HFTD - Distribution - Tier 3 - 2QU CoRE ¦ 2QU LoRE | Non-Red Flag Warning - Catastrophic Fires | 2067 | 0 | 2.3216e-09 | 21325.9188 | 384.5316 | 12862.0997 | 8079.2876 | 0 | 0 | 2.6723e-06 | 0 | 0 | 0 | 4.9511e-05 | 0 | 4.9511e-05 | 0 | 0.0010186 | 0.0022328 | 0 | 0.0022328 | 0 | 3.1249e-06 | 0 | 0 | 0 | [12 empty] | 7.3.3.17.5 (Remote Grid) Updates to grid topology to minimize risk of ignition in HFTDs Remote GridWLDFRContact from objectAggregated | WLDFR | HFTD - Distribution - Tier 2 - 2QU CoRE ¦ 4QU LoRE | Non-Red Flag Warning - Catastrophic Fires | Contact from object | Aggregated | 2067 | 1.314e-06 | 1078.9824 | 0.0014177 | 2067 | Mitigation | 0.95 | 45 | 0 | esc | 0 | 0 | 0.00097009 | 1.2747e-09
[79 empty] | WLDFR | HFTD - Distribution - Tier 3 - 2QU CoRE ¦ 2QU LoRE | Non-Red Flag Warning - Destructive Fires | 2022 | 3.1173e-09 | 0 | 8807.9522 | 222.2294 | 8585.7228 | 0 | 0 | 0 | 3.3969e-06 | 2.7457e-05 | 0 | 2.7457e-05 | 0 | 0 | 0 | 0 | 0.0010186 | 0.0022328 | 0 | 0.0022328 | 0 | 3.2255e-06 | 6.4511e-06 | 0 | 6.4511e-06 | [12 empty] | 7.3.3.17.5 (Remote Grid) Updates to grid topology to minimize risk of ignition in HFTDs Remote GridWLDFRContaminationAggregated | WLDFR | HFTD - Distribution - Tier 2 - 2QU CoRE ¦ 4QU LoRE | Non-Red Flag Warning - Catastrophic Fires | Contamination | Aggregated | 2022 | 2.733e-08 | 1078.9824 | 2.9489e-05 | 2022 | Mitigation | 0.95 | 45 | 0 | esc | 0.00097009 | 2.6513e-11 | 0 | 0
[79 empty] | WLDFR | HFTD - Distribution - Tier 3 - 2QU CoRE ¦ 2QU LoRE | Non-Red Flag Warning - Destructive Fires | 2023 | 3.1173e-09 | 3.1173e-09 | 9129.7461 | 233.2301 | 8896.516 | 0 | 0 | 0 | 3.3969e-06 | 2.846e-05 | 0 | 2.846e-05 | 2.846e-05 | 0 | 2.846e-05 | 0 | 0.0010186 | 0.0022328 | 0 | 0.0022328 | 0 | 3.2255e-06 | 6.4511e-06 | 0 | 6.4511e-06 | [12 empty] | 7.3.3.17.5 (Remote Grid) Updates to grid topology to minimize risk of ignition in HFTDs Remote GridWLDFRContaminationAggregated | WLDFR | HFTD - Distribution - Tier 2 - 2QU CoRE ¦ 4QU LoRE | Non-Red Flag Warning - Catastrophic Fires | Contamination | Aggregated | 2023 | 2.733e-08 | 1078.9824 | 2.9489e-05 | 2023 | Mitigation | 0.95 | 45 | 0 | esc | 0.00097009 | 2.6513e-11 | 0.00097009 | 2.6513e-11
[79 empty] | WLDFR | HFTD - Distribution - Tier 3 - 2QU CoRE ¦ 2QU LoRE | Non-Red Flag Warning - Destructive Fires | 2024 | 3.1173e-09 | 3.1173e-09 | 9129.7461 | 233.2301 | 8896.516 | 0 | 0 | 0 | 3.3969e-06 | 2.846e-05 | 0 | 2.846e-05 | 2.846e-05 | 0 | 2.846e-05 | 0 | 0.0010686 | 0.0023423 | 0 | 0.0023423 | 0 | 3.2255e-06 | 6.4511e-06 | 0 | 6.4511e-06 | [12 empty] | 7.3.3.17.5 (Remote Grid) Updates to grid topology to minimize risk of ignition in HFTDs Remote GridWLDFRContaminationAggregated | WLDFR | HFTD - Distribution - Tier 2 - 2QU CoRE ¦ 4QU LoRE | Non-Red Flag Warning - Catastrophic Fires | Contamination | Aggregated | 2024 | 2.733e-08 | 1078.9824 | 2.9489e-05 | 2024 | Mitigation | 0.95 | 45 | 0 | esc | 0.00097009 | 2.6513e-11 | 0.00097009 | 2.6513e-11
[79 empty] | WLDFR | HFTD - Distribution - Tier 3 - 2QU CoRE ¦ 2QU LoRE | Non-Red Flag Warning - Destructive Fires | 2025 | 3.1173e-09 | 3.1173e-09 | 9129.7461 | 233.2301 | 8896.516 | 0 | 0 | 0 | 3.3969e-06 | 2.846e-05 | 0 | 2.846e-05 | 2.846e-05 | 0 | 2.846e-05 | 0 | 0.0010686 | 0.0023423 | 0 | 0.0023423 | 0 | 3.2255e-06 | 6.4511e-06 | 0 | 6.4511e-06 | [12 empty] | 7.3.3.17.5 (Remote Grid) Updates to grid topology to minimize risk of ignition in HFTDs Remote GridWLDFRContaminationAggregated | WLDFR | HFTD - Distribution - Tier 2 - 2QU CoRE ¦ 4QU LoRE | Non-Red Flag Warning - Catastrophic Fires | Contamination | Aggregated | 2025 | 2.733e-08 | 1078.9824 | 2.9489e-05 | 2025 | Mitigation | 0.95 | 45 | 0 | esc | 0.00097009 | 2.6513e-11 | 0.00097009 | 2.6513e-11
[79 empty] | WLDFR | HFTD - Distribution - Tier 3 - 2QU CoRE ¦ 2QU LoRE | Non-Red Flag Warning - Destructive Fires | 2026 | 3.1173e-09 | 3.1173e-09 | 9129.7461 | 233.2301 | 8896.516 | 0 | 0 | 0 | 3.3969e-06 | 2.846e-05 | 0 | 2.846e-05 | 2.846e-05 | 0 | 2.846e-05 | 0 | 0.0010686 | 0.0023423 | 0 | 0.0023423 | 0 | 3.2255e-06 | 6.4511e-06 | 0 | 6.4511e-06 | [12 empty] | 7.3.3.17.5 (Remote Grid) Updates to grid topology to minimize risk of ignition in HFTDs Remote GridWLDFRContaminationAggregated | WLDFR | HFTD - Distribution - Tier 2 - 2QU CoRE ¦ 4QU LoRE | Non-Red Flag Warning - Catastrophic Fires | Contamination | Aggregated | 2026 | 2.733e-08 | 1078.9824 | 2.9489e-05 | 2026 | Mitigation | 0.95 | 45 | 0 | esc | 0.00097009 | 2.6513e-11 | 0.00097009 | 2.6513e-11
[79 empty] | WLDFR | HFTD - Distribution - Tier 3 - 2QU CoRE ¦ 2QU LoRE | Non-Red Flag Warning - Destructive Fires | 2027 | 3.1173e-09 | 3.1173e-09 | 9129.7461 | 233.2301 | 8896.516 | 0 | 0 | 0 | 3.3969e-06 | 2.846e-05 | 0 | 2.846e-05 | 2.846e-05 | 0 | 2.846e-05 | 0 | 0.0010686 | 0.0023423 | 0 | 0.0023423 | 0 | 3.3538e-06 | 6.7076e-06 | 0 | 6.7076e-06 | [12 empty] | 7.3.3.17.5 (Remote Grid) Updates to grid topology to minimize risk of ignition in HFTDs Remote GridWLDFRContaminationAggregated | WLDFR | HFTD - Distribution - Tier 2 - 2QU CoRE ¦ 4QU LoRE | Non-Red Flag Warning - Catastrophic Fires | Contamination | Aggregated | 2027 | 2.733e-08 | 1078.9824 | 2.9489e-05 | 2027 | Mitigation | 0.95 | 45 | 0 | esc | 0.00097009 | 2.6513e-11 | 0.00097009 | 2.6513e-11
[79 empty] | WLDFR | HFTD - Distribution - Tier 3 - 2QU CoRE ¦ 2QU LoRE | Non-Red Flag Warning - Destructive Fires | 2028 | 3.1173e-09 | 3.1173e-09 | 9534.9221 | 247.273 | 9287.6491 | 0 | 0 | 0 | 3.3969e-06 | 2.9723e-05 | 0 | 2.9723e-05 | 2.9723e-05 | 0 | 2.9723e-05 | 0 | 0.0010686 | 0.0023423 | 0 | 0.0023423 | 0 | 3.3538e-06 | 6.7076e-06 | 0 | 6.7076e-06 | [12 empty] | 7.3.3.17.5 (Remote Grid) Updates to grid topology to minimize risk of ignition in HFTDs Remote GridWLDFRContaminationAggregated | WLDFR | HFTD - Distribution - Tier 2 - 2QU CoRE ¦ 4QU LoRE | Non-Red Flag Warning - Catastrophic Fires | Contamination | Aggregated | 2028 | 2.733e-08 | 1078.9824 | 2.9489e-05 | 2028 | Mitigation | 0.95 | 45 | 0 | esc | 0.00097009 | 2.6513e-11 | 0.00097009 | 2.6513e-11
[79 empty] | WLDFR | HFTD - Distribution - Tier 3 - 2QU CoRE ¦ 2QU LoRE | Non-Red Flag Warning - Destructive Fires | 2029 | 3.1173e-09 | 3.1173e-09 | 9534.9221 | 247.273 | 9287.6491 | 0 | 0 | 0 | 3.3969e-06 | 2.9723e-05 | 0 | 2.9723e-05 | 2.9723e-05 | 0 | 2.9723e-05 | 0 | 0.0011195 | 0.002454 | 0 | 0.002454 | 0 | 3.3538e-06 | 6.7076e-06 | 0 | 6.7076e-06 | [12 empty] | 7.3.3.17.5 (Remote Grid) Updates to grid topology to minimize risk of ignition in HFTDs Remote GridWLDFRContaminationAggregated | WLDFR | HFTD - Distribution - Tier 2 - 2QU CoRE ¦ 4QU LoRE | Non-Red Flag Warning - Catastrophic Fires | Contamination | Aggregated | 2029 | 2.733e-08 | 1078.9824 | 2.9489e-05 | 2029 | Mitigation | 0.95 | 45 | 0 | esc | 0.00097009 | 2.6513e-11 | 0.00097009 | 2.6513e-11
[79 empty] | WLDFR | HFTD - Distribution - Tier 3 - 2QU CoRE ¦ 2QU LoRE | Non-Red Flag Warning - Destructive Fires | 2030 | 3.1173e-09 | 3.1173e-09 | 9534.9221 | 247.273 | 9287.6491 | 0 | 0 | 0 | 3.3969e-06 | 2.9723e-05 | 0 | 2.9723e-05 | 2.9723e-05 | 0 | 2.9723e-05 | 0 | 0.0011195 | 0.002454 | 0 | 0.002454 | 0 | 3.3538e-06 | 6.7076e-06 | 0 | 6.7076e-06 | [12 empty] | 7.3.3.17.5 (Remote Grid) Updates to grid topology to minimize risk of ignition in HFTDs Remote GridWLDFRContaminationAggregated | WLDFR | HFTD - Distribution - Tier 2 - 2QU CoRE ¦ 4QU LoRE | Non-Red Flag Warning - Catastrophic Fires | Contamination | Aggregated | 2030 | 2.733e-08 | 1078.9824 | 2.9489e-05 | 2030 | Mitigation | 0.95 | 45 | 0 | esc | 0.00097009 | 2.6513e-11 | 0.00097009 | 2.6513e-11
[79 empty] | WLDFR | HFTD - Distribution - Tier 3 - 2QU CoRE ¦ 2QU LoRE | Non-Red Flag Warning - Destructive Fires | 2031 | 3.1173e-09 | 3.1173e-09 | 9534.9221 | 247.273 | 9287.6491 | 0 | 0 | 0 | 3.3969e-06 | 2.9723e-05 | 0 | 2.9723e-05 | 2.9723e-05 | 0 | 2.9723e-05 | 0 | 0.0011195 | 0.002454 | 0 | 0.002454 | 0 | 3.3538e-06 | 6.7076e-06 | 0 | 6.7076e-06 | [12 empty] | 7.3.3.17.5 (Remote Grid) Updates to grid topology to minimize risk of ignition in HFTDs Remote GridWLDFRContaminationAggregated | WLDFR | HFTD - Distribution - Tier 2 - 2QU CoRE ¦ 4QU LoRE | Non-Red Flag Warning - Catastrophic Fires | Contamination | Aggregated | 2031 | 2.733e-08 | 1078.9824 | 2.9489e-05 | 2031 | Mitigation | 0.95 | 45 | 0 | esc | 0.00097009 | 2.6513e-11 | 0.00097009 | 2.6513e-11
[79 empty] | WLDFR | HFTD - Distribution - Tier 3 - 2QU CoRE ¦ 2QU LoRE | Non-Red Flag Warning - Destructive Fires | 2032 | 3.1173e-09 | 3.1173e-09 | 9534.9221 | 247.273 | 9287.6491 | 0 | 0 | 0 | 3.3969e-06 | 2.9723e-05 | 0 | 2.9723e-05 | 2.9723e-05 | 0 | 2.9723e-05 | 0 | 0.0011195 | 0.002454 | 0 | 0.002454 | 0 | 3.4984e-06 | 6.9968e-06 | 0 | 6.9968e-06 | [12 empty] | 7.3.3.17.5 (Remote Grid) Updates to grid topology to minimize risk of ignition in HFTDs Remote GridWLDFRContaminationAggregated | WLDFR | HFTD - Distribution - Tier 2 - 2QU CoRE ¦ 4QU LoRE | Non-Red Flag Warning - Catastrophic Fires | Contamination | Aggregated | 2032 | 2.733e-08 | 1078.9824 | 2.9489e-05 | 2032 | Mitigation | 0.95 | 45 | 0 | esc | 0.00097009 | 2.6513e-11 | 0.00097009 | 2.6513e-11
[79 empty] | WLDFR | HFTD - Distribution - Tier 3 - 2QU CoRE ¦ 2QU LoRE | Non-Red Flag Warning - Destructive Fires | 2033 | 3.1173e-09 | 3.1173e-09 | 9984.8474 | 263.1074 | 9721.74 | 0 | 0 | 0 | 3.3969e-06 | 3.1126e-05 | 0 | 3.1126e-05 | 3.1126e-05 | 0 | 3.1126e-05 | 0 | 0.0011195 | 0.002454 | 0 | 0.002454 | 0 | 3.4984e-06 | 6.9968e-06 | 0 | 6.9968e-06 | [12 empty] | 7.3.3.17.5 (Remote Grid) Updates to grid topology to minimize risk of ignition in HFTDs Remote GridWLDFRContaminationAggregated | WLDFR | HFTD - Distribution - Tier 2 - 2QU CoRE ¦ 4QU LoRE | Non-Red Flag Warning - Catastrophic Fires | Contamination | Aggregated | 2033 | 2.733e-08 | 1078.9824 | 2.9489e-05 | 2033 | Mitigation | 0.95 | 45 | 0 | esc | 0.00097009 | 2.6513e-11 | 0.00097009 | 2.6513e-11
[79 empty] | WLDFR | HFTD - Distribution - Tier 3 - 2QU CoRE ¦ 2QU LoRE | Non-Red Flag Warning - Destructive Fires | 2034 | 3.1173e-09 | 3.1173e-09 | 9984.8474 | 263.1074 | 9721.74 | 0 | 0 | 0 | 3.3969e-06 | 3.1126e-05 | 0 | 3.1126e-05 | 3.1126e-05 | 0 | 3.1126e-05 | 0 | 0.0011709 | 0.0025666 | 0 | 0.0025666 | 0 | 3.4984e-06 | 6.9968e-06 | 0 | 6.9968e-06 | [12 empty] | 7.3.3.17.5 (Remote Grid) Updates to grid topology to minimize risk of ignition in HFTDs Remote GridWLDFRContaminationAggregated | WLDFR | HFTD - Distribution - Tier 2 - 2QU CoRE ¦ 4QU LoRE | Non-Red Flag Warning - Catastrophic Fires | Contamination | Aggregated | 2034 | 2.733e-08 | 1078.9824 | 2.9489e-05 | 2034 | Mitigation | 0.95 | 45 | 0 | esc | 0.00097009 | 2.6513e-11 | 0.00097009 | 2.6513e-11
[79 empty] | WLDFR | HFTD - Distribution - Tier 3 - 2QU CoRE ¦ 2QU LoRE | Non-Red Flag Warning - Destructive Fires | 2035 | 3.1173e-09 | 3.1173e-09 | 9984.8474 | 263.1074 | 9721.74 | 0 | 0 | 0 | 3.3969e-06 | 3.1126e-05 | 0 | 3.1126e-05 | 3.1126e-05 | 0 | 3.1126e-05 | 0 | 0.0011709 | 0.0025666 | 0 | 0.0025666 | 0 | 3.4984e-06 | 6.9968e-06 | 0 | 6.9968e-06 | [12 empty] | 7.3.3.17.5 (Remote Grid) Updates to grid topology to minimize risk of ignition in HFTDs Remote GridWLDFRContaminationAggregated | WLDFR | HFTD - Distribution - Tier 2 - 2QU CoRE ¦ 4QU LoRE | Non-Red Flag Warning - Catastrophic Fires | Contamination | Aggregated | 2035 | 2.733e-08 | 1078.9824 | 2.9489e-05 | 2035 | Mitigation | 0.95 | 45 | 0 | esc | 0.00097009 | 2.6513e-11 | 0.00097009 | 2.6513e-11
[79 empty] | WLDFR | HFTD - Distribution - Tier 3 - 2QU CoRE ¦ 2QU LoRE | Non-Red Flag Warning - Destructive Fires | 2036 | 3.1173e-09 | 3.1173e-09 | 9984.8474 | 263.1074 | 9721.74 | 0 | 0 | 0 | 3.3969e-06 | 3.1126e-05 | 0 | 3.1126e-05 | 3.1126e-05 | 0 | 3.1126e-05 | 0 | 0.0011709 | 0.0025666 | 0 | 0.0025666 | 0 | 3.4984e-06 | 6.9968e-06 | 0 | 6.9968e-06 | [12 empty] | 7.3.3.17.5 (Remote Grid) Updates to grid topology to minimize risk of ignition in HFTDs Remote GridWLDFRContaminationAggregated | WLDFR | HFTD - Distribution - Tier 2 - 2QU CoRE ¦ 4QU LoRE | Non-Red Flag Warning - Catastrophic Fires | Contamination | Aggregated | 2036 | 2.733e-08 | 1078.9824 | 2.9489e-05 | 2036 | Mitigation | 0.95 | 45 | 0 | esc | 0.00097009 | 2.6513e-11 | 0.00097009 | 2.6513e-11
[79 empty] | WLDFR | HFTD - Distribution - Tier 3 - 2QU CoRE ¦ 2QU LoRE | Non-Red Flag Warning - Destructive Fires | 2037 | 3.1173e-09 | 3.1173e-09 | 9984.8474 | 263.1074 | 9721.74 | 0 | 0 | 0 | 3.3969e-06 | 3.1126e-05 | 0 | 3.1126e-05 | 3.1126e-05 | 0 | 3.1126e-05 | 0 | 0.0011709 | 0.0025666 | 0 | 0.0025666 | 0 | 3.6578e-06 | 7.3156e-06 | 0 | 7.3156e-06 | [12 empty] | 7.3.3.17.5 (Remote Grid) Updates to grid topology to minimize risk of ignition in HFTDs Remote GridWLDFRContaminationAggregated | WLDFR | HFTD - Distribution - Tier 2 - 2QU CoRE ¦ 4QU LoRE | Non-Red Flag Warning - Catastrophic Fires | Contamination | Aggregated | 2037 | 2.733e-08 | 1078.9824 | 2.9489e-05 | 2037 | Mitigation | 0.95 | 45 | 0 | esc | 0.00097009 | 2.6513e-11 | 0.00097009 | 2.6513e-11
[79 empty] | WLDFR | HFTD - Distribution - Tier 3 - 2QU CoRE ¦ 2QU LoRE | Non-Red Flag Warning - Destructive Fires | 2038 | 3.1173e-09 | 3.1173e-09 | 10472.8261 | 280.5544 | 10192.2718 | 0 | 0 | 0 | 3.3969e-06 | 3.2647e-05 | 0 | 3.2647e-05 | 3.2647e-05 | 0 | 3.2647e-05 | 0 | 0.0011709 | 0.0025666 | 0 | 0.0025666 | 0 | 3.6578e-06 | 7.3156e-06 | 0 | 7.3156e-06 | [12 empty] | 7.3.3.17.5 (Remote Grid) Updates to grid topology to minimize risk of ignition in HFTDs Remote GridWLDFRContaminationAggregated | WLDFR | HFTD - Distribution - Tier 2 - 2QU CoRE ¦ 4QU LoRE | Non-Red Flag Warning - Catastrophic Fires | Contamination | Aggregated | 2038 | 2.733e-08 | 1078.9824 | 2.9489e-05 | 2038 | Mitigation | 0.95 | 45 | 0 | esc | 0.00097009 | 2.6513e-11 | 0.00097009 | 2.6513e-11
[79 empty] | WLDFR | HFTD - Distribution - Tier 3 - 2QU CoRE ¦ 2QU LoRE | Non-Red Flag Warning - Destructive Fires | 2039 | 3.1173e-09 | 3.1173e-09 | 10472.8261 | 280.5544 | 10192.2718 | 0 | 0 | 0 | 3.3969e-06 | 3.2647e-05 | 0 | 3.2647e-05 | 3.2647e-05 | 0 | 3.2647e-05 | 0 | 0.001222 | 0.0026788 | 0 | 0.0026788 | 0 | 3.6578e-06 | 7.3156e-06 | 0 | 7.3156e-06 | [12 empty] | 7.3.3.17.5 (Remote Grid) Updates to grid topology to minimize risk of ignition in HFTDs Remote GridWLDFRContaminationAggregated | WLDFR | HFTD - Distribution - Tier 2 - 2QU CoRE ¦ 4QU LoRE | Non-Red Flag Warning - Catastrophic Fires | Contamination | Aggregated | 2039 | 2.733e-08 | 1078.9824 | 2.9489e-05 | 2039 | Mitigation | 0.95 | 45 | 0 | esc | 0.00097009 | 2.6513e-11 | 0.00097009 | 2.6513e-11
[79 empty] | WLDFR | HFTD - Distribution - Tier 3 - 2QU CoRE ¦ 2QU LoRE | Non-Red Flag Warning - Destructive Fires | 2040 | 3.1173e-09 | 3.1173e-09 | 10472.8261 | 280.5544 | 10192.2718 | 0 | 0 | 0 | 3.3969e-06 | 3.2647e-05 | 0 | 3.2647e-05 | 3.2647e-05 | 0 | 3.2647e-05 | 0 | 0.001222 | 0.0026788 | 0 | 0.0026788 | 0 | 3.6578e-06 | 7.3156e-06 | 0 | 7.3156e-06 | [12 empty] | 7.3.3.17.5 (Remote Grid) Updates to grid topology to minimize risk of ignition in HFTDs Remote GridWLDFRContaminationAggregated | WLDFR | HFTD - Distribution - Tier 2 - 2QU CoRE ¦ 4QU LoRE | Non-Red Flag Warning - Catastrophic Fires | Contamination | Aggregated | 2040 | 2.733e-08 | 1078.9824 | 2.9489e-05 | 2040 | Mitigation | 0.95 | 45 | 0 | esc | 0.00097009 | 2.6513e-11 | 0.00097009 | 2.6513e-11
[79 empty] | WLDFR | HFTD - Distribution - Tier 3 - 2QU CoRE ¦ 2QU LoRE | Non-Red Flag Warning - Destructive Fires | 2041 | 3.1173e-09 | 3.1173e-09 | 10472.8261 | 280.5544 | 10192.2718 | 0 | 0 | 0 | 3.3969e-06 | 3.2647e-05 | 0 | 3.2647e-05 | 3.2647e-05 | 0 | 3.2647e-05 | 0 | 0.001222 | 0.0026788 | 0 | 0.0026788 | 0 | 3.6578e-06 | 7.3156e-06 | 0 | 7.3156e-06 | [12 empty] | 7.3.3.17.5 (Remote Grid) Updates to grid topology to minimize risk of ignition in HFTDs Remote GridWLDFRContaminationAggregated | WLDFR | HFTD - Distribution - Tier 2 - 2QU CoRE ¦ 4QU LoRE | Non-Red Flag Warning - Catastrophic Fires | Contamination | Aggregated | 2041 | 2.733e-08 | 1078.9824 | 2.9489e-05 | 2041 | Mitigation | 0.95 | 45 | 0 | esc | 0.00097009 | 2.6513e-11 | 0.00097009 | 2.6513e-11
[79 empty] | WLDFR | HFTD - Distribution - Tier 3 - 2QU CoRE ¦ 2QU LoRE | Non-Red Flag Warning - Destructive Fires | 2042 | 3.1173e-09 | 3.1173e-09 | 10472.8261 | 280.5544 | 10192.2718 | 0 | 0 | 0 | 3.3969e-06 | 3.2647e-05 | 0 | 3.2647e-05 | 3.2647e-05 | 0 | 3.2647e-05 | 0 | 0 | 0.0026788 | 0 | 0.0026788 | 0 | 3.8304e-06 | 7.6607e-06 | 0 | 7.6607e-06 | [12 empty] | 7.3.3.17.5 (Remote Grid) Updates to grid topology to minimize risk of ignition in HFTDs Remote GridWLDFRContaminationAggregated | WLDFR | HFTD - Distribution - Tier 2 - 2QU CoRE ¦ 4QU LoRE | Non-Red Flag Warning - Catastrophic Fires | Contamination | Aggregated | 2042 | 2.733e-08 | 1078.9824 | 2.9489e-05 | 2042 | Mitigation | 0.95 | 45 | 0 | esc | 0.00097009 | 2.6513e-11 | 0.00097009 | 2.6513e-11
[79 empty] | WLDFR | HFTD - Distribution - Tier 3 - 2QU CoRE ¦ 2QU LoRE | Non-Red Flag Warning - Destructive Fires | 2043 | 3.1173e-09 | 3.1173e-09 | 10992.1562 | 299.42 | 10692.7362 | 0 | 0 | 0 | 3.3969e-06 | 3.4266e-05 | 0 | 3.4266e-05 | 3.4266e-05 | 0 | 3.4266e-05 | 0 | 0 | 0 | 0 | 0 | 0 | 3.8304e-06 | 7.6607e-06 | 0 | 7.6607e-06 | [12 empty] | 7.3.3.17.5 (Remote Grid) Updates to grid topology to minimize risk of ignition in HFTDs Remote GridWLDFRContaminationAggregated | WLDFR | HFTD - Distribution - Tier 2 - 2QU CoRE ¦ 4QU LoRE | Non-Red Flag Warning - Catastrophic Fires | Contamination | Aggregated | 2043 | 2.733e-08 | 1078.9824 | 2.9489e-05 | 2043 | Mitigation | 0.95 | 45 | 0 | esc | 0.00097009 | 2.6513e-11 | 0.00097009 | 2.6513e-11
[79 empty] | WLDFR | HFTD - Distribution - Tier 3 - 2QU CoRE ¦ 2QU LoRE | Non-Red Flag Warning - Destructive Fires | 2044 | 3.1173e-09 | 3.1173e-09 | 10992.1562 | 299.42 | 10692.7362 | 0 | 0 | 0 | 3.3969e-06 | 3.4266e-05 | 0 | 3.4266e-05 | 3.4266e-05 | 0 | 3.4266e-05 | 0 | 0.00058093 | 0 | 0 | 0 | 0 | 3.8304e-06 | 7.6607e-06 | 0 | 7.6607e-06 | [12 empty] | 7.3.3.17.5 (Remote Grid) Updates to grid topology to minimize risk of ignition in HFTDs Remote GridWLDFRContaminationAggregated | WLDFR | HFTD - Distribution - Tier 2 - 2QU CoRE ¦ 4QU LoRE | Non-Red Flag Warning - Catastrophic Fires | Contamination | Aggregated | 2044 | 2.733e-08 | 1078.9824 | 2.9489e-05 | 2044 | Mitigation | 0.95 | 45 | 0 | esc | 0.00097009 | 2.6513e-11 | 0.00097009 | 2.6513e-11
[79 empty] | WLDFR | HFTD - Distribution - Tier 3 - 2QU CoRE ¦ 2QU LoRE | Non-Red Flag Warning - Destructive Fires | 2045 | 3.1173e-09 | 3.1173e-09 | 10992.1562 | 299.42 | 10692.7362 | 0 | 0 | 0 | 3.3969e-06 | 3.4266e-05 | 0 | 3.4266e-05 | 3.4266e-05 | 0 | 3.4266e-05 | 0 | 0.00060216 | 0.0013199 | 0 | 0.0013199 | 0 | 3.8304e-06 | 7.6607e-06 | 0 | 7.6607e-06 | [12 empty] | 7.3.3.17.5 (Remote Grid) Updates to grid topology to minimize risk of ignition in HFTDs Remote GridWLDFRContaminationAggregated | WLDFR | HFTD - Distribution - Tier 2 - 2QU CoRE ¦ 4QU LoRE | Non-Red Flag Warning - Catastrophic Fires | Contamination | Aggregated | 2045 | 2.733e-08 | 1078.9824 | 2.9489e-05 | 2045 | Mitigation | 0.95 | 45 | 0 | esc | 0.00097009 | 2.6513e-11 | 0.00097009 | 2.6513e-11
[79 empty] | WLDFR | HFTD - Distribution - Tier 3 - 2QU CoRE ¦ 2QU LoRE | Non-Red Flag Warning - Destructive Fires | 2046 | 3.1173e-09 | 3.1173e-09 | 10992.1562 | 299.42 | 10692.7362 | 0 | 0 | 0 | 3.3969e-06 | 3.4266e-05 | 0 | 3.4266e-05 | 3.4266e-05 | 0 | 3.4266e-05 | 0 | 0.00060216 | 0.0013199 | 0 | 0.0013199 | 0 | 3.8304e-06 | 7.6607e-06 | 0 | 7.6607e-06 | [12 empty] | 7.3.3.17.5 (Remote Grid) Updates to grid topology to minimize risk of ignition in HFTDs Remote GridWLDFRContaminationAggregated | WLDFR | HFTD - Distribution - Tier 2 - 2QU CoRE ¦ 4QU LoRE | Non-Red Flag Warning - Catastrophic Fires | Contamination | Aggregated | 2046 | 2.733e-08 | 1078.9824 | 2.9489e-05 | 2046 | Mitigation | 0.95 | 45 | 0 | esc | 0.00097009 | 2.6513e-11 | 0.00097009 | 2.6513e-11
[79 empty] | WLDFR | HFTD - Distribution - Tier 3 - 2QU CoRE ¦ 2QU LoRE | Non-Red Flag Warning - Destructive Fires | 2047 | 3.1173e-09 | 3.1173e-09 | 10992.1562 | 299.42 | 10692.7362 | 0 | 0 | 0 | 3.3969e-06 | 3.4266e-05 | 0 | 3.4266e-05 | 3.4266e-05 | 0 | 3.4266e-05 | 0 | 0.00060216 | 0.0013199 | 0 | 0.0013199 | 0 | 4.0143e-06 | 8.0286e-06 | 0 | 8.0286e-06 | [12 empty] | 7.3.3.17.5 (Remote Grid) Updates to grid topology to minimize risk of ignition in HFTDs Remote GridWLDFRContaminationAggregated | WLDFR | HFTD - Distribution - Tier 2 - 2QU CoRE ¦ 4QU LoRE | Non-Red Flag Warning - Catastrophic Fires | Contamination | Aggregated | 2047 | 2.733e-08 | 1078.9824 | 2.9489e-05 | 2047 | Mitigation | 0.95 | 45 | 0 | esc | 0.00097009 | 2.6513e-11 | 0.00097009 | 2.6513e-11
[79 empty] | WLDFR | HFTD - Distribution - Tier 3 - 2QU CoRE ¦ 2QU LoRE | Non-Red Flag Warning - Destructive Fires | 2048 | 3.1173e-09 | 3.1173e-09 | 11536.0538 | 319.4911 | 11216.5626 | 0 | 0 | 0 | 3.3969e-06 | 3.5961e-05 | 0 | 3.5961e-05 | 3.5961e-05 | 0 | 3.5961e-05 | 0 | 0.00060216 | 0.0013199 | 0 | 0.0013199 | 0 | 4.0143e-06 | 8.0286e-06 | 0 | 8.0286e-06 | [12 empty] | 7.3.3.17.5 (Remote Grid) Updates to grid topology to minimize risk of ignition in HFTDs Remote GridWLDFRContaminationAggregated | WLDFR | HFTD - Distribution - Tier 2 - 2QU CoRE ¦ 4QU LoRE | Non-Red Flag Warning - Catastrophic Fires | Contamination | Aggregated | 2048 | 2.733e-08 | 1078.9824 | 2.9489e-05 | 2048 | Mitigation | 0.95 | 45 | 0 | esc | 0.00097009 | 2.6513e-11 | 0.00097009 | 2.6513e-11
[79 empty] | WLDFR | HFTD - Distribution - Tier 3 - 2QU CoRE ¦ 2QU LoRE | Non-Red Flag Warning - Destructive Fires | 2049 | 3.1173e-09 | 3.1173e-09 | 11536.0538 | 319.4911 | 11216.5626 | 0 | 0 | 0 | 3.3969e-06 | 3.5961e-05 | 0 | 3.5961e-05 | 3.5961e-05 | 0 | 3.5961e-05 | 0 | 0.00060216 | 0.0013199 | 0 | 0.0013199 | 0 | 4.0143e-06 | 8.0286e-06 | 0 | 8.0286e-06 | [12 empty] | 7.3.3.17.5 (Remote Grid) Updates to grid topology to minimize risk of ignition in HFTDs Remote GridWLDFRContaminationAggregated | WLDFR | HFTD - Distribution - Tier 2 - 2QU CoRE ¦ 4QU LoRE | Non-Red Flag Warning - Catastrophic Fires | Contamination | Aggregated | 2049 | 2.733e-08 | 1078.9824 | 2.9489e-05 | 2049 | Mitigation | 0.95 | 45 | 0 | esc | 0.00097009 | 2.6513e-11 | 0.00097009 | 2.6513e-11
[79 empty] | WLDFR | HFTD - Distribution - Tier 3 - 2QU CoRE ¦ 2QU LoRE | Non-Red Flag Warning - Destructive Fires | 2050 | 3.1173e-09 | 3.1173e-09 | 11536.0538 | 319.4911 | 11216.5626 | 0 | 0 | 0 | 3.3969e-06 | 3.5961e-05 | 0 | 3.5961e-05 | 3.5961e-05 | 0 | 3.5961e-05 | 0 | 0.00062888 | 0.0013785 | 0 | 0.0013785 | 0 | 4.0143e-06 | 8.0286e-06 | 0 | 8.0286e-06 | [12 empty] | 7.3.3.17.5 (Remote Grid) Updates to grid topology to minimize risk of ignition in HFTDs Remote GridWLDFRContaminationAggregated | WLDFR | HFTD - Distribution - Tier 2 - 2QU CoRE ¦ 4QU LoRE | Non-Red Flag Warning - Catastrophic Fires | Contamination | Aggregated | 2050 | 2.733e-08 | 1078.9824 | 2.9489e-05 | 2050 | Mitigation | 0.95 | 45 | 0 | esc | 0.00097009 | 2.6513e-11 | 0.00097009 | 2.6513e-11
[79 empty] | WLDFR | HFTD - Distribution - Tier 3 - 2QU CoRE ¦ 2QU LoRE | Non-Red Flag Warning - Destructive Fires | 2051 | 3.1173e-09 | 3.1173e-09 | 11536.0538 | 319.4911 | 11216.5626 | 0 | 0 | 0 | 3.3969e-06 | 3.5961e-05 | 0 | 3.5961e-05 | 3.5961e-05 | 0 | 3.5961e-05 | 0 | 0.00062888 | 0.0013785 | 0 | 0.0013785 | 0 | 0 | 8.0286e-06 | 0 | 8.0286e-06 | [12 empty] | 7.3.3.17.5 (Remote Grid) Updates to grid topology to minimize risk of ignition in HFTDs Remote GridWLDFRContaminationAggregated | WLDFR | HFTD - Distribution - Tier 2 - 2QU CoRE ¦ 4QU LoRE | Non-Red Flag Warning - Catastrophic Fires | Contamination | Aggregated | 2051 | 2.733e-08 | 1078.9824 | 2.9489e-05 | 2051 | Mitigation | 0.95 | 45 | 0 | esc | 0.00097009 | 2.6513e-11 | 0.00097009 | 2.6513e-11
[79 empty] | WLDFR | HFTD - Distribution - Tier 3 - 2QU CoRE ¦ 2QU LoRE | Non-Red Flag Warning - Destructive Fires | 2052 | 3.1173e-09 | 3.1173e-09 | 11536.0538 | 319.4911 | 11216.5626 | 0 | 0 | 0 | 3.3969e-06 | 3.5961e-05 | 0 | 3.5961e-05 | 3.5961e-05 | 0 | 3.5961e-05 | 0 | 0.00062888 | 0.0013785 | 0 | 0.0013785 | 0 | 0 | 0 | 0 | 0 | [12 empty] | 7.3.3.17.5 (Remote Grid) Updates to grid topology to minimize risk of ignition in HFTDs Remote GridWLDFRContaminationAggregated | WLDFR | HFTD - Distribution - Tier 2 - 2QU CoRE ¦ 4QU LoRE | Non-Red Flag Warning - Catastrophic Fires | Contamination | Aggregated | 2052 | 2.733e-08 | 1078.9824 | 2.9489e-05 | 2052 | Mitigation | 0.95 | 45 | 0 | esc | 0.00097009 | 2.6513e-11 | 0.00097009 | 2.6513e-11
[79 empty] | WLDFR | HFTD - Distribution - Tier 3 - 2QU CoRE ¦ 2QU LoRE | Non-Red Flag Warning - Destructive Fires | 2053 | 3.1173e-09 | 3.1173e-09 | 12097.6769 | 340.5356 | 11757.1413 | 0 | 0 | 0 | 3.3969e-06 | 3.7712e-05 | 0 | 3.7712e-05 | 3.7712e-05 | 0 | 3.7712e-05 | 0 | 0.00062888 | 0.0013785 | 0 | 0.0013785 | 0 | 0 | 0 | 0 | 0 | [12 empty] | 7.3.3.17.5 (Remote Grid) Updates to grid topology to minimize risk of ignition in HFTDs Remote GridWLDFRContaminationAggregated | WLDFR | HFTD - Distribution - Tier 2 - 2QU CoRE ¦ 4QU LoRE | Non-Red Flag Warning - Catastrophic Fires | Contamination | Aggregated | 2053 | 2.733e-08 | 1078.9824 | 2.9489e-05 | 2053 | Mitigation | 0.95 | 45 | 0 | esc | 0.00097009 | 2.6513e-11 | 0.00097009 | 2.6513e-11
[79 empty] | WLDFR | HFTD - Distribution - Tier 3 - 2QU CoRE ¦ 2QU LoRE | Non-Red Flag Warning - Destructive Fires | 2054 | 3.1173e-09 | 3.1173e-09 | 12097.6769 | 340.5356 | 11757.1413 | 0 | 0 | 0 | 3.3969e-06 | 3.7712e-05 | 0 | 3.7712e-05 | 3.7712e-05 | 0 | 3.7712e-05 | 0 | 0.00062888 | 0.0013785 | 0 | 0.0013785 | 0 | 0.00064266 | 0 | 0 | 0 | [12 empty] | 7.3.3.17.5 (Remote Grid) Updates to grid topology to minimize risk of ignition in HFTDs Remote GridWLDFRContaminationAggregated | WLDFR | HFTD - Distribution - Tier 2 - 2QU CoRE ¦ 4QU LoRE | Non-Red Flag Warning - Catastrophic Fires | Contamination | Aggregated | 2054 | 2.733e-08 | 1078.9824 | 2.9489e-05 | 2054 | Mitigation | 0.95 | 45 | 0 | esc | 0.00097009 | 2.6513e-11 | 0.00097009 | 2.6513e-11
[79 empty] | WLDFR | HFTD - Distribution - Tier 3 - 2QU CoRE ¦ 2QU LoRE | Non-Red Flag Warning - Destructive Fires | 2055 | 3.1173e-09 | 3.1173e-09 | 12097.6769 | 340.5356 | 11757.1413 | 0 | 0 | 0 | 3.3969e-06 | 3.7712e-05 | 0 | 3.7712e-05 | 3.7712e-05 | 0 | 3.7712e-05 | 0 | 0.00065856 | 0.0014436 | 0 | 0.0014436 | 0 | 0.00066622 | 0.0013324 | 0 | 0.0013324 | [12 empty] | 7.3.3.17.5 (Remote Grid) Updates to grid topology to minimize risk of ignition in HFTDs Remote GridWLDFRContaminationAggregated | WLDFR | HFTD - Distribution - Tier 2 - 2QU CoRE ¦ 4QU LoRE | Non-Red Flag Warning - Catastrophic Fires | Contamination | Aggregated | 2055 | 2.733e-08 | 1078.9824 | 2.9489e-05 | 2055 | Mitigation | 0.95 | 45 | 0 | esc | 0.00097009 | 2.6513e-11 | 0.00097009 | 2.6513e-11
[79 empty] | WLDFR | HFTD - Distribution - Tier 3 - 2QU CoRE ¦ 2QU LoRE | Non-Red Flag Warning - Destructive Fires | 2056 | 3.1173e-09 | 3.1173e-09 | 12097.6769 | 340.5356 | 11757.1413 | 0 | 0 | 0 | 3.3969e-06 | 3.7712e-05 | 0 | 3.7712e-05 | 3.7712e-05 | 0 | 3.7712e-05 | 0 | 0.00065856 | 0.0014436 | 0 | 0.0014436 | 0 | 0.00066622 | 0.0013324 | 0 | 0.0013324 | [12 empty] | 7.3.3.17.5 (Remote Grid) Updates to grid topology to minimize risk of ignition in HFTDs Remote GridWLDFRContaminationAggregated | WLDFR | HFTD - Distribution - Tier 2 - 2QU CoRE ¦ 4QU LoRE | Non-Red Flag Warning - Catastrophic Fires | Contamination | Aggregated | 2056 | 2.733e-08 | 1078.9824 | 2.9489e-05 | 2056 | Mitigation | 0.95 | 45 | 0 | esc | 0.00097009 | 2.6513e-11 | 0.00097009 | 2.6513e-11
[79 empty] | WLDFR | HFTD - Distribution - Tier 3 - 2QU CoRE ¦ 2QU LoRE | Non-Red Flag Warning - Destructive Fires | 2057 | 3.1173e-09 | 3.1173e-09 | 12097.6769 | 340.5356 | 11757.1413 | 0 | 0 | 0 | 3.3969e-06 | 3.7712e-05 | 0 | 3.7712e-05 | 3.7712e-05 | 0 | 3.7712e-05 | 0 | 0.00065856 | 0.0014436 | 0 | 0.0014436 | 0 | 0.00066622 | 0.0013324 | 0 | 0.0013324 | [12 empty] | 7.3.3.17.5 (Remote Grid) Updates to grid topology to minimize risk of ignition in HFTDs Remote GridWLDFRContaminationAggregated | WLDFR | HFTD - Distribution - Tier 2 - 2QU CoRE ¦ 4QU LoRE | Non-Red Flag Warning - Catastrophic Fires | Contamination | Aggregated | 2057 | 2.733e-08 | 1078.9824 | 2.9489e-05 | 2057 | Mitigation | 0.95 | 45 | 0 | esc | 0.00097009 | 2.6513e-11 | 0.00097009 | 2.6513e-11
[79 empty] | WLDFR | HFTD - Distribution - Tier 3 - 2QU CoRE ¦ 2QU LoRE | Non-Red Flag Warning - Destructive Fires | 2058 | 3.1173e-09 | 3.1173e-09 | 12670.1796 | 362.3049 | 12307.8747 | 0 | 0 | 0 | 3.3969e-06 | 3.9497e-05 | 0 | 3.9497e-05 | 3.9497e-05 | 0 | 3.9497e-05 | 0 | 0.00065856 | 0.0014436 | 0 | 0.0014436 | 0 | 0.00066622 | 0.0013324 | 0 | 0.0013324 | [12 empty] | 7.3.3.17.5 (Remote Grid) Updates to grid topology to minimize risk of ignition in HFTDs Remote GridWLDFRContaminationAggregated | WLDFR | HFTD - Distribution - Tier 2 - 2QU CoRE ¦ 4QU LoRE | Non-Red Flag Warning - Catastrophic Fires | Contamination | Aggregated | 2058 | 2.733e-08 | 1078.9824 | 2.9489e-05 | 2058 | Mitigation | 0.95 | 45 | 0 | esc | 0.00097009 | 2.6513e-11 | 0.00097009 | 2.6513e-11
[79 empty] | WLDFR | HFTD - Distribution - Tier 3 - 2QU CoRE ¦ 2QU LoRE | Non-Red Flag Warning - Destructive Fires | 2059 | 3.1173e-09 | 3.1173e-09 | 12670.1796 | 362.3049 | 12307.8747 | 0 | 0 | 0 | 3.3969e-06 | 3.9497e-05 | 0 | 3.9497e-05 | 3.9497e-05 | 0 | 3.9497e-05 | 0 | 0.00065856 | 0.0014436 | 0 | 0.0014436 | 0 | 0.00066622 | 0.0013324 | 0 | 0.0013324 | [12 empty] | 7.3.3.17.5 (Remote Grid) Updates to grid topology to minimize risk of ignition in HFTDs Remote GridWLDFRContaminationAggregated | WLDFR | HFTD - Distribution - Tier 2 - 2QU CoRE ¦ 4QU LoRE | Non-Red Flag Warning - Catastrophic Fires | Contamination | Aggregated | 2059 | 2.733e-08 | 1078.9824 | 2.9489e-05 | 2059 | Mitigation | 0.95 | 45 | 0 | esc | 0.00097009 | 2.6513e-11 | 0.00097009 | 2.6513e-11
[79 empty] | WLDFR | HFTD - Distribution - Tier 3 - 2QU CoRE ¦ 2QU LoRE | Non-Red Flag Warning - Destructive Fires | 2060 | 3.1173e-09 | 3.1173e-09 | 12670.1796 | 362.3049 | 12307.8747 | 0 | 0 | 0 | 3.3969e-06 | 3.9497e-05 | 0 | 3.9497e-05 | 3.9497e-05 | 0 | 3.9497e-05 | 0 | 0.00069074 | 0.0015141 | 0 | 0.0015141 | 0 | 0.0006959 | 0.0013918 | 0 | 0.0013918 | [12 empty] | 7.3.3.17.5 (Remote Grid) Updates to grid topology to minimize risk of ignition in HFTDs Remote GridWLDFRContaminationAggregated | WLDFR | HFTD - Distribution - Tier 2 - 2QU CoRE ¦ 4QU LoRE | Non-Red Flag Warning - Catastrophic Fires | Contamination | Aggregated | 2060 | 2.733e-08 | 1078.9824 | 2.9489e-05 | 2060 | Mitigation | 0.95 | 45 | 0 | esc | 0.00097009 | 2.6513e-11 | 0.00097009 | 2.6513e-11
[79 empty] | WLDFR | HFTD - Distribution - Tier 3 - 2QU CoRE ¦ 2QU LoRE | Non-Red Flag Warning - Destructive Fires | 2061 | 3.1173e-09 | 3.1173e-09 | 12670.1796 | 362.3049 | 12307.8747 | 0 | 0 | 0 | 3.3969e-06 | 3.9497e-05 | 0 | 3.9497e-05 | 3.9497e-05 | 0 | 3.9497e-05 | 0 | 0.00069074 | 0.0015141 | 0 | 0.0015141 | 0 | 0.0006959 | 0.0013918 | 0 | 0.0013918 | [12 empty] | 7.3.3.17.5 (Remote Grid) Updates to grid topology to minimize risk of ignition in HFTDs Remote GridWLDFRContaminationAggregated | WLDFR | HFTD - Distribution - Tier 2 - 2QU CoRE ¦ 4QU LoRE | Non-Red Flag Warning - Catastrophic Fires | Contamination | Aggregated | 2061 | 2.733e-08 | 1078.9824 | 2.9489e-05 | 2061 | Mitigation | 0.95 | 45 | 0 | esc | 0.00097009 | 2.6513e-11 | 0.00097009 | 2.6513e-11
[79 empty] | WLDFR | HFTD - Distribution - Tier 3 - 2QU CoRE ¦ 2QU LoRE | Non-Red Flag Warning - Destructive Fires | 2062 | 3.1173e-09 | 3.1173e-09 | 12670.1796 | 362.3049 | 12307.8747 | 0 | 0 | 0 | 3.3969e-06 | 3.9497e-05 | 0 | 3.9497e-05 | 3.9497e-05 | 0 | 3.9497e-05 | 0 | 0.00069074 | 0.0015141 | 0 | 0.0015141 | 0 | 0.0006959 | 0.0013918 | 0 | 0.0013918 | [12 empty] | 7.3.3.17.5 (Remote Grid) Updates to grid topology to minimize risk of ignition in HFTDs Remote GridWLDFRContaminationAggregated | WLDFR | HFTD - Distribution - Tier 2 - 2QU CoRE ¦ 4QU LoRE | Non-Red Flag Warning - Catastrophic Fires | Contamination | Aggregated | 2062 | 2.733e-08 | 1078.9824 | 2.9489e-05 | 2062 | Mitigation | 0.95 | 45 | 0 | esc | 0.00097009 | 2.6513e-11 | 0.00097009 | 2.6513e-11
[79 empty] | WLDFR | HFTD - Distribution - Tier 3 - 2QU CoRE ¦ 2QU LoRE | Non-Red Flag Warning - Destructive Fires | 2063 | 3.1173e-09 | 3.1173e-09 | 13246.6313 | 384.5316 | 12862.0997 | 0 | 0 | 0 | 3.3969e-06 | 4.1294e-05 | 0 | 4.1294e-05 | 4.1294e-05 | 0 | 4.1294e-05 | 0 | 0.00069074 | 0.0015141 | 0 | 0.0015141 | 0 | 0.0006959 | 0.0013918 | 0 | 0.0013918 | [12 empty] | 7.3.3.17.5 (Remote Grid) Updates to grid topology to minimize risk of ignition in HFTDs Remote GridWLDFRContaminationAggregated | WLDFR | HFTD - Distribution - Tier 2 - 2QU CoRE ¦ 4QU LoRE | Non-Red Flag Warning - Catastrophic Fires | Contamination | Aggregated | 2063 | 2.733e-08 | 1078.9824 | 2.9489e-05 | 2063 | Mitigation | 0.95 | 45 | 0 | esc | 0.00097009 | 2.6513e-11 | 0.00097009 | 2.6513e-11
[79 empty] | WLDFR | HFTD - Distribution - Tier 3 - 2QU CoRE ¦ 2QU LoRE | Non-Red Flag Warning - Destructive Fires | 2064 | 3.1173e-09 | 3.1173e-09 | 13246.6313 | 384.5316 | 12862.0997 | 0 | 0 | 0 | 3.3969e-06 | 4.1294e-05 | 0 | 4.1294e-05 | 4.1294e-05 | 0 | 4.1294e-05 | 0 | 0.00069074 | 0.0015141 | 0 | 0.0015141 | 0 | 0.0006959 | 0.0013918 | 0 | 0.0013918 | [12 empty] | 7.3.3.17.5 (Remote Grid) Updates to grid topology to minimize risk of ignition in HFTDs Remote GridWLDFRContaminationAggregated | WLDFR | HFTD - Distribution - Tier 2 - 2QU CoRE ¦ 4QU LoRE | Non-Red Flag Warning - Catastrophic Fires | Contamination | Aggregated | 2064 | 2.733e-08 | 1078.9824 | 2.9489e-05 | 2064 | Mitigation | 0.95 | 45 | 0 | esc | 0.00097009 | 2.6513e-11 | 0.00097009 | 2.6513e-11
[79 empty] | WLDFR | HFTD - Distribution - Tier 3 - 2QU CoRE ¦ 2QU LoRE | Non-Red Flag Warning - Destructive Fires | 2065 | 3.1173e-09 | 3.1173e-09 | 13246.6313 | 384.5316 | 12862.0997 | 0 | 0 | 0 | 3.3969e-06 | 4.1294e-05 | 0 | 4.1294e-05 | 4.1294e-05 | 0 | 4.1294e-05 | 0 | 0.00072499 | 0.0015892 | 0 | 0.0015892 | 0 | 0.00072889 | 0.0014578 | 0 | 0.0014578 | [12 empty] | 7.3.3.17.5 (Remote Grid) Updates to grid topology to minimize risk of ignition in HFTDs Remote GridWLDFRContaminationAggregated | WLDFR | HFTD - Distribution - Tier 2 - 2QU CoRE ¦ 4QU LoRE | Non-Red Flag Warning - Catastrophic Fires | Contamination | Aggregated | 2065 | 2.733e-08 | 1078.9824 | 2.9489e-05 | 2065 | Mitigation | 0.95 | 45 | 0 | esc | 0.00097009 | 2.6513e-11 | 0.00097009 | 2.6513e-11
[79 empty] | WLDFR | HFTD - Distribution - Tier 3 - 2QU CoRE ¦ 2QU LoRE | Non-Red Flag Warning - Destructive Fires | 2066 | 3.1173e-09 | 3.1173e-09 | 13246.6313 | 384.5316 | 12862.0997 | 0 | 0 | 0 | 3.3969e-06 | 4.1294e-05 | 0 | 4.1294e-05 | 4.1294e-05 | 0 | 4.1294e-05 | 0 | 0.00072499 | 0.0015892 | 0 | 0.0015892 | 0 | 0.00072889 | 0.0014578 | 0 | 0.0014578 | [12 empty] | 7.3.3.17.5 (Remote Grid) Updates to grid topology to minimize risk of ignition in HFTDs Remote GridWLDFRContaminationAggregated | WLDFR | HFTD - Distribution - Tier 2 - 2QU CoRE ¦ 4QU LoRE | Non-Red Flag Warning - Catastrophic Fires | Contamination | Aggregated | 2066 | 2.733e-08 | 1078.9824 | 2.9489e-05 | 2066 | Mitigation | 0.95 | 45 | 0 | esc | 0.00097009 | 2.6513e-11 | 0.00097009 | 2.6513e-11
[79 empty] | WLDFR | HFTD - Distribution - Tier 3 - 2QU CoRE ¦ 2QU LoRE | Non-Red Flag Warning - Destructive Fires | 2067 | 0 | 3.1173e-09 | 13246.6313 | 384.5316 | 12862.0997 | 0 | 0 | 0 | 3.3969e-06 | 0 | 0 | 0 | 4.1294e-05 | 0 | 4.1294e-05 | 0 | 0.00072499 | 0.0015892 | 0 | 0.0015892 | 0 | 0.00072889 | 0.0014578 | 0 | 0.0014578 | [12 empty] | 7.3.3.17.5 (Remote Grid) Updates to grid topology to minimize risk of ignition in HFTDs Remote GridWLDFRContaminationAggregated | WLDFR | HFTD - Distribution - Tier 2 - 2QU CoRE ¦ 4QU LoRE | Non-Red Flag Warning - Catastrophic Fires | Contamination | Aggregated | 2067 | 2.733e-08 | 1078.9824 | 2.9489e-05 | 2067 | Mitigation | 0.95 | 45 | 0 | esc | 0 | 0 | 0.00097009 | 2.6513e-11
[79 empty] | WLDFR | HFTD - Distribution - Tier 3 - 2QU CoRE ¦ 2QU LoRE | Non-Red Flag Warning - Large Fires | 2022 | 2.6118e-08 | 0 | 5.2406 | 0.69642 | 2.942 | 1.6022 | 0 | 0 | 2.8117e-05 | 1.3687e-07 | 0 | 1.3687e-07 | 0 | 0 | 0 | 0 | 0.00072499 | 0.0015892 | 0 | 0.0015892 | 0 | 0.00072889 | 0.0014578 | 0 | 0.0014578 | [12 empty] | 7.3.3.17.5 (Remote Grid) Updates to grid topology to minimize risk of ignition in HFTDs Remote GridWLDFREquipment / facility failureAggregated | WLDFR | HFTD - Distribution - Tier 2 - 2QU CoRE ¦ 4QU LoRE | Non-Red Flag Warning - Catastrophic Fires | Equipment / facility failure | Aggregated | 2022 | 6.682e-08 | 1078.9824 | 7.2097e-05 | 2022 | Mitigation | 0.95 | 45 | 0 | esc | 0.00097009 | 6.4821e-11 | 0 | 0
[79 empty] | WLDFR | HFTD - Distribution - Tier 3 - 2QU CoRE ¦ 2QU LoRE | Non-Red Flag Warning - Large Fires | 2023 | 2.6118e-08 | 2.6118e-08 | 5.475 | 0.71896 | 3.0715 | 1.6846 | 0 | 0 | 2.8117e-05 | 1.43e-07 | 0 | 1.43e-07 | 1.43e-07 | 0 | 1.43e-07 | 0 | 0.00072499 | 0.0015892 | 0 | 0.0015892 | 0 | 0.00072889 | 0.0014578 | 0 | 0.0014578 | [12 empty] | 7.3.3.17.5 (Remote Grid) Updates to grid topology to minimize risk of ignition in HFTDs Remote GridWLDFREquipment / facility failureAggregated | WLDFR | HFTD - Distribution - Tier 2 - 2QU CoRE ¦ 4QU LoRE | Non-Red Flag Warning - Catastrophic Fires | Equipment / facility failure | Aggregated | 2023 | 6.682e-08 | 1078.9824 | 7.2097e-05 | 2023 | Mitigation | 0.95 | 45 | 0 | esc | 0.00097009 | 6.4821e-11 | 0.00097009 | 6.4821e-11
[79 empty] | WLDFR | HFTD - Distribution - Tier 3 - 2QU CoRE ¦ 2QU LoRE | Non-Red Flag Warning - Large Fires | 2024 | 2.6118e-08 | 2.6118e-08 | 5.475 | 0.71896 | 3.0715 | 1.6846 | 0 | 0 | 2.8117e-05 | 1.43e-07 | 0 | 1.43e-07 | 1.43e-07 | 0 | 1.43e-07 | 0 | 0.00076087 | 0.0016678 | 0 | 0.0016678 | 0 | 0.0007647 | 0.0015294 | 0 | 0.0015294 | [12 empty] | 7.3.3.17.5 (Remote Grid) Updates to grid topology to minimize risk of ignition in HFTDs Remote GridWLDFREquipment / facility failureAggregated | WLDFR | HFTD - Distribution - Tier 2 - 2QU CoRE ¦ 4QU LoRE | Non-Red Flag Warning - Catastrophic Fires | Equipment / facility failure | Aggregated | 2024 | 6.682e-08 | 1078.9824 | 7.2097e-05 | 2024 | Mitigation | 0.95 | 45 | 0 | esc | 0.00097009 | 6.4821e-11 | 0.00097009 | 6.4821e-11
[79 empty] | WLDFR | HFTD - Distribution - Tier 3 - 2QU CoRE ¦ 2QU LoRE | Non-Red Flag Warning - Large Fires | 2025 | 2.6118e-08 | 2.6118e-08 | 5.475 | 0.71896 | 3.0715 | 1.6846 | 0 | 0 | 2.8117e-05 | 1.43e-07 | 0 | 1.43e-07 | 1.43e-07 | 0 | 1.43e-07 | 0 | 0.00076087 | 0.0016678 | 0 | 0.0016678 | 0 | 0.0007647 | 0.0015294 | 0 | 0.0015294 | [12 empty] | 7.3.3.17.5 (Remote Grid) Updates to grid topology to minimize risk of ignition in HFTDs Remote GridWLDFREquipment / facility failureAggregated | WLDFR | HFTD - Distribution - Tier 2 - 2QU CoRE ¦ 4QU LoRE | Non-Red Flag Warning - Catastrophic Fires | Equipment / facility failure | Aggregated | 2025 | 6.682e-08 | 1078.9824 | 7.2097e-05 | 2025 | Mitigation | 0.95 | 45 | 0 | esc | 0.00097009 | 6.4821e-11 | 0.00097009 | 6.4821e-11
[79 empty] | WLDFR | HFTD - Distribution - Tier 3 - 2QU CoRE ¦ 2QU LoRE | Non-Red Flag Warning - Large Fires | 2026 | 2.6118e-08 | 2.6118e-08 | 5.475 | 0.71896 | 3.0715 | 1.6846 | 0 | 0 | 2.8117e-05 | 1.43e-07 | 0 | 1.43e-07 | 1.43e-07 | 0 | 1.43e-07 | 0 | 0.00076087 | 0.0016678 | 0 | 0.0016678 | 0 | 0.0007647 | 0.0015294 | 0 | 0.0015294 | [12 empty] | 7.3.3.17.5 (Remote Grid) Updates to grid topology to minimize risk of ignition in HFTDs Remote GridWLDFREquipment / facility failureAggregated | WLDFR | HFTD - Distribution - Tier 2 - 2QU CoRE ¦ 4QU LoRE | Non-Red Flag Warning - Catastrophic Fires | Equipment / facility failure | Aggregated | 2026 | 6.682e-08 | 1078.9824 | 7.2097e-05 | 2026 | Mitigation | 0.95 | 45 | 0 | esc | 0.00097009 | 6.4821e-11 | 0.00097009 | 6.4821e-11
[79 empty] | WLDFR | HFTD - Distribution - Tier 3 - 2QU CoRE ¦ 2QU LoRE | Non-Red Flag Warning - Large Fires | 2027 | 2.6118e-08 | 2.6118e-08 | 5.475 | 0.71896 | 3.0715 | 1.6846 | 0 | 0 | 2.8117e-05 | 1.43e-07 | 0 | 1.43e-07 | 1.43e-07 | 0 | 1.43e-07 | 0 | 0.00076087 | 0.0016678 | 0 | 0.0016678 | 0 | 0.0007647 | 0.0015294 | 0 | 0.0015294 | [12 empty] | 7.3.3.17.5 (Remote Grid) Updates to grid topology to minimize risk of ignition in HFTDs Remote GridWLDFREquipment / facility failureAggregated | WLDFR | HFTD - Distribution - Tier 2 - 2QU CoRE ¦ 4QU LoRE | Non-Red Flag Warning - Catastrophic Fires | Equipment / facility failure | Aggregated | 2027 | 6.682e-08 | 1078.9824 | 7.2097e-05 | 2027 | Mitigation | 0.95 | 45 | 0 | esc | 0.00097009 | 6.4821e-11 | 0.00097009 | 6.4821e-11
[79 empty] | WLDFR | HFTD - Distribution - Tier 3 - 2QU CoRE ¦ 2QU LoRE | Non-Red Flag Warning - Large Fires | 2028 | 2.6118e-08 | 2.6118e-08 | 5.777 | 0.74734 | 3.238 | 1.7917 | 0 | 0 | 2.8117e-05 | 1.5088e-07 | 0 | 1.5088e-07 | 1.5088e-07 | 0 | 1.5088e-07 | 0 | 0.00076087 | 0.0016678 | 0 | 0.0016678 | 0 | 0.0007647 | 0.0015294 | 0 | 0.0015294 | [12 empty] | 7.3.3.17.5 (Remote Grid) Updates to grid topology to minimize risk of ignition in HFTDs Remote GridWLDFREquipment / facility failureAggregated | WLDFR | HFTD - Distribution - Tier 2 - 2QU CoRE ¦ 4QU LoRE | Non-Red Flag Warning - Catastrophic Fires | Equipment / facility failure | Aggregated | 2028 | 6.682e-08 | 1078.9824 | 7.2097e-05 | 2028 | Mitigation | 0.95 | 45 | 0 | esc | 0.00097009 | 6.4821e-11 | 0.00097009 | 6.4821e-11
[79 empty] | WLDFR | HFTD - Distribution - Tier 3 - 2QU CoRE ¦ 2QU LoRE | Non-Red Flag Warning - Large Fires | 2029 | 2.6118e-08 | 2.6118e-08 | 5.777 | 0.74734 | 3.238 | 1.7917 | 0 | 0 | 2.8117e-05 | 1.5088e-07 | 0 | 1.5088e-07 | 1.5088e-07 | 0 | 1.5088e-07 | 0 | 0.00079791 | 0.001749 | 0 | 0.001749 | 0 | 0.00080285 | 0.0016057 | 0 | 0.0016057 | [12 empty] | 7.3.3.17.5 (Remote Grid) Updates to grid topology to minimize risk of ignition in HFTDs Remote GridWLDFREquipment / facility failureAggregated | WLDFR | HFTD - Distribution - Tier 2 - 2QU CoRE ¦ 4QU LoRE | Non-Red Flag Warning - Catastrophic Fires | Equipment / facility failure | Aggregated | 2029 | 6.682e-08 | 1078.9824 | 7.2097e-05 | 2029 | Mitigation | 0.95 | 45 | 0 | esc | 0.00097009 | 6.4821e-11 | 0.00097009 | 6.4821e-11
[79 empty] | WLDFR | HFTD - Distribution - Tier 3 - 2QU CoRE ¦ 2QU LoRE | Non-Red Flag Warning - Large Fires | 2030 | 2.6118e-08 | 2.6118e-08 | 5.777 | 0.74734 | 3.238 | 1.7917 | 0 | 0 | 2.8117e-05 | 1.5088e-07 | 0 | 1.5088e-07 | 1.5088e-07 | 0 | 1.5088e-07 | 0 | 0.00079791 | 0.001749 | 0 | 0.001749 | 0 | 0.00080285 | 0.0016057 | 0 | 0.0016057 | [12 empty] | 7.3.3.17.5 (Remote Grid) Updates to grid topology to minimize risk of ignition in HFTDs Remote GridWLDFREquipment / facility failureAggregated | WLDFR | HFTD - Distribution - Tier 2 - 2QU CoRE ¦ 4QU LoRE | Non-Red Flag Warning - Catastrophic Fires | Equipment / facility failure | Aggregated | 2030 | 6.682e-08 | 1078.9824 | 7.2097e-05 | 2030 | Mitigation | 0.95 | 45 | 0 | esc | 0.00097009 | 6.4821e-11 | 0.00097009 | 6.4821e-11
[79 empty] | WLDFR | HFTD - Distribution - Tier 3 - 2QU CoRE ¦ 2QU LoRE | Non-Red Flag Warning - Large Fires | 2031 | 2.6118e-08 | 2.6118e-08 | 5.777 | 0.74734 | 3.238 | 1.7917 | 0 | 0 | 2.8117e-05 | 1.5088e-07 | 0 | 1.5088e-07 | 1.5088e-07 | 0 | 1.5088e-07 | 0 | 0.00079791 | 0.001749 | 0 | 0.001749 | 0 | 0.00080285 | 0.0016057 | 0 | 0.0016057 | [12 empty] | 7.3.3.17.5 (Remote Grid) Updates to grid topology to minimize risk of ignition in HFTDs Remote GridWLDFREquipment / facility failureAggregated | WLDFR | HFTD - Distribution - Tier 2 - 2QU CoRE ¦ 4QU LoRE | Non-Red Flag Warning - Catastrophic Fires | Equipment / facility failure | Aggregated | 2031 | 6.682e-08 | 1078.9824 | 7.2097e-05 | 2031 | Mitigation | 0.95 | 45 | 0 | esc | 0.00097009 | 6.4821e-11 | 0.00097009 | 6.4821e-11
[79 empty] | WLDFR | HFTD - Distribution - Tier 3 - 2QU CoRE ¦ 2QU LoRE | Non-Red Flag Warning - Large Fires | 2032 | 2.6118e-08 | 2.6118e-08 | 5.777 | 0.74734 | 3.238 | 1.7917 | 0 | 0 | 2.8117e-05 | 1.5088e-07 | 0 | 1.5088e-07 | 1.5088e-07 | 0 | 1.5088e-07 | 0 | 0.00079791 | 0.001749 | 0 | 0.001749 | 0 | 0.00080285 | 0.0016057 | 0 | 0.0016057 | [12 empty] | 7.3.3.17.5 (Remote Grid) Updates to grid topology to minimize risk of ignition in HFTDs Remote GridWLDFREquipment / facility failureAggregated | WLDFR | HFTD - Distribution - Tier 2 - 2QU CoRE ¦ 4QU LoRE | Non-Red Flag Warning - Catastrophic Fires | Equipment / facility failure | Aggregated | 2032 | 6.682e-08 | 1078.9824 | 7.2097e-05 | 2032 | Mitigation | 0.95 | 45 | 0 | esc | 0.00097009 | 6.4821e-11 | 0.00097009 | 6.4821e-11
[79 empty] | WLDFR | HFTD - Distribution - Tier 3 - 2QU CoRE ¦ 2QU LoRE | Non-Red Flag Warning - Large Fires | 2033 | 2.6118e-08 | 2.6118e-08 | 6.1205 | 0.77885 | 3.4265 | 1.9151 | 0 | 0 | 2.8117e-05 | 1.5985e-07 | 0 | 1.5985e-07 | 1.5985e-07 | 0 | 1.5985e-07 | 0 | 0.00079791 | 0.001749 | 0 | 0.001749 | 0 | 0.00080285 | 0.0016057 | 0 | 0.0016057 | [12 empty] | 7.3.3.17.5 (Remote Grid) Updates to grid topology to minimize risk of ignition in HFTDs Remote GridWLDFREquipment / facility failureAggregated | WLDFR | HFTD - Distribution - Tier 2 - 2QU CoRE ¦ 4QU LoRE | Non-Red Flag Warning - Catastrophic Fires | Equipment / facility failure | Aggregated | 2033 | 6.682e-08 | 1078.9824 | 7.2097e-05 | 2033 | Mitigation | 0.95 | 45 | 0 | esc | 0.00097009 | 6.4821e-11 | 0.00097009 | 6.4821e-11
[79 empty] | WLDFR | HFTD - Distribution - Tier 3 - 2QU CoRE ¦ 2QU LoRE | Non-Red Flag Warning - Large Fires | 2034 | 2.6118e-08 | 2.6118e-08 | 6.1205 | 0.77885 | 3.4265 | 1.9151 | 0 | 0 | 2.8117e-05 | 1.5985e-07 | 0 | 1.5985e-07 | 1.5985e-07 | 0 | 1.5985e-07 | 0 | 0.00083567 | 0.0018318 | 0 | 0.0018318 | 0 | 0.00084284 | 0.0016857 | 0 | 0.0016857 | [12 empty] | 7.3.3.17.5 (Remote Grid) Updates to grid topology to minimize risk of ignition in HFTDs Remote GridWLDFREquipment / facility failureAggregated | WLDFR | HFTD - Distribution - Tier 2 - 2QU CoRE ¦ 4QU LoRE | Non-Red Flag Warning - Catastrophic Fires | Equipment / facility failure | Aggregated | 2034 | 6.682e-08 | 1078.9824 | 7.2097e-05 | 2034 | Mitigation | 0.95 | 45 | 0 | esc | 0.00097009 | 6.4821e-11 | 0.00097009 | 6.4821e-11
[79 empty] | WLDFR | HFTD - Distribution - Tier 3 - 2QU CoRE ¦ 2QU LoRE | Non-Red Flag Warning - Large Fires | 2035 | 2.6118e-08 | 2.6118e-08 | 6.1205 | 0.77885 | 3.4265 | 1.9151 | 0 | 0 | 2.8117e-05 | 1.5985e-07 | 0 | 1.5985e-07 | 1.5985e-07 | 0 | 1.5985e-07 | 0 | 0.00083567 | 0.0018318 | 0 | 0.0018318 | 0 | 0.00084284 | 0.0016857 | 0 | 0.0016857 | [12 empty] | 7.3.3.17.5 (Remote Grid) Updates to grid topology to minimize risk of ignition in HFTDs Remote GridWLDFREquipment / facility failureAggregated | WLDFR | HFTD - Distribution - Tier 2 - 2QU CoRE ¦ 4QU LoRE | Non-Red Flag Warning - Catastrophic Fires | Equipment / facility failure | Aggregated | 2035 | 6.682e-08 | 1078.9824 | 7.2097e-05 | 2035 | Mitigation | 0.95 | 45 | 0 | esc | 0.00097009 | 6.4821e-11 | 0.00097009 | 6.4821e-11
[79 empty] | WLDFR | HFTD - Distribution - Tier 3 - 2QU CoRE ¦ 2QU LoRE | Non-Red Flag Warning - Large Fires | 2036 | 2.6118e-08 | 2.6118e-08 | 6.1205 | 0.77885 | 3.4265 | 1.9151 | 0 | 0 | 2.8117e-05 | 1.5985e-07 | 0 | 1.5985e-07 | 1.5985e-07 | 0 | 1.5985e-07 | 0 | 0.00083567 | 0.0018318 | 0 | 0.0018318 | 0 | 0.00084284 | 0.0016857 | 0 | 0.0016857 | [12 empty] | 7.3.3.17.5 (Remote Grid) Updates to grid topology to minimize risk of ignition in HFTDs Remote GridWLDFREquipment / facility failureAggregated | WLDFR | HFTD - Distribution - Tier 2 - 2QU CoRE ¦ 4QU LoRE | Non-Red Flag Warning - Catastrophic Fires | Equipment / facility failure | Aggregated | 2036 | 6.682e-08 | 1078.9824 | 7.2097e-05 | 2036 | Mitigation | 0.95 | 45 | 0 | esc | 0.00097009 | 6.4821e-11 | 0.00097009 | 6.4821e-11
[79 empty] | WLDFR | HFTD - Distribution - Tier 3 - 2QU CoRE ¦ 2QU LoRE | Non-Red Flag Warning - Large Fires | 2037 | 2.6118e-08 | 2.6118e-08 | 6.1205 | 0.77885 | 3.4265 | 1.9151 | 0 | 0 | 2.8117e-05 | 1.5985e-07 | 0 | 1.5985e-07 | 1.5985e-07 | 0 | 1.5985e-07 | 0 | 0.00083567 | 0.0018318 | 0 | 0.0018318 | 0 | 0.00084284 | 0.0016857 | 0 | 0.0016857 | [12 empty] | 7.3.3.17.5 (Remote Grid) Updates to grid topology to minimize risk of ignition in HFTDs Remote GridWLDFREquipment / facility failureAggregated | WLDFR | HFTD - Distribution - Tier 2 - 2QU CoRE ¦ 4QU LoRE | Non-Red Flag Warning - Catastrophic Fires | Equipment / facility failure | Aggregated | 2037 | 6.682e-08 | 1078.9824 | 7.2097e-05 | 2037 | Mitigation | 0.95 | 45 | 0 | esc | 0.00097009 | 6.4821e-11 | 0.00097009 | 6.4821e-11
[79 empty] | WLDFR | HFTD - Distribution - Tier 3 - 2QU CoRE ¦ 2QU LoRE | Non-Red Flag Warning - Large Fires | 2038 | 2.6118e-08 | 2.6118e-08 | 6.5028 | 0.81304 | 3.6355 | 2.0543 | 0 | 0 | 2.8117e-05 | 1.6984e-07 | 0 | 1.6984e-07 | 1.6984e-07 | 0 | 1.6984e-07 | 0 | 0.00083567 | 0.0018318 | 0 | 0.0018318 | 0 | 0 | 0.0016857 | 0 | 0.0016857 | [12 empty] | 7.3.3.17.5 (Remote Grid) Updates to grid topology to minimize risk of ignition in HFTDs Remote GridWLDFREquipment / facility failureAggregated | WLDFR | HFTD - Distribution - Tier 2 - 2QU CoRE ¦ 4QU LoRE | Non-Red Flag Warning - Catastrophic Fires | Equipment / facility failure | Aggregated | 2038 | 6.682e-08 | 1078.9824 | 7.2097e-05 | 2038 | Mitigation | 0.95 | 45 | 0 | esc | 0.00097009 | 6.4821e-11 | 0.00097009 | 6.4821e-11
[79 empty] | WLDFR | HFTD - Distribution - Tier 3 - 2QU CoRE ¦ 2QU LoRE | Non-Red Flag Warning - Large Fires | 2039 | 2.6118e-08 | 2.6118e-08 | 6.5028 | 0.81304 | 3.6355 | 2.0543 | 0 | 0 | 2.8117e-05 | 1.6984e-07 | 0 | 1.6984e-07 | 1.6984e-07 | 0 | 1.6984e-07 | 0 | 0.00087369 | 0.0019151 | 0 | 0.0019151 | 0 | 0 | 0 | 0 | 0 | [12 empty] | 7.3.3.17.5 (Remote Grid) Updates to grid topology to minimize risk of ignition in HFTDs Remote GridWLDFREquipment / facility failureAggregated | WLDFR | HFTD - Distribution - Tier 2 - 2QU CoRE ¦ 4QU LoRE | Non-Red Flag Warning - Catastrophic Fires | Equipment / facility failure | Aggregated | 2039 | 6.682e-08 | 1078.9824 | 7.2097e-05 | 2039 | Mitigation | 0.95 | 45 | 0 | esc | 0.00097009 | 6.4821e-11 | 0.00097009 | 6.4821e-11
[79 empty] | WLDFR | HFTD - Distribution - Tier 3 - 2QU CoRE ¦ 2QU LoRE | Non-Red Flag Warning - Large Fires | 2040 | 2.6118e-08 | 2.6118e-08 | 6.5028 | 0.81304 | 3.6355 | 2.0543 | 0 | 0 | 2.8117e-05 | 1.6984e-07 | 0 | 1.6984e-07 | 1.6984e-07 | 0 | 1.6984e-07 | 0 | 0.00087369 | 0.0019151 | 0 | 0.0019151 | 0 | 0 | 0 | 0 | 0 | [12 empty] | 7.3.3.17.5 (Remote Grid) Updates to grid topology to minimize risk of ignition in HFTDs Remote GridWLDFREquipment / facility failureAggregated | WLDFR | HFTD - Distribution - Tier 2 - 2QU CoRE ¦ 4QU LoRE | Non-Red Flag Warning - Catastrophic Fires | Equipment / facility failure | Aggregated | 2040 | 6.682e-08 | 1078.9824 | 7.2097e-05 | 2040 | Mitigation | 0.95 | 45 | 0 | esc | 0.00097009 | 6.4821e-11 | 0.00097009 | 6.4821e-11
[79 empty] | WLDFR | HFTD - Distribution - Tier 3 - 2QU CoRE ¦ 2QU LoRE | Non-Red Flag Warning - Large Fires | 2041 | 2.6118e-08 | 2.6118e-08 | 6.5028 | 0.81304 | 3.6355 | 2.0543 | 0 | 0 | 2.8117e-05 | 1.6984e-07 | 0 | 1.6984e-07 | 1.6984e-07 | 0 | 1.6984e-07 | 0 | 0.00087369 | 0.0019151 | 0 | 0.0019151 | 0 | 8.1424e-05 | 0 | 0 | 0 | [12 empty] | 7.3.3.17.5 (Remote Grid) Updates to grid topology to minimize risk of ignition in HFTDs Remote GridWLDFREquipment / facility failureAggregated | WLDFR | HFTD - Distribution - Tier 2 - 2QU CoRE ¦ 4QU LoRE | Non-Red Flag Warning - Catastrophic Fires | Equipment / facility failure | Aggregated | 2041 | 6.682e-08 | 1078.9824 | 7.2097e-05 | 2041 | Mitigation | 0.95 | 45 | 0 | esc | 0.00097009 | 6.4821e-11 | 0.00097009 | 6.4821e-11
[79 empty] | WLDFR | HFTD - Distribution - Tier 3 - 2QU CoRE ¦ 2QU LoRE | Non-Red Flag Warning - Large Fires | 2042 | 2.6118e-08 | 2.6118e-08 | 6.5028 | 0.81304 | 3.6355 | 2.0543 | 0 | 0 | 2.8117e-05 | 1.6984e-07 | 0 | 1.6984e-07 | 1.6984e-07 | 0 | 1.6984e-07 | 0 | 0.00087369 | 0.0019151 | 0 | 0.0019151 | 0 | 8.4399e-05 | 0.0001688 | 0 | 0.0001688 | [12 empty] | 7.3.3.17.5 (Remote Grid) Updates to grid topology to minimize risk of ignition in HFTDs Remote GridWLDFREquipment / facility failureAggregated | WLDFR | HFTD - Distribution - Tier 2 - 2QU CoRE ¦ 4QU LoRE | Non-Red Flag Warning - Catastrophic Fires | Equipment / facility failure | Aggregated | 2042 | 6.682e-08 | 1078.9824 | 7.2097e-05 | 2042 | Mitigation | 0.95 | 45 | 0 | esc | 0.00097009 | 6.4821e-11 | 0.00097009 | 6.4821e-11
[79 empty] | WLDFR | HFTD - Distribution - Tier 3 - 2QU CoRE ¦ 2QU LoRE | Non-Red Flag Warning - Large Fires | 2043 | 2.6118e-08 | 2.6118e-08 | 6.9209 | 0.84944 | 3.8632 | 2.2083 | 0 | 0 | 2.8117e-05 | 1.8076e-07 | 0 | 1.8076e-07 | 1.8076e-07 | 0 | 1.8076e-07 | 0 | 0.00087369 | 0.0019151 | 0 | 0.0019151 | 0 | 8.4399e-05 | 0.0001688 | 0 | 0.0001688 | [12 empty] | 7.3.3.17.5 (Remote Grid) Updates to grid topology to minimize risk of ignition in HFTDs Remote GridWLDFREquipment / facility failureAggregated | WLDFR | HFTD - Distribution - Tier 2 - 2QU CoRE ¦ 4QU LoRE | Non-Red Flag Warning - Catastrophic Fires | Equipment / facility failure | Aggregated | 2043 | 6.682e-08 | 1078.9824 | 7.2097e-05 | 2043 | Mitigation | 0.95 | 45 | 0 | esc | 0.00097009 | 6.4821e-11 | 0.00097009 | 6.4821e-11
[79 empty] | WLDFR | HFTD - Distribution - Tier 3 - 2QU CoRE ¦ 2QU LoRE | Non-Red Flag Warning - Large Fires | 2044 | 2.6118e-08 | 2.6118e-08 | 6.9209 | 0.84944 | 3.8632 | 2.2083 | 0 | 0 | 2.8117e-05 | 1.8076e-07 | 0 | 1.8076e-07 | 1.8076e-07 | 0 | 1.8076e-07 | 0 | 0.00091151 | 0.0019981 | 0 | 0.0019981 | 0 | 8.4399e-05 | 0.0001688 | 0 | 0.0001688 | [12 empty] | 7.3.3.17.5 (Remote Grid) Updates to grid topology to minimize risk of ignition in HFTDs Remote GridWLDFREquipment / facility failureAggregated | WLDFR | HFTD - Distribution - Tier 2 - 2QU CoRE ¦ 4QU LoRE | Non-Red Flag Warning - Catastrophic Fires | Equipment / facility failure | Aggregated | 2044 | 6.682e-08 | 1078.9824 | 7.2097e-05 | 2044 | Mitigation | 0.95 | 45 | 0 | esc | 0.00097009 | 6.4821e-11 | 0.00097009 | 6.4821e-11
[79 empty] | WLDFR | HFTD - Distribution - Tier 3 - 2QU CoRE ¦ 2QU LoRE | Non-Red Flag Warning - Large Fires | 2045 | 2.6118e-08 | 2.6118e-08 | 6.9209 | 0.84944 | 3.8632 | 2.2083 | 0 | 0 | 2.8117e-05 | 1.8076e-07 | 0 | 1.8076e-07 | 1.8076e-07 | 0 | 1.8076e-07 | 0 | 0.00091151 | 0.0019981 | 0 | 0.0019981 | 0 | 8.4399e-05 | 0.0001688 | 0 | 0.0001688 | [12 empty] | 7.3.3.17.5 (Remote Grid) Updates to grid topology to minimize risk of ignition in HFTDs Remote GridWLDFREquipment / facility failureAggregated | WLDFR | HFTD - Distribution - Tier 2 - 2QU CoRE ¦ 4QU LoRE | Non-Red Flag Warning - Catastrophic Fires | Equipment / facility failure | Aggregated | 2045 | 6.682e-08 | 1078.9824 | 7.2097e-05 | 2045 | Mitigation | 0.95 | 45 | 0 | esc | 0.00097009 | 6.4821e-11 | 0.00097009 | 6.4821e-11
[79 empty] | WLDFR | HFTD - Distribution - Tier 3 - 2QU CoRE ¦ 2QU LoRE | Non-Red Flag Warning - Large Fires | 2046 | 2.6118e-08 | 2.6118e-08 | 6.9209 | 0.84944 | 3.8632 | 2.2083 | 0 | 0 | 2.8117e-05 | 1.8076e-07 | 0 | 1.8076e-07 | 1.8076e-07 | 0 | 1.8076e-07 | 0 | 0.00091151 | 0.0019981 | 0 | 0.0019981 | 0 | 8.4399e-05 | 0.0001688 | 0 | 0.0001688 | [12 empty] | 7.3.3.17.5 (Remote Grid) Updates to grid topology to minimize risk of ignition in HFTDs Remote GridWLDFREquipment / facility failureAggregated | WLDFR | HFTD - Distribution - Tier 2 - 2QU CoRE ¦ 4QU LoRE | Non-Red Flag Warning - Catastrophic Fires | Equipment / facility failure | Aggregated | 2046 | 6.682e-08 | 1078.9824 | 7.2097e-05 | 2046 | Mitigation | 0.95 | 45 | 0 | esc | 0.00097009 | 6.4821e-11 | 0.00097009 | 6.4821e-11
[79 empty] | WLDFR | HFTD - Distribution - Tier 3 - 2QU CoRE ¦ 2QU LoRE | Non-Red Flag Warning - Large Fires | 2047 | 2.6118e-08 | 2.6118e-08 | 6.9209 | 0.84944 | 3.8632 | 2.2083 | 0 | 0 | 2.8117e-05 | 1.8076e-07 | 0 | 1.8076e-07 | 1.8076e-07 | 0 | 1.8076e-07 | 0 | 0 | 0.0019981 | 0 | 0.0019981 | 0 | 8.8145e-05 | 0.00017629 | 0 | 0.00017629 | [12 empty] | 7.3.3.17.5 (Remote Grid) Updates to grid topology to minimize risk of ignition in HFTDs Remote GridWLDFREquipment / facility failureAggregated | WLDFR | HFTD - Distribution - Tier 2 - 2QU CoRE ¦ 4QU LoRE | Non-Red Flag Warning - Catastrophic Fires | Equipment / facility failure | Aggregated | 2047 | 6.682e-08 | 1078.9824 | 7.2097e-05 | 2047 | Mitigation | 0.95 | 45 | 0 | esc | 0.00097009 | 6.4821e-11 | 0.00097009 | 6.4821e-11
[79 empty] | WLDFR | HFTD - Distribution - Tier 3 - 2QU CoRE ¦ 2QU LoRE | Non-Red Flag Warning - Large Fires | 2048 | 2.6118e-08 | 2.6118e-08 | 7.3713 | 0.88759 | 4.1075 | 2.3763 | 0 | 0 | 2.8117e-05 | 1.9252e-07 | 0 | 1.9252e-07 | 1.9252e-07 | 0 | 1.9252e-07 | 0 | 0 | 0 | 0 | 0 | 0 | 8.8145e-05 | 0.00017629 | 0 | 0.00017629 | [12 empty] | 7.3.3.17.5 (Remote Grid) Updates to grid topology to minimize risk of ignition in HFTDs Remote GridWLDFREquipment / facility failureAggregated | WLDFR | HFTD - Distribution - Tier 2 - 2QU CoRE ¦ 4QU LoRE | Non-Red Flag Warning - Catastrophic Fires | Equipment / facility failure | Aggregated | 2048 | 6.682e-08 | 1078.9824 | 7.2097e-05 | 2048 | Mitigation | 0.95 | 45 | 0 | esc | 0.00097009 | 6.4821e-11 | 0.00097009 | 6.4821e-11
[79 empty] | WLDFR | HFTD - Distribution - Tier 3 - 2QU CoRE ¦ 2QU LoRE | Non-Red Flag Warning - Large Fires | 2049 | 2.6118e-08 | 2.6118e-08 | 7.3713 | 0.88759 | 4.1075 | 2.3763 | 0 | 0 | 2.8117e-05 | 1.9252e-07 | 0 | 1.9252e-07 | 1.9252e-07 | 0 | 1.9252e-07 | 0 | 2.1718e-06 | 0 | 0 | 0 | 0 | 8.8145e-05 | 0.00017629 | 0 | 0.00017629 | [12 empty] | 7.3.3.17.5 (Remote Grid) Updates to grid topology to minimize risk of ignition in HFTDs Remote GridWLDFREquipment / facility failureAggregated | WLDFR | HFTD - Distribution - Tier 2 - 2QU CoRE ¦ 4QU LoRE | Non-Red Flag Warning - Catastrophic Fires | Equipment / facility failure | Aggregated | 2049 | 6.682e-08 | 1078.9824 | 7.2097e-05 | 2049 | Mitigation | 0.95 | 45 | 0 | esc | 0.00097009 | 6.4821e-11 | 0.00097009 | 6.4821e-11
[79 empty] | WLDFR | HFTD - Distribution - Tier 3 - 2QU CoRE ¦ 2QU LoRE | Non-Red Flag Warning - Large Fires | 2050 | 2.6118e-08 | 2.6118e-08 | 7.3713 | 0.88759 | 4.1075 | 2.3763 | 0 | 0 | 2.8117e-05 | 1.9252e-07 | 0 | 1.9252e-07 | 1.9252e-07 | 0 | 1.9252e-07 | 0 | 2.269e-06 | 4.9736e-06 | 0 | 4.9736e-06 | 0 | 8.8145e-05 | 0.00017629 | 0 | 0.00017629 | [12 empty] | 7.3.3.17.5 (Remote Grid) Updates to grid topology to minimize risk of ignition in HFTDs Remote GridWLDFREquipment / facility failureAggregated | WLDFR | HFTD - Distribution - Tier 2 - 2QU CoRE ¦ 4QU LoRE | Non-Red Flag Warning - Catastrophic Fires | Equipment / facility failure | Aggregated | 2050 | 6.682e-08 | 1078.9824 | 7.2097e-05 | 2050 | Mitigation | 0.95 | 45 | 0 | esc | 0.00097009 | 6.4821e-11 | 0.00097009 | 6.4821e-11
[79 empty] | WLDFR | HFTD - Distribution - Tier 3 - 2QU CoRE ¦ 2QU LoRE | Non-Red Flag Warning - Large Fires | 2051 | 2.6118e-08 | 2.6118e-08 | 7.3713 | 0.88759 | 4.1075 | 2.3763 | 0 | 0 | 2.8117e-05 | 1.9252e-07 | 0 | 1.9252e-07 | 1.9252e-07 | 0 | 1.9252e-07 | 0 | 2.269e-06 | 4.9736e-06 | 0 | 4.9736e-06 | 0 | 8.8145e-05 | 0.00017629 | 0 | 0.00017629 | [12 empty] | 7.3.3.17.5 (Remote Grid) Updates to grid topology to minimize risk of ignition in HFTDs Remote GridWLDFREquipment / facility failureAggregated | WLDFR | HFTD - Distribution - Tier 2 - 2QU CoRE ¦ 4QU LoRE | Non-Red Flag Warning - Catastrophic Fires | Equipment / facility failure | Aggregated | 2051 | 6.682e-08 | 1078.9824 | 7.2097e-05 | 2051 | Mitigation | 0.95 | 45 | 0 | esc | 0.00097009 | 6.4821e-11 | 0.00097009 | 6.4821e-11
[79 empty] | WLDFR | HFTD - Distribution - Tier 3 - 2QU CoRE ¦ 2QU LoRE | Non-Red Flag Warning - Large Fires | 2052 | 2.6118e-08 | 2.6118e-08 | 7.3713 | 0.88759 | 4.1075 | 2.3763 | 0 | 0 | 2.8117e-05 | 1.9252e-07 | 0 | 1.9252e-07 | 1.9252e-07 | 0 | 1.9252e-07 | 0 | 2.269e-06 | 4.9736e-06 | 0 | 4.9736e-06 | 0 | 9.2304e-05 | 0.00018461 | 0 | 0.00018461 | [12 empty] | 7.3.3.17.5 (Remote Grid) Updates to grid topology to minimize risk of ignition in HFTDs Remote GridWLDFREquipment / facility failureAggregated | WLDFR | HFTD - Distribution - Tier 2 - 2QU CoRE ¦ 4QU LoRE | Non-Red Flag Warning - Catastrophic Fires | Equipment / facility failure | Aggregated | 2052 | 6.682e-08 | 1078.9824 | 7.2097e-05 | 2052 | Mitigation | 0.95 | 45 | 0 | esc | 0.00097009 | 6.4821e-11 | 0.00097009 | 6.4821e-11
[79 empty] | WLDFR | HFTD - Distribution - Tier 3 - 2QU CoRE ¦ 2QU LoRE | Non-Red Flag Warning - Large Fires | 2053 | 2.6118e-08 | 2.6118e-08 | 7.8503 | 0.92702 | 4.3664 | 2.5569 | 0 | 0 | 2.8117e-05 | 2.0503e-07 | 0 | 2.0503e-07 | 2.0503e-07 | 0 | 2.0503e-07 | 0 | 2.269e-06 | 4.9736e-06 | 0 | 4.9736e-06 | 0 | 9.2304e-05 | 0.00018461 | 0 | 0.00018461 | [12 empty] | 7.3.3.17.5 (Remote Grid) Updates to grid topology to minimize risk of ignition in HFTDs Remote GridWLDFREquipment / facility failureAggregated | WLDFR | HFTD - Distribution - Tier 2 - 2QU CoRE ¦ 4QU LoRE | Non-Red Flag Warning - Catastrophic Fires | Equipment / facility failure | Aggregated | 2053 | 6.682e-08 | 1078.9824 | 7.2097e-05 | 2053 | Mitigation | 0.95 | 45 | 0 | esc | 0.00097009 | 6.4821e-11 | 0.00097009 | 6.4821e-11
[79 empty] | WLDFR | HFTD - Distribution - Tier 3 - 2QU CoRE ¦ 2QU LoRE | Non-Red Flag Warning - Large Fires | 2054 | 2.6118e-08 | 2.6118e-08 | 7.8503 | 0.92702 | 4.3664 | 2.5569 | 0 | 0 | 2.8117e-05 | 2.0503e-07 | 0 | 2.0503e-07 | 2.0503e-07 | 0 | 2.0503e-07 | 0 | 2.269e-06 | 4.9736e-06 | 0 | 4.9736e-06 | 0 | 9.2304e-05 | 0.00018461 | 0 | 0.00018461 | [12 empty] | 7.3.3.17.5 (Remote Grid) Updates to grid topology to minimize risk of ignition in HFTDs Remote GridWLDFREquipment / facility failureAggregated | WLDFR | HFTD - Distribution - Tier 2 - 2QU CoRE ¦ 4QU LoRE | Non-Red Flag Warning - Catastrophic Fires | Equipment / facility failure | Aggregated | 2054 | 6.682e-08 | 1078.9824 | 7.2097e-05 | 2054 | Mitigation | 0.95 | 45 | 0 | esc | 0.00097009 | 6.4821e-11 | 0.00097009 | 6.4821e-11
[79 empty] | WLDFR | HFTD - Distribution - Tier 3 - 2QU CoRE ¦ 2QU LoRE | Non-Red Flag Warning - Large Fires | 2055 | 2.6118e-08 | 2.6118e-08 | 7.8503 | 0.92702 | 4.3664 | 2.5569 | 0 | 0 | 2.8117e-05 | 2.0503e-07 | 0 | 2.0503e-07 | 2.0503e-07 | 0 | 2.0503e-07 | 0 | 2.3941e-06 | 5.248e-06 | 0 | 5.248e-06 | 0 | 9.2304e-05 | 0.00018461 | 0 | 0.00018461 | [12 empty] | 7.3.3.17.5 (Remote Grid) Updates to grid topology to minimize risk of ignition in HFTDs Remote GridWLDFREquipment / facility failureAggregated | WLDFR | HFTD - Distribution - Tier 2 - 2QU CoRE ¦ 4QU LoRE | Non-Red Flag Warning - Catastrophic Fires | Equipment / facility failure | Aggregated | 2055 | 6.682e-08 | 1078.9824 | 7.2097e-05 | 2055 | Mitigation | 0.95 | 45 | 0 | esc | 0.00097009 | 6.4821e-11 | 0.00097009 | 6.4821e-11
[79 empty] | WLDFR | HFTD - Distribution - Tier 3 - 2QU CoRE ¦ 2QU LoRE | Non-Red Flag Warning - Large Fires | 2056 | 2.6118e-08 | 2.6118e-08 | 7.8503 | 0.92702 | 4.3664 | 2.5569 | 0 | 0 | 2.8117e-05 | 2.0503e-07 | 0 | 2.0503e-07 | 2.0503e-07 | 0 | 2.0503e-07 | 0 | 2.3941e-06 | 5.248e-06 | 0 | 5.248e-06 | 0 | 9.2304e-05 | 0.00018461 | 0 | 0.00018461 | [12 empty] | 7.3.3.17.5 (Remote Grid) Updates to grid topology to minimize risk of ignition in HFTDs Remote GridWLDFREquipment / facility failureAggregated | WLDFR | HFTD - Distribution - Tier 2 - 2QU CoRE ¦ 4QU LoRE | Non-Red Flag Warning - Catastrophic Fires | Equipment / facility failure | Aggregated | 2056 | 6.682e-08 | 1078.9824 | 7.2097e-05 | 2056 | Mitigation | 0.95 | 45 | 0 | esc | 0.00097009 | 6.4821e-11 | 0.00097009 | 6.4821e-11
[79 empty] | WLDFR | HFTD - Distribution - Tier 3 - 2QU CoRE ¦ 2QU LoRE | Non-Red Flag Warning - Large Fires | 2057 | 2.6118e-08 | 2.6118e-08 | 7.8503 | 0.92702 | 4.3664 | 2.5569 | 0 | 0 | 2.8117e-05 | 2.0503e-07 | 0 | 2.0503e-07 | 2.0503e-07 | 0 | 2.0503e-07 | 0 | 2.3941e-06 | 5.248e-06 | 0 | 5.248e-06 | 0 | 9.6815e-05 | 0.00019363 | 0 | 0.00019363 | [12 empty] | 7.3.3.17.5 (Remote Grid) Updates to grid topology to minimize risk of ignition in HFTDs Remote GridWLDFREquipment / facility failureAggregated | WLDFR | HFTD - Distribution - Tier 2 - 2QU CoRE ¦ 4QU LoRE | Non-Red Flag Warning - Catastrophic Fires | Equipment / facility failure | Aggregated | 2057 | 6.682e-08 | 1078.9824 | 7.2097e-05 | 2057 | Mitigation | 0.95 | 45 | 0 | esc | 0.00097009 | 6.4821e-11 | 0.00097009 | 6.4821e-11
[79 empty] | WLDFR | HFTD - Distribution - Tier 3 - 2QU CoRE ¦ 2QU LoRE | Non-Red Flag Warning - Large Fires | 2058 | 2.6118e-08 | 2.6118e-08 | 8.3524 | 0.96727 | 4.6367 | 2.7484 | 0 | 0 | 2.8117e-05 | 2.1814e-07 | 0 | 2.1814e-07 | 2.1814e-07 | 0 | 2.1814e-07 | 0 | 2.3941e-06 | 5.248e-06 | 0 | 5.248e-06 | 0 | 9.6815e-05 | 0.00019363 | 0 | 0.00019363 | [12 empty] | 7.3.3.17.5 (Remote Grid) Updates to grid topology to minimize risk of ignition in HFTDs Remote GridWLDFREquipment / facility failureAggregated | WLDFR | HFTD - Distribution - Tier 2 - 2QU CoRE ¦ 4QU LoRE | Non-Red Flag Warning - Catastrophic Fires | Equipment / facility failure | Aggregated | 2058 | 6.682e-08 | 1078.9824 | 7.2097e-05 | 2058 | Mitigation | 0.95 | 45 | 0 | esc | 0.00097009 | 6.4821e-11 | 0.00097009 | 6.4821e-11
[79 empty] | WLDFR | HFTD - Distribution - Tier 3 - 2QU CoRE ¦ 2QU LoRE | Non-Red Flag Warning - Large Fires | 2059 | 2.6118e-08 | 2.6118e-08 | 8.3524 | 0.96727 | 4.6367 | 2.7484 | 0 | 0 | 2.8117e-05 | 2.1814e-07 | 0 | 2.1814e-07 | 2.1814e-07 | 0 | 2.1814e-07 | 0 | 2.3941e-06 | 5.248e-06 | 0 | 5.248e-06 | 0 | 9.6815e-05 | 0.00019363 | 0 | 0.00019363 | [12 empty] | 7.3.3.17.5 (Remote Grid) Updates to grid topology to minimize risk of ignition in HFTDs Remote GridWLDFREquipment / facility failureAggregated | WLDFR | HFTD - Distribution - Tier 2 - 2QU CoRE ¦ 4QU LoRE | Non-Red Flag Warning - Catastrophic Fires | Equipment / facility failure | Aggregated | 2059 | 6.682e-08 | 1078.9824 | 7.2097e-05 | 2059 | Mitigation | 0.95 | 45 | 0 | esc | 0.00097009 | 6.4821e-11 | 0.00097009 | 6.4821e-11
[79 empty] | WLDFR | HFTD - Distribution - Tier 3 - 2QU CoRE ¦ 2QU LoRE | Non-Red Flag Warning - Large Fires | 2060 | 2.6118e-08 | 2.6118e-08 | 8.3524 | 0.96727 | 4.6367 | 2.7484 | 0 | 0 | 2.8117e-05 | 2.1814e-07 | 0 | 2.1814e-07 | 2.1814e-07 | 0 | 2.1814e-07 | 0 | 2.5365e-06 | 5.56e-06 | 0 | 5.56e-06 | 0 | 9.6815e-05 | 0.00019363 | 0 | 0.00019363 | [12 empty] | 7.3.3.17.5 (Remote Grid) Updates to grid topology to minimize risk of ignition in HFTDs Remote GridWLDFREquipment / facility failureAggregated | WLDFR | HFTD - Distribution - Tier 2 - 2QU CoRE ¦ 4QU LoRE | Non-Red Flag Warning - Catastrophic Fires | Equipment / facility failure | Aggregated | 2060 | 6.682e-08 | 1078.9824 | 7.2097e-05 | 2060 | Mitigation | 0.95 | 45 | 0 | esc | 0.00097009 | 6.4821e-11 | 0.00097009 | 6.4821e-11
[79 empty] | WLDFR | HFTD - Distribution - Tier 3 - 2QU CoRE ¦ 2QU LoRE | Non-Red Flag Warning - Large Fires | 2061 | 2.6118e-08 | 2.6118e-08 | 8.3524 | 0.96727 | 4.6367 | 2.7484 | 0 | 0 | 2.8117e-05 | 2.1814e-07 | 0 | 2.1814e-07 | 2.1814e-07 | 0 | 2.1814e-07 | 0 | 2.5365e-06 | 5.56e-06 | 0 | 5.56e-06 | 0 | 9.6815e-05 | 0.00019363 | 0 | 0.00019363 | [12 empty] | 7.3.3.17.5 (Remote Grid) Updates to grid topology to minimize risk of ignition in HFTDs Remote GridWLDFREquipment / facility failureAggregated | WLDFR | HFTD - Distribution - Tier 2 - 2QU CoRE ¦ 4QU LoRE | Non-Red Flag Warning - Catastrophic Fires | Equipment / facility failure | Aggregated | 2061 | 6.682e-08 | 1078.9824 | 7.2097e-05 | 2061 | Mitigation | 0.95 | 45 | 0 | esc | 0.00097009 | 6.4821e-11 | 0.00097009 | 6.4821e-11
[79 empty] | WLDFR | HFTD - Distribution - Tier 3 - 2QU CoRE ¦ 2QU LoRE | Non-Red Flag Warning - Large Fires | 2062 | 2.6118e-08 | 2.6118e-08 | 8.3524 | 0.96727 | 4.6367 | 2.7484 | 0 | 0 | 2.8117e-05 | 2.1814e-07 | 0 | 2.1814e-07 | 2.1814e-07 | 0 | 2.1814e-07 | 0 | 2.5365e-06 | 5.56e-06 | 0 | 5.56e-06 | 0 | 0.00010162 | 0.00020323 | 0 | 0.00020323 | [12 empty] | 7.3.3.17.5 (Remote Grid) Updates to grid topology to minimize risk of ignition in HFTDs Remote GridWLDFREquipment / facility failureAggregated | WLDFR | HFTD - Distribution - Tier 2 - 2QU CoRE ¦ 4QU LoRE | Non-Red Flag Warning - Catastrophic Fires | Equipment / facility failure | Aggregated | 2062 | 6.682e-08 | 1078.9824 | 7.2097e-05 | 2062 | Mitigation | 0.95 | 45 | 0 | esc | 0.00097009 | 6.4821e-11 | 0.00097009 | 6.4821e-11
[79 empty] | WLDFR | HFTD - Distribution - Tier 3 - 2QU CoRE ¦ 2QU LoRE | Non-Red Flag Warning - Large Fires | 2063 | 2.6118e-08 | 2.6118e-08 | 8.872 | 1.0079 | 4.9153 | 2.9488 | 0 | 0 | 2.8117e-05 | 2.3172e-07 | 0 | 2.3172e-07 | 2.3172e-07 | 0 | 2.3172e-07 | 0 | 2.5365e-06 | 5.56e-06 | 0 | 5.56e-06 | 0 | 0.00010162 | 0.00020323 | 0 | 0.00020323 | [12 empty] | 7.3.3.17.5 (Remote Grid) Updates to grid topology to minimize risk of ignition in HFTDs Remote GridWLDFREquipment / facility failureAggregated | WLDFR | HFTD - Distribution - Tier 2 - 2QU CoRE ¦ 4QU LoRE | Non-Red Flag Warning - Catastrophic Fires | Equipment / facility failure | Aggregated | 2063 | 6.682e-08 | 1078.9824 | 7.2097e-05 | 2063 | Mitigation | 0.95 | 45 | 0 | esc | 0.00097009 | 6.4821e-11 | 0.00097009 | 6.4821e-11
[79 empty] | WLDFR | HFTD - Distribution - Tier 3 - 2QU CoRE ¦ 2QU LoRE | Non-Red Flag Warning - Large Fires | 2064 | 2.6118e-08 | 2.6118e-08 | 8.872 | 1.0079 | 4.9153 | 2.9488 | 0 | 0 | 2.8117e-05 | 2.3172e-07 | 0 | 2.3172e-07 | 2.3172e-07 | 0 | 2.3172e-07 | 0 | 2.5365e-06 | 5.56e-06 | 0 | 5.56e-06 | 0 | 0.00010162 | 0.00020323 | 0 | 0.00020323 | [12 empty] | 7.3.3.17.5 (Remote Grid) Updates to grid topology to minimize risk of ignition in HFTDs Remote GridWLDFREquipment / facility failureAggregated | WLDFR | HFTD - Distribution - Tier 2 - 2QU CoRE ¦ 4QU LoRE | Non-Red Flag Warning - Catastrophic Fires | Equipment / facility failure | Aggregated | 2064 | 6.682e-08 | 1078.9824 | 7.2097e-05 | 2064 | Mitigation | 0.95 | 45 | 0 | esc | 0.00097009 | 6.4821e-11 | 0.00097009 | 6.4821e-11
[79 empty] | WLDFR | HFTD - Distribution - Tier 3 - 2QU CoRE ¦ 2QU LoRE | Non-Red Flag Warning - Large Fires | 2065 | 2.6118e-08 | 2.6118e-08 | 8.872 | 1.0079 | 4.9153 | 2.9488 | 0 | 0 | 2.8117e-05 | 2.3172e-07 | 0 | 2.3172e-07 | 2.3172e-07 | 0 | 2.3172e-07 | 0 | 2.6949e-06 | 5.9073e-06 | 0 | 5.9073e-06 | 0 | 0.00010162 | 0.00020323 | 0 | 0.00020323 | [12 empty] | 7.3.3.17.5 (Remote Grid) Updates to grid topology to minimize risk of ignition in HFTDs Remote GridWLDFREquipment / facility failureAggregated | WLDFR | HFTD - Distribution - Tier 2 - 2QU CoRE ¦ 4QU LoRE | Non-Red Flag Warning - Catastrophic Fires | Equipment / facility failure | Aggregated | 2065 | 6.682e-08 | 1078.9824 | 7.2097e-05 | 2065 | Mitigation | 0.95 | 45 | 0 | esc | 0.00097009 | 6.4821e-11 | 0.00097009 | 6.4821e-11
[79 empty] | WLDFR | HFTD - Distribution - Tier 3 - 2QU CoRE ¦ 2QU LoRE | Non-Red Flag Warning - Large Fires | 2066 | 2.6118e-08 | 2.6118e-08 | 8.872 | 1.0079 | 4.9153 | 2.9488 | 0 | 0 | 2.8117e-05 | 2.3172e-07 | 0 | 2.3172e-07 | 2.3172e-07 | 0 | 2.3172e-07 | 0 | 2.6949e-06 | 5.9073e-06 | 0 | 5.9073e-06 | 0 | 0.00010162 | 0.00020323 | 0 | 0.00020323 | [12 empty] | 7.3.3.17.5 (Remote Grid) Updates to grid topology to minimize risk of ignition in HFTDs Remote GridWLDFREquipment / facility failureAggregated | WLDFR | HFTD - Distribution - Tier 2 - 2QU CoRE ¦ 4QU LoRE | Non-Red Flag Warning - Catastrophic Fires | Equipment / facility failure | Aggregated | 2066 | 6.682e-08 | 1078.9824 | 7.2097e-05 | 2066 | Mitigation | 0.95 | 45 | 0 | esc | 0.00097009 | 6.4821e-11 | 0.00097009 | 6.4821e-11
[79 empty] | WLDFR | HFTD - Distribution - Tier 3 - 2QU CoRE ¦ 2QU LoRE | Non-Red Flag Warning - Large Fires | 2067 | 0 | 2.6118e-08 | 8.872 | 1.0079 | 4.9153 | 2.9488 | 0 | 0 | 2.8117e-05 | 0 | 0 | 0 | 2.3172e-07 | 0 | 2.3172e-07 | 0 | 2.6949e-06 | 5.9073e-06 | 0 | 5.9073e-06 | 0 | 0.00010664 | 0.00021329 | 0 | 0.00021329 | [12 empty] | 7.3.3.17.5 (Remote Grid) Updates to grid topology to minimize risk of ignition in HFTDs Remote GridWLDFREquipment / facility failureAggregated | WLDFR | HFTD - Distribution - Tier 2 - 2QU CoRE ¦ 4QU LoRE | Non-Red Flag Warning - Catastrophic Fires | Equipment / facility failure | Aggregated | 2067 | 6.682e-08 | 1078.9824 | 7.2097e-05 | 2067 | Mitigation | 0.95 | 45 | 0 | esc | 0 | 0 | 0.00097009 | 6.4821e-11
[79 empty] | WLDFR | HFTD - Distribution - Tier 3 - 2QU CoRE ¦ 2QU LoRE | Non-Red Flag Warning - Small Fires | 2022 | 4.9267e-06 | 0 | 0.077901 | 0.036425 | 0.0015809 | 0.039895 | 0 | 0 | 0.0051995 | 3.838e-07 | 0 | 3.838e-07 | 0 | 0 | 0 | 0 | 2.6949e-06 | 5.9073e-06 | 0 | 5.9073e-06 | 0 | 0.00010664 | 0.00021329 | 0 | 0.00021329 | [12 empty] | 7.3.3.17.5 (Remote Grid) Updates to grid topology to minimize risk of ignition in HFTDs Remote GridWLDFRVegetation ContactAggregated | WLDFR | HFTD - Distribution - Tier 2 - 2QU CoRE ¦ 4QU LoRE | Non-Red Flag Warning - Catastrophic Fires | Vegetation Contact | Aggregated | 2022 | 4.2054e-07 | 1078.9824 | 0.00045376 | 2022 | Mitigation | 0.95 | 45 | 0 | esc | 0.00097009 | 4.0796e-10 | 0 | 0
[79 empty] | WLDFR | HFTD - Distribution - Tier 3 - 2QU CoRE ¦ 2QU LoRE | Non-Red Flag Warning - Small Fires | 2023 | 4.9267e-06 | 4.9267e-06 | 0.080408 | 0.03759 | 0.0016314 | 0.041187 | 0 | 0 | 0.0051995 | 3.9615e-07 | 0 | 3.9615e-07 | 3.9615e-07 | 0 | 3.9615e-07 | 0 | 2.6949e-06 | 5.9073e-06 | 0 | 5.9073e-06 | 0 | 0.00010664 | 0.00021329 | 0 | 0.00021329 | [12 empty] | 7.3.3.17.5 (Remote Grid) Updates to grid topology to minimize risk of ignition in HFTDs Remote GridWLDFRVegetation ContactAggregated | WLDFR | HFTD - Distribution - Tier 2 - 2QU CoRE ¦ 4QU LoRE | Non-Red Flag Warning - Catastrophic Fires | Vegetation Contact | Aggregated | 2023 | 4.2054e-07 | 1078.9824 | 0.00045376 | 2023 | Mitigation | 0.95 | 45 | 0 | esc | 0.00097009 | 4.0796e-10 | 0.00097009 | 4.0796e-10
[79 empty] | WLDFR | HFTD - Distribution - Tier 3 - 2QU CoRE ¦ 2QU LoRE | Non-Red Flag Warning - Small Fires | 2024 | 4.9267e-06 | 4.9267e-06 | 0.080408 | 0.03759 | 0.0016314 | 0.041187 | 0 | 0 | 0.0051995 | 3.9615e-07 | 0 | 3.9615e-07 | 3.9615e-07 | 0 | 3.9615e-07 | 0 | 2.8682e-06 | 6.2871e-06 | 0 | 6.2871e-06 | 0 | 0.00010664 | 0.00021329 | 0 | 0.00021329 | [12 empty] | 7.3.3.17.5 (Remote Grid) Updates to grid topology to minimize risk of ignition in HFTDs Remote GridWLDFRVegetation ContactAggregated | WLDFR | HFTD - Distribution - Tier 2 - 2QU CoRE ¦ 4QU LoRE | Non-Red Flag Warning - Catastrophic Fires | Vegetation Contact | Aggregated | 2024 | 4.2054e-07 | 1078.9824 | 0.00045376 | 2024 | Mitigation | 0.95 | 45 | 0 | esc | 0.00097009 | 4.0796e-10 | 0.00097009 | 4.0796e-10
[79 empty] | WLDFR | HFTD - Distribution - Tier 3 - 2QU CoRE ¦ 2QU LoRE | Non-Red Flag Warning - Small Fires | 2025 | 4.9267e-06 | 4.9267e-06 | 0.080408 | 0.03759 | 0.0016314 | 0.041187 | 0 | 0 | 0.0051995 | 3.9615e-07 | 0 | 3.9615e-07 | 3.9615e-07 | 0 | 3.9615e-07 | 0 | 2.8682e-06 | 6.2871e-06 | 0 | 6.2871e-06 | 0 | 0 | 0.00021329 | 0 | 0.00021329 | [12 empty] | 7.3.3.17.5 (Remote Grid) Updates to grid topology to minimize risk of ignition in HFTDs Remote GridWLDFRVegetation ContactAggregated | WLDFR | HFTD - Distribution - Tier 2 - 2QU CoRE ¦ 4QU LoRE | Non-Red Flag Warning - Catastrophic Fires | Vegetation Contact | Aggregated | 2025 | 4.2054e-07 | 1078.9824 | 0.00045376 | 2025 | Mitigation | 0.95 | 45 | 0 | esc | 0.00097009 | 4.0796e-10 | 0.00097009 | 4.0796e-10
[79 empty] | WLDFR | HFTD - Distribution - Tier 3 - 2QU CoRE ¦ 2QU LoRE | Non-Red Flag Warning - Small Fires | 2026 | 4.9267e-06 | 4.9267e-06 | 0.080408 | 0.03759 | 0.0016314 | 0.041187 | 0 | 0 | 0.0051995 | 3.9615e-07 | 0 | 3.9615e-07 | 3.9615e-07 | 0 | 3.9615e-07 | 0 | 2.8682e-06 | 6.2871e-06 | 0 | 6.2871e-06 | 0 | 0 | 0 | 0 | 0 | [12 empty] | 7.3.3.17.5 (Remote Grid) Updates to grid topology to minimize risk of ignition in HFTDs Remote GridWLDFRVegetation ContactAggregated | WLDFR | HFTD - Distribution - Tier 2 - 2QU CoRE ¦ 4QU LoRE | Non-Red Flag Warning - Catastrophic Fires | Vegetation Contact | Aggregated | 2026 | 4.2054e-07 | 1078.9824 | 0.00045376 | 2026 | Mitigation | 0.95 | 45 | 0 | esc | 0.00097009 | 4.0796e-10 | 0.00097009 | 4.0796e-10
[79 empty] | WLDFR | HFTD - Distribution - Tier 3 - 2QU CoRE ¦ 2QU LoRE | Non-Red Flag Warning - Small Fires | 2027 | 4.9267e-06 | 4.9267e-06 | 0.080408 | 0.03759 | 0.0016314 | 0.041187 | 0 | 0 | 0.0051995 | 3.9615e-07 | 0 | 3.9615e-07 | 3.9615e-07 | 0 | 3.9615e-07 | 0 | 2.8682e-06 | 6.2871e-06 | 0 | 6.2871e-06 | 0 | 0 | 0 | 0 | 0 | [12 empty] | 7.3.3.17.5 (Remote Grid) Updates to grid topology to minimize risk of ignition in HFTDs Remote GridWLDFRVegetation ContactAggregated | WLDFR | HFTD - Distribution - Tier 2 - 2QU CoRE ¦ 4QU LoRE | Non-Red Flag Warning - Catastrophic Fires | Vegetation Contact | Aggregated | 2027 | 4.2054e-07 | 1078.9824 | 0.00045376 | 2027 | Mitigation | 0.95 | 45 | 0 | esc | 0.00097009 | 4.0796e-10 | 0.00097009 | 4.0796e-10
[79 empty] | WLDFR | HFTD - Distribution - Tier 3 - 2QU CoRE ¦ 2QU LoRE | Non-Red Flag Warning - Small Fires | 2028 | 4.9267e-06 | 4.9267e-06 | 0.083606 | 0.039055 | 0.001695 | 0.042856 | 0 | 0 | 0.0051995 | 4.1191e-07 | 0 | 4.1191e-07 | 4.1191e-07 | 0 | 4.1191e-07 | 0 | 2.8682e-06 | 6.2871e-06 | 0 | 6.2871e-06 | 0 | 6.4883e-07 | 0 | 0 | 0 | [12 empty] | 7.3.3.17.5 (Remote Grid) Updates to grid topology to minimize risk of ignition in HFTDs Remote GridWLDFRVegetation ContactAggregated | WLDFR | HFTD - Distribution - Tier 2 - 2QU CoRE ¦ 4QU LoRE | Non-Red Flag Warning - Catastrophic Fires | Vegetation Contact | Aggregated | 2028 | 4.2054e-07 | 1078.9824 | 0.00045376 | 2028 | Mitigation | 0.95 | 45 | 0 | esc | 0.00097009 | 4.0796e-10 | 0.00097009 | 4.0796e-10
[79 empty] | WLDFR | HFTD - Distribution - Tier 3 - 2QU CoRE ¦ 2QU LoRE | Non-Red Flag Warning - Small Fires | 2029 | 4.9267e-06 | 4.9267e-06 | 0.083606 | 0.039055 | 0.001695 | 0.042856 | 0 | 0 | 0.0051995 | 4.1191e-07 | 0 | 4.1191e-07 | 4.1191e-07 | 0 | 4.1191e-07 | 0 | 3.0548e-06 | 6.6963e-06 | 0 | 6.6963e-06 | 0 | 6.7786e-07 | 1.3557e-06 | 0 | 1.3557e-06 | [12 empty] | 7.3.3.17.5 (Remote Grid) Updates to grid topology to minimize risk of ignition in HFTDs Remote GridWLDFRVegetation ContactAggregated | WLDFR | HFTD - Distribution - Tier 2 - 2QU CoRE ¦ 4QU LoRE | Non-Red Flag Warning - Catastrophic Fires | Vegetation Contact | Aggregated | 2029 | 4.2054e-07 | 1078.9824 | 0.00045376 | 2029 | Mitigation | 0.95 | 45 | 0 | esc | 0.00097009 | 4.0796e-10 | 0.00097009 | 4.0796e-10
[79 empty] | WLDFR | HFTD - Distribution - Tier 3 - 2QU CoRE ¦ 2QU LoRE | Non-Red Flag Warning - Small Fires | 2030 | 4.9267e-06 | 4.9267e-06 | 0.083606 | 0.039055 | 0.001695 | 0.042856 | 0 | 0 | 0.0051995 | 4.1191e-07 | 0 | 4.1191e-07 | 4.1191e-07 | 0 | 4.1191e-07 | 0 | 3.0548e-06 | 6.6963e-06 | 0 | 6.6963e-06 | 0 | 6.7786e-07 | 1.3557e-06 | 0 | 1.3557e-06 | [12 empty] | 7.3.3.17.5 (Remote Grid) Updates to grid topology to minimize risk of ignition in HFTDs Remote GridWLDFRVegetation ContactAggregated | WLDFR | HFTD - Distribution - Tier 2 - 2QU CoRE ¦ 4QU LoRE | Non-Red Flag Warning - Catastrophic Fires | Vegetation Contact | Aggregated | 2030 | 4.2054e-07 | 1078.9824 | 0.00045376 | 2030 | Mitigation | 0.95 | 45 | 0 | esc | 0.00097009 | 4.0796e-10 | 0.00097009 | 4.0796e-10
[79 empty] | WLDFR | HFTD - Distribution - Tier 3 - 2QU CoRE ¦ 2QU LoRE | Non-Red Flag Warning - Small Fires | 2031 | 4.9267e-06 | 4.9267e-06 | 0.083606 | 0.039055 | 0.001695 | 0.042856 | 0 | 0 | 0.0051995 | 4.1191e-07 | 0 | 4.1191e-07 | 4.1191e-07 | 0 | 4.1191e-07 | 0 | 3.0548e-06 | 6.6963e-06 | 0 | 6.6963e-06 | 0 | 6.7786e-07 | 1.3557e-06 | 0 | 1.3557e-06 | [12 empty] | 7.3.3.17.5 (Remote Grid) Updates to grid topology to minimize risk of ignition in HFTDs Remote GridWLDFRVegetation ContactAggregated | WLDFR | HFTD - Distribution - Tier 2 - 2QU CoRE ¦ 4QU LoRE | Non-Red Flag Warning - Catastrophic Fires | Vegetation Contact | Aggregated | 2031 | 4.2054e-07 | 1078.9824 | 0.00045376 | 2031 | Mitigation | 0.95 | 45 | 0 | esc | 0.00097009 | 4.0796e-10 | 0.00097009 | 4.0796e-10
[79 empty] | WLDFR | HFTD - Distribution - Tier 3 - 2QU CoRE ¦ 2QU LoRE | Non-Red Flag Warning - Small Fires | 2032 | 4.9267e-06 | 4.9267e-06 | 0.083606 | 0.039055 | 0.001695 | 0.042856 | 0 | 0 | 0.0051995 | 4.1191e-07 | 0 | 4.1191e-07 | 4.1191e-07 | 0 | 4.1191e-07 | 0 | 3.0548e-06 | 6.6963e-06 | 0 | 6.6963e-06 | 0 | 6.7786e-07 | 1.3557e-06 | 0 | 1.3557e-06 | [12 empty] | 7.3.3.17.5 (Remote Grid) Updates to grid topology to minimize risk of ignition in HFTDs Remote GridWLDFRVegetation ContactAggregated | WLDFR | HFTD - Distribution - Tier 2 - 2QU CoRE ¦ 4QU LoRE | Non-Red Flag Warning - Catastrophic Fires | Vegetation Contact | Aggregated | 2032 | 4.2054e-07 | 1078.9824 | 0.00045376 | 2032 | Mitigation | 0.95 | 45 | 0 | esc | 0.00097009 | 4.0796e-10 | 0.00097009 | 4.0796e-10
[79 empty] | WLDFR | HFTD - Distribution - Tier 3 - 2QU CoRE ¦ 2QU LoRE | Non-Red Flag Warning - Small Fires | 2033 | 4.9267e-06 | 4.9267e-06 | 0.087211 | 0.040679 | 0.0017655 | 0.044766 | 0 | 0 | 0.0051995 | 4.2967e-07 | 0 | 4.2967e-07 | 4.2967e-07 | 0 | 4.2967e-07 | 0 | 3.0548e-06 | 6.6963e-06 | 0 | 6.6963e-06 | 0 | 6.7786e-07 | 1.3557e-06 | 0 | 1.3557e-06 | [12 empty] | 7.3.3.17.5 (Remote Grid) Updates to grid topology to minimize risk of ignition in HFTDs Remote GridWLDFRVegetation ContactAggregated | WLDFR | HFTD - Distribution - Tier 2 - 2QU CoRE ¦ 4QU LoRE | Non-Red Flag Warning - Catastrophic Fires | Vegetation Contact | Aggregated | 2033 | 4.2054e-07 | 1078.9824 | 0.00045376 | 2033 | Mitigation | 0.95 | 45 | 0 | esc | 0.00097009 | 4.0796e-10 | 0.00097009 | 4.0796e-10
[79 empty] | WLDFR | HFTD - Distribution - Tier 3 - 2QU CoRE ¦ 2QU LoRE | Non-Red Flag Warning - Small Fires | 2034 | 4.9267e-06 | 4.9267e-06 | 0.087211 | 0.040679 | 0.0017655 | 0.044766 | 0 | 0 | 0.0051995 | 4.2967e-07 | 0 | 4.2967e-07 | 4.2967e-07 | 0 | 4.2967e-07 | 0 | 3.2533e-06 | 7.1314e-06 | 0 | 7.1314e-06 | 0 | 7.1525e-07 | 1.4305e-06 | 0 | 1.4305e-06 | [12 empty] | 7.3.3.17.5 (Remote Grid) Updates to grid topology to minimize risk of ignition in HFTDs Remote GridWLDFRVegetation ContactAggregated | WLDFR | HFTD - Distribution - Tier 2 - 2QU CoRE ¦ 4QU LoRE | Non-Red Flag Warning - Catastrophic Fires | Vegetation Contact | Aggregated | 2034 | 4.2054e-07 | 1078.9824 | 0.00045376 | 2034 | Mitigation | 0.95 | 45 | 0 | esc | 0.00097009 | 4.0796e-10 | 0.00097009 | 4.0796e-10
[79 empty] | WLDFR | HFTD - Distribution - Tier 3 - 2QU CoRE ¦ 2QU LoRE | Non-Red Flag Warning - Small Fires | 2035 | 4.9267e-06 | 4.9267e-06 | 0.087211 | 0.040679 | 0.0017655 | 0.044766 | 0 | 0 | 0.0051995 | 4.2967e-07 | 0 | 4.2967e-07 | 4.2967e-07 | 0 | 4.2967e-07 | 0 | 3.2533e-06 | 7.1314e-06 | 0 | 7.1314e-06 | 0 | 7.1525e-07 | 1.4305e-06 | 0 | 1.4305e-06 | [12 empty] | 7.3.3.17.5 (Remote Grid) Updates to grid topology to minimize risk of ignition in HFTDs Remote GridWLDFRVegetation ContactAggregated | WLDFR | HFTD - Distribution - Tier 2 - 2QU CoRE ¦ 4QU LoRE | Non-Red Flag Warning - Catastrophic Fires | Vegetation Contact | Aggregated | 2035 | 4.2054e-07 | 1078.9824 | 0.00045376 | 2035 | Mitigation | 0.95 | 45 | 0 | esc | 0.00097009 | 4.0796e-10 | 0.00097009 | 4.0796e-10
[79 empty] | WLDFR | HFTD - Distribution - Tier 3 - 2QU CoRE ¦ 2QU LoRE | Non-Red Flag Warning - Small Fires | 2036 | 4.9267e-06 | 4.9267e-06 | 0.087211 | 0.040679 | 0.0017655 | 0.044766 | 0 | 0 | 0.0051995 | 4.2967e-07 | 0 | 4.2967e-07 | 4.2967e-07 | 0 | 4.2967e-07 | 0 | 3.2533e-06 | 7.1314e-06 | 0 | 7.1314e-06 | 0 | 7.1525e-07 | 1.4305e-06 | 0 | 1.4305e-06 | [12 empty] | 7.3.3.17.5 (Remote Grid) Updates to grid topology to minimize risk of ignition in HFTDs Remote GridWLDFRVegetation ContactAggregated | WLDFR | HFTD - Distribution - Tier 2 - 2QU CoRE ¦ 4QU LoRE | Non-Red Flag Warning - Catastrophic Fires | Vegetation Contact | Aggregated | 2036 | 4.2054e-07 | 1078.9824 | 0.00045376 | 2036 | Mitigation | 0.95 | 45 | 0 | esc | 0.00097009 | 4.0796e-10 | 0.00097009 | 4.0796e-10
[79 empty] | WLDFR | HFTD - Distribution - Tier 3 - 2QU CoRE ¦ 2QU LoRE | Non-Red Flag Warning - Small Fires | 2037 | 4.9267e-06 | 4.9267e-06 | 0.087211 | 0.040679 | 0.0017655 | 0.044766 | 0 | 0 | 0.0051995 | 4.2967e-07 | 0 | 4.2967e-07 | 4.2967e-07 | 0 | 4.2967e-07 | 0 | 3.2533e-06 | 7.1314e-06 | 0 | 7.1314e-06 | 0 | 7.1525e-07 | 1.4305e-06 | 0 | 1.4305e-06 | [12 empty] | 7.3.3.17.5 (Remote Grid) Updates to grid topology to minimize risk of ignition in HFTDs Remote GridWLDFRVegetation ContactAggregated | WLDFR | HFTD - Distribution - Tier 2 - 2QU CoRE ¦ 4QU LoRE | Non-Red Flag Warning - Catastrophic Fires | Vegetation Contact | Aggregated | 2037 | 4.2054e-07 | 1078.9824 | 0.00045376 | 2037 | Mitigation | 0.95 | 45 | 0 | esc | 0.00097009 | 4.0796e-10 | 0.00097009 | 4.0796e-10
[79 empty] | WLDFR | HFTD - Distribution - Tier 3 - 2QU CoRE ¦ 2QU LoRE | Non-Red Flag Warning - Small Fires | 2038 | 4.9267e-06 | 4.9267e-06 | 0.091184 | 0.042438 | 0.0018418 | 0.046905 | 0 | 0 | 0.0051995 | 4.4924e-07 | 0 | 4.4924e-07 | 4.4924e-07 | 0 | 4.4924e-07 | 0 | 3.2533e-06 | 7.1314e-06 | 0 | 7.1314e-06 | 0 | 7.1525e-07 | 1.4305e-06 | 0 | 1.4305e-06 | [12 empty] | 7.3.3.17.5 (Remote Grid) Updates to grid topology to minimize risk of ignition in HFTDs Remote GridWLDFRVegetation ContactAggregated | WLDFR | HFTD - Distribution - Tier 2 - 2QU CoRE ¦ 4QU LoRE | Non-Red Flag Warning - Catastrophic Fires | Vegetation Contact | Aggregated | 2038 | 4.2054e-07 | 1078.9824 | 0.00045376 | 2038 | Mitigation | 0.95 | 45 | 0 | esc | 0.00097009 | 4.0796e-10 | 0.00097009 | 4.0796e-10
[79 empty] | WLDFR | HFTD - Distribution - Tier 3 - 2QU CoRE ¦ 2QU LoRE | Non-Red Flag Warning - Small Fires | 2039 | 4.9267e-06 | 4.9267e-06 | 0.091184 | 0.042438 | 0.0018418 | 0.046905 | 0 | 0 | 0.0051995 | 4.4924e-07 | 0 | 4.4924e-07 | 4.4924e-07 | 0 | 4.4924e-07 | 0 | 3.4614e-06 | 7.5875e-06 | 0 | 7.5875e-06 | 0 | 7.5778e-07 | 1.5156e-06 | 0 | 1.5156e-06 | [12 empty] | 7.3.3.17.5 (Remote Grid) Updates to grid topology to minimize risk of ignition in HFTDs Remote GridWLDFRVegetation ContactAggregated | WLDFR | HFTD - Distribution - Tier 2 - 2QU CoRE ¦ 4QU LoRE | Non-Red Flag Warning - Catastrophic Fires | Vegetation Contact | Aggregated | 2039 | 4.2054e-07 | 1078.9824 | 0.00045376 | 2039 | Mitigation | 0.95 | 45 | 0 | esc | 0.00097009 | 4.0796e-10 | 0.00097009 | 4.0796e-10
[79 empty] | WLDFR | HFTD - Distribution - Tier 3 - 2QU CoRE ¦ 2QU LoRE | Non-Red Flag Warning - Small Fires | 2040 | 4.9267e-06 | 4.9267e-06 | 0.091184 | 0.042438 | 0.0018418 | 0.046905 | 0 | 0 | 0.0051995 | 4.4924e-07 | 0 | 4.4924e-07 | 4.4924e-07 | 0 | 4.4924e-07 | 0 | 3.4614e-06 | 7.5875e-06 | 0 | 7.5875e-06 | 0 | 7.5778e-07 | 1.5156e-06 | 0 | 1.5156e-06 | [12 empty] | 7.3.3.17.5 (Remote Grid) Updates to grid topology to minimize risk of ignition in HFTDs Remote GridWLDFRVegetation ContactAggregated | WLDFR | HFTD - Distribution - Tier 2 - 2QU CoRE ¦ 4QU LoRE | Non-Red Flag Warning - Catastrophic Fires | Vegetation Contact | Aggregated | 2040 | 4.2054e-07 | 1078.9824 | 0.00045376 | 2040 | Mitigation | 0.95 | 45 | 0 | esc | 0.00097009 | 4.0796e-10 | 0.00097009 | 4.0796e-10
[79 empty] | WLDFR | HFTD - Distribution - Tier 3 - 2QU CoRE ¦ 2QU LoRE | Non-Red Flag Warning - Small Fires | 2041 | 4.9267e-06 | 4.9267e-06 | 0.091184 | 0.042438 | 0.0018418 | 0.046905 | 0 | 0 | 0.0051995 | 4.4924e-07 | 0 | 4.4924e-07 | 4.4924e-07 | 0 | 4.4924e-07 | 0 | 3.4614e-06 | 7.5875e-06 | 0 | 7.5875e-06 | 0 | 7.5778e-07 | 1.5156e-06 | 0 | 1.5156e-06 | [12 empty] | 7.3.3.17.5 (Remote Grid) Updates to grid topology to minimize risk of ignition in HFTDs Remote GridWLDFRVegetation ContactAggregated | WLDFR | HFTD - Distribution - Tier 2 - 2QU CoRE ¦ 4QU LoRE | Non-Red Flag Warning - Catastrophic Fires | Vegetation Contact | Aggregated | 2041 | 4.2054e-07 | 1078.9824 | 0.00045376 | 2041 | Mitigation | 0.95 | 45 | 0 | esc | 0.00097009 | 4.0796e-10 | 0.00097009 | 4.0796e-10
[79 empty] | WLDFR | HFTD - Distribution - Tier 3 - 2QU CoRE ¦ 2QU LoRE | Non-Red Flag Warning - Small Fires | 2042 | 4.9267e-06 | 4.9267e-06 | 0.091184 | 0.042438 | 0.0018418 | 0.046905 | 0 | 0 | 0.0051995 | 4.4924e-07 | 0 | 4.4924e-07 | 4.4924e-07 | 0 | 4.4924e-07 | 0 | 3.4614e-06 | 7.5875e-06 | 0 | 7.5875e-06 | 0 | 7.5778e-07 | 1.5156e-06 | 0 | 1.5156e-06 | [12 empty] | 7.3.3.17.5 (Remote Grid) Updates to grid topology to minimize risk of ignition in HFTDs Remote GridWLDFRVegetation ContactAggregated | WLDFR | HFTD - Distribution - Tier 2 - 2QU CoRE ¦ 4QU LoRE | Non-Red Flag Warning - Catastrophic Fires | Vegetation Contact | Aggregated | 2042 | 4.2054e-07 | 1078.9824 | 0.00045376 | 2042 | Mitigation | 0.95 | 45 | 0 | esc | 0.00097009 | 4.0796e-10 | 0.00097009 | 4.0796e-10
[79 empty] | WLDFR | HFTD - Distribution - Tier 3 - 2QU CoRE ¦ 2QU LoRE | Non-Red Flag Warning - Small Fires | 2043 | 4.9267e-06 | 4.9267e-06 | 0.095486 | 0.044306 | 0.0019228 | 0.049257 | 0 | 0 | 0.0051995 | 4.7043e-07 | 0 | 4.7043e-07 | 4.7043e-07 | 0 | 4.7043e-07 | 0 | 3.4614e-06 | 7.5875e-06 | 0 | 7.5875e-06 | 0 | 7.5778e-07 | 1.5156e-06 | 0 | 1.5156e-06 | [12 empty] | 7.3.3.17.5 (Remote Grid) Updates to grid topology to minimize risk of ignition in HFTDs Remote GridWLDFRVegetation ContactAggregated | WLDFR | HFTD - Distribution - Tier 2 - 2QU CoRE ¦ 4QU LoRE | Non-Red Flag Warning - Catastrophic Fires | Vegetation Contact | Aggregated | 2043 | 4.2054e-07 | 1078.9824 | 0.00045376 | 2043 | Mitigation | 0.95 | 45 | 0 | esc | 0.00097009 | 4.0796e-10 | 0.00097009 | 4.0796e-10
[79 empty] | WLDFR | HFTD - Distribution - Tier 3 - 2QU CoRE ¦ 2QU LoRE | Non-Red Flag Warning - Small Fires | 2044 | 4.9267e-06 | 4.9267e-06 | 0.095486 | 0.044306 | 0.0019228 | 0.049257 | 0 | 0 | 0.0051995 | 4.7043e-07 | 0 | 4.7043e-07 | 4.7043e-07 | 0 | 4.7043e-07 | 0 | 3.6767e-06 | 8.0595e-06 | 0 | 8.0595e-06 | 0 | 8.0511e-07 | 1.6102e-06 | 0 | 1.6102e-06 | [12 empty] | 7.3.3.17.5 (Remote Grid) Updates to grid topology to minimize risk of ignition in HFTDs Remote GridWLDFRVegetation ContactAggregated | WLDFR | HFTD - Distribution - Tier 2 - 2QU CoRE ¦ 4QU LoRE | Non-Red Flag Warning - Catastrophic Fires | Vegetation Contact | Aggregated | 2044 | 4.2054e-07 | 1078.9824 | 0.00045376 | 2044 | Mitigation | 0.95 | 45 | 0 | esc | 0.00097009 | 4.0796e-10 | 0.00097009 | 4.0796e-10
[79 empty] | WLDFR | HFTD - Distribution - Tier 3 - 2QU CoRE ¦ 2QU LoRE | Non-Red Flag Warning - Small Fires | 2045 | 4.9267e-06 | 4.9267e-06 | 0.095486 | 0.044306 | 0.0019228 | 0.049257 | 0 | 0 | 0.0051995 | 4.7043e-07 | 0 | 4.7043e-07 | 4.7043e-07 | 0 | 4.7043e-07 | 0 | 3.6767e-06 | 8.0595e-06 | 0 | 8.0595e-06 | 0 | 8.0511e-07 | 1.6102e-06 | 0 | 1.6102e-06 | [12 empty] | 7.3.3.17.5 (Remote Grid) Updates to grid topology to minimize risk of ignition in HFTDs Remote GridWLDFRVegetation ContactAggregated | WLDFR | HFTD - Distribution - Tier 2 - 2QU CoRE ¦ 4QU LoRE | Non-Red Flag Warning - Catastrophic Fires | Vegetation Contact | Aggregated | 2045 | 4.2054e-07 | 1078.9824 | 0.00045376 | 2045 | Mitigation | 0.95 | 45 | 0 | esc | 0.00097009 | 4.0796e-10 | 0.00097009 | 4.0796e-10
[79 empty] | WLDFR | HFTD - Distribution - Tier 3 - 2QU CoRE ¦ 2QU LoRE | Non-Red Flag Warning - Small Fires | 2046 | 4.9267e-06 | 4.9267e-06 | 0.095486 | 0.044306 | 0.0019228 | 0.049257 | 0 | 0 | 0.0051995 | 4.7043e-07 | 0 | 4.7043e-07 | 4.7043e-07 | 0 | 4.7043e-07 | 0 | 3.6767e-06 | 8.0595e-06 | 0 | 8.0595e-06 | 0 | 8.0511e-07 | 1.6102e-06 | 0 | 1.6102e-06 | [12 empty] | 7.3.3.17.5 (Remote Grid) Updates to grid topology to minimize risk of ignition in HFTDs Remote GridWLDFRVegetation ContactAggregated | WLDFR | HFTD - Distribution - Tier 2 - 2QU CoRE ¦ 4QU LoRE | Non-Red Flag Warning - Catastrophic Fires | Vegetation Contact | Aggregated | 2046 | 4.2054e-07 | 1078.9824 | 0.00045376 | 2046 | Mitigation | 0.95 | 45 | 0 | esc | 0.00097009 | 4.0796e-10 | 0.00097009 | 4.0796e-10
[79 empty] | WLDFR | HFTD - Distribution - Tier 3 - 2QU CoRE ¦ 2QU LoRE | Non-Red Flag Warning - Small Fires | 2047 | 4.9267e-06 | 4.9267e-06 | 0.095486 | 0.044306 | 0.0019228 | 0.049257 | 0 | 0 | 0.0051995 | 4.7043e-07 | 0 | 4.7043e-07 | 4.7043e-07 | 0 | 4.7043e-07 | 0 | 3.6767e-06 | 8.0595e-06 | 0 | 8.0595e-06 | 0 | 8.0511e-07 | 1.6102e-06 | 0 | 1.6102e-06 | [12 empty] | 7.3.3.17.5 (Remote Grid) Updates to grid topology to minimize risk of ignition in HFTDs Remote GridWLDFRVegetation ContactAggregated | WLDFR | HFTD - Distribution - Tier 2 - 2QU CoRE ¦ 4QU LoRE | Non-Red Flag Warning - Catastrophic Fires | Vegetation Contact | Aggregated | 2047 | 4.2054e-07 | 1078.9824 | 0.00045376 | 2047 | Mitigation | 0.95 | 45 | 0 | esc | 0.00097009 | 4.0796e-10 | 0.00097009 | 4.0796e-10
[79 empty] | WLDFR | HFTD - Distribution - Tier 3 - 2QU CoRE ¦ 2QU LoRE | Non-Red Flag Warning - Small Fires | 2048 | 4.9267e-06 | 4.9267e-06 | 0.10007 | 0.04626 | 0.0020076 | 0.051804 | 0 | 0 | 0.0051995 | 4.9303e-07 | 0 | 4.9303e-07 | 4.9303e-07 | 0 | 4.9303e-07 | 0 | 3.6767e-06 | 8.0595e-06 | 0 | 8.0595e-06 | 0 | 8.0511e-07 | 1.6102e-06 | 0 | 1.6102e-06 | [12 empty] | 7.3.3.17.5 (Remote Grid) Updates to grid topology to minimize risk of ignition in HFTDs Remote GridWLDFRVegetation ContactAggregated | WLDFR | HFTD - Distribution - Tier 2 - 2QU CoRE ¦ 4QU LoRE | Non-Red Flag Warning - Catastrophic Fires | Vegetation Contact | Aggregated | 2048 | 4.2054e-07 | 1078.9824 | 0.00045376 | 2048 | Mitigation | 0.95 | 45 | 0 | esc | 0.00097009 | 4.0796e-10 | 0.00097009 | 4.0796e-10
[79 empty] | WLDFR | HFTD - Distribution - Tier 3 - 2QU CoRE ¦ 2QU LoRE | Non-Red Flag Warning - Small Fires | 2049 | 4.9267e-06 | 4.9267e-06 | 0.10007 | 0.04626 | 0.0020076 | 0.051804 | 0 | 0 | 0.0051995 | 4.9303e-07 | 0 | 4.9303e-07 | 4.9303e-07 | 0 | 4.9303e-07 | 0 | 3.8969e-06 | 8.5421e-06 | 0 | 8.5421e-06 | 0 | 8.5688e-07 | 1.7138e-06 | 0 | 1.7138e-06 | [12 empty] | 7.3.3.17.5 (Remote Grid) Updates to grid topology to minimize risk of ignition in HFTDs Remote GridWLDFRVegetation ContactAggregated | WLDFR | HFTD - Distribution - Tier 2 - 2QU CoRE ¦ 4QU LoRE | Non-Red Flag Warning - Catastrophic Fires | Vegetation Contact | Aggregated | 2049 | 4.2054e-07 | 1078.9824 | 0.00045376 | 2049 | Mitigation | 0.95 | 45 | 0 | esc | 0.00097009 | 4.0796e-10 | 0.00097009 | 4.0796e-10
[79 empty] | WLDFR | HFTD - Distribution - Tier 3 - 2QU CoRE ¦ 2QU LoRE | Non-Red Flag Warning - Small Fires | 2050 | 4.9267e-06 | 4.9267e-06 | 0.10007 | 0.04626 | 0.0020076 | 0.051804 | 0 | 0 | 0.0051995 | 4.9303e-07 | 0 | 4.9303e-07 | 4.9303e-07 | 0 | 4.9303e-07 | 0 | 3.8969e-06 | 8.5421e-06 | 0 | 8.5421e-06 | 0 | 8.5688e-07 | 1.7138e-06 | 0 | 1.7138e-06 | [12 empty] | 7.3.3.17.5 (Remote Grid) Updates to grid topology to minimize risk of ignition in HFTDs Remote GridWLDFRVegetation ContactAggregated | WLDFR | HFTD - Distribution - Tier 2 - 2QU CoRE ¦ 4QU LoRE | Non-Red Flag Warning - Catastrophic Fires | Vegetation Contact | Aggregated | 2050 | 4.2054e-07 | 1078.9824 | 0.00045376 | 2050 | Mitigation | 0.95 | 45 | 0 | esc | 0.00097009 | 4.0796e-10 | 0.00097009 | 4.0796e-10
[79 empty] | WLDFR | HFTD - Distribution - Tier 3 - 2QU CoRE ¦ 2QU LoRE | Non-Red Flag Warning - Small Fires | 2051 | 4.9267e-06 | 4.9267e-06 | 0.10007 | 0.04626 | 0.0020076 | 0.051804 | 0 | 0 | 0.0051995 | 4.9303e-07 | 0 | 4.9303e-07 | 4.9303e-07 | 0 | 4.9303e-07 | 0 | 3.8969e-06 | 8.5421e-06 | 0 | 8.5421e-06 | 0 | 8.5688e-07 | 1.7138e-06 | 0 | 1.7138e-06 | [12 empty] | 7.3.3.17.5 (Remote Grid) Updates to grid topology to minimize risk of ignition in HFTDs Remote GridWLDFRVegetation ContactAggregated | WLDFR | HFTD - Distribution - Tier 2 - 2QU CoRE ¦ 4QU LoRE | Non-Red Flag Warning - Catastrophic Fires | Vegetation Contact | Aggregated | 2051 | 4.2054e-07 | 1078.9824 | 0.00045376 | 2051 | Mitigation | 0.95 | 45 | 0 | esc | 0.00097009 | 4.0796e-10 | 0.00097009 | 4.0796e-10
[79 empty] | WLDFR | HFTD - Distribution - Tier 3 - 2QU CoRE ¦ 2QU LoRE | Non-Red Flag Warning - Small Fires | 2052 | 4.9267e-06 | 4.9267e-06 | 0.10007 | 0.04626 | 0.0020076 | 0.051804 | 0 | 0 | 0.0051995 | 4.9303e-07 | 0 | 4.9303e-07 | 4.9303e-07 | 0 | 4.9303e-07 | 0 | 0 | 8.5421e-06 | 0 | 8.5421e-06 | 0 | 8.5688e-07 | 1.7138e-06 | 0 | 1.7138e-06 | [12 empty] | 7.3.3.17.5 (Remote Grid) Updates to grid topology to minimize risk of ignition in HFTDs Remote GridWLDFRVegetation ContactAggregated | WLDFR | HFTD - Distribution - Tier 2 - 2QU CoRE ¦ 4QU LoRE | Non-Red Flag Warning - Catastrophic Fires | Vegetation Contact | Aggregated | 2052 | 4.2054e-07 | 1078.9824 | 0.00045376 | 2052 | Mitigation | 0.95 | 45 | 0 | esc | 0.00097009 | 4.0796e-10 | 0.00097009 | 4.0796e-10
[79 empty] | WLDFR | HFTD - Distribution - Tier 3 - 2QU CoRE ¦ 2QU LoRE | Non-Red Flag Warning - Small Fires | 2053 | 4.9267e-06 | 4.9267e-06 | 0.10489 | 0.048274 | 0.002095 | 0.054525 | 0 | 0 | 0.0051995 | 5.1679e-07 | 0 | 5.1679e-07 | 5.1679e-07 | 0 | 5.1679e-07 | 0 | 0 | 0 | 0 | 0 | 0 | 8.5688e-07 | 1.7138e-06 | 0 | 1.7138e-06 | [12 empty] | 7.3.3.17.5 (Remote Grid) Updates to grid topology to minimize risk of ignition in HFTDs Remote GridWLDFRVegetation ContactAggregated | WLDFR | HFTD - Distribution - Tier 2 - 2QU CoRE ¦ 4QU LoRE | Non-Red Flag Warning - Catastrophic Fires | Vegetation Contact | Aggregated | 2053 | 4.2054e-07 | 1078.9824 | 0.00045376 | 2053 | Mitigation | 0.95 | 45 | 0 | esc | 0.00097009 | 4.0796e-10 | 0.00097009 | 4.0796e-10
[79 empty] | WLDFR | HFTD - Distribution - Tier 3 - 2QU CoRE ¦ 2QU LoRE | Non-Red Flag Warning - Small Fires | 2054 | 4.9267e-06 | 4.9267e-06 | 0.10489 | 0.048274 | 0.002095 | 0.054525 | 0 | 0 | 0.0051995 | 5.1679e-07 | 0 | 5.1679e-07 | 5.1679e-07 | 0 | 5.1679e-07 | 0 | 3.7732e-06 | 0 | 0 | 0 | 0 | 9.1265e-07 | 1.8253e-06 | 0 | 1.8253e-06 | [12 empty] | 7.3.3.17.5 (Remote Grid) Updates to grid topology to minimize risk of ignition in HFTDs Remote GridWLDFRVegetation ContactAggregated | WLDFR | HFTD - Distribution - Tier 2 - 2QU CoRE ¦ 4QU LoRE | Non-Red Flag Warning - Catastrophic Fires | Vegetation Contact | Aggregated | 2054 | 4.2054e-07 | 1078.9824 | 0.00045376 | 2054 | Mitigation | 0.95 | 45 | 0 | esc | 0.00097009 | 4.0796e-10 | 0.00097009 | 4.0796e-10
[79 empty] | WLDFR | HFTD - Distribution - Tier 3 - 2QU CoRE ¦ 2QU LoRE | Non-Red Flag Warning - Small Fires | 2055 | 4.9267e-06 | 4.9267e-06 | 0.10489 | 0.048274 | 0.002095 | 0.054525 | 0 | 0 | 0.0051995 | 5.1679e-07 | 0 | 5.1679e-07 | 5.1679e-07 | 0 | 5.1679e-07 | 0 | 3.8947e-06 | 8.5373e-06 | 0 | 8.5373e-06 | 0 | 9.1265e-07 | 1.8253e-06 | 0 | 1.8253e-06 | [12 empty] | 7.3.3.17.5 (Remote Grid) Updates to grid topology to minimize risk of ignition in HFTDs Remote GridWLDFRVegetation ContactAggregated | WLDFR | HFTD - Distribution - Tier 2 - 2QU CoRE ¦ 4QU LoRE | Non-Red Flag Warning - Catastrophic Fires | Vegetation Contact | Aggregated | 2055 | 4.2054e-07 | 1078.9824 | 0.00045376 | 2055 | Mitigation | 0.95 | 45 | 0 | esc | 0.00097009 | 4.0796e-10 | 0.00097009 | 4.0796e-10
[79 empty] | WLDFR | HFTD - Distribution - Tier 3 - 2QU CoRE ¦ 2QU LoRE | Non-Red Flag Warning - Small Fires | 2056 | 4.9267e-06 | 4.9267e-06 | 0.10489 | 0.048274 | 0.002095 | 0.054525 | 0 | 0 | 0.0051995 | 5.1679e-07 | 0 | 5.1679e-07 | 5.1679e-07 | 0 | 5.1679e-07 | 0 | 3.8947e-06 | 8.5373e-06 | 0 | 8.5373e-06 | 0 | 9.1265e-07 | 1.8253e-06 | 0 | 1.8253e-06 | [12 empty] | 7.3.3.17.5 (Remote Grid) Updates to grid topology to minimize risk of ignition in HFTDs Remote GridWLDFRVegetation ContactAggregated | WLDFR | HFTD - Distribution - Tier 2 - 2QU CoRE ¦ 4QU LoRE | Non-Red Flag Warning - Catastrophic Fires | Vegetation Contact | Aggregated | 2056 | 4.2054e-07 | 1078.9824 | 0.00045376 | 2056 | Mitigation | 0.95 | 45 | 0 | esc | 0.00097009 | 4.0796e-10 | 0.00097009 | 4.0796e-10
[79 empty] | WLDFR | HFTD - Distribution - Tier 3 - 2QU CoRE ¦ 2QU LoRE | Non-Red Flag Warning - Small Fires | 2057 | 4.9267e-06 | 4.9267e-06 | 0.10489 | 0.048274 | 0.002095 | 0.054525 | 0 | 0 | 0.0051995 | 5.1679e-07 | 0 | 5.1679e-07 | 5.1679e-07 | 0 | 5.1679e-07 | 0 | 3.8947e-06 | 8.5373e-06 | 0 | 8.5373e-06 | 0 | 9.1265e-07 | 1.8253e-06 | 0 | 1.8253e-06 | [12 empty] | 7.3.3.17.5 (Remote Grid) Updates to grid topology to minimize risk of ignition in HFTDs Remote GridWLDFRVegetation ContactAggregated | WLDFR | HFTD - Distribution - Tier 2 - 2QU CoRE ¦ 4QU LoRE | Non-Red Flag Warning - Catastrophic Fires | Vegetation Contact | Aggregated | 2057 | 4.2054e-07 | 1078.9824 | 0.00045376 | 2057 | Mitigation | 0.95 | 45 | 0 | esc | 0.00097009 | 4.0796e-10 | 0.00097009 | 4.0796e-10
[79 empty] | WLDFR | HFTD - Distribution - Tier 3 - 2QU CoRE ¦ 2QU LoRE | Non-Red Flag Warning - Small Fires | 2058 | 4.9267e-06 | 4.9267e-06 | 0.1099 | 0.050325 | 0.0021839 | 0.057393 | 0 | 0 | 0.0051995 | 5.4146e-07 | 0 | 5.4146e-07 | 5.4146e-07 | 0 | 5.4146e-07 | 0 | 3.8947e-06 | 8.5373e-06 | 0 | 8.5373e-06 | 0 | 0 | 1.8253e-06 | 0 | 1.8253e-06 | [12 empty] | 7.3.3.17.5 (Remote Grid) Updates to grid topology to minimize risk of ignition in HFTDs Remote GridWLDFRVegetation ContactAggregated | WLDFR | HFTD - Distribution - Tier 2 - 2QU CoRE ¦ 4QU LoRE | Non-Red Flag Warning - Catastrophic Fires | Vegetation Contact | Aggregated | 2058 | 4.2054e-07 | 1078.9824 | 0.00045376 | 2058 | Mitigation | 0.95 | 45 | 0 | esc | 0.00097009 | 4.0796e-10 | 0.00097009 | 4.0796e-10
[79 empty] | WLDFR | HFTD - Distribution - Tier 3 - 2QU CoRE ¦ 2QU LoRE | Non-Red Flag Warning - Small Fires | 2059 | 4.9267e-06 | 4.9267e-06 | 0.1099 | 0.050325 | 0.0021839 | 0.057393 | 0 | 0 | 0.0051995 | 5.4146e-07 | 0 | 5.4146e-07 | 5.4146e-07 | 0 | 5.4146e-07 | 0 | 3.8947e-06 | 8.5373e-06 | 0 | 8.5373e-06 | 0 | 0 | 0 | 0 | 0 | [12 empty] | 7.3.3.17.5 (Remote Grid) Updates to grid topology to minimize risk of ignition in HFTDs Remote GridWLDFRVegetation ContactAggregated | WLDFR | HFTD - Distribution - Tier 2 - 2QU CoRE ¦ 4QU LoRE | Non-Red Flag Warning - Catastrophic Fires | Vegetation Contact | Aggregated | 2059 | 4.2054e-07 | 1078.9824 | 0.00045376 | 2059 | Mitigation | 0.95 | 45 | 0 | esc | 0.00097009 | 4.0796e-10 | 0.00097009 | 4.0796e-10
[79 empty] | WLDFR | HFTD - Distribution - Tier 3 - 2QU CoRE ¦ 2QU LoRE | Non-Red Flag Warning - Small Fires | 2060 | 4.9267e-06 | 4.9267e-06 | 0.1099 | 0.050325 | 0.0021839 | 0.057393 | 0 | 0 | 0.0051995 | 5.4146e-07 | 0 | 5.4146e-07 | 5.4146e-07 | 0 | 5.4146e-07 | 0 | 4.0496e-06 | 8.8768e-06 | 0 | 8.8768e-06 | 0 | 0 | 0 | 0 | 0 | [12 empty] | 7.3.3.17.5 (Remote Grid) Updates to grid topology to minimize risk of ignition in HFTDs Remote GridWLDFRVegetation ContactAggregated | WLDFR | HFTD - Distribution - Tier 2 - 2QU CoRE ¦ 4QU LoRE | Non-Red Flag Warning - Catastrophic Fires | Vegetation Contact | Aggregated | 2060 | 4.2054e-07 | 1078.9824 | 0.00045376 | 2060 | Mitigation | 0.95 | 45 | 0 | esc | 0.00097009 | 4.0796e-10 | 0.00097009 | 4.0796e-10
[79 empty] | WLDFR | HFTD - Distribution - Tier 3 - 2QU CoRE ¦ 2QU LoRE | Non-Red Flag Warning - Small Fires | 2061 | 4.9267e-06 | 4.9267e-06 | 0.1099 | 0.050325 | 0.0021839 | 0.057393 | 0 | 0 | 0.0051995 | 5.4146e-07 | 0 | 5.4146e-07 | 5.4146e-07 | 0 | 5.4146e-07 | 0 | 4.0496e-06 | 8.8768e-06 | 0 | 8.8768e-06 | 0 | 1.2187e-07 | 0 | 0 | 0 | [12 empty] | 7.3.3.17.5 (Remote Grid) Updates to grid topology to minimize risk of ignition in HFTDs Remote GridWLDFRVegetation ContactAggregated | WLDFR | HFTD - Distribution - Tier 2 - 2QU CoRE ¦ 4QU LoRE | Non-Red Flag Warning - Catastrophic Fires | Vegetation Contact | Aggregated | 2061 | 4.2054e-07 | 1078.9824 | 0.00045376 | 2061 | Mitigation | 0.95 | 45 | 0 | esc | 0.00097009 | 4.0796e-10 | 0.00097009 | 4.0796e-10
[79 empty] | WLDFR | HFTD - Distribution - Tier 3 - 2QU CoRE ¦ 2QU LoRE | Non-Red Flag Warning - Small Fires | 2062 | 4.9267e-06 | 4.9267e-06 | 0.1099 | 0.050325 | 0.0021839 | 0.057393 | 0 | 0 | 0.0051995 | 5.4146e-07 | 0 | 5.4146e-07 | 5.4146e-07 | 0 | 5.4146e-07 | 0 | 4.0496e-06 | 8.8768e-06 | 0 | 8.8768e-06 | 0 | 1.2579e-07 | 2.5159e-07 | 0 | 2.5159e-07 | [12 empty] | 7.3.3.17.5 (Remote Grid) Updates to grid topology to minimize risk of ignition in HFTDs Remote GridWLDFRVegetation ContactAggregated | WLDFR | HFTD - Distribution - Tier 2 - 2QU CoRE ¦ 4QU LoRE | Non-Red Flag Warning - Catastrophic Fires | Vegetation Contact | Aggregated | 2062 | 4.2054e-07 | 1078.9824 | 0.00045376 | 2062 | Mitigation | 0.95 | 45 | 0 | esc | 0.00097009 | 4.0796e-10 | 0.00097009 | 4.0796e-10
[79 empty] | WLDFR | HFTD - Distribution - Tier 3 - 2QU CoRE ¦ 2QU LoRE | Non-Red Flag Warning - Small Fires | 2063 | 4.9267e-06 | 4.9267e-06 | 0.11504 | 0.052388 | 0.0022734 | 0.060377 | 0 | 0 | 0.0051995 | 5.6676e-07 | 0 | 5.6676e-07 | 5.6676e-07 | 0 | 5.6676e-07 | 0 | 4.0496e-06 | 8.8768e-06 | 0 | 8.8768e-06 | 0 | 1.2579e-07 | 2.5159e-07 | 0 | 2.5159e-07 | [12 empty] | 7.3.3.17.5 (Remote Grid) Updates to grid topology to minimize risk of ignition in HFTDs Remote GridWLDFRVegetation ContactAggregated | WLDFR | HFTD - Distribution - Tier 2 - 2QU CoRE ¦ 4QU LoRE | Non-Red Flag Warning - Catastrophic Fires | Vegetation Contact | Aggregated | 2063 | 4.2054e-07 | 1078.9824 | 0.00045376 | 2063 | Mitigation | 0.95 | 45 | 0 | esc | 0.00097009 | 4.0796e-10 | 0.00097009 | 4.0796e-10
[79 empty] | WLDFR | HFTD - Distribution - Tier 3 - 2QU CoRE ¦ 2QU LoRE | Non-Red Flag Warning - Small Fires | 2064 | 4.9267e-06 | 4.9267e-06 | 0.11504 | 0.052388 | 0.0022734 | 0.060377 | 0 | 0 | 0.0051995 | 5.6676e-07 | 0 | 5.6676e-07 | 5.6676e-07 | 0 | 5.6676e-07 | 0 | 4.0496e-06 | 8.8768e-06 | 0 | 8.8768e-06 | 0 | 1.2579e-07 | 2.5159e-07 | 0 | 2.5159e-07 | [12 empty] | 7.3.3.17.5 (Remote Grid) Updates to grid topology to minimize risk of ignition in HFTDs Remote GridWLDFRVegetation ContactAggregated | WLDFR | HFTD - Distribution - Tier 2 - 2QU CoRE ¦ 4QU LoRE | Non-Red Flag Warning - Catastrophic Fires | Vegetation Contact | Aggregated | 2064 | 4.2054e-07 | 1078.9824 | 0.00045376 | 2064 | Mitigation | 0.95 | 45 | 0 | esc | 0.00097009 | 4.0796e-10 | 0.00097009 | 4.0796e-10
[79 empty] | WLDFR | HFTD - Distribution - Tier 3 - 2QU CoRE ¦ 2QU LoRE | Non-Red Flag Warning - Small Fires | 2065 | 4.9267e-06 | 4.9267e-06 | 0.11504 | 0.052388 | 0.0022734 | 0.060377 | 0 | 0 | 0.0051995 | 5.6676e-07 | 0 | 5.6676e-07 | 5.6676e-07 | 0 | 5.6676e-07 | 0 | 4.2242e-06 | 9.2595e-06 | 0 | 9.2595e-06 | 0 | 1.2579e-07 | 2.5159e-07 | 0 | 2.5159e-07 | [12 empty] | 7.3.3.17.5 (Remote Grid) Updates to grid topology to minimize risk of ignition in HFTDs Remote GridWLDFRVegetation ContactAggregated | WLDFR | HFTD - Distribution - Tier 2 - 2QU CoRE ¦ 4QU LoRE | Non-Red Flag Warning - Catastrophic Fires | Vegetation Contact | Aggregated | 2065 | 4.2054e-07 | 1078.9824 | 0.00045376 | 2065 | Mitigation | 0.95 | 45 | 0 | esc | 0.00097009 | 4.0796e-10 | 0.00097009 | 4.0796e-10
[79 empty] | WLDFR | HFTD - Distribution - Tier 3 - 2QU CoRE ¦ 2QU LoRE | Non-Red Flag Warning - Small Fires | 2066 | 4.9267e-06 | 4.9267e-06 | 0.11504 | 0.052388 | 0.0022734 | 0.060377 | 0 | 0 | 0.0051995 | 5.6676e-07 | 0 | 5.6676e-07 | 5.6676e-07 | 0 | 5.6676e-07 | 0 | 4.2242e-06 | 9.2595e-06 | 0 | 9.2595e-06 | 0 | 1.2579e-07 | 2.5159e-07 | 0 | 2.5159e-07 | [12 empty] | 7.3.3.17.5 (Remote Grid) Updates to grid topology to minimize risk of ignition in HFTDs Remote GridWLDFRVegetation ContactAggregated | WLDFR | HFTD - Distribution - Tier 2 - 2QU CoRE ¦ 4QU LoRE | Non-Red Flag Warning - Catastrophic Fires | Vegetation Contact | Aggregated | 2066 | 4.2054e-07 | 1078.9824 | 0.00045376 | 2066 | Mitigation | 0.95 | 45 | 0 | esc | 0.00097009 | 4.0796e-10 | 0.00097009 | 4.0796e-10
[79 empty] | WLDFR | HFTD - Distribution - Tier 3 - 2QU CoRE ¦ 2QU LoRE | Non-Red Flag Warning - Small Fires | 2067 | 0 | 4.9267e-06 | 0.11504 | 0.052388 | 0.0022734 | 0.060377 | 0 | 0 | 0.0051995 | 0 | 0 | 0 | 5.6676e-07 | 0 | 5.6676e-07 | 0 | 4.2242e-06 | 9.2595e-06 | 0 | 9.2595e-06 | 0 | 1.308e-07 | 2.6159e-07 | 0 | 2.6159e-07 | [12 empty] | 7.3.3.17.5 (Remote Grid) Updates to grid topology to minimize risk of ignition in HFTDs Remote GridWLDFRVegetation ContactAggregated | WLDFR | HFTD - Distribution - Tier 2 - 2QU CoRE ¦ 4QU LoRE | Non-Red Flag Warning - Catastrophic Fires | Vegetation Contact | Aggregated | 2067 | 4.2054e-07 | 1078.9824 | 0.00045376 | 2067 | Mitigation | 0.95 | 45 | 0 | esc | 0 | 0 | 0.00097009 | 4.0796e-10
[79 empty] | WLDFR | HFTD - Distribution - Tier 3 - 2QU CoRE ¦ 2QU LoRE | Red Flag Warning - Catastrophic Fires | 2022 | 8.3147e-08 | 0 | 14146.1306 | 222.2294 | 8585.7228 | 5338.1784 | 0 | 0 | 8.5711e-05 | 0.0011762 | 0 | 0.0011762 | 0 | 0 | 0 | 0 | 4.2242e-06 | 9.2595e-06 | 0 | 9.2595e-06 | 0 | 1.308e-07 | 2.6159e-07 | 0 | 2.6159e-07 | [12 empty] | 7.3.3.17.5 (Remote Grid) Updates to grid topology to minimize risk of ignition in HFTDs Remote GridWLDFRWire-to-wire contactAggregated | WLDFR | HFTD - Distribution - Tier 2 - 2QU CoRE ¦ 4QU LoRE | Non-Red Flag Warning - Catastrophic Fires | Wire-to-wire contact | Aggregated | 2022 | 6.0886e-07 | 1078.9824 | 0.00065695 | 2022 | Mitigation | 0.95 | 45 | 0 | esc | 0.00097009 | 5.9065e-10 | 0 | 0
[79 empty] | WLDFR | HFTD - Distribution - Tier 3 - 2QU CoRE ¦ 2QU LoRE | Red Flag Warning - Catastrophic Fires | 2023 | 8.3147e-08 | 8.3147e-08 | 14664.6376 | 233.2301 | 8896.516 | 5534.8915 | 0 | 0 | 8.5711e-05 | 0.0012193 | 0 | 0.0012193 | 0.0012193 | 0 | 0.0012193 | 0 | 4.2242e-06 | 9.2595e-06 | 0 | 9.2595e-06 | 0 | 1.308e-07 | 2.6159e-07 | 0 | 2.6159e-07 | [12 empty] | 7.3.3.17.5 (Remote Grid) Updates to grid topology to minimize risk of ignition in HFTDs Remote GridWLDFRWire-to-wire contactAggregated | WLDFR | HFTD - Distribution - Tier 2 - 2QU CoRE ¦ 4QU LoRE | Non-Red Flag Warning - Catastrophic Fires | Wire-to-wire contact | Aggregated | 2023 | 6.0886e-07 | 1078.9824 | 0.00065695 | 2023 | Mitigation | 0.95 | 45 | 0 | esc | 0.00097009 | 5.9065e-10 | 0.00097009 | 5.9065e-10
[79 empty] | WLDFR | HFTD - Distribution - Tier 3 - 2QU CoRE ¦ 2QU LoRE | Red Flag Warning - Catastrophic Fires | 2024 | 8.3147e-08 | 8.3147e-08 | 14664.6376 | 233.2301 | 8896.516 | 5534.8915 | 0 | 0 | 8.5711e-05 | 0.0012193 | 0 | 0.0012193 | 0.0012193 | 0 | 0.0012193 | 0 | 4.4166e-06 | 9.6814e-06 | 0 | 9.6814e-06 | 0 | 1.308e-07 | 2.6159e-07 | 0 | 2.6159e-07 | [12 empty] | 7.3.3.17.5 (Remote Grid) Updates to grid topology to minimize risk of ignition in HFTDs Remote GridWLDFRWire-to-wire contactAggregated | WLDFR | HFTD - Distribution - Tier 2 - 2QU CoRE ¦ 4QU LoRE | Non-Red Flag Warning - Catastrophic Fires | Wire-to-wire contact | Aggregated | 2024 | 6.0886e-07 | 1078.9824 | 0.00065695 | 2024 | Mitigation | 0.95 | 45 | 0 | esc | 0.00097009 | 5.9065e-10 | 0.00097009 | 5.9065e-10
[79 empty] | WLDFR | HFTD - Distribution - Tier 3 - 2QU CoRE ¦ 2QU LoRE | Red Flag Warning - Catastrophic Fires | 2025 | 8.3147e-08 | 8.3147e-08 | 14664.6376 | 233.2301 | 8896.516 | 5534.8915 | 0 | 0 | 8.5711e-05 | 0.0012193 | 0 | 0.0012193 | 0.0012193 | 0 | 0.0012193 | 0 | 4.4166e-06 | 9.6814e-06 | 0 | 9.6814e-06 | 0 | 1.308e-07 | 2.6159e-07 | 0 | 2.6159e-07 | [12 empty] | 7.3.3.17.5 (Remote Grid) Updates to grid topology to minimize risk of ignition in HFTDs Remote GridWLDFRWire-to-wire contactAggregated | WLDFR | HFTD - Distribution - Tier 2 - 2QU CoRE ¦ 4QU LoRE | Non-Red Flag Warning - Catastrophic Fires | Wire-to-wire contact | Aggregated | 2025 | 6.0886e-07 | 1078.9824 | 0.00065695 | 2025 | Mitigation | 0.95 | 45 | 0 | esc | 0.00097009 | 5.9065e-10 | 0.00097009 | 5.9065e-10
[79 empty] | WLDFR | HFTD - Distribution - Tier 3 - 2QU CoRE ¦ 2QU LoRE | Red Flag Warning - Catastrophic Fires | 2026 | 8.3147e-08 | 8.3147e-08 | 14664.6376 | 233.2301 | 8896.516 | 5534.8915 | 0 | 0 | 8.5711e-05 | 0.0012193 | 0 | 0.0012193 | 0.0012193 | 0 | 0.0012193 | 0 | 4.4166e-06 | 9.6814e-06 | 0 | 9.6814e-06 | 0 | 1.3644e-07 | 2.7287e-07 | 0 | 2.7287e-07 | [12 empty] | 7.3.3.17.5 (Remote Grid) Updates to grid topology to minimize risk of ignition in HFTDs Remote GridWLDFRWire-to-wire contactAggregated | WLDFR | HFTD - Distribution - Tier 2 - 2QU CoRE ¦ 4QU LoRE | Non-Red Flag Warning - Catastrophic Fires | Wire-to-wire contact | Aggregated | 2026 | 6.0886e-07 | 1078.9824 | 0.00065695 | 2026 | Mitigation | 0.95 | 45 | 0 | esc | 0.00097009 | 5.9065e-10 | 0.00097009 | 5.9065e-10
[79 empty] | WLDFR | HFTD - Distribution - Tier 3 - 2QU CoRE ¦ 2QU LoRE | Red Flag Warning - Catastrophic Fires | 2027 | 8.3147e-08 | 8.3147e-08 | 14664.6376 | 233.2301 | 8896.516 | 5534.8915 | 0 | 0 | 8.5711e-05 | 0.0012193 | 0 | 0.0012193 | 0.0012193 | 0 | 0.0012193 | 0 | 4.4166e-06 | 9.6814e-06 | 0 | 9.6814e-06 | 0 | 1.3644e-07 | 2.7287e-07 | 0 | 2.7287e-07 | [12 empty] | 7.3.3.17.5 (Remote Grid) Updates to grid topology to minimize risk of ignition in HFTDs Remote GridWLDFRWire-to-wire contactAggregated | WLDFR | HFTD - Distribution - Tier 2 - 2QU CoRE ¦ 4QU LoRE | Non-Red Flag Warning - Catastrophic Fires | Wire-to-wire contact | Aggregated | 2027 | 6.0886e-07 | 1078.9824 | 0.00065695 | 2027 | Mitigation | 0.95 | 45 | 0 | esc | 0.00097009 | 5.9065e-10 | 0.00097009 | 5.9065e-10
[79 empty] | WLDFR | HFTD - Distribution - Tier 3 - 2QU CoRE ¦ 2QU LoRE | Red Flag Warning - Catastrophic Fires | 2028 | 8.3147e-08 | 8.3147e-08 | 15317.9909 | 247.273 | 9287.6491 | 5783.0689 | 0 | 0 | 8.5711e-05 | 0.0012736 | 0 | 0.0012736 | 0.0012736 | 0 | 0.0012736 | 0 | 4.4166e-06 | 9.6814e-06 | 0 | 9.6814e-06 | 0 | 1.3644e-07 | 2.7287e-07 | 0 | 2.7287e-07 | [12 empty] | 7.3.3.17.5 (Remote Grid) Updates to grid topology to minimize risk of ignition in HFTDs Remote GridWLDFRWire-to-wire contactAggregated | WLDFR | HFTD - Distribution - Tier 2 - 2QU CoRE ¦ 4QU LoRE | Non-Red Flag Warning - Catastrophic Fires | Wire-to-wire contact | Aggregated | 2028 | 6.0886e-07 | 1078.9824 | 0.00065695 | 2028 | Mitigation | 0.95 | 45 | 0 | esc | 0.00097009 | 5.9065e-10 | 0.00097009 | 5.9065e-10
[79 empty] | WLDFR | HFTD - Distribution - Tier 3 - 2QU CoRE ¦ 2QU LoRE | Red Flag Warning - Catastrophic Fires | 2029 | 8.3147e-08 | 8.3147e-08 | 15317.9909 | 247.273 | 9287.6491 | 5783.0689 | 0 | 0 | 8.5711e-05 | 0.0012736 | 0 | 0.0012736 | 0.0012736 | 0 | 0.0012736 | 0 | 4.625e-06 | 1.0138e-05 | 0 | 1.0138e-05 | 0 | 1.3644e-07 | 2.7287e-07 | 0 | 2.7287e-07 | [12 empty] | 7.3.3.17.5 (Remote Grid) Updates to grid topology to minimize risk of ignition in HFTDs Remote GridWLDFRWire-to-wire contactAggregated | WLDFR | HFTD - Distribution - Tier 2 - 2QU CoRE ¦ 4QU LoRE | Non-Red Flag Warning - Catastrophic Fires | Wire-to-wire contact | Aggregated | 2029 | 6.0886e-07 | 1078.9824 | 0.00065695 | 2029 | Mitigation | 0.95 | 45 | 0 | esc | 0.00097009 | 5.9065e-10 | 0.00097009 | 5.9065e-10
[79 empty] | WLDFR | HFTD - Distribution - Tier 3 - 2QU CoRE ¦ 2QU LoRE | Red Flag Warning - Catastrophic Fires | 2030 | 8.3147e-08 | 8.3147e-08 | 15317.9909 | 247.273 | 9287.6491 | 5783.0689 | 0 | 0 | 8.5711e-05 | 0.0012736 | 0 | 0.0012736 | 0.0012736 | 0 | 0.0012736 | 0 | 4.625e-06 | 1.0138e-05 | 0 | 1.0138e-05 | 0 | 1.3644e-07 | 2.7287e-07 | 0 | 2.7287e-07 | [12 empty] | 7.3.3.17.5 (Remote Grid) Updates to grid topology to minimize risk of ignition in HFTDs Remote GridWLDFRWire-to-wire contactAggregated | WLDFR | HFTD - Distribution - Tier 2 - 2QU CoRE ¦ 4QU LoRE | Non-Red Flag Warning - Catastrophic Fires | Wire-to-wire contact | Aggregated | 2030 | 6.0886e-07 | 1078.9824 | 0.00065695 | 2030 | Mitigation | 0.95 | 45 | 0 | esc | 0.00097009 | 5.9065e-10 | 0.00097009 | 5.9065e-10
[79 empty] | WLDFR | HFTD - Distribution - Tier 3 - 2QU CoRE ¦ 2QU LoRE | Red Flag Warning - Catastrophic Fires | 2031 | 8.3147e-08 | 8.3147e-08 | 15317.9909 | 247.273 | 9287.6491 | 5783.0689 | 0 | 0 | 8.5711e-05 | 0.0012736 | 0 | 0.0012736 | 0.0012736 | 0 | 0.0012736 | 0 | 4.625e-06 | 1.0138e-05 | 0 | 1.0138e-05 | 0 | 1.4265e-07 | 2.853e-07 | 0 | 2.853e-07 | [12 empty] | 7.3.3.17.5 (Remote Grid) Updates to grid topology to minimize risk of ignition in HFTDs Remote GridWLDFRWire-to-wire contactAggregated | WLDFR | HFTD - Distribution - Tier 2 - 2QU CoRE ¦ 4QU LoRE | Non-Red Flag Warning - Catastrophic Fires | Wire-to-wire contact | Aggregated | 2031 | 6.0886e-07 | 1078.9824 | 0.00065695 | 2031 | Mitigation | 0.95 | 45 | 0 | esc | 0.00097009 | 5.9065e-10 | 0.00097009 | 5.9065e-10
[79 empty] | WLDFR | HFTD - Distribution - Tier 3 - 2QU CoRE ¦ 2QU LoRE | Red Flag Warning - Catastrophic Fires | 2032 | 8.3147e-08 | 8.3147e-08 | 15317.9909 | 247.273 | 9287.6491 | 5783.0689 | 0 | 0 | 8.5711e-05 | 0.0012736 | 0 | 0.0012736 | 0.0012736 | 0 | 0.0012736 | 0 | 4.625e-06 | 1.0138e-05 | 0 | 1.0138e-05 | 0 | 1.4265e-07 | 2.853e-07 | 0 | 2.853e-07 | [12 empty] | 7.3.3.17.5 (Remote Grid) Updates to grid topology to minimize risk of ignition in HFTDs Remote GridWLDFRWire-to-wire contactAggregated | WLDFR | HFTD - Distribution - Tier 2 - 2QU CoRE ¦ 4QU LoRE | Non-Red Flag Warning - Catastrophic Fires | Wire-to-wire contact | Aggregated | 2032 | 6.0886e-07 | 1078.9824 | 0.00065695 | 2032 | Mitigation | 0.95 | 45 | 0 | esc | 0.00097009 | 5.9065e-10 | 0.00097009 | 5.9065e-10
[79 empty] | WLDFR | HFTD - Distribution - Tier 3 - 2QU CoRE ¦ 2QU LoRE | Red Flag Warning - Catastrophic Fires | 2033 | 8.3147e-08 | 8.3147e-08 | 16044.1264 | 263.1074 | 9721.74 | 6059.2791 | 0 | 0 | 8.5711e-05 | 0.001334 | 0 | 0.001334 | 0.001334 | 0 | 0.001334 | 0 | 4.625e-06 | 1.0138e-05 | 0 | 1.0138e-05 | 0 | 1.4265e-07 | 2.853e-07 | 0 | 2.853e-07 | [12 empty] | 7.3.3.17.5 (Remote Grid) Updates to grid topology to minimize risk of ignition in HFTDs Remote GridWLDFRWire-to-wire contactAggregated | WLDFR | HFTD - Distribution - Tier 2 - 2QU CoRE ¦ 4QU LoRE | Non-Red Flag Warning - Catastrophic Fires | Wire-to-wire contact | Aggregated | 2033 | 6.0886e-07 | 1078.9824 | 0.00065695 | 2033 | Mitigation | 0.95 | 45 | 0 | esc | 0.00097009 | 5.9065e-10 | 0.00097009 | 5.9065e-10
[79 empty] | WLDFR | HFTD - Distribution - Tier 3 - 2QU CoRE ¦ 2QU LoRE | Red Flag Warning - Catastrophic Fires | 2034 | 8.3147e-08 | 8.3147e-08 | 16044.1264 | 263.1074 | 9721.74 | 6059.2791 | 0 | 0 | 8.5711e-05 | 0.001334 | 0 | 0.001334 | 0.001334 | 0 | 0.001334 | 0 | 4.8471e-06 | 1.0625e-05 | 0 | 1.0625e-05 | 0 | 1.4265e-07 | 2.853e-07 | 0 | 2.853e-07 | [12 empty] | 7.3.3.17.5 (Remote Grid) Updates to grid topology to minimize risk of ignition in HFTDs Remote GridWLDFRWire-to-wire contactAggregated | WLDFR | HFTD - Distribution - Tier 2 - 2QU CoRE ¦ 4QU LoRE | Non-Red Flag Warning - Catastrophic Fires | Wire-to-wire contact | Aggregated | 2034 | 6.0886e-07 | 1078.9824 | 0.00065695 | 2034 | Mitigation | 0.95 | 45 | 0 | esc | 0.00097009 | 5.9065e-10 | 0.00097009 | 5.9065e-10
[79 empty] | WLDFR | HFTD - Distribution - Tier 3 - 2QU CoRE ¦ 2QU LoRE | Red Flag Warning - Catastrophic Fires | 2035 | 8.3147e-08 | 8.3147e-08 | 16044.1264 | 263.1074 | 9721.74 | 6059.2791 | 0 | 0 | 8.5711e-05 | 0.001334 | 0 | 0.001334 | 0.001334 | 0 | 0.001334 | 0 | 4.8471e-06 | 1.0625e-05 | 0 | 1.0625e-05 | 0 | 1.4265e-07 | 2.853e-07 | 0 | 2.853e-07 | [12 empty] | 7.3.3.17.5 (Remote Grid) Updates to grid topology to minimize risk of ignition in HFTDs Remote GridWLDFRWire-to-wire contactAggregated | WLDFR | HFTD - Distribution - Tier 2 - 2QU CoRE ¦ 4QU LoRE | Non-Red Flag Warning - Catastrophic Fires | Wire-to-wire contact | Aggregated | 2035 | 6.0886e-07 | 1078.9824 | 0.00065695 | 2035 | Mitigation | 0.95 | 45 | 0 | esc | 0.00097009 | 5.9065e-10 | 0.00097009 | 5.9065e-10
[79 empty] | WLDFR | HFTD - Distribution - Tier 3 - 2QU CoRE ¦ 2QU LoRE | Red Flag Warning - Catastrophic Fires | 2036 | 8.3147e-08 | 8.3147e-08 | 16044.1264 | 263.1074 | 9721.74 | 6059.2791 | 0 | 0 | 8.5711e-05 | 0.001334 | 0 | 0.001334 | 0.001334 | 0 | 0.001334 | 0 | 4.8471e-06 | 1.0625e-05 | 0 | 1.0625e-05 | 0 | 1.4938e-07 | 2.9876e-07 | 0 | 2.9876e-07 | [12 empty] | 7.3.3.17.5 (Remote Grid) Updates to grid topology to minimize risk of ignition in HFTDs Remote GridWLDFRWire-to-wire contactAggregated | WLDFR | HFTD - Distribution - Tier 2 - 2QU CoRE ¦ 4QU LoRE | Non-Red Flag Warning - Catastrophic Fires | Wire-to-wire contact | Aggregated | 2036 | 6.0886e-07 | 1078.9824 | 0.00065695 | 2036 | Mitigation | 0.95 | 45 | 0 | esc | 0.00097009 | 5.9065e-10 | 0.00097009 | 5.9065e-10
[79 empty] | WLDFR | HFTD - Distribution - Tier 3 - 2QU CoRE ¦ 2QU LoRE | Red Flag Warning - Catastrophic Fires | 2037 | 8.3147e-08 | 8.3147e-08 | 16044.1264 | 263.1074 | 9721.74 | 6059.2791 | 0 | 0 | 8.5711e-05 | 0.001334 | 0 | 0.001334 | 0.001334 | 0 | 0.001334 | 0 | 4.8471e-06 | 1.0625e-05 | 0 | 1.0625e-05 | 0 | 1.4938e-07 | 2.9876e-07 | 0 | 2.9876e-07 | [12 empty] | 7.3.3.17.5 (Remote Grid) Updates to grid topology to minimize risk of ignition in HFTDs Remote GridWLDFRWire-to-wire contactAggregated | WLDFR | HFTD - Distribution - Tier 2 - 2QU CoRE ¦ 4QU LoRE | Non-Red Flag Warning - Catastrophic Fires | Wire-to-wire contact | Aggregated | 2037 | 6.0886e-07 | 1078.9824 | 0.00065695 | 2037 | Mitigation | 0.95 | 45 | 0 | esc | 0.00097009 | 5.9065e-10 | 0.00097009 | 5.9065e-10
[79 empty] | WLDFR | HFTD - Distribution - Tier 3 - 2QU CoRE ¦ 2QU LoRE | Red Flag Warning - Catastrophic Fires | 2038 | 8.3147e-08 | 8.3147e-08 | 16832.3912 | 280.5544 | 10192.2718 | 6359.5651 | 0 | 0 | 8.5711e-05 | 0.0013996 | 0 | 0.0013996 | 0.0013996 | 0 | 0.0013996 | 0 | 4.8471e-06 | 1.0625e-05 | 0 | 1.0625e-05 | 0 | 1.4938e-07 | 2.9876e-07 | 0 | 2.9876e-07 | [12 empty] | 7.3.3.17.5 (Remote Grid) Updates to grid topology to minimize risk of ignition in HFTDs Remote GridWLDFRWire-to-wire contactAggregated | WLDFR | HFTD - Distribution - Tier 2 - 2QU CoRE ¦ 4QU LoRE | Non-Red Flag Warning - Catastrophic Fires | Wire-to-wire contact | Aggregated | 2038 | 6.0886e-07 | 1078.9824 | 0.00065695 | 2038 | Mitigation | 0.95 | 45 | 0 | esc | 0.00097009 | 5.9065e-10 | 0.00097009 | 5.9065e-10
[79 empty] | WLDFR | HFTD - Distribution - Tier 3 - 2QU CoRE ¦ 2QU LoRE | Red Flag Warning - Catastrophic Fires | 2039 | 8.3147e-08 | 8.3147e-08 | 16832.3912 | 280.5544 | 10192.2718 | 6359.5651 | 0 | 0 | 8.5711e-05 | 0.0013996 | 0 | 0.0013996 | 0.0013996 | 0 | 0.0013996 | 0 | 5.0807e-06 | 1.1137e-05 | 0 | 1.1137e-05 | 0 | 1.4938e-07 | 2.9876e-07 | 0 | 2.9876e-07 | [12 empty] | 7.3.3.17.5 (Remote Grid) Updates to grid topology to minimize risk of ignition in HFTDs Remote GridWLDFRWire-to-wire contactAggregated | WLDFR | HFTD - Distribution - Tier 2 - 2QU CoRE ¦ 4QU LoRE | Non-Red Flag Warning - Catastrophic Fires | Wire-to-wire contact | Aggregated | 2039 | 6.0886e-07 | 1078.9824 | 0.00065695 | 2039 | Mitigation | 0.95 | 45 | 0 | esc | 0.00097009 | 5.9065e-10 | 0.00097009 | 5.9065e-10
[79 empty] | WLDFR | HFTD - Distribution - Tier 3 - 2QU CoRE ¦ 2QU LoRE | Red Flag Warning - Catastrophic Fires | 2040 | 8.3147e-08 | 8.3147e-08 | 16832.3912 | 280.5544 | 10192.2718 | 6359.5651 | 0 | 0 | 8.5711e-05 | 0.0013996 | 0 | 0.0013996 | 0.0013996 | 0 | 0.0013996 | 0 | 5.0807e-06 | 1.1137e-05 | 0 | 1.1137e-05 | 0 | 1.4938e-07 | 2.9876e-07 | 0 | 2.9876e-07 | [12 empty] | 7.3.3.17.5 (Remote Grid) Updates to grid topology to minimize risk of ignition in HFTDs Remote GridWLDFRWire-to-wire contactAggregated | WLDFR | HFTD - Distribution - Tier 2 - 2QU CoRE ¦ 4QU LoRE | Non-Red Flag Warning - Catastrophic Fires | Wire-to-wire contact | Aggregated | 2040 | 6.0886e-07 | 1078.9824 | 0.00065695 | 2040 | Mitigation | 0.95 | 45 | 0 | esc | 0.00097009 | 5.9065e-10 | 0.00097009 | 5.9065e-10
[79 empty] | WLDFR | HFTD - Distribution - Tier 3 - 2QU CoRE ¦ 2QU LoRE | Red Flag Warning - Catastrophic Fires | 2041 | 8.3147e-08 | 8.3147e-08 | 16832.3912 | 280.5544 | 10192.2718 | 6359.5651 | 0 | 0 | 8.5711e-05 | 0.0013996 | 0 | 0.0013996 | 0.0013996 | 0 | 0.0013996 | 0 | 5.0807e-06 | 1.1137e-05 | 0 | 1.1137e-05 | 0 | 1.5656e-07 | 3.1311e-07 | 0 | 3.1311e-07 | [12 empty] | 7.3.3.17.5 (Remote Grid) Updates to grid topology to minimize risk of ignition in HFTDs Remote GridWLDFRWire-to-wire contactAggregated | WLDFR | HFTD - Distribution - Tier 2 - 2QU CoRE ¦ 4QU LoRE | Non-Red Flag Warning - Catastrophic Fires | Wire-to-wire contact | Aggregated | 2041 | 6.0886e-07 | 1078.9824 | 0.00065695 | 2041 | Mitigation | 0.95 | 45 | 0 | esc | 0.00097009 | 5.9065e-10 | 0.00097009 | 5.9065e-10
[79 empty] | WLDFR | HFTD - Distribution - Tier 3 - 2QU CoRE ¦ 2QU LoRE | Red Flag Warning - Catastrophic Fires | 2042 | 8.3147e-08 | 8.3147e-08 | 16832.3912 | 280.5544 | 10192.2718 | 6359.5651 | 0 | 0 | 8.5711e-05 | 0.0013996 | 0 | 0.0013996 | 0.0013996 | 0 | 0.0013996 | 0 | 5.0807e-06 | 1.1137e-05 | 0 | 1.1137e-05 | 0 | 1.5656e-07 | 3.1311e-07 | 0 | 3.1311e-07 | [12 empty] | 7.3.3.17.5 (Remote Grid) Updates to grid topology to minimize risk of ignition in HFTDs Remote GridWLDFRWire-to-wire contactAggregated | WLDFR | HFTD - Distribution - Tier 2 - 2QU CoRE ¦ 4QU LoRE | Non-Red Flag Warning - Catastrophic Fires | Wire-to-wire contact | Aggregated | 2042 | 6.0886e-07 | 1078.9824 | 0.00065695 | 2042 | Mitigation | 0.95 | 45 | 0 | esc | 0.00097009 | 5.9065e-10 | 0.00097009 | 5.9065e-10
[79 empty] | WLDFR | HFTD - Distribution - Tier 3 - 2QU CoRE ¦ 2QU LoRE | Red Flag Warning - Catastrophic Fires | 2043 | 8.3147e-08 | 8.3147e-08 | 17672.0852 | 299.42 | 10692.7362 | 6679.929 | 0 | 0 | 8.5711e-05 | 0.0014694 | 0 | 0.0014694 | 0.0014694 | 0 | 0.0014694 | 0 | 5.0807e-06 | 1.1137e-05 | 0 | 1.1137e-05 | 0 | 1.5656e-07 | 3.1311e-07 | 0 | 3.1311e-07 | [12 empty] | 7.3.3.17.5 (Remote Grid) Updates to grid topology to minimize risk of ignition in HFTDs Remote GridWLDFRWire-to-wire contactAggregated | WLDFR | HFTD - Distribution - Tier 2 - 2QU CoRE ¦ 4QU LoRE | Non-Red Flag Warning - Catastrophic Fires | Wire-to-wire contact | Aggregated | 2043 | 6.0886e-07 | 1078.9824 | 0.00065695 | 2043 | Mitigation | 0.95 | 45 | 0 | esc | 0.00097009 | 5.9065e-10 | 0.00097009 | 5.9065e-10
[79 empty] | WLDFR | HFTD - Distribution - Tier 3 - 2QU CoRE ¦ 2QU LoRE | Red Flag Warning - Catastrophic Fires | 2044 | 8.3147e-08 | 8.3147e-08 | 17672.0852 | 299.42 | 10692.7362 | 6679.929 | 0 | 0 | 8.5711e-05 | 0.0014694 | 0 | 0.0014694 | 0.0014694 | 0 | 0.0014694 | 0 | 5.3233e-06 | 1.1669e-05 | 0 | 1.1669e-05 | 0 | 1.5656e-07 | 3.1311e-07 | 0 | 3.1311e-07 | [12 empty] | 7.3.3.17.5 (Remote Grid) Updates to grid topology to minimize risk of ignition in HFTDs Remote GridWLDFRWire-to-wire contactAggregated | WLDFR | HFTD - Distribution - Tier 2 - 2QU CoRE ¦ 4QU LoRE | Non-Red Flag Warning - Catastrophic Fires | Wire-to-wire contact | Aggregated | 2044 | 6.0886e-07 | 1078.9824 | 0.00065695 | 2044 | Mitigation | 0.95 | 45 | 0 | esc | 0.00097009 | 5.9065e-10 | 0.00097009 | 5.9065e-10
[79 empty] | WLDFR | HFTD - Distribution - Tier 3 - 2QU CoRE ¦ 2QU LoRE | Red Flag Warning - Catastrophic Fires | 2045 | 8.3147e-08 | 8.3147e-08 | 17672.0852 | 299.42 | 10692.7362 | 6679.929 | 0 | 0 | 8.5711e-05 | 0.0014694 | 0 | 0.0014694 | 0.0014694 | 0 | 0.0014694 | 0 | 5.3233e-06 | 1.1669e-05 | 0 | 1.1669e-05 | 0 | 0 | 3.1311e-07 | 0 | 3.1311e-07 | [12 empty] | 7.3.3.17.5 (Remote Grid) Updates to grid topology to minimize risk of ignition in HFTDs Remote GridWLDFRWire-to-wire contactAggregated | WLDFR | HFTD - Distribution - Tier 2 - 2QU CoRE ¦ 4QU LoRE | Non-Red Flag Warning - Catastrophic Fires | Wire-to-wire contact | Aggregated | 2045 | 6.0886e-07 | 1078.9824 | 0.00065695 | 2045 | Mitigation | 0.95 | 45 | 0 | esc | 0.00097009 | 5.9065e-10 | 0.00097009 | 5.9065e-10
[79 empty] | WLDFR | HFTD - Distribution - Tier 3 - 2QU CoRE ¦ 2QU LoRE | Red Flag Warning - Catastrophic Fires | 2046 | 8.3147e-08 | 8.3147e-08 | 17672.0852 | 299.42 | 10692.7362 | 6679.929 | 0 | 0 | 8.5711e-05 | 0.0014694 | 0 | 0.0014694 | 0.0014694 | 0 | 0.0014694 | 0 | 5.3233e-06 | 1.1669e-05 | 0 | 1.1669e-05 | 0 | 0 | 0 | 0 | 0 | [12 empty] | 7.3.3.17.5 (Remote Grid) Updates to grid topology to minimize risk of ignition in HFTDs Remote GridWLDFRWire-to-wire contactAggregated | WLDFR | HFTD - Distribution - Tier 2 - 2QU CoRE ¦ 4QU LoRE | Non-Red Flag Warning - Catastrophic Fires | Wire-to-wire contact | Aggregated | 2046 | 6.0886e-07 | 1078.9824 | 0.00065695 | 2046 | Mitigation | 0.95 | 45 | 0 | esc | 0.00097009 | 5.9065e-10 | 0.00097009 | 5.9065e-10
[79 empty] | WLDFR | HFTD - Distribution - Tier 3 - 2QU CoRE ¦ 2QU LoRE | Red Flag Warning - Catastrophic Fires | 2047 | 8.3147e-08 | 8.3147e-08 | 17672.0852 | 299.42 | 10692.7362 | 6679.929 | 0 | 0 | 8.5711e-05 | 0.0014694 | 0 | 0.0014694 | 0.0014694 | 0 | 0.0014694 | 0 | 5.3233e-06 | 1.1669e-05 | 0 | 1.1669e-05 | 0 | 0 | 0 | 0 | 0 | [12 empty] | 7.3.3.17.5 (Remote Grid) Updates to grid topology to minimize risk of ignition in HFTDs Remote GridWLDFRWire-to-wire contactAggregated | WLDFR | HFTD - Distribution - Tier 2 - 2QU CoRE ¦ 4QU LoRE | Non-Red Flag Warning - Catastrophic Fires | Wire-to-wire contact | Aggregated | 2047 | 6.0886e-07 | 1078.9824 | 0.00065695 | 2047 | Mitigation | 0.95 | 45 | 0 | esc | 0.00097009 | 5.9065e-10 | 0.00097009 | 5.9065e-10
[79 empty] | WLDFR | HFTD - Distribution - Tier 3 - 2QU CoRE ¦ 2QU LoRE | Red Flag Warning - Catastrophic Fires | 2048 | 8.3147e-08 | 8.3147e-08 | 18552.3348 | 319.4911 | 11216.5626 | 7016.281 | 0 | 0 | 8.5711e-05 | 0.0015426 | 0 | 0.0015426 | 0.0015426 | 0 | 0.0015426 | 0 | 5.3233e-06 | 1.1669e-05 | 0 | 1.1669e-05 | 0 | 2.4288e-06 | 0 | 0 | 0 | [12 empty] | 7.3.3.17.5 (Remote Grid) Updates to grid topology to minimize risk of ignition in HFTDs Remote GridWLDFRWire-to-wire contactAggregated | WLDFR | HFTD - Distribution - Tier 2 - 2QU CoRE ¦ 4QU LoRE | Non-Red Flag Warning - Catastrophic Fires | Wire-to-wire contact | Aggregated | 2048 | 6.0886e-07 | 1078.9824 | 0.00065695 | 2048 | Mitigation | 0.95 | 45 | 0 | esc | 0.00097009 | 5.9065e-10 | 0.00097009 | 5.9065e-10
[79 empty] | WLDFR | HFTD - Distribution - Tier 3 - 2QU CoRE ¦ 2QU LoRE | Red Flag Warning - Catastrophic Fires | 2049 | 8.3147e-08 | 8.3147e-08 | 18552.3348 | 319.4911 | 11216.5626 | 7016.281 | 0 | 0 | 8.5711e-05 | 0.0015426 | 0 | 0.0015426 | 0.0015426 | 0 | 0.0015426 | 0 | 5.572e-06 | 1.2214e-05 | 0 | 1.2214e-05 | 0 | 2.5178e-06 | 5.0356e-06 | 0 | 5.0356e-06 | [12 empty] | 7.3.3.17.5 (Remote Grid) Updates to grid topology to minimize risk of ignition in HFTDs Remote GridWLDFRWire-to-wire contactAggregated | WLDFR | HFTD - Distribution - Tier 2 - 2QU CoRE ¦ 4QU LoRE | Non-Red Flag Warning - Catastrophic Fires | Wire-to-wire contact | Aggregated | 2049 | 6.0886e-07 | 1078.9824 | 0.00065695 | 2049 | Mitigation | 0.95 | 45 | 0 | esc | 0.00097009 | 5.9065e-10 | 0.00097009 | 5.9065e-10
[79 empty] | WLDFR | HFTD - Distribution - Tier 3 - 2QU CoRE ¦ 2QU LoRE | Red Flag Warning - Catastrophic Fires | 2050 | 8.3147e-08 | 8.3147e-08 | 18552.3348 | 319.4911 | 11216.5626 | 7016.281 | 0 | 0 | 8.5711e-05 | 0.0015426 | 0 | 0.0015426 | 0.0015426 | 0 | 0.0015426 | 0 | 5.572e-06 | 1.2214e-05 | 0 | 1.2214e-05 | 0 | 2.5178e-06 | 5.0356e-06 | 0 | 5.0356e-06 | [12 empty] | 7.3.3.17.5 (Remote Grid) Updates to grid topology to minimize risk of ignition in HFTDs Remote GridWLDFRWire-to-wire contactAggregated | WLDFR | HFTD - Distribution - Tier 2 - 2QU CoRE ¦ 4QU LoRE | Non-Red Flag Warning - Catastrophic Fires | Wire-to-wire contact | Aggregated | 2050 | 6.0886e-07 | 1078.9824 | 0.00065695 | 2050 | Mitigation | 0.95 | 45 | 0 | esc | 0.00097009 | 5.9065e-10 | 0.00097009 | 5.9065e-10
[79 empty] | WLDFR | HFTD - Distribution - Tier 3 - 2QU CoRE ¦ 2QU LoRE | Red Flag Warning - Catastrophic Fires | 2051 | 8.3147e-08 | 8.3147e-08 | 18552.3348 | 319.4911 | 11216.5626 | 7016.281 | 0 | 0 | 8.5711e-05 | 0.0015426 | 0 | 0.0015426 | 0.0015426 | 0 | 0.0015426 | 0 | 5.572e-06 | 1.2214e-05 | 0 | 1.2214e-05 | 0 | 2.5178e-06 | 5.0356e-06 | 0 | 5.0356e-06 | [12 empty] | 7.3.3.17.5 (Remote Grid) Updates to grid topology to minimize risk of ignition in HFTDs Remote GridWLDFRWire-to-wire contactAggregated | WLDFR | HFTD - Distribution - Tier 2 - 2QU CoRE ¦ 4QU LoRE | Non-Red Flag Warning - Catastrophic Fires | Wire-to-wire contact | Aggregated | 2051 | 6.0886e-07 | 1078.9824 | 0.00065695 | 2051 | Mitigation | 0.95 | 45 | 0 | esc | 0.00097009 | 5.9065e-10 | 0.00097009 | 5.9065e-10
[79 empty] | WLDFR | HFTD - Distribution - Tier 3 - 2QU CoRE ¦ 2QU LoRE | Red Flag Warning - Catastrophic Fires | 2052 | 8.3147e-08 | 8.3147e-08 | 18552.3348 | 319.4911 | 11216.5626 | 7016.281 | 0 | 0 | 8.5711e-05 | 0.0015426 | 0 | 0.0015426 | 0.0015426 | 0 | 0.0015426 | 0 | 5.572e-06 | 1.2214e-05 | 0 | 1.2214e-05 | 0 | 2.5178e-06 | 5.0356e-06 | 0 | 5.0356e-06 | [12 empty] | 7.3.3.17.5 (Remote Grid) Updates to grid topology to minimize risk of ignition in HFTDs Remote GridWLDFRWire-to-wire contactAggregated | WLDFR | HFTD - Distribution - Tier 2 - 2QU CoRE ¦ 4QU LoRE | Non-Red Flag Warning - Catastrophic Fires | Wire-to-wire contact | Aggregated | 2052 | 6.0886e-07 | 1078.9824 | 0.00065695 | 2052 | Mitigation | 0.95 | 45 | 0 | esc | 0.00097009 | 5.9065e-10 | 0.00097009 | 5.9065e-10
[79 empty] | WLDFR | HFTD - Distribution - Tier 3 - 2QU CoRE ¦ 2QU LoRE | Red Flag Warning - Catastrophic Fires | 2053 | 8.3147e-08 | 8.3147e-08 | 19462.1283 | 340.5356 | 11757.1413 | 7364.4514 | 0 | 0 | 8.5711e-05 | 0.0016182 | 0 | 0.0016182 | 0.0016182 | 0 | 0.0016182 | 0 | 5.572e-06 | 1.2214e-05 | 0 | 1.2214e-05 | 0 | 2.5178e-06 | 5.0356e-06 | 0 | 5.0356e-06 | [12 empty] | 7.3.3.17.5 (Remote Grid) Updates to grid topology to minimize risk of ignition in HFTDs Remote GridWLDFRWire-to-wire contactAggregated | WLDFR | HFTD - Distribution - Tier 2 - 2QU CoRE ¦ 4QU LoRE | Non-Red Flag Warning - Catastrophic Fires | Wire-to-wire contact | Aggregated | 2053 | 6.0886e-07 | 1078.9824 | 0.00065695 | 2053 | Mitigation | 0.95 | 45 | 0 | esc | 0.00097009 | 5.9065e-10 | 0.00097009 | 5.9065e-10
[79 empty] | WLDFR | HFTD - Distribution - Tier 3 - 2QU CoRE ¦ 2QU LoRE | Red Flag Warning - Catastrophic Fires | 2054 | 8.3147e-08 | 8.3147e-08 | 19462.1283 | 340.5356 | 11757.1413 | 7364.4514 | 0 | 0 | 8.5711e-05 | 0.0016182 | 0 | 0.0016182 | 0.0016182 | 0 | 0.0016182 | 0 | 5.8241e-06 | 1.2766e-05 | 0 | 1.2766e-05 | 0 | 2.63e-06 | 5.26e-06 | 0 | 5.26e-06 | [12 empty] | 7.3.3.17.5 (Remote Grid) Updates to grid topology to minimize risk of ignition in HFTDs Remote GridWLDFRWire-to-wire contactAggregated | WLDFR | HFTD - Distribution - Tier 2 - 2QU CoRE ¦ 4QU LoRE | Non-Red Flag Warning - Catastrophic Fires | Wire-to-wire contact | Aggregated | 2054 | 6.0886e-07 | 1078.9824 | 0.00065695 | 2054 | Mitigation | 0.95 | 45 | 0 | esc | 0.00097009 | 5.9065e-10 | 0.00097009 | 5.9065e-10
[79 empty] | WLDFR | HFTD - Distribution - Tier 3 - 2QU CoRE ¦ 2QU LoRE | Red Flag Warning - Catastrophic Fires | 2055 | 8.3147e-08 | 8.3147e-08 | 19462.1283 | 340.5356 | 11757.1413 | 7364.4514 | 0 | 0 | 8.5711e-05 | 0.0016182 | 0 | 0.0016182 | 0.0016182 | 0 | 0.0016182 | 0 | 5.8241e-06 | 1.2766e-05 | 0 | 1.2766e-05 | 0 | 2.63e-06 | 5.26e-06 | 0 | 5.26e-06 | [12 empty] | 7.3.3.17.5 (Remote Grid) Updates to grid topology to minimize risk of ignition in HFTDs Remote GridWLDFRWire-to-wire contactAggregated | WLDFR | HFTD - Distribution - Tier 2 - 2QU CoRE ¦ 4QU LoRE | Non-Red Flag Warning - Catastrophic Fires | Wire-to-wire contact | Aggregated | 2055 | 6.0886e-07 | 1078.9824 | 0.00065695 | 2055 | Mitigation | 0.95 | 45 | 0 | esc | 0.00097009 | 5.9065e-10 | 0.00097009 | 5.9065e-10
[79 empty] | WLDFR | HFTD - Distribution - Tier 3 - 2QU CoRE ¦ 2QU LoRE | Red Flag Warning - Catastrophic Fires | 2056 | 8.3147e-08 | 8.3147e-08 | 19462.1283 | 340.5356 | 11757.1413 | 7364.4514 | 0 | 0 | 8.5711e-05 | 0.0016182 | 0 | 0.0016182 | 0.0016182 | 0 | 0.0016182 | 0 | 5.8241e-06 | 1.2766e-05 | 0 | 1.2766e-05 | 0 | 2.63e-06 | 5.26e-06 | 0 | 5.26e-06 | [12 empty] | 7.3.3.17.5 (Remote Grid) Updates to grid topology to minimize risk of ignition in HFTDs Remote GridWLDFRWire-to-wire contactAggregated | WLDFR | HFTD - Distribution - Tier 2 - 2QU CoRE ¦ 4QU LoRE | Non-Red Flag Warning - Catastrophic Fires | Wire-to-wire contact | Aggregated | 2056 | 6.0886e-07 | 1078.9824 | 0.00065695 | 2056 | Mitigation | 0.95 | 45 | 0 | esc | 0.00097009 | 5.9065e-10 | 0.00097009 | 5.9065e-10
[79 empty] | WLDFR | HFTD - Distribution - Tier 3 - 2QU CoRE ¦ 2QU LoRE | Red Flag Warning - Catastrophic Fires | 2057 | 8.3147e-08 | 8.3147e-08 | 19462.1283 | 340.5356 | 11757.1413 | 7364.4514 | 0 | 0 | 8.5711e-05 | 0.0016182 | 0 | 0.0016182 | 0.0016182 | 0 | 0.0016182 | 0 | 0 | 1.2766e-05 | 0 | 1.2766e-05 | 0 | 2.63e-06 | 5.26e-06 | 0 | 5.26e-06 | [12 empty] | 7.3.3.17.5 (Remote Grid) Updates to grid topology to minimize risk of ignition in HFTDs Remote GridWLDFRWire-to-wire contactAggregated | WLDFR | HFTD - Distribution - Tier 2 - 2QU CoRE ¦ 4QU LoRE | Non-Red Flag Warning - Catastrophic Fires | Wire-to-wire contact | Aggregated | 2057 | 6.0886e-07 | 1078.9824 | 0.00065695 | 2057 | Mitigation | 0.95 | 45 | 0 | esc | 0.00097009 | 5.9065e-10 | 0.00097009 | 5.9065e-10
[79 empty] | WLDFR | HFTD - Distribution - Tier 3 - 2QU CoRE ¦ 2QU LoRE | Red Flag Warning - Catastrophic Fires | 2058 | 8.3147e-08 | 8.3147e-08 | 20390.4035 | 362.3049 | 12307.8747 | 7720.2238 | 0 | 0 | 8.5711e-05 | 0.0016954 | 0 | 0.0016954 | 0.0016954 | 0 | 0.0016954 | 0 | 0 | 0 | 0 | 0 | 0 | 2.63e-06 | 5.26e-06 | 0 | 5.26e-06 | [12 empty] | 7.3.3.17.5 (Remote Grid) Updates to grid topology to minimize risk of ignition in HFTDs Remote GridWLDFRWire-to-wire contactAggregated | WLDFR | HFTD - Distribution - Tier 2 - 2QU CoRE ¦ 4QU LoRE | Non-Red Flag Warning - Catastrophic Fires | Wire-to-wire contact | Aggregated | 2058 | 6.0886e-07 | 1078.9824 | 0.00065695 | 2058 | Mitigation | 0.95 | 45 | 0 | esc | 0.00097009 | 5.9065e-10 | 0.00097009 | 5.9065e-10
[79 empty] | WLDFR | HFTD - Distribution - Tier 3 - 2QU CoRE ¦ 2QU LoRE | Red Flag Warning - Catastrophic Fires | 2059 | 8.3147e-08 | 8.3147e-08 | 20390.4035 | 362.3049 | 12307.8747 | 7720.2238 | 0 | 0 | 8.5711e-05 | 0.0016954 | 0 | 0.0016954 | 0.0016954 | 0 | 0.0016954 | 0 | 0.022677 | 0 | 0 | 0 | 0 | 2.7547e-06 | 5.5093e-06 | 0 | 5.5093e-06 | [12 empty] | 7.3.3.17.5 (Remote Grid) Updates to grid topology to minimize risk of ignition in HFTDs Remote GridWLDFRWire-to-wire contactAggregated | WLDFR | HFTD - Distribution - Tier 2 - 2QU CoRE ¦ 4QU LoRE | Non-Red Flag Warning - Catastrophic Fires | Wire-to-wire contact | Aggregated | 2059 | 6.0886e-07 | 1078.9824 | 0.00065695 | 2059 | Mitigation | 0.95 | 45 | 0 | esc | 0.00097009 | 5.9065e-10 | 0.00097009 | 5.9065e-10
[79 empty] | WLDFR | HFTD - Distribution - Tier 3 - 2QU CoRE ¦ 2QU LoRE | Red Flag Warning - Catastrophic Fires | 2060 | 8.3147e-08 | 8.3147e-08 | 20390.4035 | 362.3049 | 12307.8747 | 7720.2238 | 0 | 0 | 8.5711e-05 | 0.0016954 | 0 | 0.0016954 | 0.0016954 | 0 | 0.0016954 | 0 | 0.023508 | 0.05153 | 0 | 0.05153 | 0 | 2.7547e-06 | 5.5093e-06 | 0 | 5.5093e-06 | [12 empty] | 7.3.3.17.5 (Remote Grid) Updates to grid topology to minimize risk of ignition in HFTDs Remote GridWLDFRWire-to-wire contactAggregated | WLDFR | HFTD - Distribution - Tier 2 - 2QU CoRE ¦ 4QU LoRE | Non-Red Flag Warning - Catastrophic Fires | Wire-to-wire contact | Aggregated | 2060 | 6.0886e-07 | 1078.9824 | 0.00065695 | 2060 | Mitigation | 0.95 | 45 | 0 | esc | 0.00097009 | 5.9065e-10 | 0.00097009 | 5.9065e-10
[79 empty] | WLDFR | HFTD - Distribution - Tier 3 - 2QU CoRE ¦ 2QU LoRE | Red Flag Warning - Catastrophic Fires | 2061 | 8.3147e-08 | 8.3147e-08 | 20390.4035 | 362.3049 | 12307.8747 | 7720.2238 | 0 | 0 | 8.5711e-05 | 0.0016954 | 0 | 0.0016954 | 0.0016954 | 0 | 0.0016954 | 0 | 0.023508 | 0.05153 | 0 | 0.05153 | 0 | 2.7547e-06 | 5.5093e-06 | 0 | 5.5093e-06 | [12 empty] | 7.3.3.17.5 (Remote Grid) Updates to grid topology to minimize risk of ignition in HFTDs Remote GridWLDFRWire-to-wire contactAggregated | WLDFR | HFTD - Distribution - Tier 2 - 2QU CoRE ¦ 4QU LoRE | Non-Red Flag Warning - Catastrophic Fires | Wire-to-wire contact | Aggregated | 2061 | 6.0886e-07 | 1078.9824 | 0.00065695 | 2061 | Mitigation | 0.95 | 45 | 0 | esc | 0.00097009 | 5.9065e-10 | 0.00097009 | 5.9065e-10
[79 empty] | WLDFR | HFTD - Distribution - Tier 3 - 2QU CoRE ¦ 2QU LoRE | Red Flag Warning - Catastrophic Fires | 2062 | 8.3147e-08 | 8.3147e-08 | 20390.4035 | 362.3049 | 12307.8747 | 7720.2238 | 0 | 0 | 8.5711e-05 | 0.0016954 | 0 | 0.0016954 | 0.0016954 | 0 | 0.0016954 | 0 | 0.023508 | 0.05153 | 0 | 0.05153 | 0 | 2.7547e-06 | 5.5093e-06 | 0 | 5.5093e-06 | [12 empty] | 7.3.3.17.5 (Remote Grid) Updates to grid topology to minimize risk of ignition in HFTDs Remote GridWLDFRWire-to-wire contactAggregated | WLDFR | HFTD - Distribution - Tier 2 - 2QU CoRE ¦ 4QU LoRE | Non-Red Flag Warning - Catastrophic Fires | Wire-to-wire contact | Aggregated | 2062 | 6.0886e-07 | 1078.9824 | 0.00065695 | 2062 | Mitigation | 0.95 | 45 | 0 | esc | 0.00097009 | 5.9065e-10 | 0.00097009 | 5.9065e-10
[79 empty] | WLDFR | HFTD - Distribution - Tier 3 - 2QU CoRE ¦ 2QU LoRE | Red Flag Warning - Catastrophic Fires | 2063 | 8.3147e-08 | 8.3147e-08 | 21325.9188 | 384.5316 | 12862.0997 | 8079.2876 | 0 | 0 | 8.5711e-05 | 0.0017732 | 0 | 0.0017732 | 0.0017732 | 0 | 0.0017732 | 0 | 0.023508 | 0.05153 | 0 | 0.05153 | 0 | 2.7547e-06 | 5.5093e-06 | 0 | 5.5093e-06 | [12 empty] | 7.3.3.17.5 (Remote Grid) Updates to grid topology to minimize risk of ignition in HFTDs Remote GridWLDFRWire-to-wire contactAggregated | WLDFR | HFTD - Distribution - Tier 2 - 2QU CoRE ¦ 4QU LoRE | Non-Red Flag Warning - Catastrophic Fires | Wire-to-wire contact | Aggregated | 2063 | 6.0886e-07 | 1078.9824 | 0.00065695 | 2063 | Mitigation | 0.95 | 45 | 0 | esc | 0.00097009 | 5.9065e-10 | 0.00097009 | 5.9065e-10
[79 empty] | WLDFR | HFTD - Distribution - Tier 3 - 2QU CoRE ¦ 2QU LoRE | Red Flag Warning - Catastrophic Fires | 2064 | 8.3147e-08 | 8.3147e-08 | 21325.9188 | 384.5316 | 12862.0997 | 8079.2876 | 0 | 0 | 8.5711e-05 | 0.0017732 | 0 | 0.0017732 | 0.0017732 | 0 | 0.0017732 | 0 | 0.023508 | 0.05153 | 0 | 0.05153 | 0 | 2.89e-06 | 5.78e-06 | 0 | 5.78e-06 | [12 empty] | 7.3.3.17.5 (Remote Grid) Updates to grid topology to minimize risk of ignition in HFTDs Remote GridWLDFRWire-to-wire contactAggregated | WLDFR | HFTD - Distribution - Tier 2 - 2QU CoRE ¦ 4QU LoRE | Non-Red Flag Warning - Catastrophic Fires | Wire-to-wire contact | Aggregated | 2064 | 6.0886e-07 | 1078.9824 | 0.00065695 | 2064 | Mitigation | 0.95 | 45 | 0 | esc | 0.00097009 | 5.9065e-10 | 0.00097009 | 5.9065e-10
[79 empty] | WLDFR | HFTD - Distribution - Tier 3 - 2QU CoRE ¦ 2QU LoRE | Red Flag Warning - Catastrophic Fires | 2065 | 8.3147e-08 | 8.3147e-08 | 21325.9188 | 384.5316 | 12862.0997 | 8079.2876 | 0 | 0 | 8.5711e-05 | 0.0017732 | 0 | 0.0017732 | 0.0017732 | 0 | 0.0017732 | 0 | 0.024555 | 0.053825 | 0 | 0.053825 | 0 | 2.89e-06 | 5.78e-06 | 0 | 5.78e-06 | [12 empty] | 7.3.3.17.5 (Remote Grid) Updates to grid topology to minimize risk of ignition in HFTDs Remote GridWLDFRWire-to-wire contactAggregated | WLDFR | HFTD - Distribution - Tier 2 - 2QU CoRE ¦ 4QU LoRE | Non-Red Flag Warning - Catastrophic Fires | Wire-to-wire contact | Aggregated | 2065 | 6.0886e-07 | 1078.9824 | 0.00065695 | 2065 | Mitigation | 0.95 | 45 | 0 | esc | 0.00097009 | 5.9065e-10 | 0.00097009 | 5.9065e-10
[79 empty] | WLDFR | HFTD - Distribution - Tier 3 - 2QU CoRE ¦ 2QU LoRE | Red Flag Warning - Catastrophic Fires | 2066 | 8.3147e-08 | 8.3147e-08 | 21325.9188 | 384.5316 | 12862.0997 | 8079.2876 | 0 | 0 | 8.5711e-05 | 0.0017732 | 0 | 0.0017732 | 0.0017732 | 0 | 0.0017732 | 0 | 0.024555 | 0.053825 | 0 | 0.053825 | 0 | 2.89e-06 | 5.78e-06 | 0 | 5.78e-06 | [12 empty] | 7.3.3.17.5 (Remote Grid) Updates to grid topology to minimize risk of ignition in HFTDs Remote GridWLDFRWire-to-wire contactAggregated | WLDFR | HFTD - Distribution - Tier 2 - 2QU CoRE ¦ 4QU LoRE | Non-Red Flag Warning - Catastrophic Fires | Wire-to-wire contact | Aggregated | 2066 | 6.0886e-07 | 1078.9824 | 0.00065695 | 2066 | Mitigation | 0.95 | 45 | 0 | esc | 0.00097009 | 5.9065e-10 | 0.00097009 | 5.9065e-10
[79 empty] | WLDFR | HFTD - Distribution - Tier 3 - 2QU CoRE ¦ 2QU LoRE | Red Flag Warning - Catastrophic Fires | 2067 | 0 | 8.3147e-08 | 21325.9188 | 384.5316 | 12862.0997 | 8079.2876 | 0 | 0 | 8.5711e-05 | 0 | 0 | 0 | 0.0017732 | 0 | 0.0017732 | 0 | 0.024555 | 0.053825 | 0 | 0.053825 | 0 | 2.89e-06 | 5.78e-06 | 0 | 5.78e-06 | [12 empty] | 7.3.3.17.5 (Remote Grid) Updates to grid topology to minimize risk of ignition in HFTDs Remote GridWLDFRWire-to-wire contactAggregated | WLDFR | HFTD - Distribution - Tier 2 - 2QU CoRE ¦ 4QU LoRE | Non-Red Flag Warning - Catastrophic Fires | Wire-to-wire contact | Aggregated | 2067 | 6.0886e-07 | 1078.9824 | 0.00065695 | 2067 | Mitigation | 0.95 | 45 | 0 | esc | 0 | 0 | 0.00097009 | 5.9065e-10
[79 empty] | WLDFR | HFTD - Distribution - Tier 3 - 2QU CoRE ¦ 2QU LoRE | Red Flag Warning - Destructive Fires | 2022 | 1.0616e-08 | 0 | 8807.9522 | 222.2294 | 8585.7228 | 0 | 0 | 0 | 1.0943e-05 | 9.3506e-05 | 0 | 9.3506e-05 | 0 | 0 | 0 | 0 | 0.024555 | 0.053825 | 0 | 0.053825 | 0 | 2.89e-06 | 5.78e-06 | 0 | 5.78e-06 | [12 empty] | 7.3.3.17.5 (Remote Grid) Updates to grid topology to minimize risk of ignition in HFTDs Remote GridWLDFRContact from objectAggregated | WLDFR | HFTD - Distribution - Tier 2 - 2QU CoRE ¦ 4QU LoRE | Non-Red Flag Warning - Destructive Fires | Contact from object | Aggregated | 2022 | 8.2613e-07 | 1078.9824 | 0.00089138 | 2022 | Mitigation | 0.95 | 45 | 0 | esc | 0.00097009 | 8.0141e-10 | 0 | 0
[79 empty] | WLDFR | HFTD - Distribution - Tier 3 - 2QU CoRE ¦ 2QU LoRE | Red Flag Warning - Destructive Fires | 2023 | 1.0616e-08 | 1.0616e-08 | 9129.7461 | 233.2301 | 8896.516 | 0 | 0 | 0 | 1.0943e-05 | 9.6922e-05 | 0 | 9.6922e-05 | 9.6922e-05 | 0 | 9.6922e-05 | 0 | 0.024555 | 0.053825 | 0 | 0.053825 | 0 | 3.0342e-06 | 6.0683e-06 | 0 | 6.0683e-06 | [12 empty] | 7.3.3.17.5 (Remote Grid) Updates to grid topology to minimize risk of ignition in HFTDs Remote GridWLDFRContact from objectAggregated | WLDFR | HFTD - Distribution - Tier 2 - 2QU CoRE ¦ 4QU LoRE | Non-Red Flag Warning - Destructive Fires | Contact from object | Aggregated | 2023 | 8.2613e-07 | 1078.9824 | 0.00089138 | 2023 | Mitigation | 0.95 | 45 | 0 | esc | 0.00097009 | 8.0141e-10 | 0.00097009 | 8.0141e-10
[79 empty] | WLDFR | HFTD - Distribution - Tier 3 - 2QU CoRE ¦ 2QU LoRE | Red Flag Warning - Destructive Fires | 2024 | 1.0616e-08 | 1.0616e-08 | 9129.7461 | 233.2301 | 8896.516 | 0 | 0 | 0 | 1.0943e-05 | 9.6922e-05 | 0 | 9.6922e-05 | 9.6922e-05 | 0 | 9.6922e-05 | 0 | 0.025719 | 0.056377 | 0 | 0.056377 | 0 | 3.0342e-06 | 6.0683e-06 | 0 | 6.0683e-06 | [12 empty] | 7.3.3.17.5 (Remote Grid) Updates to grid topology to minimize risk of ignition in HFTDs Remote GridWLDFRContact from objectAggregated | WLDFR | HFTD - Distribution - Tier 2 - 2QU CoRE ¦ 4QU LoRE | Non-Red Flag Warning - Destructive Fires | Contact from object | Aggregated | 2024 | 8.2613e-07 | 1078.9824 | 0.00089138 | 2024 | Mitigation | 0.95 | 45 | 0 | esc | 0.00097009 | 8.0141e-10 | 0.00097009 | 8.0141e-10
[79 empty] | WLDFR | HFTD - Distribution - Tier 3 - 2QU CoRE ¦ 2QU LoRE | Red Flag Warning - Destructive Fires | 2025 | 1.0616e-08 | 1.0616e-08 | 9129.7461 | 233.2301 | 8896.516 | 0 | 0 | 0 | 1.0943e-05 | 9.6922e-05 | 0 | 9.6922e-05 | 9.6922e-05 | 0 | 9.6922e-05 | 0 | 0.025719 | 0.056377 | 0 | 0.056377 | 0 | 3.0342e-06 | 6.0683e-06 | 0 | 6.0683e-06 | [12 empty] | 7.3.3.17.5 (Remote Grid) Updates to grid topology to minimize risk of ignition in HFTDs Remote GridWLDFRContact from objectAggregated | WLDFR | HFTD - Distribution - Tier 2 - 2QU CoRE ¦ 4QU LoRE | Non-Red Flag Warning - Destructive Fires | Contact from object | Aggregated | 2025 | 8.2613e-07 | 1078.9824 | 0.00089138 | 2025 | Mitigation | 0.95 | 45 | 0 | esc | 0.00097009 | 8.0141e-10 | 0.00097009 | 8.0141e-10
[79 empty] | WLDFR | HFTD - Distribution - Tier 3 - 2QU CoRE ¦ 2QU LoRE | Red Flag Warning - Destructive Fires | 2026 | 1.0616e-08 | 1.0616e-08 | 9129.7461 | 233.2301 | 8896.516 | 0 | 0 | 0 | 1.0943e-05 | 9.6922e-05 | 0 | 9.6922e-05 | 9.6922e-05 | 0 | 9.6922e-05 | 0 | 0.025719 | 0.056377 | 0 | 0.056377 | 0 | 3.0342e-06 | 6.0683e-06 | 0 | 6.0683e-06 | [12 empty] | 7.3.3.17.5 (Remote Grid) Updates to grid topology to minimize risk of ignition in HFTDs Remote GridWLDFRContact from objectAggregated | WLDFR | HFTD - Distribution - Tier 2 - 2QU CoRE ¦ 4QU LoRE | Non-Red Flag Warning - Destructive Fires | Contact from object | Aggregated | 2026 | 8.2613e-07 | 1078.9824 | 0.00089138 | 2026 | Mitigation | 0.95 | 45 | 0 | esc | 0.00097009 | 8.0141e-10 | 0.00097009 | 8.0141e-10
[79 empty] | WLDFR | HFTD - Distribution - Tier 3 - 2QU CoRE ¦ 2QU LoRE | Red Flag Warning - Destructive Fires | 2027 | 1.0616e-08 | 1.0616e-08 | 9129.7461 | 233.2301 | 8896.516 | 0 | 0 | 0 | 1.0943e-05 | 9.6922e-05 | 0 | 9.6922e-05 | 9.6922e-05 | 0 | 9.6922e-05 | 0 | 0.025719 | 0.056377 | 0 | 0.056377 | 0 | 3.0342e-06 | 6.0683e-06 | 0 | 6.0683e-06 | [12 empty] | 7.3.3.17.5 (Remote Grid) Updates to grid topology to minimize risk of ignition in HFTDs Remote GridWLDFRContact from objectAggregated | WLDFR | HFTD - Distribution - Tier 2 - 2QU CoRE ¦ 4QU LoRE | Non-Red Flag Warning - Destructive Fires | Contact from object | Aggregated | 2027 | 8.2613e-07 | 1078.9824 | 0.00089138 | 2027 | Mitigation | 0.95 | 45 | 0 | esc | 0.00097009 | 8.0141e-10 | 0.00097009 | 8.0141e-10
[79 empty] | WLDFR | HFTD - Distribution - Tier 3 - 2QU CoRE ¦ 2QU LoRE | Red Flag Warning - Destructive Fires | 2028 | 1.0616e-08 | 1.0616e-08 | 9534.9221 | 247.273 | 9287.6491 | 0 | 0 | 0 | 1.0943e-05 | 0.00010122 | 0 | 0.00010122 | 0.00010122 | 0 | 0.00010122 | 0 | 0.025719 | 0.056377 | 0 | 0.056377 | 0 | 3.1853e-06 | 6.3706e-06 | 0 | 6.3706e-06 | [12 empty] | 7.3.3.17.5 (Remote Grid) Updates to grid topology to minimize risk of ignition in HFTDs Remote GridWLDFRContact from objectAggregated | WLDFR | HFTD - Distribution - Tier 2 - 2QU CoRE ¦ 4QU LoRE | Non-Red Flag Warning - Destructive Fires | Contact from object | Aggregated | 2028 | 8.2613e-07 | 1078.9824 | 0.00089138 | 2028 | Mitigation | 0.95 | 45 | 0 | esc | 0.00097009 | 8.0141e-10 | 0.00097009 | 8.0141e-10
[79 empty] | WLDFR | HFTD - Distribution - Tier 3 - 2QU CoRE ¦ 2QU LoRE | Red Flag Warning - Destructive Fires | 2029 | 1.0616e-08 | 1.0616e-08 | 9534.9221 | 247.273 | 9287.6491 | 0 | 0 | 0 | 1.0943e-05 | 0.00010122 | 0 | 0.00010122 | 0.00010122 | 0 | 0.00010122 | 0 | 0.026983 | 0.059147 | 0 | 0.059147 | 0 | 3.1853e-06 | 6.3706e-06 | 0 | 6.3706e-06 | [12 empty] | 7.3.3.17.5 (Remote Grid) Updates to grid topology to minimize risk of ignition in HFTDs Remote GridWLDFRContact from objectAggregated | WLDFR | HFTD - Distribution - Tier 2 - 2QU CoRE ¦ 4QU LoRE | Non-Red Flag Warning - Destructive Fires | Contact from object | Aggregated | 2029 | 8.2613e-07 | 1078.9824 | 0.00089138 | 2029 | Mitigation | 0.95 | 45 | 0 | esc | 0.00097009 | 8.0141e-10 | 0.00097009 | 8.0141e-10
[79 empty] | WLDFR | HFTD - Distribution - Tier 3 - 2QU CoRE ¦ 2QU LoRE | Red Flag Warning - Destructive Fires | 2030 | 1.0616e-08 | 1.0616e-08 | 9534.9221 | 247.273 | 9287.6491 | 0 | 0 | 0 | 1.0943e-05 | 0.00010122 | 0 | 0.00010122 | 0.00010122 | 0 | 0.00010122 | 0 | 0.026983 | 0.059147 | 0 | 0.059147 | 0 | 3.1853e-06 | 6.3706e-06 | 0 | 6.3706e-06 | [12 empty] | 7.3.3.17.5 (Remote Grid) Updates to grid topology to minimize risk of ignition in HFTDs Remote GridWLDFRContact from objectAggregated | WLDFR | HFTD - Distribution - Tier 2 - 2QU CoRE ¦ 4QU LoRE | Non-Red Flag Warning - Destructive Fires | Contact from object | Aggregated | 2030 | 8.2613e-07 | 1078.9824 | 0.00089138 | 2030 | Mitigation | 0.95 | 45 | 0 | esc | 0.00097009 | 8.0141e-10 | 0.00097009 | 8.0141e-10
[79 empty] | WLDFR | HFTD - Distribution - Tier 3 - 2QU CoRE ¦ 2QU LoRE | Red Flag Warning - Destructive Fires | 2031 | 1.0616e-08 | 1.0616e-08 | 9534.9221 | 247.273 | 9287.6491 | 0 | 0 | 0 | 1.0943e-05 | 0.00010122 | 0 | 0.00010122 | 0.00010122 | 0 | 0.00010122 | 0 | 0.026983 | 0.059147 | 0 | 0.059147 | 0 | 3.1853e-06 | 6.3706e-06 | 0 | 6.3706e-06 | [12 empty] | 7.3.3.17.5 (Remote Grid) Updates to grid topology to minimize risk of ignition in HFTDs Remote GridWLDFRContact from objectAggregated | WLDFR | HFTD - Distribution - Tier 2 - 2QU CoRE ¦ 4QU LoRE | Non-Red Flag Warning - Destructive Fires | Contact from object | Aggregated | 2031 | 8.2613e-07 | 1078.9824 | 0.00089138 | 2031 | Mitigation | 0.95 | 45 | 0 | esc | 0.00097009 | 8.0141e-10 | 0.00097009 | 8.0141e-10
[79 empty] | WLDFR | HFTD - Distribution - Tier 3 - 2QU CoRE ¦ 2QU LoRE | Red Flag Warning - Destructive Fires | 2032 | 1.0616e-08 | 1.0616e-08 | 9534.9221 | 247.273 | 9287.6491 | 0 | 0 | 0 | 1.0943e-05 | 0.00010122 | 0 | 0.00010122 | 0.00010122 | 0 | 0.00010122 | 0 | 0.026983 | 0.059147 | 0 | 0.059147 | 0 | 0 | 6.3706e-06 | 0 | 6.3706e-06 | [12 empty] | 7.3.3.17.5 (Remote Grid) Updates to grid topology to minimize risk of ignition in HFTDs Remote GridWLDFRContact from objectAggregated | WLDFR | HFTD - Distribution - Tier 2 - 2QU CoRE ¦ 4QU LoRE | Non-Red Flag Warning - Destructive Fires | Contact from object | Aggregated | 2032 | 8.2613e-07 | 1078.9824 | 0.00089138 | 2032 | Mitigation | 0.95 | 45 | 0 | esc | 0.00097009 | 8.0141e-10 | 0.00097009 | 8.0141e-10
[79 empty] | WLDFR | HFTD - Distribution - Tier 3 - 2QU CoRE ¦ 2QU LoRE | Red Flag Warning - Destructive Fires | 2033 | 1.0616e-08 | 1.0616e-08 | 9984.8474 | 263.1074 | 9721.74 | 0 | 0 | 0 | 1.0943e-05 | 0.000106 | 0 | 0.000106 | 0.000106 | 0 | 0.000106 | 0 | 0.026983 | 0.059147 | 0 | 0.059147 | 0 | 0 | 0 | 0 | 0 | [12 empty] | 7.3.3.17.5 (Remote Grid) Updates to grid topology to minimize risk of ignition in HFTDs Remote GridWLDFRContact from objectAggregated | WLDFR | HFTD - Distribution - Tier 2 - 2QU CoRE ¦ 4QU LoRE | Non-Red Flag Warning - Destructive Fires | Contact from object | Aggregated | 2033 | 8.2613e-07 | 1078.9824 | 0.00089138 | 2033 | Mitigation | 0.95 | 45 | 0 | esc | 0.00097009 | 8.0141e-10 | 0.00097009 | 8.0141e-10
[79 empty] | WLDFR | HFTD - Distribution - Tier 3 - 2QU CoRE ¦ 2QU LoRE | Red Flag Warning - Destructive Fires | 2034 | 1.0616e-08 | 1.0616e-08 | 9984.8474 | 263.1074 | 9721.74 | 0 | 0 | 0 | 1.0943e-05 | 0.000106 | 0 | 0.000106 | 0.000106 | 0 | 0.000106 | 0 | 0.028329 | 0.062097 | 0 | 0.062097 | 0 | 0 | 0 | 0 | 0 | [12 empty] | 7.3.3.17.5 (Remote Grid) Updates to grid topology to minimize risk of ignition in HFTDs Remote GridWLDFRContact from objectAggregated | WLDFR | HFTD - Distribution - Tier 2 - 2QU CoRE ¦ 4QU LoRE | Non-Red Flag Warning - Destructive Fires | Contact from object | Aggregated | 2034 | 8.2613e-07 | 1078.9824 | 0.00089138 | 2034 | Mitigation | 0.95 | 45 | 0 | esc | 0.00097009 | 8.0141e-10 | 0.00097009 | 8.0141e-10
[79 empty] | WLDFR | HFTD - Distribution - Tier 3 - 2QU CoRE ¦ 2QU LoRE | Red Flag Warning - Destructive Fires | 2035 | 1.0616e-08 | 1.0616e-08 | 9984.8474 | 263.1074 | 9721.74 | 0 | 0 | 0 | 1.0943e-05 | 0.000106 | 0 | 0.000106 | 0.000106 | 0 | 0.000106 | 0 | 0.028329 | 0.062097 | 0 | 0.062097 | 0 | 5.5377e-06 | 0 | 0 | 0 | [12 empty] | 7.3.3.17.5 (Remote Grid) Updates to grid topology to minimize risk of ignition in HFTDs Remote GridWLDFRContact from objectAggregated | WLDFR | HFTD - Distribution - Tier 2 - 2QU CoRE ¦ 4QU LoRE | Non-Red Flag Warning - Destructive Fires | Contact from object | Aggregated | 2035 | 8.2613e-07 | 1078.9824 | 0.00089138 | 2035 | Mitigation | 0.95 | 45 | 0 | esc | 0.00097009 | 8.0141e-10 | 0.00097009 | 8.0141e-10
[79 empty] | WLDFR | HFTD - Distribution - Tier 3 - 2QU CoRE ¦ 2QU LoRE | Red Flag Warning - Destructive Fires | 2036 | 1.0616e-08 | 1.0616e-08 | 9984.8474 | 263.1074 | 9721.74 | 0 | 0 | 0 | 1.0943e-05 | 0.000106 | 0 | 0.000106 | 0.000106 | 0 | 0.000106 | 0 | 0.028329 | 0.062097 | 0 | 0.062097 | 0 | 5.74e-06 | 1.148e-05 | 0 | 1.148e-05 | [12 empty] | 7.3.3.17.5 (Remote Grid) Updates to grid topology to minimize risk of ignition in HFTDs Remote GridWLDFRContact from objectAggregated | WLDFR | HFTD - Distribution - Tier 2 - 2QU CoRE ¦ 4QU LoRE | Non-Red Flag Warning - Destructive Fires | Contact from object | Aggregated | 2036 | 8.2613e-07 | 1078.9824 | 0.00089138 | 2036 | Mitigation | 0.95 | 45 | 0 | esc | 0.00097009 | 8.0141e-10 | 0.00097009 | 8.0141e-10
[79 empty] | WLDFR | HFTD - Distribution - Tier 3 - 2QU CoRE ¦ 2QU LoRE | Red Flag Warning - Destructive Fires | 2037 | 1.0616e-08 | 1.0616e-08 | 9984.8474 | 263.1074 | 9721.74 | 0 | 0 | 0 | 1.0943e-05 | 0.000106 | 0 | 0.000106 | 0.000106 | 0 | 0.000106 | 0 | 0.028329 | 0.062097 | 0 | 0.062097 | 0 | 5.74e-06 | 1.148e-05 | 0 | 1.148e-05 | [12 empty] | 7.3.3.17.5 (Remote Grid) Updates to grid topology to minimize risk of ignition in HFTDs Remote GridWLDFRContact from objectAggregated | WLDFR | HFTD - Distribution - Tier 2 - 2QU CoRE ¦ 4QU LoRE | Non-Red Flag Warning - Destructive Fires | Contact from object | Aggregated | 2037 | 8.2613e-07 | 1078.9824 | 0.00089138 | 2037 | Mitigation | 0.95 | 45 | 0 | esc | 0.00097009 | 8.0141e-10 | 0.00097009 | 8.0141e-10
[79 empty] | WLDFR | HFTD - Distribution - Tier 3 - 2QU CoRE ¦ 2QU LoRE | Red Flag Warning - Destructive Fires | 2038 | 1.0616e-08 | 1.0616e-08 | 10472.8261 | 280.5544 | 10192.2718 | 0 | 0 | 0 | 1.0943e-05 | 0.00011118 | 0 | 0.00011118 | 0.00011118 | 0 | 0.00011118 | 0 | 0.028329 | 0.062097 | 0 | 0.062097 | 0 | 5.74e-06 | 1.148e-05 | 0 | 1.148e-05 | [12 empty] | 7.3.3.17.5 (Remote Grid) Updates to grid topology to minimize risk of ignition in HFTDs Remote GridWLDFRContact from objectAggregated | WLDFR | HFTD - Distribution - Tier 2 - 2QU CoRE ¦ 4QU LoRE | Non-Red Flag Warning - Destructive Fires | Contact from object | Aggregated | 2038 | 8.2613e-07 | 1078.9824 | 0.00089138 | 2038 | Mitigation | 0.95 | 45 | 0 | esc | 0.00097009 | 8.0141e-10 | 0.00097009 | 8.0141e-10
[79 empty] | WLDFR | HFTD - Distribution - Tier 3 - 2QU CoRE ¦ 2QU LoRE | Red Flag Warning - Destructive Fires | 2039 | 1.0616e-08 | 1.0616e-08 | 10472.8261 | 280.5544 | 10192.2718 | 0 | 0 | 0 | 1.0943e-05 | 0.00011118 | 0 | 0.00011118 | 0.00011118 | 0 | 0.00011118 | 0 | 0.02974 | 0.065191 | 0 | 0.065191 | 0 | 5.74e-06 | 1.148e-05 | 0 | 1.148e-05 | [12 empty] | 7.3.3.17.5 (Remote Grid) Updates to grid topology to minimize risk of ignition in HFTDs Remote GridWLDFRContact from objectAggregated | WLDFR | HFTD - Distribution - Tier 2 - 2QU CoRE ¦ 4QU LoRE | Non-Red Flag Warning - Destructive Fires | Contact from object | Aggregated | 2039 | 8.2613e-07 | 1078.9824 | 0.00089138 | 2039 | Mitigation | 0.95 | 45 | 0 | esc | 0.00097009 | 8.0141e-10 | 0.00097009 | 8.0141e-10
[79 empty] | WLDFR | HFTD - Distribution - Tier 3 - 2QU CoRE ¦ 2QU LoRE | Red Flag Warning - Destructive Fires | 2040 | 1.0616e-08 | 1.0616e-08 | 10472.8261 | 280.5544 | 10192.2718 | 0 | 0 | 0 | 1.0943e-05 | 0.00011118 | 0 | 0.00011118 | 0.00011118 | 0 | 0.00011118 | 0 | 0.02974 | 0.065191 | 0 | 0.065191 | 0 | 5.74e-06 | 1.148e-05 | 0 | 1.148e-05 | [12 empty] | 7.3.3.17.5 (Remote Grid) Updates to grid topology to minimize risk of ignition in HFTDs Remote GridWLDFRContact from objectAggregated | WLDFR | HFTD - Distribution - Tier 2 - 2QU CoRE ¦ 4QU LoRE | Non-Red Flag Warning - Destructive Fires | Contact from object | Aggregated | 2040 | 8.2613e-07 | 1078.9824 | 0.00089138 | 2040 | Mitigation | 0.95 | 45 | 0 | esc | 0.00097009 | 8.0141e-10 | 0.00097009 | 8.0141e-10
[79 empty] | WLDFR | HFTD - Distribution - Tier 3 - 2QU CoRE ¦ 2QU LoRE | Red Flag Warning - Destructive Fires | 2041 | 1.0616e-08 | 1.0616e-08 | 10472.8261 | 280.5544 | 10192.2718 | 0 | 0 | 0 | 1.0943e-05 | 0.00011118 | 0 | 0.00011118 | 0.00011118 | 0 | 0.00011118 | 0 | 0.02974 | 0.065191 | 0 | 0.065191 | 0 | 5.9948e-06 | 1.199e-05 | 0 | 1.199e-05 | [12 empty] | 7.3.3.17.5 (Remote Grid) Updates to grid topology to minimize risk of ignition in HFTDs Remote GridWLDFRContact from objectAggregated | WLDFR | HFTD - Distribution - Tier 2 - 2QU CoRE ¦ 4QU LoRE | Non-Red Flag Warning - Destructive Fires | Contact from object | Aggregated | 2041 | 8.2613e-07 | 1078.9824 | 0.00089138 | 2041 | Mitigation | 0.95 | 45 | 0 | esc | 0.00097009 | 8.0141e-10 | 0.00097009 | 8.0141e-10
[79 empty] | WLDFR | HFTD - Distribution - Tier 3 - 2QU CoRE ¦ 2QU LoRE | Red Flag Warning - Destructive Fires | 2042 | 1.0616e-08 | 1.0616e-08 | 10472.8261 | 280.5544 | 10192.2718 | 0 | 0 | 0 | 1.0943e-05 | 0.00011118 | 0 | 0.00011118 | 0.00011118 | 0 | 0.00011118 | 0 | 0.02974 | 0.065191 | 0 | 0.065191 | 0 | 5.9948e-06 | 1.199e-05 | 0 | 1.199e-05 | [12 empty] | 7.3.3.17.5 (Remote Grid) Updates to grid topology to minimize risk of ignition in HFTDs Remote GridWLDFRContact from objectAggregated | WLDFR | HFTD - Distribution - Tier 2 - 2QU CoRE ¦ 4QU LoRE | Non-Red Flag Warning - Destructive Fires | Contact from object | Aggregated | 2042 | 8.2613e-07 | 1078.9824 | 0.00089138 | 2042 | Mitigation | 0.95 | 45 | 0 | esc | 0.00097009 | 8.0141e-10 | 0.00097009 | 8.0141e-10
[79 empty] | WLDFR | HFTD - Distribution - Tier 3 - 2QU CoRE ¦ 2QU LoRE | Red Flag Warning - Destructive Fires | 2043 | 1.0616e-08 | 1.0616e-08 | 10992.1562 | 299.42 | 10692.7362 | 0 | 0 | 0 | 1.0943e-05 | 0.00011669 | 0 | 0.00011669 | 0.00011669 | 0 | 0.00011669 | 0 | 0.02974 | 0.065191 | 0 | 0.065191 | 0 | 5.9948e-06 | 1.199e-05 | 0 | 1.199e-05 | [12 empty] | 7.3.3.17.5 (Remote Grid) Updates to grid topology to minimize risk of ignition in HFTDs Remote GridWLDFRContact from objectAggregated | WLDFR | HFTD - Distribution - Tier 2 - 2QU CoRE ¦ 4QU LoRE | Non-Red Flag Warning - Destructive Fires | Contact from object | Aggregated | 2043 | 8.2613e-07 | 1078.9824 | 0.00089138 | 2043 | Mitigation | 0.95 | 45 | 0 | esc | 0.00097009 | 8.0141e-10 | 0.00097009 | 8.0141e-10
[79 empty] | WLDFR | HFTD - Distribution - Tier 3 - 2QU CoRE ¦ 2QU LoRE | Red Flag Warning - Destructive Fires | 2044 | 1.0616e-08 | 1.0616e-08 | 10992.1562 | 299.42 | 10692.7362 | 0 | 0 | 0 | 1.0943e-05 | 0.00011669 | 0 | 0.00011669 | 0.00011669 | 0 | 0.00011669 | 0 | 0.031198 | 0.068387 | 0 | 0.068387 | 0 | 5.9948e-06 | 1.199e-05 | 0 | 1.199e-05 | [12 empty] | 7.3.3.17.5 (Remote Grid) Updates to grid topology to minimize risk of ignition in HFTDs Remote GridWLDFRContact from objectAggregated | WLDFR | HFTD - Distribution - Tier 2 - 2QU CoRE ¦ 4QU LoRE | Non-Red Flag Warning - Destructive Fires | Contact from object | Aggregated | 2044 | 8.2613e-07 | 1078.9824 | 0.00089138 | 2044 | Mitigation | 0.95 | 45 | 0 | esc | 0.00097009 | 8.0141e-10 | 0.00097009 | 8.0141e-10
[79 empty] | WLDFR | HFTD - Distribution - Tier 3 - 2QU CoRE ¦ 2QU LoRE | Red Flag Warning - Destructive Fires | 2045 | 1.0616e-08 | 1.0616e-08 | 10992.1562 | 299.42 | 10692.7362 | 0 | 0 | 0 | 1.0943e-05 | 0.00011669 | 0 | 0.00011669 | 0.00011669 | 0 | 0.00011669 | 0 | 0.031198 | 0.068387 | 0 | 0.068387 | 0 | 5.9948e-06 | 1.199e-05 | 0 | 1.199e-05 | [12 empty] | 7.3.3.17.5 (Remote Grid) Updates to grid topology to minimize risk of ignition in HFTDs Remote GridWLDFRContact from objectAggregated | WLDFR | HFTD - Distribution - Tier 2 - 2QU CoRE ¦ 4QU LoRE | Non-Red Flag Warning - Destructive Fires | Contact from object | Aggregated | 2045 | 8.2613e-07 | 1078.9824 | 0.00089138 | 2045 | Mitigation | 0.95 | 45 | 0 | esc | 0.00097009 | 8.0141e-10 | 0.00097009 | 8.0141e-10
[79 empty] | WLDFR | HFTD - Distribution - Tier 3 - 2QU CoRE ¦ 2QU LoRE | Red Flag Warning - Destructive Fires | 2046 | 1.0616e-08 | 1.0616e-08 | 10992.1562 | 299.42 | 10692.7362 | 0 | 0 | 0 | 1.0943e-05 | 0.00011669 | 0 | 0.00011669 | 0.00011669 | 0 | 0.00011669 | 0 | 0.031198 | 0.068387 | 0 | 0.068387 | 0 | 6.2776e-06 | 1.2555e-05 | 0 | 1.2555e-05 | [12 empty] | 7.3.3.17.5 (Remote Grid) Updates to grid topology to minimize risk of ignition in HFTDs Remote GridWLDFRContact from objectAggregated | WLDFR | HFTD - Distribution - Tier 2 - 2QU CoRE ¦ 4QU LoRE | Non-Red Flag Warning - Destructive Fires | Contact from object | Aggregated | 2046 | 8.2613e-07 | 1078.9824 | 0.00089138 | 2046 | Mitigation | 0.95 | 45 | 0 | esc | 0.00097009 | 8.0141e-10 | 0.00097009 | 8.0141e-10
[79 empty] | WLDFR | HFTD - Distribution - Tier 3 - 2QU CoRE ¦ 2QU LoRE | Red Flag Warning - Destructive Fires | 2047 | 1.0616e-08 | 1.0616e-08 | 10992.1562 | 299.42 | 10692.7362 | 0 | 0 | 0 | 1.0943e-05 | 0.00011669 | 0 | 0.00011669 | 0.00011669 | 0 | 0.00011669 | 0 | 0.031198 | 0.068387 | 0 | 0.068387 | 0 | 6.2776e-06 | 1.2555e-05 | 0 | 1.2555e-05 | [12 empty] | 7.3.3.17.5 (Remote Grid) Updates to grid topology to minimize risk of ignition in HFTDs Remote GridWLDFRContact from objectAggregated | WLDFR | HFTD - Distribution - Tier 2 - 2QU CoRE ¦ 4QU LoRE | Non-Red Flag Warning - Destructive Fires | Contact from object | Aggregated | 2047 | 8.2613e-07 | 1078.9824 | 0.00089138 | 2047 | Mitigation | 0.95 | 45 | 0 | esc | 0.00097009 | 8.0141e-10 | 0.00097009 | 8.0141e-10
[79 empty] | WLDFR | HFTD - Distribution - Tier 3 - 2QU CoRE ¦ 2QU LoRE | Red Flag Warning - Destructive Fires | 2048 | 1.0616e-08 | 1.0616e-08 | 11536.0538 | 319.4911 | 11216.5626 | 0 | 0 | 0 | 1.0943e-05 | 0.00012247 | 0 | 0.00012247 | 0.00012247 | 0 | 0.00012247 | 0 | 0.031198 | 0.068387 | 0 | 0.068387 | 0 | 6.2776e-06 | 1.2555e-05 | 0 | 1.2555e-05 | [12 empty] | 7.3.3.17.5 (Remote Grid) Updates to grid topology to minimize risk of ignition in HFTDs Remote GridWLDFRContact from objectAggregated | WLDFR | HFTD - Distribution - Tier 2 - 2QU CoRE ¦ 4QU LoRE | Non-Red Flag Warning - Destructive Fires | Contact from object | Aggregated | 2048 | 8.2613e-07 | 1078.9824 | 0.00089138 | 2048 | Mitigation | 0.95 | 45 | 0 | esc | 0.00097009 | 8.0141e-10 | 0.00097009 | 8.0141e-10
[79 empty] | WLDFR | HFTD - Distribution - Tier 3 - 2QU CoRE ¦ 2QU LoRE | Red Flag Warning - Destructive Fires | 2049 | 1.0616e-08 | 1.0616e-08 | 11536.0538 | 319.4911 | 11216.5626 | 0 | 0 | 0 | 1.0943e-05 | 0.00012247 | 0 | 0.00012247 | 0.00012247 | 0 | 0.00012247 | 0 | 0.032686 | 0.071649 | 0 | 0.071649 | 0 | 6.2776e-06 | 1.2555e-05 | 0 | 1.2555e-05 | [12 empty] | 7.3.3.17.5 (Remote Grid) Updates to grid topology to minimize risk of ignition in HFTDs Remote GridWLDFRContact from objectAggregated | WLDFR | HFTD - Distribution - Tier 2 - 2QU CoRE ¦ 4QU LoRE | Non-Red Flag Warning - Destructive Fires | Contact from object | Aggregated | 2049 | 8.2613e-07 | 1078.9824 | 0.00089138 | 2049 | Mitigation | 0.95 | 45 | 0 | esc | 0.00097009 | 8.0141e-10 | 0.00097009 | 8.0141e-10
[79 empty] | WLDFR | HFTD - Distribution - Tier 3 - 2QU CoRE ¦ 2QU LoRE | Red Flag Warning - Destructive Fires | 2050 | 1.0616e-08 | 1.0616e-08 | 11536.0538 | 319.4911 | 11216.5626 | 0 | 0 | 0 | 1.0943e-05 | 0.00012247 | 0 | 0.00012247 | 0.00012247 | 0 | 0.00012247 | 0 | 0.032686 | 0.071649 | 0 | 0.071649 | 0 | 6.2776e-06 | 1.2555e-05 | 0 | 1.2555e-05 | [12 empty] | 7.3.3.17.5 (Remote Grid) Updates to grid topology to minimize risk of ignition in HFTDs Remote GridWLDFRContact from objectAggregated | WLDFR | HFTD - Distribution - Tier 2 - 2QU CoRE ¦ 4QU LoRE | Non-Red Flag Warning - Destructive Fires | Contact from object | Aggregated | 2050 | 8.2613e-07 | 1078.9824 | 0.00089138 | 2050 | Mitigation | 0.95 | 45 | 0 | esc | 0.00097009 | 8.0141e-10 | 0.00097009 | 8.0141e-10
[79 empty] | WLDFR | HFTD - Distribution - Tier 3 - 2QU CoRE ¦ 2QU LoRE | Red Flag Warning - Destructive Fires | 2051 | 1.0616e-08 | 1.0616e-08 | 11536.0538 | 319.4911 | 11216.5626 | 0 | 0 | 0 | 1.0943e-05 | 0.00012247 | 0 | 0.00012247 | 0.00012247 | 0 | 0.00012247 | 0 | 0.032686 | 0.071649 | 0 | 0.071649 | 0 | 6.5844e-06 | 1.3169e-05 | 0 | 1.3169e-05 | [12 empty] | 7.3.3.17.5 (Remote Grid) Updates to grid topology to minimize risk of ignition in HFTDs Remote GridWLDFRContact from objectAggregated | WLDFR | HFTD - Distribution - Tier 2 - 2QU CoRE ¦ 4QU LoRE | Non-Red Flag Warning - Destructive Fires | Contact from object | Aggregated | 2051 | 8.2613e-07 | 1078.9824 | 0.00089138 | 2051 | Mitigation | 0.95 | 45 | 0 | esc | 0.00097009 | 8.0141e-10 | 0.00097009 | 8.0141e-10
[79 empty] | WLDFR | HFTD - Distribution - Tier 3 - 2QU CoRE ¦ 2QU LoRE | Red Flag Warning - Destructive Fires | 2052 | 1.0616e-08 | 1.0616e-08 | 11536.0538 | 319.4911 | 11216.5626 | 0 | 0 | 0 | 1.0943e-05 | 0.00012247 | 0 | 0.00012247 | 0.00012247 | 0 | 0.00012247 | 0 | 0.032686 | 0.071649 | 0 | 0.071649 | 0 | 6.5844e-06 | 1.3169e-05 | 0 | 1.3169e-05 | [12 empty] | 7.3.3.17.5 (Remote Grid) Updates to grid topology to minimize risk of ignition in HFTDs Remote GridWLDFRContact from objectAggregated | WLDFR | HFTD - Distribution - Tier 2 - 2QU CoRE ¦ 4QU LoRE | Non-Red Flag Warning - Destructive Fires | Contact from object | Aggregated | 2052 | 8.2613e-07 | 1078.9824 | 0.00089138 | 2052 | Mitigation | 0.95 | 45 | 0 | esc | 0.00097009 | 8.0141e-10 | 0.00097009 | 8.0141e-10
[79 empty] | WLDFR | HFTD - Distribution - Tier 3 - 2QU CoRE ¦ 2QU LoRE | Red Flag Warning - Destructive Fires | 2053 | 1.0616e-08 | 1.0616e-08 | 12097.6769 | 340.5356 | 11757.1413 | 0 | 0 | 0 | 1.0943e-05 | 0.00012843 | 0 | 0.00012843 | 0.00012843 | 0 | 0.00012843 | 0 | 0.032686 | 0.071649 | 0 | 0.071649 | 0 | 6.5844e-06 | 1.3169e-05 | 0 | 1.3169e-05 | [12 empty] | 7.3.3.17.5 (Remote Grid) Updates to grid topology to minimize risk of ignition in HFTDs Remote GridWLDFRContact from objectAggregated | WLDFR | HFTD - Distribution - Tier 2 - 2QU CoRE ¦ 4QU LoRE | Non-Red Flag Warning - Destructive Fires | Contact from object | Aggregated | 2053 | 8.2613e-07 | 1078.9824 | 0.00089138 | 2053 | Mitigation | 0.95 | 45 | 0 | esc | 0.00097009 | 8.0141e-10 | 0.00097009 | 8.0141e-10
[79 empty] | WLDFR | HFTD - Distribution - Tier 3 - 2QU CoRE ¦ 2QU LoRE | Red Flag Warning - Destructive Fires | 2054 | 1.0616e-08 | 1.0616e-08 | 12097.6769 | 340.5356 | 11757.1413 | 0 | 0 | 0 | 1.0943e-05 | 0.00012843 | 0 | 0.00012843 | 0.00012843 | 0 | 0.00012843 | 0 | 0.034186 | 0.074937 | 0 | 0.074937 | 0 | 6.5844e-06 | 1.3169e-05 | 0 | 1.3169e-05 | [12 empty] | 7.3.3.17.5 (Remote Grid) Updates to grid topology to minimize risk of ignition in HFTDs Remote GridWLDFRContact from objectAggregated | WLDFR | HFTD - Distribution - Tier 2 - 2QU CoRE ¦ 4QU LoRE | Non-Red Flag Warning - Destructive Fires | Contact from object | Aggregated | 2054 | 8.2613e-07 | 1078.9824 | 0.00089138 | 2054 | Mitigation | 0.95 | 45 | 0 | esc | 0.00097009 | 8.0141e-10 | 0.00097009 | 8.0141e-10
[79 empty] | WLDFR | HFTD - Distribution - Tier 3 - 2QU CoRE ¦ 2QU LoRE | Red Flag Warning - Destructive Fires | 2055 | 1.0616e-08 | 1.0616e-08 | 12097.6769 | 340.5356 | 11757.1413 | 0 | 0 | 0 | 1.0943e-05 | 0.00012843 | 0 | 0.00012843 | 0.00012843 | 0 | 0.00012843 | 0 | 0.034186 | 0.074937 | 0 | 0.074937 | 0 | 6.5844e-06 | 1.3169e-05 | 0 | 1.3169e-05 | [12 empty] | 7.3.3.17.5 (Remote Grid) Updates to grid topology to minimize risk of ignition in HFTDs Remote GridWLDFRContact from objectAggregated | WLDFR | HFTD - Distribution - Tier 2 - 2QU CoRE ¦ 4QU LoRE | Non-Red Flag Warning - Destructive Fires | Contact from object | Aggregated | 2055 | 8.2613e-07 | 1078.9824 | 0.00089138 | 2055 | Mitigation | 0.95 | 45 | 0 | esc | 0.00097009 | 8.0141e-10 | 0.00097009 | 8.0141e-10
[79 empty] | WLDFR | HFTD - Distribution - Tier 3 - 2QU CoRE ¦ 2QU LoRE | Red Flag Warning - Destructive Fires | 2056 | 1.0616e-08 | 1.0616e-08 | 12097.6769 | 340.5356 | 11757.1413 | 0 | 0 | 0 | 1.0943e-05 | 0.00012843 | 0 | 0.00012843 | 0.00012843 | 0 | 0.00012843 | 0 | 0.034186 | 0.074937 | 0 | 0.074937 | 0 | 6.9109e-06 | 1.3822e-05 | 0 | 1.3822e-05 | [12 empty] | 7.3.3.17.5 (Remote Grid) Updates to grid topology to minimize risk of ignition in HFTDs Remote GridWLDFRContact from objectAggregated | WLDFR | HFTD - Distribution - Tier 2 - 2QU CoRE ¦ 4QU LoRE | Non-Red Flag Warning - Destructive Fires | Contact from object | Aggregated | 2056 | 8.2613e-07 | 1078.9824 | 0.00089138 | 2056 | Mitigation | 0.95 | 45 | 0 | esc | 0.00097009 | 8.0141e-10 | 0.00097009 | 8.0141e-10
[79 empty] | WLDFR | HFTD - Distribution - Tier 3 - 2QU CoRE ¦ 2QU LoRE | Red Flag Warning - Destructive Fires | 2057 | 1.0616e-08 | 1.0616e-08 | 12097.6769 | 340.5356 | 11757.1413 | 0 | 0 | 0 | 1.0943e-05 | 0.00012843 | 0 | 0.00012843 | 0.00012843 | 0 | 0.00012843 | 0 | 0.034186 | 0.074937 | 0 | 0.074937 | 0 | 6.9109e-06 | 1.3822e-05 | 0 | 1.3822e-05 | [12 empty] | 7.3.3.17.5 (Remote Grid) Updates to grid topology to minimize risk of ignition in HFTDs Remote GridWLDFRContact from objectAggregated | WLDFR | HFTD - Distribution - Tier 2 - 2QU CoRE ¦ 4QU LoRE | Non-Red Flag Warning - Destructive Fires | Contact from object | Aggregated | 2057 | 8.2613e-07 | 1078.9824 | 0.00089138 | 2057 | Mitigation | 0.95 | 45 | 0 | esc | 0.00097009 | 8.0141e-10 | 0.00097009 | 8.0141e-10
[79 empty] | WLDFR | HFTD - Distribution - Tier 3 - 2QU CoRE ¦ 2QU LoRE | Red Flag Warning - Destructive Fires | 2058 | 1.0616e-08 | 1.0616e-08 | 12670.1796 | 362.3049 | 12307.8747 | 0 | 0 | 0 | 1.0943e-05 | 0.00013451 | 0 | 0.00013451 | 0.00013451 | 0 | 0.00013451 | 0 | 0.034186 | 0.074937 | 0 | 0.074937 | 0 | 6.9109e-06 | 1.3822e-05 | 0 | 1.3822e-05 | [12 empty] | 7.3.3.17.5 (Remote Grid) Updates to grid topology to minimize risk of ignition in HFTDs Remote GridWLDFRContact from objectAggregated | WLDFR | HFTD - Distribution - Tier 2 - 2QU CoRE ¦ 4QU LoRE | Non-Red Flag Warning - Destructive Fires | Contact from object | Aggregated | 2058 | 8.2613e-07 | 1078.9824 | 0.00089138 | 2058 | Mitigation | 0.95 | 45 | 0 | esc | 0.00097009 | 8.0141e-10 | 0.00097009 | 8.0141e-10
[79 empty] | WLDFR | HFTD - Distribution - Tier 3 - 2QU CoRE ¦ 2QU LoRE | Red Flag Warning - Destructive Fires | 2059 | 1.0616e-08 | 1.0616e-08 | 12670.1796 | 362.3049 | 12307.8747 | 0 | 0 | 0 | 1.0943e-05 | 0.00013451 | 0 | 0.00013451 | 0.00013451 | 0 | 0.00013451 | 0 | 0.035679 | 0.07821 | 0 | 0.07821 | 0 | 6.9109e-06 | 1.3822e-05 | 0 | 1.3822e-05 | [12 empty] | 7.3.3.17.5 (Remote Grid) Updates to grid topology to minimize risk of ignition in HFTDs Remote GridWLDFRContact from objectAggregated | WLDFR | HFTD - Distribution - Tier 2 - 2QU CoRE ¦ 4QU LoRE | Non-Red Flag Warning - Destructive Fires | Contact from object | Aggregated | 2059 | 8.2613e-07 | 1078.9824 | 0.00089138 | 2059 | Mitigation | 0.95 | 45 | 0 | esc | 0.00097009 | 8.0141e-10 | 0.00097009 | 8.0141e-10
[79 empty] | WLDFR | HFTD - Distribution - Tier 3 - 2QU CoRE ¦ 2QU LoRE | Red Flag Warning - Destructive Fires | 2060 | 1.0616e-08 | 1.0616e-08 | 12670.1796 | 362.3049 | 12307.8747 | 0 | 0 | 0 | 1.0943e-05 | 0.00013451 | 0 | 0.00013451 | 0.00013451 | 0 | 0.00013451 | 0 | 0.035679 | 0.07821 | 0 | 0.07821 | 0 | 6.9109e-06 | 1.3822e-05 | 0 | 1.3822e-05 | [12 empty] | 7.3.3.17.5 (Remote Grid) Updates to grid topology to minimize risk of ignition in HFTDs Remote GridWLDFRContact from objectAggregated | WLDFR | HFTD - Distribution - Tier 2 - 2QU CoRE ¦ 4QU LoRE | Non-Red Flag Warning - Destructive Fires | Contact from object | Aggregated | 2060 | 8.2613e-07 | 1078.9824 | 0.00089138 | 2060 | Mitigation | 0.95 | 45 | 0 | esc | 0.00097009 | 8.0141e-10 | 0.00097009 | 8.0141e-10
[79 empty] | WLDFR | HFTD - Distribution - Tier 3 - 2QU CoRE ¦ 2QU LoRE | Red Flag Warning - Destructive Fires | 2061 | 1.0616e-08 | 1.0616e-08 | 12670.1796 | 362.3049 | 12307.8747 | 0 | 0 | 0 | 1.0943e-05 | 0.00013451 | 0 | 0.00013451 | 0.00013451 | 0 | 0.00013451 | 0 | 0.035679 | 0.07821 | 0 | 0.07821 | 0 | 7.2529e-06 | 1.4506e-05 | 0 | 1.4506e-05 | [12 empty] | 7.3.3.17.5 (Remote Grid) Updates to grid topology to minimize risk of ignition in HFTDs Remote GridWLDFRContact from objectAggregated | WLDFR | HFTD - Distribution - Tier 2 - 2QU CoRE ¦ 4QU LoRE | Non-Red Flag Warning - Destructive Fires | Contact from object | Aggregated | 2061 | 8.2613e-07 | 1078.9824 | 0.00089138 | 2061 | Mitigation | 0.95 | 45 | 0 | esc | 0.00097009 | 8.0141e-10 | 0.00097009 | 8.0141e-10
[79 empty] | WLDFR | HFTD - Distribution - Tier 3 - 2QU CoRE ¦ 2QU LoRE | Red Flag Warning - Destructive Fires | 2062 | 1.0616e-08 | 1.0616e-08 | 12670.1796 | 362.3049 | 12307.8747 | 0 | 0 | 0 | 1.0943e-05 | 0.00013451 | 0 | 0.00013451 | 0.00013451 | 0 | 0.00013451 | 0 | 0 | 0.07821 | 0 | 0.07821 | 0 | 7.2529e-06 | 1.4506e-05 | 0 | 1.4506e-05 | [12 empty] | 7.3.3.17.5 (Remote Grid) Updates to grid topology to minimize risk of ignition in HFTDs Remote GridWLDFRContact from objectAggregated | WLDFR | HFTD - Distribution - Tier 2 - 2QU CoRE ¦ 4QU LoRE | Non-Red Flag Warning - Destructive Fires | Contact from object | Aggregated | 2062 | 8.2613e-07 | 1078.9824 | 0.00089138 | 2062 | Mitigation | 0.95 | 45 | 0 | esc | 0.00097009 | 8.0141e-10 | 0.00097009 | 8.0141e-10
[79 empty] | WLDFR | HFTD - Distribution - Tier 3 - 2QU CoRE ¦ 2QU LoRE | Red Flag Warning - Destructive Fires | 2063 | 1.0616e-08 | 1.0616e-08 | 13246.6313 | 384.5316 | 12862.0997 | 0 | 0 | 0 | 1.0943e-05 | 0.00014063 | 0 | 0.00014063 | 0.00014063 | 0 | 0.00014063 | 0 | 0 | 0 | 0 | 0 | 0 | 7.2529e-06 | 1.4506e-05 | 0 | 1.4506e-05 | [12 empty] | 7.3.3.17.5 (Remote Grid) Updates to grid topology to minimize risk of ignition in HFTDs Remote GridWLDFRContact from objectAggregated | WLDFR | HFTD - Distribution - Tier 2 - 2QU CoRE ¦ 4QU LoRE | Non-Red Flag Warning - Destructive Fires | Contact from object | Aggregated | 2063 | 8.2613e-07 | 1078.9824 | 0.00089138 | 2063 | Mitigation | 0.95 | 45 | 0 | esc | 0.00097009 | 8.0141e-10 | 0.00097009 | 8.0141e-10
[79 empty] | WLDFR | HFTD - Distribution - Tier 3 - 2QU CoRE ¦ 2QU LoRE | Red Flag Warning - Destructive Fires | 2064 | 1.0616e-08 | 1.0616e-08 | 13246.6313 | 384.5316 | 12862.0997 | 0 | 0 | 0 | 1.0943e-05 | 0.00014063 | 0 | 0.00014063 | 0.00014063 | 0 | 0.00014063 | 0 | 0.0018307 | 0 | 0 | 0 | 0 | 7.2529e-06 | 1.4506e-05 | 0 | 1.4506e-05 | [12 empty] | 7.3.3.17.5 (Remote Grid) Updates to grid topology to minimize risk of ignition in HFTDs Remote GridWLDFRContact from objectAggregated | WLDFR | HFTD - Distribution - Tier 2 - 2QU CoRE ¦ 4QU LoRE | Non-Red Flag Warning - Destructive Fires | Contact from object | Aggregated | 2064 | 8.2613e-07 | 1078.9824 | 0.00089138 | 2064 | Mitigation | 0.95 | 45 | 0 | esc | 0.00097009 | 8.0141e-10 | 0.00097009 | 8.0141e-10
[79 empty] | WLDFR | HFTD - Distribution - Tier 3 - 2QU CoRE ¦ 2QU LoRE | Red Flag Warning - Destructive Fires | 2065 | 1.0616e-08 | 1.0616e-08 | 13246.6313 | 384.5316 | 12862.0997 | 0 | 0 | 0 | 1.0943e-05 | 0.00014063 | 0 | 0.00014063 | 0.00014063 | 0 | 0.00014063 | 0 | 0.0018976 | 0.0041595 | 0 | 0.0041595 | 0 | 0 | 1.4506e-05 | 0 | 1.4506e-05 | [12 empty] | 7.3.3.17.5 (Remote Grid) Updates to grid topology to minimize risk of ignition in HFTDs Remote GridWLDFRContact from objectAggregated | WLDFR | HFTD - Distribution - Tier 2 - 2QU CoRE ¦ 4QU LoRE | Non-Red Flag Warning - Destructive Fires | Contact from object | Aggregated | 2065 | 8.2613e-07 | 1078.9824 | 0.00089138 | 2065 | Mitigation | 0.95 | 45 | 0 | esc | 0.00097009 | 8.0141e-10 | 0.00097009 | 8.0141e-10
[79 empty] | WLDFR | HFTD - Distribution - Tier 3 - 2QU CoRE ¦ 2QU LoRE | Red Flag Warning - Destructive Fires | 2066 | 1.0616e-08 | 1.0616e-08 | 13246.6313 | 384.5316 | 12862.0997 | 0 | 0 | 0 | 1.0943e-05 | 0.00014063 | 0 | 0.00014063 | 0.00014063 | 0 | 0.00014063 | 0 | 0.0018976 | 0.0041595 | 0 | 0.0041595 | 0 | 0 | 0 | 0 | 0 | [12 empty] | 7.3.3.17.5 (Remote Grid) Updates to grid topology to minimize risk of ignition in HFTDs Remote GridWLDFRContact from objectAggregated | WLDFR | HFTD - Distribution - Tier 2 - 2QU CoRE ¦ 4QU LoRE | Non-Red Flag Warning - Destructive Fires | Contact from object | Aggregated | 2066 | 8.2613e-07 | 1078.9824 | 0.00089138 | 2066 | Mitigation | 0.95 | 45 | 0 | esc | 0.00097009 | 8.0141e-10 | 0.00097009 | 8.0141e-10
[79 empty] | WLDFR | HFTD - Distribution - Tier 3 - 2QU CoRE ¦ 2QU LoRE | Red Flag Warning - Destructive Fires | 2067 | 0 | 1.0616e-08 | 13246.6313 | 384.5316 | 12862.0997 | 0 | 0 | 0 | 1.0943e-05 | 0 | 0 | 0 | 0.00014063 | 0 | 0.00014063 | 0 | 0.0018976 | 0.0041595 | 0 | 0.0041595 | 0 | 0 | 0 | 0 | 0 | [12 empty] | 7.3.3.17.5 (Remote Grid) Updates to grid topology to minimize risk of ignition in HFTDs Remote GridWLDFRContact from objectAggregated | WLDFR | HFTD - Distribution - Tier 2 - 2QU CoRE ¦ 4QU LoRE | Non-Red Flag Warning - Destructive Fires | Contact from object | Aggregated | 2067 | 8.2613e-07 | 1078.9824 | 0.00089138 | 2067 | Mitigation | 0.95 | 45 | 0 | esc | 0 | 0 | 0.00097009 | 8.0141e-10
[79 empty] | WLDFR | HFTD - Distribution - Tier 3 - 2QU CoRE ¦ 2QU LoRE | Red Flag Warning - Large Fires | 2022 | 5.2538e-08 | 0 | 5.2406 | 0.69642 | 2.942 | 1.6022 | 0 | 0 | 5.4159e-05 | 2.7533e-07 | 0 | 2.7533e-07 | 0 | 0 | 0 | 0 | 0.0018976 | 0.0041595 | 0 | 0.0041595 | 0 | 8.7053e-08 | 0 | 0 | 0 | [12 empty] | 7.3.3.17.5 (Remote Grid) Updates to grid topology to minimize risk of ignition in HFTDs Remote GridWLDFRContaminationAggregated | WLDFR | HFTD - Distribution - Tier 2 - 2QU CoRE ¦ 4QU LoRE | Non-Red Flag Warning - Destructive Fires | Contamination | Aggregated | 2022 | 1.6603e-08 | 1078.9824 | 1.7915e-05 | 2022 | Mitigation | 0.95 | 45 | 0 | esc | 0.00097009 | 1.6107e-11 | 0 | 0
[79 empty] | WLDFR | HFTD - Distribution - Tier 3 - 2QU CoRE ¦ 2QU LoRE | Red Flag Warning - Large Fires | 2023 | 5.2538e-08 | 5.2538e-08 | 5.475 | 0.71896 | 3.0715 | 1.6846 | 0 | 0 | 5.4159e-05 | 2.8765e-07 | 0 | 2.8765e-07 | 2.8765e-07 | 0 | 2.8765e-07 | 0 | 0.0018976 | 0.0041595 | 0 | 0.0041595 | 0 | 9.0948e-08 | 1.819e-07 | 0 | 1.819e-07 | [12 empty] | 7.3.3.17.5 (Remote Grid) Updates to grid topology to minimize risk of ignition in HFTDs Remote GridWLDFRContaminationAggregated | WLDFR | HFTD - Distribution - Tier 2 - 2QU CoRE ¦ 4QU LoRE | Non-Red Flag Warning - Destructive Fires | Contamination | Aggregated | 2023 | 1.6603e-08 | 1078.9824 | 1.7915e-05 | 2023 | Mitigation | 0.95 | 45 | 0 | esc | 0.00097009 | 1.6107e-11 | 0.00097009 | 1.6107e-11
[79 empty] | WLDFR | HFTD - Distribution - Tier 3 - 2QU CoRE ¦ 2QU LoRE | Red Flag Warning - Large Fires | 2024 | 5.2538e-08 | 5.2538e-08 | 5.475 | 0.71896 | 3.0715 | 1.6846 | 0 | 0 | 5.4159e-05 | 2.8765e-07 | 0 | 2.8765e-07 | 2.8765e-07 | 0 | 2.8765e-07 | 0 | 0.0019818 | 0.0043441 | 0 | 0.0043441 | 0 | 9.0948e-08 | 1.819e-07 | 0 | 1.819e-07 | [12 empty] | 7.3.3.17.5 (Remote Grid) Updates to grid topology to minimize risk of ignition in HFTDs Remote GridWLDFRContaminationAggregated | WLDFR | HFTD - Distribution - Tier 2 - 2QU CoRE ¦ 4QU LoRE | Non-Red Flag Warning - Destructive Fires | Contamination | Aggregated | 2024 | 1.6603e-08 | 1078.9824 | 1.7915e-05 | 2024 | Mitigation | 0.95 | 45 | 0 | esc | 0.00097009 | 1.6107e-11 | 0.00097009 | 1.6107e-11
[79 empty] | WLDFR | HFTD - Distribution - Tier 3 - 2QU CoRE ¦ 2QU LoRE | Red Flag Warning - Large Fires | 2025 | 5.2538e-08 | 5.2538e-08 | 5.475 | 0.71896 | 3.0715 | 1.6846 | 0 | 0 | 5.4159e-05 | 2.8765e-07 | 0 | 2.8765e-07 | 2.8765e-07 | 0 | 2.8765e-07 | 0 | 0.0019818 | 0.0043441 | 0 | 0.0043441 | 0 | 9.0948e-08 | 1.819e-07 | 0 | 1.819e-07 | [12 empty] | 7.3.3.17.5 (Remote Grid) Updates to grid topology to minimize risk of ignition in HFTDs Remote GridWLDFRContaminationAggregated | WLDFR | HFTD - Distribution - Tier 2 - 2QU CoRE ¦ 4QU LoRE | Non-Red Flag Warning - Destructive Fires | Contamination | Aggregated | 2025 | 1.6603e-08 | 1078.9824 | 1.7915e-05 | 2025 | Mitigation | 0.95 | 45 | 0 | esc | 0.00097009 | 1.6107e-11 | 0.00097009 | 1.6107e-11
[79 empty] | WLDFR | HFTD - Distribution - Tier 3 - 2QU CoRE ¦ 2QU LoRE | Red Flag Warning - Large Fires | 2026 | 5.2538e-08 | 5.2538e-08 | 5.475 | 0.71896 | 3.0715 | 1.6846 | 0 | 0 | 5.4159e-05 | 2.8765e-07 | 0 | 2.8765e-07 | 2.8765e-07 | 0 | 2.8765e-07 | 0 | 0.0019818 | 0.0043441 | 0 | 0.0043441 | 0 | 9.0948e-08 | 1.819e-07 | 0 | 1.819e-07 | [12 empty] | 7.3.3.17.5 (Remote Grid) Updates to grid topology to minimize risk of ignition in HFTDs Remote GridWLDFRContaminationAggregated | WLDFR | HFTD - Distribution - Tier 2 - 2QU CoRE ¦ 4QU LoRE | Non-Red Flag Warning - Destructive Fires | Contamination | Aggregated | 2026 | 1.6603e-08 | 1078.9824 | 1.7915e-05 | 2026 | Mitigation | 0.95 | 45 | 0 | esc | 0.00097009 | 1.6107e-11 | 0.00097009 | 1.6107e-11
[79 empty] | WLDFR | HFTD - Distribution - Tier 3 - 2QU CoRE ¦ 2QU LoRE | Red Flag Warning - Large Fires | 2027 | 5.2538e-08 | 5.2538e-08 | 5.475 | 0.71896 | 3.0715 | 1.6846 | 0 | 0 | 5.4159e-05 | 2.8765e-07 | 0 | 2.8765e-07 | 2.8765e-07 | 0 | 2.8765e-07 | 0 | 0.0019818 | 0.0043441 | 0 | 0.0043441 | 0 | 9.0948e-08 | 1.819e-07 | 0 | 1.819e-07 | [12 empty] | 7.3.3.17.5 (Remote Grid) Updates to grid topology to minimize risk of ignition in HFTDs Remote GridWLDFRContaminationAggregated | WLDFR | HFTD - Distribution - Tier 2 - 2QU CoRE ¦ 4QU LoRE | Non-Red Flag Warning - Destructive Fires | Contamination | Aggregated | 2027 | 1.6603e-08 | 1078.9824 | 1.7915e-05 | 2027 | Mitigation | 0.95 | 45 | 0 | esc | 0.00097009 | 1.6107e-11 | 0.00097009 | 1.6107e-11
[79 empty] | WLDFR | HFTD - Distribution - Tier 3 - 2QU CoRE ¦ 2QU LoRE | Red Flag Warning - Large Fires | 2028 | 5.2538e-08 | 5.2538e-08 | 5.777 | 0.74734 | 3.238 | 1.7917 | 0 | 0 | 5.4159e-05 | 3.0352e-07 | 0 | 3.0352e-07 | 3.0352e-07 | 0 | 3.0352e-07 | 0 | 0.0019818 | 0.0043441 | 0 | 0.0043441 | 0 | 9.5964e-08 | 1.9193e-07 | 0 | 1.9193e-07 | [12 empty] | 7.3.3.17.5 (Remote Grid) Updates to grid topology to minimize risk of ignition in HFTDs Remote GridWLDFRContaminationAggregated | WLDFR | HFTD - Distribution - Tier 2 - 2QU CoRE ¦ 4QU LoRE | Non-Red Flag Warning - Destructive Fires | Contamination | Aggregated | 2028 | 1.6603e-08 | 1078.9824 | 1.7915e-05 | 2028 | Mitigation | 0.95 | 45 | 0 | esc | 0.00097009 | 1.6107e-11 | 0.00097009 | 1.6107e-11
[79 empty] | WLDFR | HFTD - Distribution - Tier 3 - 2QU CoRE ¦ 2QU LoRE | Red Flag Warning - Large Fires | 2029 | 5.2538e-08 | 5.2538e-08 | 5.777 | 0.74734 | 3.238 | 1.7917 | 0 | 0 | 5.4159e-05 | 3.0352e-07 | 0 | 3.0352e-07 | 3.0352e-07 | 0 | 3.0352e-07 | 0 | 0.0020753 | 0.0045491 | 0 | 0.0045491 | 0 | 9.5964e-08 | 1.9193e-07 | 0 | 1.9193e-07 | [12 empty] | 7.3.3.17.5 (Remote Grid) Updates to grid topology to minimize risk of ignition in HFTDs Remote GridWLDFRContaminationAggregated | WLDFR | HFTD - Distribution - Tier 2 - 2QU CoRE ¦ 4QU LoRE | Non-Red Flag Warning - Destructive Fires | Contamination | Aggregated | 2029 | 1.6603e-08 | 1078.9824 | 1.7915e-05 | 2029 | Mitigation | 0.95 | 45 | 0 | esc | 0.00097009 | 1.6107e-11 | 0.00097009 | 1.6107e-11
[79 empty] | WLDFR | HFTD - Distribution - Tier 3 - 2QU CoRE ¦ 2QU LoRE | Red Flag Warning - Large Fires | 2030 | 5.2538e-08 | 5.2538e-08 | 5.777 | 0.74734 | 3.238 | 1.7917 | 0 | 0 | 5.4159e-05 | 3.0352e-07 | 0 | 3.0352e-07 | 3.0352e-07 | 0 | 3.0352e-07 | 0 | 0.0020753 | 0.0045491 | 0 | 0.0045491 | 0 | 9.5964e-08 | 1.9193e-07 | 0 | 1.9193e-07 | [12 empty] | 7.3.3.17.5 (Remote Grid) Updates to grid topology to minimize risk of ignition in HFTDs Remote GridWLDFRContaminationAggregated | WLDFR | HFTD - Distribution - Tier 2 - 2QU CoRE ¦ 4QU LoRE | Non-Red Flag Warning - Destructive Fires | Contamination | Aggregated | 2030 | 1.6603e-08 | 1078.9824 | 1.7915e-05 | 2030 | Mitigation | 0.95 | 45 | 0 | esc | 0.00097009 | 1.6107e-11 | 0.00097009 | 1.6107e-11
[79 empty] | WLDFR | HFTD - Distribution - Tier 3 - 2QU CoRE ¦ 2QU LoRE | Red Flag Warning - Large Fires | 2031 | 5.2538e-08 | 5.2538e-08 | 5.777 | 0.74734 | 3.238 | 1.7917 | 0 | 0 | 5.4159e-05 | 3.0352e-07 | 0 | 3.0352e-07 | 3.0352e-07 | 0 | 3.0352e-07 | 0 | 0.0020753 | 0.0045491 | 0 | 0.0045491 | 0 | 9.5964e-08 | 1.9193e-07 | 0 | 1.9193e-07 | [12 empty] | 7.3.3.17.5 (Remote Grid) Updates to grid topology to minimize risk of ignition in HFTDs Remote GridWLDFRContaminationAggregated | WLDFR | HFTD - Distribution - Tier 2 - 2QU CoRE ¦ 4QU LoRE | Non-Red Flag Warning - Destructive Fires | Contamination | Aggregated | 2031 | 1.6603e-08 | 1078.9824 | 1.7915e-05 | 2031 | Mitigation | 0.95 | 45 | 0 | esc | 0.00097009 | 1.6107e-11 | 0.00097009 | 1.6107e-11
[79 empty] | WLDFR | HFTD - Distribution - Tier 3 - 2QU CoRE ¦ 2QU LoRE | Red Flag Warning - Large Fires | 2032 | 5.2538e-08 | 5.2538e-08 | 5.777 | 0.74734 | 3.238 | 1.7917 | 0 | 0 | 5.4159e-05 | 3.0352e-07 | 0 | 3.0352e-07 | 3.0352e-07 | 0 | 3.0352e-07 | 0 | 0.0020753 | 0.0045491 | 0 | 0.0045491 | 0 | 9.5964e-08 | 1.9193e-07 | 0 | 1.9193e-07 | [12 empty] | 7.3.3.17.5 (Remote Grid) Updates to grid topology to minimize risk of ignition in HFTDs Remote GridWLDFRContaminationAggregated | WLDFR | HFTD - Distribution - Tier 2 - 2QU CoRE ¦ 4QU LoRE | Non-Red Flag Warning - Destructive Fires | Contamination | Aggregated | 2032 | 1.6603e-08 | 1078.9824 | 1.7915e-05 | 2032 | Mitigation | 0.95 | 45 | 0 | esc | 0.00097009 | 1.6107e-11 | 0.00097009 | 1.6107e-11
[79 empty] | WLDFR | HFTD - Distribution - Tier 3 - 2QU CoRE ¦ 2QU LoRE | Red Flag Warning - Large Fires | 2033 | 5.2538e-08 | 5.2538e-08 | 6.1205 | 0.77885 | 3.4265 | 1.9151 | 0 | 0 | 5.4159e-05 | 3.2156e-07 | 0 | 3.2156e-07 | 3.2156e-07 | 0 | 3.2156e-07 | 0 | 0.0020753 | 0.0045491 | 0 | 0.0045491 | 0 | 1.0167e-07 | 2.0334e-07 | 0 | 2.0334e-07 | [12 empty] | 7.3.3.17.5 (Remote Grid) Updates to grid topology to minimize risk of ignition in HFTDs Remote GridWLDFRContaminationAggregated | WLDFR | HFTD - Distribution - Tier 2 - 2QU CoRE ¦ 4QU LoRE | Non-Red Flag Warning - Destructive Fires | Contamination | Aggregated | 2033 | 1.6603e-08 | 1078.9824 | 1.7915e-05 | 2033 | Mitigation | 0.95 | 45 | 0 | esc | 0.00097009 | 1.6107e-11 | 0.00097009 | 1.6107e-11
[79 empty] | WLDFR | HFTD - Distribution - Tier 3 - 2QU CoRE ¦ 2QU LoRE | Red Flag Warning - Large Fires | 2034 | 5.2538e-08 | 5.2538e-08 | 6.1205 | 0.77885 | 3.4265 | 1.9151 | 0 | 0 | 5.4159e-05 | 3.2156e-07 | 0 | 3.2156e-07 | 3.2156e-07 | 0 | 3.2156e-07 | 0 | 0.0021767 | 0.0047714 | 0 | 0.0047714 | 0 | 1.0167e-07 | 2.0334e-07 | 0 | 2.0334e-07 | [12 empty] | 7.3.3.17.5 (Remote Grid) Updates to grid topology to minimize risk of ignition in HFTDs Remote GridWLDFRContaminationAggregated | WLDFR | HFTD - Distribution - Tier 2 - 2QU CoRE ¦ 4QU LoRE | Non-Red Flag Warning - Destructive Fires | Contamination | Aggregated | 2034 | 1.6603e-08 | 1078.9824 | 1.7915e-05 | 2034 | Mitigation | 0.95 | 45 | 0 | esc | 0.00097009 | 1.6107e-11 | 0.00097009 | 1.6107e-11
[79 empty] | WLDFR | HFTD - Distribution - Tier 3 - 2QU CoRE ¦ 2QU LoRE | Red Flag Warning - Large Fires | 2035 | 5.2538e-08 | 5.2538e-08 | 6.1205 | 0.77885 | 3.4265 | 1.9151 | 0 | 0 | 5.4159e-05 | 3.2156e-07 | 0 | 3.2156e-07 | 3.2156e-07 | 0 | 3.2156e-07 | 0 | 0.0021767 | 0.0047714 | 0 | 0.0047714 | 0 | 1.0167e-07 | 2.0334e-07 | 0 | 2.0334e-07 | [12 empty] | 7.3.3.17.5 (Remote Grid) Updates to grid topology to minimize risk of ignition in HFTDs Remote GridWLDFRContaminationAggregated | WLDFR | HFTD - Distribution - Tier 2 - 2QU CoRE ¦ 4QU LoRE | Non-Red Flag Warning - Destructive Fires | Contamination | Aggregated | 2035 | 1.6603e-08 | 1078.9824 | 1.7915e-05 | 2035 | Mitigation | 0.95 | 45 | 0 | esc | 0.00097009 | 1.6107e-11 | 0.00097009 | 1.6107e-11
[79 empty] | WLDFR | HFTD - Distribution - Tier 3 - 2QU CoRE ¦ 2QU LoRE | Red Flag Warning - Large Fires | 2036 | 5.2538e-08 | 5.2538e-08 | 6.1205 | 0.77885 | 3.4265 | 1.9151 | 0 | 0 | 5.4159e-05 | 3.2156e-07 | 0 | 3.2156e-07 | 3.2156e-07 | 0 | 3.2156e-07 | 0 | 0.0021767 | 0.0047714 | 0 | 0.0047714 | 0 | 1.0167e-07 | 2.0334e-07 | 0 | 2.0334e-07 | [12 empty] | 7.3.3.17.5 (Remote Grid) Updates to grid topology to minimize risk of ignition in HFTDs Remote GridWLDFRContaminationAggregated | WLDFR | HFTD - Distribution - Tier 2 - 2QU CoRE ¦ 4QU LoRE | Non-Red Flag Warning - Destructive Fires | Contamination | Aggregated | 2036 | 1.6603e-08 | 1078.9824 | 1.7915e-05 | 2036 | Mitigation | 0.95 | 45 | 0 | esc | 0.00097009 | 1.6107e-11 | 0.00097009 | 1.6107e-11
[79 empty] | WLDFR | HFTD - Distribution - Tier 3 - 2QU CoRE ¦ 2QU LoRE | Red Flag Warning - Large Fires | 2037 | 5.2538e-08 | 5.2538e-08 | 6.1205 | 0.77885 | 3.4265 | 1.9151 | 0 | 0 | 5.4159e-05 | 3.2156e-07 | 0 | 3.2156e-07 | 3.2156e-07 | 0 | 3.2156e-07 | 0 | 0.0021767 | 0.0047714 | 0 | 0.0047714 | 0 | 1.0167e-07 | 2.0334e-07 | 0 | 2.0334e-07 | [12 empty] | 7.3.3.17.5 (Remote Grid) Updates to grid topology to minimize risk of ignition in HFTDs Remote GridWLDFRContaminationAggregated | WLDFR | HFTD - Distribution - Tier 2 - 2QU CoRE ¦ 4QU LoRE | Non-Red Flag Warning - Destructive Fires | Contamination | Aggregated | 2037 | 1.6603e-08 | 1078.9824 | 1.7915e-05 | 2037 | Mitigation | 0.95 | 45 | 0 | esc | 0.00097009 | 1.6107e-11 | 0.00097009 | 1.6107e-11
[79 empty] | WLDFR | HFTD - Distribution - Tier 3 - 2QU CoRE ¦ 2QU LoRE | Red Flag Warning - Large Fires | 2038 | 5.2538e-08 | 5.2538e-08 | 6.5028 | 0.81304 | 3.6355 | 2.0543 | 0 | 0 | 5.4159e-05 | 3.4165e-07 | 0 | 3.4165e-07 | 3.4165e-07 | 0 | 3.4165e-07 | 0 | 0.0021767 | 0.0047714 | 0 | 0.0047714 | 0 | 1.0802e-07 | 2.1604e-07 | 0 | 2.1604e-07 | [12 empty] | 7.3.3.17.5 (Remote Grid) Updates to grid topology to minimize risk of ignition in HFTDs Remote GridWLDFRContaminationAggregated | WLDFR | HFTD - Distribution - Tier 2 - 2QU CoRE ¦ 4QU LoRE | Non-Red Flag Warning - Destructive Fires | Contamination | Aggregated | 2038 | 1.6603e-08 | 1078.9824 | 1.7915e-05 | 2038 | Mitigation | 0.95 | 45 | 0 | esc | 0.00097009 | 1.6107e-11 | 0.00097009 | 1.6107e-11
[79 empty] | WLDFR | HFTD - Distribution - Tier 3 - 2QU CoRE ¦ 2QU LoRE | Red Flag Warning - Large Fires | 2039 | 5.2538e-08 | 5.2538e-08 | 6.5028 | 0.81304 | 3.6355 | 2.0543 | 0 | 0 | 5.4159e-05 | 3.4165e-07 | 0 | 3.4165e-07 | 3.4165e-07 | 0 | 3.4165e-07 | 0 | 0.0022847 | 0.005008 | 0 | 0.005008 | 0 | 1.0802e-07 | 2.1604e-07 | 0 | 2.1604e-07 | [12 empty] | 7.3.3.17.5 (Remote Grid) Updates to grid topology to minimize risk of ignition in HFTDs Remote GridWLDFRContaminationAggregated | WLDFR | HFTD - Distribution - Tier 2 - 2QU CoRE ¦ 4QU LoRE | Non-Red Flag Warning - Destructive Fires | Contamination | Aggregated | 2039 | 1.6603e-08 | 1078.9824 | 1.7915e-05 | 2039 | Mitigation | 0.95 | 45 | 0 | esc | 0.00097009 | 1.6107e-11 | 0.00097009 | 1.6107e-11
[79 empty] | WLDFR | HFTD - Distribution - Tier 3 - 2QU CoRE ¦ 2QU LoRE | Red Flag Warning - Large Fires | 2040 | 5.2538e-08 | 5.2538e-08 | 6.5028 | 0.81304 | 3.6355 | 2.0543 | 0 | 0 | 5.4159e-05 | 3.4165e-07 | 0 | 3.4165e-07 | 3.4165e-07 | 0 | 3.4165e-07 | 0 | 0.0022847 | 0.005008 | 0 | 0.005008 | 0 | 1.0802e-07 | 2.1604e-07 | 0 | 2.1604e-07 | [12 empty] | 7.3.3.17.5 (Remote Grid) Updates to grid topology to minimize risk of ignition in HFTDs Remote GridWLDFRContaminationAggregated | WLDFR | HFTD - Distribution - Tier 2 - 2QU CoRE ¦ 4QU LoRE | Non-Red Flag Warning - Destructive Fires | Contamination | Aggregated | 2040 | 1.6603e-08 | 1078.9824 | 1.7915e-05 | 2040 | Mitigation | 0.95 | 45 | 0 | esc | 0.00097009 | 1.6107e-11 | 0.00097009 | 1.6107e-11
[79 empty] | WLDFR | HFTD - Distribution - Tier 3 - 2QU CoRE ¦ 2QU LoRE | Red Flag Warning - Large Fires | 2041 | 5.2538e-08 | 5.2538e-08 | 6.5028 | 0.81304 | 3.6355 | 2.0543 | 0 | 0 | 5.4159e-05 | 3.4165e-07 | 0 | 3.4165e-07 | 3.4165e-07 | 0 | 3.4165e-07 | 0 | 0.0022847 | 0.005008 | 0 | 0.005008 | 0 | 1.0802e-07 | 2.1604e-07 | 0 | 2.1604e-07 | [12 empty] | 7.3.3.17.5 (Remote Grid) Updates to grid topology to minimize risk of ignition in HFTDs Remote GridWLDFRContaminationAggregated | WLDFR | HFTD - Distribution - Tier 2 - 2QU CoRE ¦ 4QU LoRE | Non-Red Flag Warning - Destructive Fires | Contamination | Aggregated | 2041 | 1.6603e-08 | 1078.9824 | 1.7915e-05 | 2041 | Mitigation | 0.95 | 45 | 0 | esc | 0.00097009 | 1.6107e-11 | 0.00097009 | 1.6107e-11
[79 empty] | WLDFR | HFTD - Distribution - Tier 3 - 2QU CoRE ¦ 2QU LoRE | Red Flag Warning - Large Fires | 2042 | 5.2538e-08 | 5.2538e-08 | 6.5028 | 0.81304 | 3.6355 | 2.0543 | 0 | 0 | 5.4159e-05 | 3.4165e-07 | 0 | 3.4165e-07 | 3.4165e-07 | 0 | 3.4165e-07 | 0 | 0.0022847 | 0.005008 | 0 | 0.005008 | 0 | 1.0802e-07 | 2.1604e-07 | 0 | 2.1604e-07 | [12 empty] | 7.3.3.17.5 (Remote Grid) Updates to grid topology to minimize risk of ignition in HFTDs Remote GridWLDFRContaminationAggregated | WLDFR | HFTD - Distribution - Tier 2 - 2QU CoRE ¦ 4QU LoRE | Non-Red Flag Warning - Destructive Fires | Contamination | Aggregated | 2042 | 1.6603e-08 | 1078.9824 | 1.7915e-05 | 2042 | Mitigation | 0.95 | 45 | 0 | esc | 0.00097009 | 1.6107e-11 | 0.00097009 | 1.6107e-11
[79 empty] | WLDFR | HFTD - Distribution - Tier 3 - 2QU CoRE ¦ 2QU LoRE | Red Flag Warning - Large Fires | 2043 | 5.2538e-08 | 5.2538e-08 | 6.9209 | 0.84944 | 3.8632 | 2.2083 | 0 | 0 | 5.4159e-05 | 3.6361e-07 | 0 | 3.6361e-07 | 3.6361e-07 | 0 | 3.6361e-07 | 0 | 0.0022847 | 0.005008 | 0 | 0.005008 | 0 | 1.1497e-07 | 2.2993e-07 | 0 | 2.2993e-07 | [12 empty] | 7.3.3.17.5 (Remote Grid) Updates to grid topology to minimize risk of ignition in HFTDs Remote GridWLDFRContaminationAggregated | WLDFR | HFTD - Distribution - Tier 2 - 2QU CoRE ¦ 4QU LoRE | Non-Red Flag Warning - Destructive Fires | Contamination | Aggregated | 2043 | 1.6603e-08 | 1078.9824 | 1.7915e-05 | 2043 | Mitigation | 0.95 | 45 | 0 | esc | 0.00097009 | 1.6107e-11 | 0.00097009 | 1.6107e-11
[79 empty] | WLDFR | HFTD - Distribution - Tier 3 - 2QU CoRE ¦ 2QU LoRE | Red Flag Warning - Large Fires | 2044 | 5.2538e-08 | 5.2538e-08 | 6.9209 | 0.84944 | 3.8632 | 2.2083 | 0 | 0 | 5.4159e-05 | 3.6361e-07 | 0 | 3.6361e-07 | 3.6361e-07 | 0 | 3.6361e-07 | 0 | 0.0023977 | 0.0052558 | 0 | 0.0052558 | 0 | 1.1497e-07 | 2.2993e-07 | 0 | 2.2993e-07 | [12 empty] | 7.3.3.17.5 (Remote Grid) Updates to grid topology to minimize risk of ignition in HFTDs Remote GridWLDFRContaminationAggregated | WLDFR | HFTD - Distribution - Tier 2 - 2QU CoRE ¦ 4QU LoRE | Non-Red Flag Warning - Destructive Fires | Contamination | Aggregated | 2044 | 1.6603e-08 | 1078.9824 | 1.7915e-05 | 2044 | Mitigation | 0.95 | 45 | 0 | esc | 0.00097009 | 1.6107e-11 | 0.00097009 | 1.6107e-11
[79 empty] | WLDFR | HFTD - Distribution - Tier 3 - 2QU CoRE ¦ 2QU LoRE | Red Flag Warning - Large Fires | 2045 | 5.2538e-08 | 5.2538e-08 | 6.9209 | 0.84944 | 3.8632 | 2.2083 | 0 | 0 | 5.4159e-05 | 3.6361e-07 | 0 | 3.6361e-07 | 3.6361e-07 | 0 | 3.6361e-07 | 0 | 0.0023977 | 0.0052558 | 0 | 0.0052558 | 0 | 1.1497e-07 | 2.2993e-07 | 0 | 2.2993e-07 | [12 empty] | 7.3.3.17.5 (Remote Grid) Updates to grid topology to minimize risk of ignition in HFTDs Remote GridWLDFRContaminationAggregated | WLDFR | HFTD - Distribution - Tier 2 - 2QU CoRE ¦ 4QU LoRE | Non-Red Flag Warning - Destructive Fires | Contamination | Aggregated | 2045 | 1.6603e-08 | 1078.9824 | 1.7915e-05 | 2045 | Mitigation | 0.95 | 45 | 0 | esc | 0.00097009 | 1.6107e-11 | 0.00097009 | 1.6107e-11
[79 empty] | WLDFR | HFTD - Distribution - Tier 3 - 2QU CoRE ¦ 2QU LoRE | Red Flag Warning - Large Fires | 2046 | 5.2538e-08 | 5.2538e-08 | 6.9209 | 0.84944 | 3.8632 | 2.2083 | 0 | 0 | 5.4159e-05 | 3.6361e-07 | 0 | 3.6361e-07 | 3.6361e-07 | 0 | 3.6361e-07 | 0 | 0.0023977 | 0.0052558 | 0 | 0.0052558 | 0 | 1.1497e-07 | 2.2993e-07 | 0 | 2.2993e-07 | [12 empty] | 7.3.3.17.5 (Remote Grid) Updates to grid topology to minimize risk of ignition in HFTDs Remote GridWLDFRContaminationAggregated | WLDFR | HFTD - Distribution - Tier 2 - 2QU CoRE ¦ 4QU LoRE | Non-Red Flag Warning - Destructive Fires | Contamination | Aggregated | 2046 | 1.6603e-08 | 1078.9824 | 1.7915e-05 | 2046 | Mitigation | 0.95 | 45 | 0 | esc | 0.00097009 | 1.6107e-11 | 0.00097009 | 1.6107e-11
[79 empty] | WLDFR | HFTD - Distribution - Tier 3 - 2QU CoRE ¦ 2QU LoRE | Red Flag Warning - Large Fires | 2047 | 5.2538e-08 | 5.2538e-08 | 6.9209 | 0.84944 | 3.8632 | 2.2083 | 0 | 0 | 5.4159e-05 | 3.6361e-07 | 0 | 3.6361e-07 | 3.6361e-07 | 0 | 3.6361e-07 | 0 | 0.0023977 | 0.0052558 | 0 | 0.0052558 | 0 | 1.1497e-07 | 2.2993e-07 | 0 | 2.2993e-07 | [12 empty] | 7.3.3.17.5 (Remote Grid) Updates to grid topology to minimize risk of ignition in HFTDs Remote GridWLDFRContaminationAggregated | WLDFR | HFTD - Distribution - Tier 2 - 2QU CoRE ¦ 4QU LoRE | Non-Red Flag Warning - Destructive Fires | Contamination | Aggregated | 2047 | 1.6603e-08 | 1078.9824 | 1.7915e-05 | 2047 | Mitigation | 0.95 | 45 | 0 | esc | 0.00097009 | 1.6107e-11 | 0.00097009 | 1.6107e-11
[79 empty] | WLDFR | HFTD - Distribution - Tier 3 - 2QU CoRE ¦ 2QU LoRE | Red Flag Warning - Large Fires | 2048 | 5.2538e-08 | 5.2538e-08 | 7.3713 | 0.88759 | 4.1075 | 2.3763 | 0 | 0 | 5.4159e-05 | 3.8728e-07 | 0 | 3.8728e-07 | 3.8728e-07 | 0 | 3.8728e-07 | 0 | 0.0023977 | 0.0052558 | 0 | 0.0052558 | 0 | 1.2245e-07 | 2.449e-07 | 0 | 2.449e-07 | [12 empty] | 7.3.3.17.5 (Remote Grid) Updates to grid topology to minimize risk of ignition in HFTDs Remote GridWLDFRContaminationAggregated | WLDFR | HFTD - Distribution - Tier 2 - 2QU CoRE ¦ 4QU LoRE | Non-Red Flag Warning - Destructive Fires | Contamination | Aggregated | 2048 | 1.6603e-08 | 1078.9824 | 1.7915e-05 | 2048 | Mitigation | 0.95 | 45 | 0 | esc | 0.00097009 | 1.6107e-11 | 0.00097009 | 1.6107e-11
[79 empty] | WLDFR | HFTD - Distribution - Tier 3 - 2QU CoRE ¦ 2QU LoRE | Red Flag Warning - Large Fires | 2049 | 5.2538e-08 | 5.2538e-08 | 7.3713 | 0.88759 | 4.1075 | 2.3763 | 0 | 0 | 5.4159e-05 | 3.8728e-07 | 0 | 3.8728e-07 | 3.8728e-07 | 0 | 3.8728e-07 | 0 | 0.0025144 | 0.0055117 | 0 | 0.0055117 | 0 | 1.2245e-07 | 2.449e-07 | 0 | 2.449e-07 | [12 empty] | 7.3.3.17.5 (Remote Grid) Updates to grid topology to minimize risk of ignition in HFTDs Remote GridWLDFRContaminationAggregated | WLDFR | HFTD - Distribution - Tier 2 - 2QU CoRE ¦ 4QU LoRE | Non-Red Flag Warning - Destructive Fires | Contamination | Aggregated | 2049 | 1.6603e-08 | 1078.9824 | 1.7915e-05 | 2049 | Mitigation | 0.95 | 45 | 0 | esc | 0.00097009 | 1.6107e-11 | 0.00097009 | 1.6107e-11
[79 empty] | WLDFR | HFTD - Distribution - Tier 3 - 2QU CoRE ¦ 2QU LoRE | Red Flag Warning - Large Fires | 2050 | 5.2538e-08 | 5.2538e-08 | 7.3713 | 0.88759 | 4.1075 | 2.3763 | 0 | 0 | 5.4159e-05 | 3.8728e-07 | 0 | 3.8728e-07 | 3.8728e-07 | 0 | 3.8728e-07 | 0 | 0.0025144 | 0.0055117 | 0 | 0.0055117 | 0 | 1.2245e-07 | 2.449e-07 | 0 | 2.449e-07 | [12 empty] | 7.3.3.17.5 (Remote Grid) Updates to grid topology to minimize risk of ignition in HFTDs Remote GridWLDFRContaminationAggregated | WLDFR | HFTD - Distribution - Tier 2 - 2QU CoRE ¦ 4QU LoRE | Non-Red Flag Warning - Destructive Fires | Contamination | Aggregated | 2050 | 1.6603e-08 | 1078.9824 | 1.7915e-05 | 2050 | Mitigation | 0.95 | 45 | 0 | esc | 0.00097009 | 1.6107e-11 | 0.00097009 | 1.6107e-11
[79 empty] | WLDFR | HFTD - Distribution - Tier 3 - 2QU CoRE ¦ 2QU LoRE | Red Flag Warning - Large Fires | 2051 | 5.2538e-08 | 5.2538e-08 | 7.3713 | 0.88759 | 4.1075 | 2.3763 | 0 | 0 | 5.4159e-05 | 3.8728e-07 | 0 | 3.8728e-07 | 3.8728e-07 | 0 | 3.8728e-07 | 0 | 0.0025144 | 0.0055117 | 0 | 0.0055117 | 0 | 1.2245e-07 | 2.449e-07 | 0 | 2.449e-07 | [12 empty] | 7.3.3.17.5 (Remote Grid) Updates to grid topology to minimize risk of ignition in HFTDs Remote GridWLDFRContaminationAggregated | WLDFR | HFTD - Distribution - Tier 2 - 2QU CoRE ¦ 4QU LoRE | Non-Red Flag Warning - Destructive Fires | Contamination | Aggregated | 2051 | 1.6603e-08 | 1078.9824 | 1.7915e-05 | 2051 | Mitigation | 0.95 | 45 | 0 | esc | 0.00097009 | 1.6107e-11 | 0.00097009 | 1.6107e-11
[79 empty] | WLDFR | HFTD - Distribution - Tier 3 - 2QU CoRE ¦ 2QU LoRE | Red Flag Warning - Large Fires | 2052 | 5.2538e-08 | 5.2538e-08 | 7.3713 | 0.88759 | 4.1075 | 2.3763 | 0 | 0 | 5.4159e-05 | 3.8728e-07 | 0 | 3.8728e-07 | 3.8728e-07 | 0 | 3.8728e-07 | 0 | 0.0025144 | 0.0055117 | 0 | 0.0055117 | 0 | 0 | 2.449e-07 | 0 | 2.449e-07 | [12 empty] | 7.3.3.17.5 (Remote Grid) Updates to grid topology to minimize risk of ignition in HFTDs Remote GridWLDFRContaminationAggregated | WLDFR | HFTD - Distribution - Tier 2 - 2QU CoRE ¦ 4QU LoRE | Non-Red Flag Warning - Destructive Fires | Contamination | Aggregated | 2052 | 1.6603e-08 | 1078.9824 | 1.7915e-05 | 2052 | Mitigation | 0.95 | 45 | 0 | esc | 0.00097009 | 1.6107e-11 | 0.00097009 | 1.6107e-11
[79 empty] | WLDFR | HFTD - Distribution - Tier 3 - 2QU CoRE ¦ 2QU LoRE | Red Flag Warning - Large Fires | 2053 | 5.2538e-08 | 5.2538e-08 | 7.8503 | 0.92702 | 4.3664 | 2.5569 | 0 | 0 | 5.4159e-05 | 4.1244e-07 | 0 | 4.1244e-07 | 4.1244e-07 | 0 | 4.1244e-07 | 0 | 0.0025144 | 0.0055117 | 0 | 0.0055117 | 0 | 0 | 0 | 0 | 0 | [12 empty] | 7.3.3.17.5 (Remote Grid) Updates to grid topology to minimize risk of ignition in HFTDs Remote GridWLDFRContaminationAggregated | WLDFR | HFTD - Distribution - Tier 2 - 2QU CoRE ¦ 4QU LoRE | Non-Red Flag Warning - Destructive Fires | Contamination | Aggregated | 2053 | 1.6603e-08 | 1078.9824 | 1.7915e-05 | 2053 | Mitigation | 0.95 | 45 | 0 | esc | 0.00097009 | 1.6107e-11 | 0.00097009 | 1.6107e-11
[79 empty] | WLDFR | HFTD - Distribution - Tier 3 - 2QU CoRE ¦ 2QU LoRE | Red Flag Warning - Large Fires | 2054 | 5.2538e-08 | 5.2538e-08 | 7.8503 | 0.92702 | 4.3664 | 2.5569 | 0 | 0 | 5.4159e-05 | 4.1244e-07 | 0 | 4.1244e-07 | 4.1244e-07 | 0 | 4.1244e-07 | 0 | 0.0026334 | 0.0057726 | 0 | 0.0057726 | 0 | 0 | 0 | 0 | 0 | [12 empty] | 7.3.3.17.5 (Remote Grid) Updates to grid topology to minimize risk of ignition in HFTDs Remote GridWLDFRContaminationAggregated | WLDFR | HFTD - Distribution - Tier 2 - 2QU CoRE ¦ 4QU LoRE | Non-Red Flag Warning - Destructive Fires | Contamination | Aggregated | 2054 | 1.6603e-08 | 1078.9824 | 1.7915e-05 | 2054 | Mitigation | 0.95 | 45 | 0 | esc | 0.00097009 | 1.6107e-11 | 0.00097009 | 1.6107e-11
[79 empty] | WLDFR | HFTD - Distribution - Tier 3 - 2QU CoRE ¦ 2QU LoRE | Red Flag Warning - Large Fires | 2055 | 5.2538e-08 | 5.2538e-08 | 7.8503 | 0.92702 | 4.3664 | 2.5569 | 0 | 0 | 5.4159e-05 | 4.1244e-07 | 0 | 4.1244e-07 | 4.1244e-07 | 0 | 4.1244e-07 | 0 | 0.0026334 | 0.0057726 | 0 | 0.0057726 | 0 | 9.8371e-07 | 0 | 0 | 0 | [12 empty] | 7.3.3.17.5 (Remote Grid) Updates to grid topology to minimize risk of ignition in HFTDs Remote GridWLDFRContaminationAggregated | WLDFR | HFTD - Distribution - Tier 2 - 2QU CoRE ¦ 4QU LoRE | Non-Red Flag Warning - Destructive Fires | Contamination | Aggregated | 2055 | 1.6603e-08 | 1078.9824 | 1.7915e-05 | 2055 | Mitigation | 0.95 | 45 | 0 | esc | 0.00097009 | 1.6107e-11 | 0.00097009 | 1.6107e-11
[79 empty] | WLDFR | HFTD - Distribution - Tier 3 - 2QU CoRE ¦ 2QU LoRE | Red Flag Warning - Large Fires | 2056 | 5.2538e-08 | 5.2538e-08 | 7.8503 | 0.92702 | 4.3664 | 2.5569 | 0 | 0 | 5.4159e-05 | 4.1244e-07 | 0 | 4.1244e-07 | 4.1244e-07 | 0 | 4.1244e-07 | 0 | 0.0026334 | 0.0057726 | 0 | 0.0057726 | 0 | 1.0154e-06 | 2.0307e-06 | 0 | 2.0307e-06 | [12 empty] | 7.3.3.17.5 (Remote Grid) Updates to grid topology to minimize risk of ignition in HFTDs Remote GridWLDFRContaminationAggregated | WLDFR | HFTD - Distribution - Tier 2 - 2QU CoRE ¦ 4QU LoRE | Non-Red Flag Warning - Destructive Fires | Contamination | Aggregated | 2056 | 1.6603e-08 | 1078.9824 | 1.7915e-05 | 2056 | Mitigation | 0.95 | 45 | 0 | esc | 0.00097009 | 1.6107e-11 | 0.00097009 | 1.6107e-11
[79 empty] | WLDFR | HFTD - Distribution - Tier 3 - 2QU CoRE ¦ 2QU LoRE | Red Flag Warning - Large Fires | 2057 | 5.2538e-08 | 5.2538e-08 | 7.8503 | 0.92702 | 4.3664 | 2.5569 | 0 | 0 | 5.4159e-05 | 4.1244e-07 | 0 | 4.1244e-07 | 4.1244e-07 | 0 | 4.1244e-07 | 0 | 0.0026334 | 0.0057726 | 0 | 0.0057726 | 0 | 1.0154e-06 | 2.0307e-06 | 0 | 2.0307e-06 | [12 empty] | 7.3.3.17.5 (Remote Grid) Updates to grid topology to minimize risk of ignition in HFTDs Remote GridWLDFRContaminationAggregated | WLDFR | HFTD - Distribution - Tier 2 - 2QU CoRE ¦ 4QU LoRE | Non-Red Flag Warning - Destructive Fires | Contamination | Aggregated | 2057 | 1.6603e-08 | 1078.9824 | 1.7915e-05 | 2057 | Mitigation | 0.95 | 45 | 0 | esc | 0.00097009 | 1.6107e-11 | 0.00097009 | 1.6107e-11
[79 empty] | WLDFR | HFTD - Distribution - Tier 3 - 2QU CoRE ¦ 2QU LoRE | Red Flag Warning - Large Fires | 2058 | 5.2538e-08 | 5.2538e-08 | 8.3524 | 0.96727 | 4.6367 | 2.7484 | 0 | 0 | 5.4159e-05 | 4.3882e-07 | 0 | 4.3882e-07 | 4.3882e-07 | 0 | 4.3882e-07 | 0 | 0.0026334 | 0.0057726 | 0 | 0.0057726 | 0 | 1.0154e-06 | 2.0307e-06 | 0 | 2.0307e-06 | [12 empty] | 7.3.3.17.5 (Remote Grid) Updates to grid topology to minimize risk of ignition in HFTDs Remote GridWLDFRContaminationAggregated | WLDFR | HFTD - Distribution - Tier 2 - 2QU CoRE ¦ 4QU LoRE | Non-Red Flag Warning - Destructive Fires | Contamination | Aggregated | 2058 | 1.6603e-08 | 1078.9824 | 1.7915e-05 | 2058 | Mitigation | 0.95 | 45 | 0 | esc | 0.00097009 | 1.6107e-11 | 0.00097009 | 1.6107e-11
[79 empty] | WLDFR | HFTD - Distribution - Tier 3 - 2QU CoRE ¦ 2QU LoRE | Red Flag Warning - Large Fires | 2059 | 5.2538e-08 | 5.2538e-08 | 8.3524 | 0.96727 | 4.6367 | 2.7484 | 0 | 0 | 5.4159e-05 | 4.3882e-07 | 0 | 4.3882e-07 | 4.3882e-07 | 0 | 4.3882e-07 | 0 | 0.0027532 | 0.0060352 | 0 | 0.0060352 | 0 | 1.0154e-06 | 2.0307e-06 | 0 | 2.0307e-06 | [12 empty] | 7.3.3.17.5 (Remote Grid) Updates to grid topology to minimize risk of ignition in HFTDs Remote GridWLDFRContaminationAggregated | WLDFR | HFTD - Distribution - Tier 2 - 2QU CoRE ¦ 4QU LoRE | Non-Red Flag Warning - Destructive Fires | Contamination | Aggregated | 2059 | 1.6603e-08 | 1078.9824 | 1.7915e-05 | 2059 | Mitigation | 0.95 | 45 | 0 | esc | 0.00097009 | 1.6107e-11 | 0.00097009 | 1.6107e-11
[79 empty] | WLDFR | HFTD - Distribution - Tier 3 - 2QU CoRE ¦ 2QU LoRE | Red Flag Warning - Large Fires | 2060 | 5.2538e-08 | 5.2538e-08 | 8.3524 | 0.96727 | 4.6367 | 2.7484 | 0 | 0 | 5.4159e-05 | 4.3882e-07 | 0 | 4.3882e-07 | 4.3882e-07 | 0 | 4.3882e-07 | 0 | 0.0027532 | 0.0060352 | 0 | 0.0060352 | 0 | 1.0154e-06 | 2.0307e-06 | 0 | 2.0307e-06 | [12 empty] | 7.3.3.17.5 (Remote Grid) Updates to grid topology to minimize risk of ignition in HFTDs Remote GridWLDFRContaminationAggregated | WLDFR | HFTD - Distribution - Tier 2 - 2QU CoRE ¦ 4QU LoRE | Non-Red Flag Warning - Destructive Fires | Contamination | Aggregated | 2060 | 1.6603e-08 | 1078.9824 | 1.7915e-05 | 2060 | Mitigation | 0.95 | 45 | 0 | esc | 0.00097009 | 1.6107e-11 | 0.00097009 | 1.6107e-11
[79 empty] | WLDFR | HFTD - Distribution - Tier 3 - 2QU CoRE ¦ 2QU LoRE | Red Flag Warning - Large Fires | 2061 | 5.2538e-08 | 5.2538e-08 | 8.3524 | 0.96727 | 4.6367 | 2.7484 | 0 | 0 | 5.4159e-05 | 4.3882e-07 | 0 | 4.3882e-07 | 4.3882e-07 | 0 | 4.3882e-07 | 0 | 0.0027532 | 0.0060352 | 0 | 0.0060352 | 0 | 1.0558e-06 | 2.1115e-06 | 0 | 2.1115e-06 | [12 empty] | 7.3.3.17.5 (Remote Grid) Updates to grid topology to minimize risk of ignition in HFTDs Remote GridWLDFRContaminationAggregated | WLDFR | HFTD - Distribution - Tier 2 - 2QU CoRE ¦ 4QU LoRE | Non-Red Flag Warning - Destructive Fires | Contamination | Aggregated | 2061 | 1.6603e-08 | 1078.9824 | 1.7915e-05 | 2061 | Mitigation | 0.95 | 45 | 0 | esc | 0.00097009 | 1.6107e-11 | 0.00097009 | 1.6107e-11
[79 empty] | WLDFR | HFTD - Distribution - Tier 3 - 2QU CoRE ¦ 2QU LoRE | Red Flag Warning - Large Fires | 2062 | 5.2538e-08 | 5.2538e-08 | 8.3524 | 0.96727 | 4.6367 | 2.7484 | 0 | 0 | 5.4159e-05 | 4.3882e-07 | 0 | 4.3882e-07 | 4.3882e-07 | 0 | 4.3882e-07 | 0 | 0.0027532 | 0.0060352 | 0 | 0.0060352 | 0 | 1.0558e-06 | 2.1115e-06 | 0 | 2.1115e-06 | [12 empty] | 7.3.3.17.5 (Remote Grid) Updates to grid topology to minimize risk of ignition in HFTDs Remote GridWLDFRContaminationAggregated | WLDFR | HFTD - Distribution - Tier 2 - 2QU CoRE ¦ 4QU LoRE | Non-Red Flag Warning - Destructive Fires | Contamination | Aggregated | 2062 | 1.6603e-08 | 1078.9824 | 1.7915e-05 | 2062 | Mitigation | 0.95 | 45 | 0 | esc | 0.00097009 | 1.6107e-11 | 0.00097009 | 1.6107e-11
[79 empty] | WLDFR | HFTD - Distribution - Tier 3 - 2QU CoRE ¦ 2QU LoRE | Red Flag Warning - Large Fires | 2063 | 5.2538e-08 | 5.2538e-08 | 8.872 | 1.0079 | 4.9153 | 2.9488 | 0 | 0 | 5.4159e-05 | 4.6612e-07 | 0 | 4.6612e-07 | 4.6612e-07 | 0 | 4.6612e-07 | 0 | 0.0027532 | 0.0060352 | 0 | 0.0060352 | 0 | 1.0558e-06 | 2.1115e-06 | 0 | 2.1115e-06 | [12 empty] | 7.3.3.17.5 (Remote Grid) Updates to grid topology to minimize risk of ignition in HFTDs Remote GridWLDFRContaminationAggregated | WLDFR | HFTD - Distribution - Tier 2 - 2QU CoRE ¦ 4QU LoRE | Non-Red Flag Warning - Destructive Fires | Contamination | Aggregated | 2063 | 1.6603e-08 | 1078.9824 | 1.7915e-05 | 2063 | Mitigation | 0.95 | 45 | 0 | esc | 0.00097009 | 1.6107e-11 | 0.00097009 | 1.6107e-11
[79 empty] | WLDFR | HFTD - Distribution - Tier 3 - 2QU CoRE ¦ 2QU LoRE | Red Flag Warning - Large Fires | 2064 | 5.2538e-08 | 5.2538e-08 | 8.872 | 1.0079 | 4.9153 | 2.9488 | 0 | 0 | 5.4159e-05 | 4.6612e-07 | 0 | 4.6612e-07 | 4.6612e-07 | 0 | 4.6612e-07 | 0 | 0.0028724 | 0.0062965 | 0 | 0.0062965 | 0 | 1.0558e-06 | 2.1115e-06 | 0 | 2.1115e-06 | [12 empty] | 7.3.3.17.5 (Remote Grid) Updates to grid topology to minimize risk of ignition in HFTDs Remote GridWLDFRContaminationAggregated | WLDFR | HFTD - Distribution - Tier 2 - 2QU CoRE ¦ 4QU LoRE | Non-Red Flag Warning - Destructive Fires | Contamination | Aggregated | 2064 | 1.6603e-08 | 1078.9824 | 1.7915e-05 | 2064 | Mitigation | 0.95 | 45 | 0 | esc | 0.00097009 | 1.6107e-11 | 0.00097009 | 1.6107e-11
[79 empty] | WLDFR | HFTD - Distribution - Tier 3 - 2QU CoRE ¦ 2QU LoRE | Red Flag Warning - Large Fires | 2065 | 5.2538e-08 | 5.2538e-08 | 8.872 | 1.0079 | 4.9153 | 2.9488 | 0 | 0 | 5.4159e-05 | 4.6612e-07 | 0 | 4.6612e-07 | 4.6612e-07 | 0 | 4.6612e-07 | 0 | 0.0028724 | 0.0062965 | 0 | 0.0062965 | 0 | 1.0558e-06 | 2.1115e-06 | 0 | 2.1115e-06 | [12 empty] | 7.3.3.17.5 (Remote Grid) Updates to grid topology to minimize risk of ignition in HFTDs Remote GridWLDFRContaminationAggregated | WLDFR | HFTD - Distribution - Tier 2 - 2QU CoRE ¦ 4QU LoRE | Non-Red Flag Warning - Destructive Fires | Contamination | Aggregated | 2065 | 1.6603e-08 | 1078.9824 | 1.7915e-05 | 2065 | Mitigation | 0.95 | 45 | 0 | esc | 0.00097009 | 1.6107e-11 | 0.00097009 | 1.6107e-11
[79 empty] | WLDFR | HFTD - Distribution - Tier 3 - 2QU CoRE ¦ 2QU LoRE | Red Flag Warning - Large Fires | 2066 | 5.2538e-08 | 5.2538e-08 | 8.872 | 1.0079 | 4.9153 | 2.9488 | 0 | 0 | 5.4159e-05 | 4.6612e-07 | 0 | 4.6612e-07 | 4.6612e-07 | 0 | 4.6612e-07 | 0 | 0.0028724 | 0.0062965 | 0 | 0.0062965 | 0 | 1.1013e-06 | 2.2026e-06 | 0 | 2.2026e-06 | [12 empty] | 7.3.3.17.5 (Remote Grid) Updates to grid topology to minimize risk of ignition in HFTDs Remote GridWLDFRContaminationAggregated | WLDFR | HFTD - Distribution - Tier 2 - 2QU CoRE ¦ 4QU LoRE | Non-Red Flag Warning - Destructive Fires | Contamination | Aggregated | 2066 | 1.6603e-08 | 1078.9824 | 1.7915e-05 | 2066 | Mitigation | 0.95 | 45 | 0 | esc | 0.00097009 | 1.6107e-11 | 0.00097009 | 1.6107e-11
[79 empty] | WLDFR | HFTD - Distribution - Tier 3 - 2QU CoRE ¦ 2QU LoRE | Red Flag Warning - Large Fires | 2067 | 0 | 5.2538e-08 | 8.872 | 1.0079 | 4.9153 | 2.9488 | 0 | 0 | 5.4159e-05 | 0 | 0 | 0 | 4.6612e-07 | 0 | 4.6612e-07 | 0 | 0 | 0.0062965 | 0 | 0.0062965 | 0 | 1.1013e-06 | 2.2026e-06 | 0 | 2.2026e-06 | [12 empty] | 7.3.3.17.5 (Remote Grid) Updates to grid topology to minimize risk of ignition in HFTDs Remote GridWLDFRContaminationAggregated | WLDFR | HFTD - Distribution - Tier 2 - 2QU CoRE ¦ 4QU LoRE | Non-Red Flag Warning - Destructive Fires | Contamination | Aggregated | 2067 | 1.6603e-08 | 1078.9824 | 1.7915e-05 | 2067 | Mitigation | 0.95 | 45 | 0 | esc | 0 | 0 | 0.00097009 | 1.6107e-11
[79 empty] | WLDFR | HFTD - Distribution - Tier 3 - 2QU CoRE ¦ 2QU LoRE | Red Flag Warning - Small Fires | 2022 | 8.0314e-07 | 0 | 0.077901 | 0.036425 | 0.0015809 | 0.039895 | 0 | 0 | 0.00083233 | 6.2565e-08 | 0 | 6.2565e-08 | 0 | 0 | 0 | 0 | 0 | 0 | 0 | 0 | 0 | 1.1013e-06 | 2.2026e-06 | 0 | 2.2026e-06 | [12 empty] | 7.3.3.17.5 (Remote Grid) Updates to grid topology to minimize risk of ignition in HFTDs Remote GridWLDFREquipment / facility failureAggregated | WLDFR | HFTD - Distribution - Tier 2 - 2QU CoRE ¦ 4QU LoRE | Non-Red Flag Warning - Destructive Fires | Equipment / facility failure | Aggregated | 2022 | 2.3918e-07 | 1078.9824 | 0.00025807 | 2022 | Mitigation | 0.95 | 45 | 0 | esc | 0.00097009 | 2.3202e-10 | 0 | 0
[79 empty] | WLDFR | HFTD - Distribution - Tier 3 - 2QU CoRE ¦ 2QU LoRE | Red Flag Warning - Small Fires | 2023 | 8.0314e-07 | 8.0314e-07 | 0.080408 | 0.03759 | 0.0016314 | 0.041187 | 0 | 0 | 0.00083233 | 6.4579e-08 | 0 | 6.4579e-08 | 6.4579e-08 | 0 | 6.4579e-08 | 0 | 4.091e-06 | 0 | 0 | 0 | 0 | 1.1013e-06 | 2.2026e-06 | 0 | 2.2026e-06 | [12 empty] | 7.3.3.17.5 (Remote Grid) Updates to grid topology to minimize risk of ignition in HFTDs Remote GridWLDFREquipment / facility failureAggregated | WLDFR | HFTD - Distribution - Tier 2 - 2QU CoRE ¦ 4QU LoRE | Non-Red Flag Warning - Destructive Fires | Equipment / facility failure | Aggregated | 2023 | 2.3918e-07 | 1078.9824 | 0.00025807 | 2023 | Mitigation | 0.95 | 45 | 0 | esc | 0.00097009 | 2.3202e-10 | 0.00097009 | 2.3202e-10
[79 empty] | WLDFR | HFTD - Distribution - Tier 3 - 2QU CoRE ¦ 2QU LoRE | Red Flag Warning - Small Fires | 2024 | 8.0314e-07 | 8.0314e-07 | 0.080408 | 0.03759 | 0.0016314 | 0.041187 | 0 | 0 | 0.00083233 | 6.4579e-08 | 0 | 6.4579e-08 | 6.4579e-08 | 0 | 6.4579e-08 | 0 | 4.274e-06 | 9.3688e-06 | 0 | 9.3688e-06 | 0 | 1.1013e-06 | 2.2026e-06 | 0 | 2.2026e-06 | [12 empty] | 7.3.3.17.5 (Remote Grid) Updates to grid topology to minimize risk of ignition in HFTDs Remote GridWLDFREquipment / facility failureAggregated | WLDFR | HFTD - Distribution - Tier 2 - 2QU CoRE ¦ 4QU LoRE | Non-Red Flag Warning - Destructive Fires | Equipment / facility failure | Aggregated | 2024 | 2.3918e-07 | 1078.9824 | 0.00025807 | 2024 | Mitigation | 0.95 | 45 | 0 | esc | 0.00097009 | 2.3202e-10 | 0.00097009 | 2.3202e-10
[79 empty] | WLDFR | HFTD - Distribution - Tier 3 - 2QU CoRE ¦ 2QU LoRE | Red Flag Warning - Small Fires | 2025 | 8.0314e-07 | 8.0314e-07 | 0.080408 | 0.03759 | 0.0016314 | 0.041187 | 0 | 0 | 0.00083233 | 6.4579e-08 | 0 | 6.4579e-08 | 6.4579e-08 | 0 | 6.4579e-08 | 0 | 4.274e-06 | 9.3688e-06 | 0 | 9.3688e-06 | 0 | 1.1514e-06 | 2.3029e-06 | 0 | 2.3029e-06 | [12 empty] | 7.3.3.17.5 (Remote Grid) Updates to grid topology to minimize risk of ignition in HFTDs Remote GridWLDFREquipment / facility failureAggregated | WLDFR | HFTD - Distribution - Tier 2 - 2QU CoRE ¦ 4QU LoRE | Non-Red Flag Warning - Destructive Fires | Equipment / facility failure | Aggregated | 2025 | 2.3918e-07 | 1078.9824 | 0.00025807 | 2025 | Mitigation | 0.95 | 45 | 0 | esc | 0.00097009 | 2.3202e-10 | 0.00097009 | 2.3202e-10
[79 empty] | WLDFR | HFTD - Distribution - Tier 3 - 2QU CoRE ¦ 2QU LoRE | Red Flag Warning - Small Fires | 2026 | 8.0314e-07 | 8.0314e-07 | 0.080408 | 0.03759 | 0.0016314 | 0.041187 | 0 | 0 | 0.00083233 | 6.4579e-08 | 0 | 6.4579e-08 | 6.4579e-08 | 0 | 6.4579e-08 | 0 | 4.274e-06 | 9.3688e-06 | 0 | 9.3688e-06 | 0 | 1.1514e-06 | 2.3029e-06 | 0 | 2.3029e-06 | [12 empty] | 7.3.3.17.5 (Remote Grid) Updates to grid topology to minimize risk of ignition in HFTDs Remote GridWLDFREquipment / facility failureAggregated | WLDFR | HFTD - Distribution - Tier 2 - 2QU CoRE ¦ 4QU LoRE | Non-Red Flag Warning - Destructive Fires | Equipment / facility failure | Aggregated | 2026 | 2.3918e-07 | 1078.9824 | 0.00025807 | 2026 | Mitigation | 0.95 | 45 | 0 | esc | 0.00097009 | 2.3202e-10 | 0.00097009 | 2.3202e-10
[79 empty] | WLDFR | HFTD - Distribution - Tier 3 - 2QU CoRE ¦ 2QU LoRE | Red Flag Warning - Small Fires | 2027 | 8.0314e-07 | 8.0314e-07 | 0.080408 | 0.03759 | 0.0016314 | 0.041187 | 0 | 0 | 0.00083233 | 6.4579e-08 | 0 | 6.4579e-08 | 6.4579e-08 | 0 | 6.4579e-08 | 0 | 4.274e-06 | 9.3688e-06 | 0 | 9.3688e-06 | 0 | 1.1514e-06 | 2.3029e-06 | 0 | 2.3029e-06 | [12 empty] | 7.3.3.17.5 (Remote Grid) Updates to grid topology to minimize risk of ignition in HFTDs Remote GridWLDFREquipment / facility failureAggregated | WLDFR | HFTD - Distribution - Tier 2 - 2QU CoRE ¦ 4QU LoRE | Non-Red Flag Warning - Destructive Fires | Equipment / facility failure | Aggregated | 2027 | 2.3918e-07 | 1078.9824 | 0.00025807 | 2027 | Mitigation | 0.95 | 45 | 0 | esc | 0.00097009 | 2.3202e-10 | 0.00097009 | 2.3202e-10
[79 empty] | WLDFR | HFTD - Distribution - Tier 3 - 2QU CoRE ¦ 2QU LoRE | Red Flag Warning - Small Fires | 2028 | 8.0314e-07 | 8.0314e-07 | 0.083606 | 0.039055 | 0.001695 | 0.042856 | 0 | 0 | 0.00083233 | 6.7148e-08 | 0 | 6.7148e-08 | 6.7148e-08 | 0 | 6.7148e-08 | 0 | 4.274e-06 | 9.3688e-06 | 0 | 9.3688e-06 | 0 | 1.1514e-06 | 2.3029e-06 | 0 | 2.3029e-06 | [12 empty] | 7.3.3.17.5 (Remote Grid) Updates to grid topology to minimize risk of ignition in HFTDs Remote GridWLDFREquipment / facility failureAggregated | WLDFR | HFTD - Distribution - Tier 2 - 2QU CoRE ¦ 4QU LoRE | Non-Red Flag Warning - Destructive Fires | Equipment / facility failure | Aggregated | 2028 | 2.3918e-07 | 1078.9824 | 0.00025807 | 2028 | Mitigation | 0.95 | 45 | 0 | esc | 0.00097009 | 2.3202e-10 | 0.00097009 | 2.3202e-10
[79 empty] | WLDFR | HFTD - Distribution - Tier 3 - 2QU CoRE ¦ 2QU LoRE | Red Flag Warning - Small Fires | 2029 | 8.0314e-07 | 8.0314e-07 | 0.083606 | 0.039055 | 0.001695 | 0.042856 | 0 | 0 | 0.00083233 | 6.7148e-08 | 0 | 6.7148e-08 | 6.7148e-08 | 0 | 6.7148e-08 | 0 | 4.5098e-06 | 9.8856e-06 | 0 | 9.8856e-06 | 0 | 1.1514e-06 | 2.3029e-06 | 0 | 2.3029e-06 | [12 empty] | 7.3.3.17.5 (Remote Grid) Updates to grid topology to minimize risk of ignition in HFTDs Remote GridWLDFREquipment / facility failureAggregated | WLDFR | HFTD - Distribution - Tier 2 - 2QU CoRE ¦ 4QU LoRE | Non-Red Flag Warning - Destructive Fires | Equipment / facility failure | Aggregated | 2029 | 2.3918e-07 | 1078.9824 | 0.00025807 | 2029 | Mitigation | 0.95 | 45 | 0 | esc | 0.00097009 | 2.3202e-10 | 0.00097009 | 2.3202e-10
[79 empty] | WLDFR | HFTD - Distribution - Tier 3 - 2QU CoRE ¦ 2QU LoRE | Red Flag Warning - Small Fires | 2030 | 8.0314e-07 | 8.0314e-07 | 0.083606 | 0.039055 | 0.001695 | 0.042856 | 0 | 0 | 0.00083233 | 6.7148e-08 | 0 | 6.7148e-08 | 6.7148e-08 | 0 | 6.7148e-08 | 0 | 4.5098e-06 | 9.8856e-06 | 0 | 9.8856e-06 | 0 | 1.2058e-06 | 2.4115e-06 | 0 | 2.4115e-06 | [12 empty] | 7.3.3.17.5 (Remote Grid) Updates to grid topology to minimize risk of ignition in HFTDs Remote GridWLDFREquipment / facility failureAggregated | WLDFR | HFTD - Distribution - Tier 2 - 2QU CoRE ¦ 4QU LoRE | Non-Red Flag Warning - Destructive Fires | Equipment / facility failure | Aggregated | 2030 | 2.3918e-07 | 1078.9824 | 0.00025807 | 2030 | Mitigation | 0.95 | 45 | 0 | esc | 0.00097009 | 2.3202e-10 | 0.00097009 | 2.3202e-10
[79 empty] | WLDFR | HFTD - Distribution - Tier 3 - 2QU CoRE ¦ 2QU LoRE | Red Flag Warning - Small Fires | 2031 | 8.0314e-07 | 8.0314e-07 | 0.083606 | 0.039055 | 0.001695 | 0.042856 | 0 | 0 | 0.00083233 | 6.7148e-08 | 0 | 6.7148e-08 | 6.7148e-08 | 0 | 6.7148e-08 | 0 | 4.5098e-06 | 9.8856e-06 | 0 | 9.8856e-06 | 0 | 1.2058e-06 | 2.4115e-06 | 0 | 2.4115e-06 | [12 empty] | 7.3.3.17.5 (Remote Grid) Updates to grid topology to minimize risk of ignition in HFTDs Remote GridWLDFREquipment / facility failureAggregated | WLDFR | HFTD - Distribution - Tier 2 - 2QU CoRE ¦ 4QU LoRE | Non-Red Flag Warning - Destructive Fires | Equipment / facility failure | Aggregated | 2031 | 2.3918e-07 | 1078.9824 | 0.00025807 | 2031 | Mitigation | 0.95 | 45 | 0 | esc | 0.00097009 | 2.3202e-10 | 0.00097009 | 2.3202e-10
[79 empty] | WLDFR | HFTD - Distribution - Tier 3 - 2QU CoRE ¦ 2QU LoRE | Red Flag Warning - Small Fires | 2032 | 8.0314e-07 | 8.0314e-07 | 0.083606 | 0.039055 | 0.001695 | 0.042856 | 0 | 0 | 0.00083233 | 6.7148e-08 | 0 | 6.7148e-08 | 6.7148e-08 | 0 | 6.7148e-08 | 0 | 4.5098e-06 | 9.8856e-06 | 0 | 9.8856e-06 | 0 | 1.2058e-06 | 2.4115e-06 | 0 | 2.4115e-06 | [12 empty] | 7.3.3.17.5 (Remote Grid) Updates to grid topology to minimize risk of ignition in HFTDs Remote GridWLDFREquipment / facility failureAggregated | WLDFR | HFTD - Distribution - Tier 2 - 2QU CoRE ¦ 4QU LoRE | Non-Red Flag Warning - Destructive Fires | Equipment / facility failure | Aggregated | 2032 | 2.3918e-07 | 1078.9824 | 0.00025807 | 2032 | Mitigation | 0.95 | 45 | 0 | esc | 0.00097009 | 2.3202e-10 | 0.00097009 | 2.3202e-10
[79 empty] | WLDFR | HFTD - Distribution - Tier 3 - 2QU CoRE ¦ 2QU LoRE | Red Flag Warning - Small Fires | 2033 | 8.0314e-07 | 8.0314e-07 | 0.087211 | 0.040679 | 0.0017655 | 0.044766 | 0 | 0 | 0.00083233 | 7.0043e-08 | 0 | 7.0043e-08 | 7.0043e-08 | 0 | 7.0043e-08 | 0 | 4.5098e-06 | 9.8856e-06 | 0 | 9.8856e-06 | 0 | 1.2058e-06 | 2.4115e-06 | 0 | 2.4115e-06 | [12 empty] | 7.3.3.17.5 (Remote Grid) Updates to grid topology to minimize risk of ignition in HFTDs Remote GridWLDFREquipment / facility failureAggregated | WLDFR | HFTD - Distribution - Tier 2 - 2QU CoRE ¦ 4QU LoRE | Non-Red Flag Warning - Destructive Fires | Equipment / facility failure | Aggregated | 2033 | 2.3918e-07 | 1078.9824 | 0.00025807 | 2033 | Mitigation | 0.95 | 45 | 0 | esc | 0.00097009 | 2.3202e-10 | 0.00097009 | 2.3202e-10
[79 empty] | WLDFR | HFTD - Distribution - Tier 3 - 2QU CoRE ¦ 2QU LoRE | Red Flag Warning - Small Fires | 2034 | 8.0314e-07 | 8.0314e-07 | 0.087211 | 0.040679 | 0.0017655 | 0.044766 | 0 | 0 | 0.00083233 | 7.0043e-08 | 0 | 7.0043e-08 | 7.0043e-08 | 0 | 7.0043e-08 | 0 | 4.7779e-06 | 1.0473e-05 | 0 | 1.0473e-05 | 0 | 1.2058e-06 | 2.4115e-06 | 0 | 2.4115e-06 | [12 empty] | 7.3.3.17.5 (Remote Grid) Updates to grid topology to minimize risk of ignition in HFTDs Remote GridWLDFREquipment / facility failureAggregated | WLDFR | HFTD - Distribution - Tier 2 - 2QU CoRE ¦ 4QU LoRE | Non-Red Flag Warning - Destructive Fires | Equipment / facility failure | Aggregated | 2034 | 2.3918e-07 | 1078.9824 | 0.00025807 | 2034 | Mitigation | 0.95 | 45 | 0 | esc | 0.00097009 | 2.3202e-10 | 0.00097009 | 2.3202e-10
[79 empty] | WLDFR | HFTD - Distribution - Tier 3 - 2QU CoRE ¦ 2QU LoRE | Red Flag Warning - Small Fires | 2035 | 8.0314e-07 | 8.0314e-07 | 0.087211 | 0.040679 | 0.0017655 | 0.044766 | 0 | 0 | 0.00083233 | 7.0043e-08 | 0 | 7.0043e-08 | 7.0043e-08 | 0 | 7.0043e-08 | 0 | 4.7779e-06 | 1.0473e-05 | 0 | 1.0473e-05 | 0 | 1.2637e-06 | 2.5274e-06 | 0 | 2.5274e-06 | [12 empty] | 7.3.3.17.5 (Remote Grid) Updates to grid topology to minimize risk of ignition in HFTDs Remote GridWLDFREquipment / facility failureAggregated | WLDFR | HFTD - Distribution - Tier 2 - 2QU CoRE ¦ 4QU LoRE | Non-Red Flag Warning - Destructive Fires | Equipment / facility failure | Aggregated | 2035 | 2.3918e-07 | 1078.9824 | 0.00025807 | 2035 | Mitigation | 0.95 | 45 | 0 | esc | 0.00097009 | 2.3202e-10 | 0.00097009 | 2.3202e-10
[79 empty] | WLDFR | HFTD - Distribution - Tier 3 - 2QU CoRE ¦ 2QU LoRE | Red Flag Warning - Small Fires | 2036 | 8.0314e-07 | 8.0314e-07 | 0.087211 | 0.040679 | 0.0017655 | 0.044766 | 0 | 0 | 0.00083233 | 7.0043e-08 | 0 | 7.0043e-08 | 7.0043e-08 | 0 | 7.0043e-08 | 0 | 4.7779e-06 | 1.0473e-05 | 0 | 1.0473e-05 | 0 | 1.2637e-06 | 2.5274e-06 | 0 | 2.5274e-06 | [12 empty] | 7.3.3.17.5 (Remote Grid) Updates to grid topology to minimize risk of ignition in HFTDs Remote GridWLDFREquipment / facility failureAggregated | WLDFR | HFTD - Distribution - Tier 2 - 2QU CoRE ¦ 4QU LoRE | Non-Red Flag Warning - Destructive Fires | Equipment / facility failure | Aggregated | 2036 | 2.3918e-07 | 1078.9824 | 0.00025807 | 2036 | Mitigation | 0.95 | 45 | 0 | esc | 0.00097009 | 2.3202e-10 | 0.00097009 | 2.3202e-10
[79 empty] | WLDFR | HFTD - Distribution - Tier 3 - 2QU CoRE ¦ 2QU LoRE | Red Flag Warning - Small Fires | 2037 | 8.0314e-07 | 8.0314e-07 | 0.087211 | 0.040679 | 0.0017655 | 0.044766 | 0 | 0 | 0.00083233 | 7.0043e-08 | 0 | 7.0043e-08 | 7.0043e-08 | 0 | 7.0043e-08 | 0 | 4.7779e-06 | 1.0473e-05 | 0 | 1.0473e-05 | 0 | 1.2637e-06 | 2.5274e-06 | 0 | 2.5274e-06 | [12 empty] | 7.3.3.17.5 (Remote Grid) Updates to grid topology to minimize risk of ignition in HFTDs Remote GridWLDFREquipment / facility failureAggregated | WLDFR | HFTD - Distribution - Tier 2 - 2QU CoRE ¦ 4QU LoRE | Non-Red Flag Warning - Destructive Fires | Equipment / facility failure | Aggregated | 2037 | 2.3918e-07 | 1078.9824 | 0.00025807 | 2037 | Mitigation | 0.95 | 45 | 0 | esc | 0.00097009 | 2.3202e-10 | 0.00097009 | 2.3202e-10
[79 empty] | WLDFR | HFTD - Distribution - Tier 3 - 2QU CoRE ¦ 2QU LoRE | Red Flag Warning - Small Fires | 2038 | 8.0314e-07 | 8.0314e-07 | 0.091184 | 0.042438 | 0.0018418 | 0.046905 | 0 | 0 | 0.00083233 | 7.3234e-08 | 0 | 7.3234e-08 | 7.3234e-08 | 0 | 7.3234e-08 | 0 | 4.7779e-06 | 1.0473e-05 | 0 | 1.0473e-05 | 0 | 1.2637e-06 | 2.5274e-06 | 0 | 2.5274e-06 | [12 empty] | 7.3.3.17.5 (Remote Grid) Updates to grid topology to minimize risk of ignition in HFTDs Remote GridWLDFREquipment / facility failureAggregated | WLDFR | HFTD - Distribution - Tier 2 - 2QU CoRE ¦ 4QU LoRE | Non-Red Flag Warning - Destructive Fires | Equipment / facility failure | Aggregated | 2038 | 2.3918e-07 | 1078.9824 | 0.00025807 | 2038 | Mitigation | 0.95 | 45 | 0 | esc | 0.00097009 | 2.3202e-10 | 0.00097009 | 2.3202e-10
[79 empty] | WLDFR | HFTD - Distribution - Tier 3 - 2QU CoRE ¦ 2QU LoRE | Red Flag Warning - Small Fires | 2039 | 8.0314e-07 | 8.0314e-07 | 0.091184 | 0.042438 | 0.0018418 | 0.046905 | 0 | 0 | 0.00083233 | 7.3234e-08 | 0 | 7.3234e-08 | 7.3234e-08 | 0 | 7.3234e-08 | 0 | 5.0764e-06 | 1.1128e-05 | 0 | 1.1128e-05 | 0 | 0 | 2.5274e-06 | 0 | 2.5274e-06 | [12 empty] | 7.3.3.17.5 (Remote Grid) Updates to grid topology to minimize risk of ignition in HFTDs Remote GridWLDFREquipment / facility failureAggregated | WLDFR | HFTD - Distribution - Tier 2 - 2QU CoRE ¦ 4QU LoRE | Non-Red Flag Warning - Destructive Fires | Equipment / facility failure | Aggregated | 2039 | 2.3918e-07 | 1078.9824 | 0.00025807 | 2039 | Mitigation | 0.95 | 45 | 0 | esc | 0.00097009 | 2.3202e-10 | 0.00097009 | 2.3202e-10
[79 empty] | WLDFR | HFTD - Distribution - Tier 3 - 2QU CoRE ¦ 2QU LoRE | Red Flag Warning - Small Fires | 2040 | 8.0314e-07 | 8.0314e-07 | 0.091184 | 0.042438 | 0.0018418 | 0.046905 | 0 | 0 | 0.00083233 | 7.3234e-08 | 0 | 7.3234e-08 | 7.3234e-08 | 0 | 7.3234e-08 | 0 | 5.0764e-06 | 1.1128e-05 | 0 | 1.1128e-05 | 0 | 0 | 0 | 0 | 0 | [12 empty] | 7.3.3.17.5 (Remote Grid) Updates to grid topology to minimize risk of ignition in HFTDs Remote GridWLDFREquipment / facility failureAggregated | WLDFR | HFTD - Distribution - Tier 2 - 2QU CoRE ¦ 4QU LoRE | Non-Red Flag Warning - Destructive Fires | Equipment / facility failure | Aggregated | 2040 | 2.3918e-07 | 1078.9824 | 0.00025807 | 2040 | Mitigation | 0.95 | 45 | 0 | esc | 0.00097009 | 2.3202e-10 | 0.00097009 | 2.3202e-10
[79 empty] | WLDFR | HFTD - Distribution - Tier 3 - 2QU CoRE ¦ 2QU LoRE | Red Flag Warning - Small Fires | 2041 | 8.0314e-07 | 8.0314e-07 | 0.091184 | 0.042438 | 0.0018418 | 0.046905 | 0 | 0 | 0.00083233 | 7.3234e-08 | 0 | 7.3234e-08 | 7.3234e-08 | 0 | 7.3234e-08 | 0 | 5.0764e-06 | 1.1128e-05 | 0 | 1.1128e-05 | 0 | 0 | 0 | 0 | 0 | [12 empty] | 7.3.3.17.5 (Remote Grid) Updates to grid topology to minimize risk of ignition in HFTDs Remote GridWLDFREquipment / facility failureAggregated | WLDFR | HFTD - Distribution - Tier 2 - 2QU CoRE ¦ 4QU LoRE | Non-Red Flag Warning - Destructive Fires | Equipment / facility failure | Aggregated | 2041 | 2.3918e-07 | 1078.9824 | 0.00025807 | 2041 | Mitigation | 0.95 | 45 | 0 | esc | 0.00097009 | 2.3202e-10 | 0.00097009 | 2.3202e-10
[79 empty] | WLDFR | HFTD - Distribution - Tier 3 - 2QU CoRE ¦ 2QU LoRE | Red Flag Warning - Small Fires | 2042 | 8.0314e-07 | 8.0314e-07 | 0.091184 | 0.042438 | 0.0018418 | 0.046905 | 0 | 0 | 0.00083233 | 7.3234e-08 | 0 | 7.3234e-08 | 7.3234e-08 | 0 | 7.3234e-08 | 0 | 5.0764e-06 | 1.1128e-05 | 0 | 1.1128e-05 | 0 | 0.00021969 | 0 | 0 | 0 | [12 empty] | 7.3.3.17.5 (Remote Grid) Updates to grid topology to minimize risk of ignition in HFTDs Remote GridWLDFREquipment / facility failureAggregated | WLDFR | HFTD - Distribution - Tier 2 - 2QU CoRE ¦ 4QU LoRE | Non-Red Flag Warning - Destructive Fires | Equipment / facility failure | Aggregated | 2042 | 2.3918e-07 | 1078.9824 | 0.00025807 | 2042 | Mitigation | 0.95 | 45 | 0 | esc | 0.00097009 | 2.3202e-10 | 0.00097009 | 2.3202e-10
[79 empty] | WLDFR | HFTD - Distribution - Tier 3 - 2QU CoRE ¦ 2QU LoRE | Red Flag Warning - Small Fires | 2043 | 8.0314e-07 | 8.0314e-07 | 0.095486 | 0.044306 | 0.0019228 | 0.049257 | 0 | 0 | 0.00083233 | 7.6689e-08 | 0 | 7.6689e-08 | 7.6689e-08 | 0 | 7.6689e-08 | 0 | 5.0764e-06 | 1.1128e-05 | 0 | 1.1128e-05 | 0 | 0.00022774 | 0.00045548 | 0 | 0.00045548 | [12 empty] | 7.3.3.17.5 (Remote Grid) Updates to grid topology to minimize risk of ignition in HFTDs Remote GridWLDFREquipment / facility failureAggregated | WLDFR | HFTD - Distribution - Tier 2 - 2QU CoRE ¦ 4QU LoRE | Non-Red Flag Warning - Destructive Fires | Equipment / facility failure | Aggregated | 2043 | 2.3918e-07 | 1078.9824 | 0.00025807 | 2043 | Mitigation | 0.95 | 45 | 0 | esc | 0.00097009 | 2.3202e-10 | 0.00097009 | 2.3202e-10
[79 empty] | WLDFR | HFTD - Distribution - Tier 3 - 2QU CoRE ¦ 2QU LoRE | Red Flag Warning - Small Fires | 2044 | 8.0314e-07 | 8.0314e-07 | 0.095486 | 0.044306 | 0.0019228 | 0.049257 | 0 | 0 | 0.00083233 | 7.6689e-08 | 0 | 7.6689e-08 | 7.6689e-08 | 0 | 7.6689e-08 | 0 | 5.4028e-06 | 1.1843e-05 | 0 | 1.1843e-05 | 0 | 0.00022774 | 0.00045548 | 0 | 0.00045548 | [12 empty] | 7.3.3.17.5 (Remote Grid) Updates to grid topology to minimize risk of ignition in HFTDs Remote GridWLDFREquipment / facility failureAggregated | WLDFR | HFTD - Distribution - Tier 2 - 2QU CoRE ¦ 4QU LoRE | Non-Red Flag Warning - Destructive Fires | Equipment / facility failure | Aggregated | 2044 | 2.3918e-07 | 1078.9824 | 0.00025807 | 2044 | Mitigation | 0.95 | 45 | 0 | esc | 0.00097009 | 2.3202e-10 | 0.00097009 | 2.3202e-10
[79 empty] | WLDFR | HFTD - Distribution - Tier 3 - 2QU CoRE ¦ 2QU LoRE | Red Flag Warning - Small Fires | 2045 | 8.0314e-07 | 8.0314e-07 | 0.095486 | 0.044306 | 0.0019228 | 0.049257 | 0 | 0 | 0.00083233 | 7.6689e-08 | 0 | 7.6689e-08 | 7.6689e-08 | 0 | 7.6689e-08 | 0 | 5.4028e-06 | 1.1843e-05 | 0 | 1.1843e-05 | 0 | 0.00022774 | 0.00045548 | 0 | 0.00045548 | [12 empty] | 7.3.3.17.5 (Remote Grid) Updates to grid topology to minimize risk of ignition in HFTDs Remote GridWLDFREquipment / facility failureAggregated | WLDFR | HFTD - Distribution - Tier 2 - 2QU CoRE ¦ 4QU LoRE | Non-Red Flag Warning - Destructive Fires | Equipment / facility failure | Aggregated | 2045 | 2.3918e-07 | 1078.9824 | 0.00025807 | 2045 | Mitigation | 0.95 | 45 | 0 | esc | 0.00097009 | 2.3202e-10 | 0.00097009 | 2.3202e-10
[79 empty] | WLDFR | HFTD - Distribution - Tier 3 - 2QU CoRE ¦ 2QU LoRE | Red Flag Warning - Small Fires | 2046 | 8.0314e-07 | 8.0314e-07 | 0.095486 | 0.044306 | 0.0019228 | 0.049257 | 0 | 0 | 0.00083233 | 7.6689e-08 | 0 | 7.6689e-08 | 7.6689e-08 | 0 | 7.6689e-08 | 0 | 5.4028e-06 | 1.1843e-05 | 0 | 1.1843e-05 | 0 | 0.00022774 | 0.00045548 | 0 | 0.00045548 | [12 empty] | 7.3.3.17.5 (Remote Grid) Updates to grid topology to minimize risk of ignition in HFTDs Remote GridWLDFREquipment / facility failureAggregated | WLDFR | HFTD - Distribution - Tier 2 - 2QU CoRE ¦ 4QU LoRE | Non-Red Flag Warning - Destructive Fires | Equipment / facility failure | Aggregated | 2046 | 2.3918e-07 | 1078.9824 | 0.00025807 | 2046 | Mitigation | 0.95 | 45 | 0 | esc | 0.00097009 | 2.3202e-10 | 0.00097009 | 2.3202e-10
[79 empty] | WLDFR | HFTD - Distribution - Tier 3 - 2QU CoRE ¦ 2QU LoRE | Red Flag Warning - Small Fires | 2047 | 8.0314e-07 | 8.0314e-07 | 0.095486 | 0.044306 | 0.0019228 | 0.049257 | 0 | 0 | 0.00083233 | 7.6689e-08 | 0 | 7.6689e-08 | 7.6689e-08 | 0 | 7.6689e-08 | 0 | 5.4028e-06 | 1.1843e-05 | 0 | 1.1843e-05 | 0 | 0.00022774 | 0.00045548 | 0 | 0.00045548 | [12 empty] | 7.3.3.17.5 (Remote Grid) Updates to grid topology to minimize risk of ignition in HFTDs Remote GridWLDFREquipment / facility failureAggregated | WLDFR | HFTD - Distribution - Tier 2 - 2QU CoRE ¦ 4QU LoRE | Non-Red Flag Warning - Destructive Fires | Equipment / facility failure | Aggregated | 2047 | 2.3918e-07 | 1078.9824 | 0.00025807 | 2047 | Mitigation | 0.95 | 45 | 0 | esc | 0.00097009 | 2.3202e-10 | 0.00097009 | 2.3202e-10
[79 empty] | WLDFR | HFTD - Distribution - Tier 3 - 2QU CoRE ¦ 2QU LoRE | Red Flag Warning - Small Fires | 2048 | 8.0314e-07 | 8.0314e-07 | 0.10007 | 0.04626 | 0.0020076 | 0.051804 | 0 | 0 | 0.00083233 | 8.0372e-08 | 0 | 8.0372e-08 | 8.0372e-08 | 0 | 8.0372e-08 | 0 | 5.4028e-06 | 1.1843e-05 | 0 | 1.1843e-05 | 0 | 0.00023788 | 0.00047577 | 0 | 0.00047577 | [12 empty] | 7.3.3.17.5 (Remote Grid) Updates to grid topology to minimize risk of ignition in HFTDs Remote GridWLDFREquipment / facility failureAggregated | WLDFR | HFTD - Distribution - Tier 2 - 2QU CoRE ¦ 4QU LoRE | Non-Red Flag Warning - Destructive Fires | Equipment / facility failure | Aggregated | 2048 | 2.3918e-07 | 1078.9824 | 0.00025807 | 2048 | Mitigation | 0.95 | 45 | 0 | esc | 0.00097009 | 2.3202e-10 | 0.00097009 | 2.3202e-10
[79 empty] | WLDFR | HFTD - Distribution - Tier 3 - 2QU CoRE ¦ 2QU LoRE | Red Flag Warning - Small Fires | 2049 | 8.0314e-07 | 8.0314e-07 | 0.10007 | 0.04626 | 0.0020076 | 0.051804 | 0 | 0 | 0.00083233 | 8.0372e-08 | 0 | 8.0372e-08 | 8.0372e-08 | 0 | 8.0372e-08 | 0 | 5.7544e-06 | 1.2614e-05 | 0 | 1.2614e-05 | 0 | 0.00023788 | 0.00047577 | 0 | 0.00047577 | [12 empty] | 7.3.3.17.5 (Remote Grid) Updates to grid topology to minimize risk of ignition in HFTDs Remote GridWLDFREquipment / facility failureAggregated | WLDFR | HFTD - Distribution - Tier 2 - 2QU CoRE ¦ 4QU LoRE | Non-Red Flag Warning - Destructive Fires | Equipment / facility failure | Aggregated | 2049 | 2.3918e-07 | 1078.9824 | 0.00025807 | 2049 | Mitigation | 0.95 | 45 | 0 | esc | 0.00097009 | 2.3202e-10 | 0.00097009 | 2.3202e-10
[79 empty] | WLDFR | HFTD - Distribution - Tier 3 - 2QU CoRE ¦ 2QU LoRE | Red Flag Warning - Small Fires | 2050 | 8.0314e-07 | 8.0314e-07 | 0.10007 | 0.04626 | 0.0020076 | 0.051804 | 0 | 0 | 0.00083233 | 8.0372e-08 | 0 | 8.0372e-08 | 8.0372e-08 | 0 | 8.0372e-08 | 0 | 5.7544e-06 | 1.2614e-05 | 0 | 1.2614e-05 | 0 | 0.00023788 | 0.00047577 | 0 | 0.00047577 | [12 empty] | 7.3.3.17.5 (Remote Grid) Updates to grid topology to minimize risk of ignition in HFTDs Remote GridWLDFREquipment / facility failureAggregated | WLDFR | HFTD - Distribution - Tier 2 - 2QU CoRE ¦ 4QU LoRE | Non-Red Flag Warning - Destructive Fires | Equipment / facility failure | Aggregated | 2050 | 2.3918e-07 | 1078.9824 | 0.00025807 | 2050 | Mitigation | 0.95 | 45 | 0 | esc | 0.00097009 | 2.3202e-10 | 0.00097009 | 2.3202e-10
[79 empty] | WLDFR | HFTD - Distribution - Tier 3 - 2QU CoRE ¦ 2QU LoRE | Red Flag Warning - Small Fires | 2051 | 8.0314e-07 | 8.0314e-07 | 0.10007 | 0.04626 | 0.0020076 | 0.051804 | 0 | 0 | 0.00083233 | 8.0372e-08 | 0 | 8.0372e-08 | 8.0372e-08 | 0 | 8.0372e-08 | 0 | 5.7544e-06 | 1.2614e-05 | 0 | 1.2614e-05 | 0 | 0.00023788 | 0.00047577 | 0 | 0.00047577 | [12 empty] | 7.3.3.17.5 (Remote Grid) Updates to grid topology to minimize risk of ignition in HFTDs Remote GridWLDFREquipment / facility failureAggregated | WLDFR | HFTD - Distribution - Tier 2 - 2QU CoRE ¦ 4QU LoRE | Non-Red Flag Warning - Destructive Fires | Equipment / facility failure | Aggregated | 2051 | 2.3918e-07 | 1078.9824 | 0.00025807 | 2051 | Mitigation | 0.95 | 45 | 0 | esc | 0.00097009 | 2.3202e-10 | 0.00097009 | 2.3202e-10
[79 empty] | WLDFR | HFTD - Distribution - Tier 3 - 2QU CoRE ¦ 2QU LoRE | Red Flag Warning - Small Fires | 2052 | 8.0314e-07 | 8.0314e-07 | 0.10007 | 0.04626 | 0.0020076 | 0.051804 | 0 | 0 | 0.00083233 | 8.0372e-08 | 0 | 8.0372e-08 | 8.0372e-08 | 0 | 8.0372e-08 | 0 | 5.7544e-06 | 1.2614e-05 | 0 | 1.2614e-05 | 0 | 0.00023788 | 0.00047577 | 0 | 0.00047577 | [12 empty] | 7.3.3.17.5 (Remote Grid) Updates to grid topology to minimize risk of ignition in HFTDs Remote GridWLDFREquipment / facility failureAggregated | WLDFR | HFTD - Distribution - Tier 2 - 2QU CoRE ¦ 4QU LoRE | Non-Red Flag Warning - Destructive Fires | Equipment / facility failure | Aggregated | 2052 | 2.3918e-07 | 1078.9824 | 0.00025807 | 2052 | Mitigation | 0.95 | 45 | 0 | esc | 0.00097009 | 2.3202e-10 | 0.00097009 | 2.3202e-10
[79 empty] | WLDFR | HFTD - Distribution - Tier 3 - 2QU CoRE ¦ 2QU LoRE | Red Flag Warning - Small Fires | 2053 | 8.0314e-07 | 8.0314e-07 | 0.10489 | 0.048274 | 0.002095 | 0.054525 | 0 | 0 | 0.00083233 | 8.4245e-08 | 0 | 8.4245e-08 | 8.4245e-08 | 0 | 8.4245e-08 | 0 | 5.7544e-06 | 1.2614e-05 | 0 | 1.2614e-05 | 0 | 0.00024916 | 0.00049832 | 0 | 0.00049832 | [12 empty] | 7.3.3.17.5 (Remote Grid) Updates to grid topology to minimize risk of ignition in HFTDs Remote GridWLDFREquipment / facility failureAggregated | WLDFR | HFTD - Distribution - Tier 2 - 2QU CoRE ¦ 4QU LoRE | Non-Red Flag Warning - Destructive Fires | Equipment / facility failure | Aggregated | 2053 | 2.3918e-07 | 1078.9824 | 0.00025807 | 2053 | Mitigation | 0.95 | 45 | 0 | esc | 0.00097009 | 2.3202e-10 | 0.00097009 | 2.3202e-10
[79 empty] | WLDFR | HFTD - Distribution - Tier 3 - 2QU CoRE ¦ 2QU LoRE | Red Flag Warning - Small Fires | 2054 | 8.0314e-07 | 8.0314e-07 | 0.10489 | 0.048274 | 0.002095 | 0.054525 | 0 | 0 | 0.00083233 | 8.4245e-08 | 0 | 8.4245e-08 | 8.4245e-08 | 0 | 8.4245e-08 | 0 | 6.1283e-06 | 1.3433e-05 | 0 | 1.3433e-05 | 0 | 0.00024916 | 0.00049832 | 0 | 0.00049832 | [12 empty] | 7.3.3.17.5 (Remote Grid) Updates to grid topology to minimize risk of ignition in HFTDs Remote GridWLDFREquipment / facility failureAggregated | WLDFR | HFTD - Distribution - Tier 2 - 2QU CoRE ¦ 4QU LoRE | Non-Red Flag Warning - Destructive Fires | Equipment / facility failure | Aggregated | 2054 | 2.3918e-07 | 1078.9824 | 0.00025807 | 2054 | Mitigation | 0.95 | 45 | 0 | esc | 0.00097009 | 2.3202e-10 | 0.00097009 | 2.3202e-10
[79 empty] | WLDFR | HFTD - Distribution - Tier 3 - 2QU CoRE ¦ 2QU LoRE | Red Flag Warning - Small Fires | 2055 | 8.0314e-07 | 8.0314e-07 | 0.10489 | 0.048274 | 0.002095 | 0.054525 | 0 | 0 | 0.00083233 | 8.4245e-08 | 0 | 8.4245e-08 | 8.4245e-08 | 0 | 8.4245e-08 | 0 | 6.1283e-06 | 1.3433e-05 | 0 | 1.3433e-05 | 0 | 0.00024916 | 0.00049832 | 0 | 0.00049832 | [12 empty] | 7.3.3.17.5 (Remote Grid) Updates to grid topology to minimize risk of ignition in HFTDs Remote GridWLDFREquipment / facility failureAggregated | WLDFR | HFTD - Distribution - Tier 2 - 2QU CoRE ¦ 4QU LoRE | Non-Red Flag Warning - Destructive Fires | Equipment / facility failure | Aggregated | 2055 | 2.3918e-07 | 1078.9824 | 0.00025807 | 2055 | Mitigation | 0.95 | 45 | 0 | esc | 0.00097009 | 2.3202e-10 | 0.00097009 | 2.3202e-10
[79 empty] | WLDFR | HFTD - Distribution - Tier 3 - 2QU CoRE ¦ 2QU LoRE | Red Flag Warning - Small Fires | 2056 | 8.0314e-07 | 8.0314e-07 | 0.10489 | 0.048274 | 0.002095 | 0.054525 | 0 | 0 | 0.00083233 | 8.4245e-08 | 0 | 8.4245e-08 | 8.4245e-08 | 0 | 8.4245e-08 | 0 | 6.1283e-06 | 1.3433e-05 | 0 | 1.3433e-05 | 0 | 0.00024916 | 0.00049832 | 0 | 0.00049832 | [12 empty] | 7.3.3.17.5 (Remote Grid) Updates to grid topology to minimize risk of ignition in HFTDs Remote GridWLDFREquipment / facility failureAggregated | WLDFR | HFTD - Distribution - Tier 2 - 2QU CoRE ¦ 4QU LoRE | Non-Red Flag Warning - Destructive Fires | Equipment / facility failure | Aggregated | 2056 | 2.3918e-07 | 1078.9824 | 0.00025807 | 2056 | Mitigation | 0.95 | 45 | 0 | esc | 0.00097009 | 2.3202e-10 | 0.00097009 | 2.3202e-10
[79 empty] | WLDFR | HFTD - Distribution - Tier 3 - 2QU CoRE ¦ 2QU LoRE | Red Flag Warning - Small Fires | 2057 | 8.0314e-07 | 8.0314e-07 | 0.10489 | 0.048274 | 0.002095 | 0.054525 | 0 | 0 | 0.00083233 | 8.4245e-08 | 0 | 8.4245e-08 | 8.4245e-08 | 0 | 8.4245e-08 | 0 | 6.1283e-06 | 1.3433e-05 | 0 | 1.3433e-05 | 0 | 0.00024916 | 0.00049832 | 0 | 0.00049832 | [12 empty] | 7.3.3.17.5 (Remote Grid) Updates to grid topology to minimize risk of ignition in HFTDs Remote GridWLDFREquipment / facility failureAggregated | WLDFR | HFTD - Distribution - Tier 2 - 2QU CoRE ¦ 4QU LoRE | Non-Red Flag Warning - Destructive Fires | Equipment / facility failure | Aggregated | 2057 | 2.3918e-07 | 1078.9824 | 0.00025807 | 2057 | Mitigation | 0.95 | 45 | 0 | esc | 0.00097009 | 2.3202e-10 | 0.00097009 | 2.3202e-10
[79 empty] | WLDFR | HFTD - Distribution - Tier 3 - 2QU CoRE ¦ 2QU LoRE | Red Flag Warning - Small Fires | 2058 | 8.0314e-07 | 8.0314e-07 | 0.1099 | 0.050325 | 0.0021839 | 0.057393 | 0 | 0 | 0.00083233 | 8.8267e-08 | 0 | 8.8267e-08 | 8.8267e-08 | 0 | 8.8267e-08 | 0 | 6.1283e-06 | 1.3433e-05 | 0 | 1.3433e-05 | 0 | 0.0002614 | 0.0005228 | 0 | 0.0005228 | [12 empty] | 7.3.3.17.5 (Remote Grid) Updates to grid topology to minimize risk of ignition in HFTDs Remote GridWLDFREquipment / facility failureAggregated | WLDFR | HFTD - Distribution - Tier 2 - 2QU CoRE ¦ 4QU LoRE | Non-Red Flag Warning - Destructive Fires | Equipment / facility failure | Aggregated | 2058 | 2.3918e-07 | 1078.9824 | 0.00025807 | 2058 | Mitigation | 0.95 | 45 | 0 | esc | 0.00097009 | 2.3202e-10 | 0.00097009 | 2.3202e-10
[79 empty] | WLDFR | HFTD - Distribution - Tier 3 - 2QU CoRE ¦ 2QU LoRE | Red Flag Warning - Small Fires | 2059 | 8.0314e-07 | 8.0314e-07 | 0.1099 | 0.050325 | 0.0021839 | 0.057393 | 0 | 0 | 0.00083233 | 8.8267e-08 | 0 | 8.8267e-08 | 8.8267e-08 | 0 | 8.8267e-08 | 0 | 6.5202e-06 | 1.4292e-05 | 0 | 1.4292e-05 | 0 | 0.0002614 | 0.0005228 | 0 | 0.0005228 | [12 empty] | 7.3.3.17.5 (Remote Grid) Updates to grid topology to minimize risk of ignition in HFTDs Remote GridWLDFREquipment / facility failureAggregated | WLDFR | HFTD - Distribution - Tier 2 - 2QU CoRE ¦ 4QU LoRE | Non-Red Flag Warning - Destructive Fires | Equipment / facility failure | Aggregated | 2059 | 2.3918e-07 | 1078.9824 | 0.00025807 | 2059 | Mitigation | 0.95 | 45 | 0 | esc | 0.00097009 | 2.3202e-10 | 0.00097009 | 2.3202e-10
[79 empty] | WLDFR | HFTD - Distribution - Tier 3 - 2QU CoRE ¦ 2QU LoRE | Red Flag Warning - Small Fires | 2060 | 8.0314e-07 | 8.0314e-07 | 0.1099 | 0.050325 | 0.0021839 | 0.057393 | 0 | 0 | 0.00083233 | 8.8267e-08 | 0 | 8.8267e-08 | 8.8267e-08 | 0 | 8.8267e-08 | 0 | 6.5202e-06 | 1.4292e-05 | 0 | 1.4292e-05 | 0 | 0.0002614 | 0.0005228 | 0 | 0.0005228 | [12 empty] | 7.3.3.17.5 (Remote Grid) Updates to grid topology to minimize risk of ignition in HFTDs Remote GridWLDFREquipment / facility failureAggregated | WLDFR | HFTD - Distribution - Tier 2 - 2QU CoRE ¦ 4QU LoRE | Non-Red Flag Warning - Destructive Fires | Equipment / facility failure | Aggregated | 2060 | 2.3918e-07 | 1078.9824 | 0.00025807 | 2060 | Mitigation | 0.95 | 45 | 0 | esc | 0.00097009 | 2.3202e-10 | 0.00097009 | 2.3202e-10
[79 empty] | WLDFR | HFTD - Distribution - Tier 3 - 2QU CoRE ¦ 2QU LoRE | Red Flag Warning - Small Fires | 2061 | 8.0314e-07 | 8.0314e-07 | 0.1099 | 0.050325 | 0.0021839 | 0.057393 | 0 | 0 | 0.00083233 | 8.8267e-08 | 0 | 8.8267e-08 | 8.8267e-08 | 0 | 8.8267e-08 | 0 | 6.5202e-06 | 1.4292e-05 | 0 | 1.4292e-05 | 0 | 0.0002614 | 0.0005228 | 0 | 0.0005228 | [12 empty] | 7.3.3.17.5 (Remote Grid) Updates to grid topology to minimize risk of ignition in HFTDs Remote GridWLDFREquipment / facility failureAggregated | WLDFR | HFTD - Distribution - Tier 2 - 2QU CoRE ¦ 4QU LoRE | Non-Red Flag Warning - Destructive Fires | Equipment / facility failure | Aggregated | 2061 | 2.3918e-07 | 1078.9824 | 0.00025807 | 2061 | Mitigation | 0.95 | 45 | 0 | esc | 0.00097009 | 2.3202e-10 | 0.00097009 | 2.3202e-10
[79 empty] | WLDFR | HFTD - Distribution - Tier 3 - 2QU CoRE ¦ 2QU LoRE | Red Flag Warning - Small Fires | 2062 | 8.0314e-07 | 8.0314e-07 | 0.1099 | 0.050325 | 0.0021839 | 0.057393 | 0 | 0 | 0.00083233 | 8.8267e-08 | 0 | 8.8267e-08 | 8.8267e-08 | 0 | 8.8267e-08 | 0 | 6.5202e-06 | 1.4292e-05 | 0 | 1.4292e-05 | 0 | 0.0002614 | 0.0005228 | 0 | 0.0005228 | [12 empty] | 7.3.3.17.5 (Remote Grid) Updates to grid topology to minimize risk of ignition in HFTDs Remote GridWLDFREquipment / facility failureAggregated | WLDFR | HFTD - Distribution - Tier 2 - 2QU CoRE ¦ 4QU LoRE | Non-Red Flag Warning - Destructive Fires | Equipment / facility failure | Aggregated | 2062 | 2.3918e-07 | 1078.9824 | 0.00025807 | 2062 | Mitigation | 0.95 | 45 | 0 | esc | 0.00097009 | 2.3202e-10 | 0.00097009 | 2.3202e-10
[79 empty] | WLDFR | HFTD - Distribution - Tier 3 - 2QU CoRE ¦ 2QU LoRE | Red Flag Warning - Small Fires | 2063 | 8.0314e-07 | 8.0314e-07 | 0.11504 | 0.052388 | 0.0022734 | 0.060377 | 0 | 0 | 0.00083233 | 9.2392e-08 | 0 | 9.2392e-08 | 9.2392e-08 | 0 | 9.2392e-08 | 0 | 6.5202e-06 | 1.4292e-05 | 0 | 1.4292e-05 | 0 | 0.00027444 | 0.00054889 | 0 | 0.00054889 | [12 empty] | 7.3.3.17.5 (Remote Grid) Updates to grid topology to minimize risk of ignition in HFTDs Remote GridWLDFREquipment / facility failureAggregated | WLDFR | HFTD - Distribution - Tier 2 - 2QU CoRE ¦ 4QU LoRE | Non-Red Flag Warning - Destructive Fires | Equipment / facility failure | Aggregated | 2063 | 2.3918e-07 | 1078.9824 | 0.00025807 | 2063 | Mitigation | 0.95 | 45 | 0 | esc | 0.00097009 | 2.3202e-10 | 0.00097009 | 2.3202e-10
[79 empty] | WLDFR | HFTD - Distribution - Tier 3 - 2QU CoRE ¦ 2QU LoRE | Red Flag Warning - Small Fires | 2064 | 8.0314e-07 | 8.0314e-07 | 0.11504 | 0.052388 | 0.0022734 | 0.060377 | 0 | 0 | 0.00083233 | 9.2392e-08 | 0 | 9.2392e-08 | 9.2392e-08 | 0 | 9.2392e-08 | 0 | 6.9259e-06 | 1.5182e-05 | 0 | 1.5182e-05 | 0 | 0.00027444 | 0.00054889 | 0 | 0.00054889 | [12 empty] | 7.3.3.17.5 (Remote Grid) Updates to grid topology to minimize risk of ignition in HFTDs Remote GridWLDFREquipment / facility failureAggregated | WLDFR | HFTD - Distribution - Tier 2 - 2QU CoRE ¦ 4QU LoRE | Non-Red Flag Warning - Destructive Fires | Equipment / facility failure | Aggregated | 2064 | 2.3918e-07 | 1078.9824 | 0.00025807 | 2064 | Mitigation | 0.95 | 45 | 0 | esc | 0.00097009 | 2.3202e-10 | 0.00097009 | 2.3202e-10
[79 empty] | WLDFR | HFTD - Distribution - Tier 3 - 2QU CoRE ¦ 2QU LoRE | Red Flag Warning - Small Fires | 2065 | 8.0314e-07 | 8.0314e-07 | 0.11504 | 0.052388 | 0.0022734 | 0.060377 | 0 | 0 | 0.00083233 | 9.2392e-08 | 0 | 9.2392e-08 | 9.2392e-08 | 0 | 9.2392e-08 | 0 | 6.9259e-06 | 1.5182e-05 | 0 | 1.5182e-05 | 0 | 0.00027444 | 0.00054889 | 0 | 0.00054889 | [12 empty] | 7.3.3.17.5 (Remote Grid) Updates to grid topology to minimize risk of ignition in HFTDs Remote GridWLDFREquipment / facility failureAggregated | WLDFR | HFTD - Distribution - Tier 2 - 2QU CoRE ¦ 4QU LoRE | Non-Red Flag Warning - Destructive Fires | Equipment / facility failure | Aggregated | 2065 | 2.3918e-07 | 1078.9824 | 0.00025807 | 2065 | Mitigation | 0.95 | 45 | 0 | esc | 0.00097009 | 2.3202e-10 | 0.00097009 | 2.3202e-10
[79 empty] | WLDFR | HFTD - Distribution - Tier 3 - 2QU CoRE ¦ 2QU LoRE | Red Flag Warning - Small Fires | 2066 | 8.0314e-07 | 8.0314e-07 | 0.11504 | 0.052388 | 0.0022734 | 0.060377 | 0 | 0 | 0.00083233 | 9.2392e-08 | 0 | 9.2392e-08 | 9.2392e-08 | 0 | 9.2392e-08 | 0 | 6.9259e-06 | 1.5182e-05 | 0 | 1.5182e-05 | 0 | 0.00027444 | 0.00054889 | 0 | 0.00054889 | [12 empty] | 7.3.3.17.5 (Remote Grid) Updates to grid topology to minimize risk of ignition in HFTDs Remote GridWLDFREquipment / facility failureAggregated | WLDFR | HFTD - Distribution - Tier 2 - 2QU CoRE ¦ 4QU LoRE | Non-Red Flag Warning - Destructive Fires | Equipment / facility failure | Aggregated | 2066 | 2.3918e-07 | 1078.9824 | 0.00025807 | 2066 | Mitigation | 0.95 | 45 | 0 | esc | 0.00097009 | 2.3202e-10 | 0.00097009 | 2.3202e-10
[79 empty] | WLDFR | HFTD - Distribution - Tier 3 - 2QU CoRE ¦ 2QU LoRE | Red Flag Warning - Small Fires | 2067 | 0 | 8.0314e-07 | 0.11504 | 0.052388 | 0.0022734 | 0.060377 | 0 | 0 | 0.00083233 | 0 | 0 | 0 | 9.2392e-08 | 0 | 9.2392e-08 | 0 | 6.9259e-06 | 1.5182e-05 | 0 | 1.5182e-05 | 0 | 0.00027444 | 0.00054889 | 0 | 0.00054889 | [12 empty] | 7.3.3.17.5 (Remote Grid) Updates to grid topology to minimize risk of ignition in HFTDs Remote GridWLDFREquipment / facility failureAggregated | WLDFR | HFTD - Distribution - Tier 2 - 2QU CoRE ¦ 4QU LoRE | Non-Red Flag Warning - Destructive Fires | Equipment / facility failure | Aggregated | 2067 | 2.3918e-07 | 1078.9824 | 0.00025807 | 2067 | Mitigation | 0.95 | 45 | 0 | esc | 0 | 0 | 0.00097009 | 2.3202e-10
[79 empty] | WLDFR | HFTD - Distribution - Tier 3 - 2QU CoRE ¦ 3QU LoRE | Non-Red Flag Warning - Catastrophic Fires | 2022 | 2.4864e-09 | 0 | 14146.1306 | 222.2294 | 8585.7228 | 5338.1784 | 0 | 0 | 3.2183e-06 | 3.5173e-05 | 0 | 3.5173e-05 | 0 | 0 | 0 | 0 | 6.9259e-06 | 1.5182e-05 | 0 | 1.5182e-05 | 0 | 0.00028811 | 0.00057623 | 0 | 0.00057623 | [12 empty] | 7.3.3.17.5 (Remote Grid) Updates to grid topology to minimize risk of ignition in HFTDs Remote GridWLDFRVegetation ContactAggregated | WLDFR | HFTD - Distribution - Tier 2 - 2QU CoRE ¦ 4QU LoRE | Non-Red Flag Warning - Destructive Fires | Vegetation Contact | Aggregated | 2022 | 1.0141e-06 | 1078.9824 | 0.0010942 | 2022 | Mitigation | 0.95 | 45 | 0 | esc | 0.00097009 | 9.8378e-10 | 0 | 0
[79 empty] | WLDFR | HFTD - Distribution - Tier 3 - 2QU CoRE ¦ 3QU LoRE | Non-Red Flag Warning - Catastrophic Fires | 2023 | 2.4864e-09 | 2.4864e-09 | 14664.6376 | 233.2301 | 8896.516 | 5534.8915 | 0 | 0 | 3.2183e-06 | 3.6462e-05 | 0 | 3.6462e-05 | 3.6462e-05 | 0 | 3.6462e-05 | 0 | 7.3406e-06 | 1.6091e-05 | 0 | 1.6091e-05 | 0 | 0.00028811 | 0.00057623 | 0 | 0.00057623 | [12 empty] | 7.3.3.17.5 (Remote Grid) Updates to grid topology to minimize risk of ignition in HFTDs Remote GridWLDFRVegetation ContactAggregated | WLDFR | HFTD - Distribution - Tier 2 - 2QU CoRE ¦ 4QU LoRE | Non-Red Flag Warning - Destructive Fires | Vegetation Contact | Aggregated | 2023 | 1.0141e-06 | 1078.9824 | 0.0010942 | 2023 | Mitigation | 0.95 | 45 | 0 | esc | 0.00097009 | 9.8378e-10 | 0.00097009 | 9.8378e-10
[79 empty] | WLDFR | HFTD - Distribution - Tier 3 - 2QU CoRE ¦ 3QU LoRE | Non-Red Flag Warning - Catastrophic Fires | 2024 | 2.4864e-09 | 2.4864e-09 | 14664.6376 | 233.2301 | 8896.516 | 5534.8915 | 0 | 0 | 3.2183e-06 | 3.6462e-05 | 0 | 3.6462e-05 | 3.6462e-05 | 0 | 3.6462e-05 | 0 | 7.3406e-06 | 1.6091e-05 | 0 | 1.6091e-05 | 0 | 0.00028811 | 0.00057623 | 0 | 0.00057623 | [12 empty] | 7.3.3.17.5 (Remote Grid) Updates to grid topology to minimize risk of ignition in HFTDs Remote GridWLDFRVegetation ContactAggregated | WLDFR | HFTD - Distribution - Tier 2 - 2QU CoRE ¦ 4QU LoRE | Non-Red Flag Warning - Destructive Fires | Vegetation Contact | Aggregated | 2024 | 1.0141e-06 | 1078.9824 | 0.0010942 | 2024 | Mitigation | 0.95 | 45 | 0 | esc | 0.00097009 | 9.8378e-10 | 0.00097009 | 9.8378e-10
[79 empty] | WLDFR | HFTD - Distribution - Tier 3 - 2QU CoRE ¦ 3QU LoRE | Non-Red Flag Warning - Catastrophic Fires | 2025 | 2.4864e-09 | 2.4864e-09 | 14664.6376 | 233.2301 | 8896.516 | 5534.8915 | 0 | 0 | 3.2183e-06 | 3.6462e-05 | 0 | 3.6462e-05 | 3.6462e-05 | 0 | 3.6462e-05 | 0 | 7.3406e-06 | 1.6091e-05 | 0 | 1.6091e-05 | 0 | 0.00028811 | 0.00057623 | 0 | 0.00057623 | [12 empty] | 7.3.3.17.5 (Remote Grid) Updates to grid topology to minimize risk of ignition in HFTDs Remote GridWLDFRVegetation ContactAggregated | WLDFR | HFTD - Distribution - Tier 2 - 2QU CoRE ¦ 4QU LoRE | Non-Red Flag Warning - Destructive Fires | Vegetation Contact | Aggregated | 2025 | 1.0141e-06 | 1078.9824 | 0.0010942 | 2025 | Mitigation | 0.95 | 45 | 0 | esc | 0.00097009 | 9.8378e-10 | 0.00097009 | 9.8378e-10
[79 empty] | WLDFR | HFTD - Distribution - Tier 3 - 2QU CoRE ¦ 3QU LoRE | Non-Red Flag Warning - Catastrophic Fires | 2026 | 2.4864e-09 | 2.4864e-09 | 14664.6376 | 233.2301 | 8896.516 | 5534.8915 | 0 | 0 | 3.2183e-06 | 3.6462e-05 | 0 | 3.6462e-05 | 3.6462e-05 | 0 | 3.6462e-05 | 0 | 0 | 1.6091e-05 | 0 | 1.6091e-05 | 0 | 0 | 0.00057623 | 0 | 0.00057623 | [12 empty] | 7.3.3.17.5 (Remote Grid) Updates to grid topology to minimize risk of ignition in HFTDs Remote GridWLDFRVegetation ContactAggregated | WLDFR | HFTD - Distribution - Tier 2 - 2QU CoRE ¦ 4QU LoRE | Non-Red Flag Warning - Destructive Fires | Vegetation Contact | Aggregated | 2026 | 1.0141e-06 | 1078.9824 | 0.0010942 | 2026 | Mitigation | 0.95 | 45 | 0 | esc | 0.00097009 | 9.8378e-10 | 0.00097009 | 9.8378e-10
[79 empty] | WLDFR | HFTD - Distribution - Tier 3 - 2QU CoRE ¦ 3QU LoRE | Non-Red Flag Warning - Catastrophic Fires | 2027 | 2.4864e-09 | 2.4864e-09 | 14664.6376 | 233.2301 | 8896.516 | 5534.8915 | 0 | 0 | 3.2183e-06 | 3.6462e-05 | 0 | 3.6462e-05 | 3.6462e-05 | 0 | 3.6462e-05 | 0 | 0 | 0 | 0 | 0 | 0 | 0 | 0 | 0 | 0 | [12 empty] | 7.3.3.17.5 (Remote Grid) Updates to grid topology to minimize risk of ignition in HFTDs Remote GridWLDFRVegetation ContactAggregated | WLDFR | HFTD - Distribution - Tier 2 - 2QU CoRE ¦ 4QU LoRE | Non-Red Flag Warning - Destructive Fires | Vegetation Contact | Aggregated | 2027 | 1.0141e-06 | 1078.9824 | 0.0010942 | 2027 | Mitigation | 0.95 | 45 | 0 | esc | 0.00097009 | 9.8378e-10 | 0.00097009 | 9.8378e-10
[79 empty] | WLDFR | HFTD - Distribution - Tier 3 - 2QU CoRE ¦ 3QU LoRE | Non-Red Flag Warning - Catastrophic Fires | 2028 | 2.4864e-09 | 2.4864e-09 | 15317.9909 | 247.273 | 9287.6491 | 5783.0689 | 0 | 0 | 3.2183e-06 | 3.8087e-05 | 0 | 3.8087e-05 | 3.8087e-05 | 0 | 3.8087e-05 | 0 | 5.4677e-07 | 0 | 0 | 0 | 0 | 0 | 0 | 0 | 0 | [12 empty] | 7.3.3.17.5 (Remote Grid) Updates to grid topology to minimize risk of ignition in HFTDs Remote GridWLDFRVegetation ContactAggregated | WLDFR | HFTD - Distribution - Tier 2 - 2QU CoRE ¦ 4QU LoRE | Non-Red Flag Warning - Destructive Fires | Vegetation Contact | Aggregated | 2028 | 1.0141e-06 | 1078.9824 | 0.0010942 | 2028 | Mitigation | 0.95 | 45 | 0 | esc | 0.00097009 | 9.8378e-10 | 0.00097009 | 9.8378e-10
[79 empty] | WLDFR | HFTD - Distribution - Tier 3 - 2QU CoRE ¦ 3QU LoRE | Non-Red Flag Warning - Catastrophic Fires | 2029 | 2.4864e-09 | 2.4864e-09 | 15317.9909 | 247.273 | 9287.6491 | 5783.0689 | 0 | 0 | 3.2183e-06 | 3.8087e-05 | 0 | 3.8087e-05 | 3.8087e-05 | 0 | 3.8087e-05 | 0 | 5.6437e-07 | 1.2371e-06 | 0 | 1.2371e-06 | 0 | 2.5208e-05 | 0 | 0 | 0 | [12 empty] | 7.3.3.17.5 (Remote Grid) Updates to grid topology to minimize risk of ignition in HFTDs Remote GridWLDFRVegetation ContactAggregated | WLDFR | HFTD - Distribution - Tier 2 - 2QU CoRE ¦ 4QU LoRE | Non-Red Flag Warning - Destructive Fires | Vegetation Contact | Aggregated | 2029 | 1.0141e-06 | 1078.9824 | 0.0010942 | 2029 | Mitigation | 0.95 | 45 | 0 | esc | 0.00097009 | 9.8378e-10 | 0.00097009 | 9.8378e-10
[79 empty] | WLDFR | HFTD - Distribution - Tier 3 - 2QU CoRE ¦ 3QU LoRE | Non-Red Flag Warning - Catastrophic Fires | 2030 | 2.4864e-09 | 2.4864e-09 | 15317.9909 | 247.273 | 9287.6491 | 5783.0689 | 0 | 0 | 3.2183e-06 | 3.8087e-05 | 0 | 3.8087e-05 | 3.8087e-05 | 0 | 3.8087e-05 | 0 | 5.6437e-07 | 1.2371e-06 | 0 | 1.2371e-06 | 0 | 2.6129e-05 | 5.2258e-05 | 0 | 5.2258e-05 | [12 empty] | 7.3.3.17.5 (Remote Grid) Updates to grid topology to minimize risk of ignition in HFTDs Remote GridWLDFRVegetation ContactAggregated | WLDFR | HFTD - Distribution - Tier 2 - 2QU CoRE ¦ 4QU LoRE | Non-Red Flag Warning - Destructive Fires | Vegetation Contact | Aggregated | 2030 | 1.0141e-06 | 1078.9824 | 0.0010942 | 2030 | Mitigation | 0.95 | 45 | 0 | esc | 0.00097009 | 9.8378e-10 | 0.00097009 | 9.8378e-10
[79 empty] | WLDFR | HFTD - Distribution - Tier 3 - 2QU CoRE ¦ 3QU LoRE | Non-Red Flag Warning - Catastrophic Fires | 2031 | 2.4864e-09 | 2.4864e-09 | 15317.9909 | 247.273 | 9287.6491 | 5783.0689 | 0 | 0 | 3.2183e-06 | 3.8087e-05 | 0 | 3.8087e-05 | 3.8087e-05 | 0 | 3.8087e-05 | 0 | 5.6437e-07 | 1.2371e-06 | 0 | 1.2371e-06 | 0 | 2.6129e-05 | 5.2258e-05 | 0 | 5.2258e-05 | [12 empty] | 7.3.3.17.5 (Remote Grid) Updates to grid topology to minimize risk of ignition in HFTDs Remote GridWLDFRVegetation ContactAggregated | WLDFR | HFTD - Distribution - Tier 2 - 2QU CoRE ¦ 4QU LoRE | Non-Red Flag Warning - Destructive Fires | Vegetation Contact | Aggregated | 2031 | 1.0141e-06 | 1078.9824 | 0.0010942 | 2031 | Mitigation | 0.95 | 45 | 0 | esc | 0.00097009 | 9.8378e-10 | 0.00097009 | 9.8378e-10
[79 empty] | WLDFR | HFTD - Distribution - Tier 3 - 2QU CoRE ¦ 3QU LoRE | Non-Red Flag Warning - Catastrophic Fires | 2032 | 2.4864e-09 | 2.4864e-09 | 15317.9909 | 247.273 | 9287.6491 | 5783.0689 | 0 | 0 | 3.2183e-06 | 3.8087e-05 | 0 | 3.8087e-05 | 3.8087e-05 | 0 | 3.8087e-05 | 0 | 5.6437e-07 | 1.2371e-06 | 0 | 1.2371e-06 | 0 | 2.6129e-05 | 5.2258e-05 | 0 | 5.2258e-05 | [12 empty] | 7.3.3.17.5 (Remote Grid) Updates to grid topology to minimize risk of ignition in HFTDs Remote GridWLDFRVegetation ContactAggregated | WLDFR | HFTD - Distribution - Tier 2 - 2QU CoRE ¦ 4QU LoRE | Non-Red Flag Warning - Destructive Fires | Vegetation Contact | Aggregated | 2032 | 1.0141e-06 | 1078.9824 | 0.0010942 | 2032 | Mitigation | 0.95 | 45 | 0 | esc | 0.00097009 | 9.8378e-10 | 0.00097009 | 9.8378e-10
[79 empty] | WLDFR | HFTD - Distribution - Tier 3 - 2QU CoRE ¦ 3QU LoRE | Non-Red Flag Warning - Catastrophic Fires | 2033 | 2.4864e-09 | 2.4864e-09 | 16044.1264 | 263.1074 | 9721.74 | 6059.2791 | 0 | 0 | 3.2183e-06 | 3.9892e-05 | 0 | 3.9892e-05 | 3.9892e-05 | 0 | 3.9892e-05 | 0 | 5.6437e-07 | 1.2371e-06 | 0 | 1.2371e-06 | 0 | 2.6129e-05 | 5.2258e-05 | 0 | 5.2258e-05 | [12 empty] | 7.3.3.17.5 (Remote Grid) Updates to grid topology to minimize risk of ignition in HFTDs Remote GridWLDFRVegetation ContactAggregated | WLDFR | HFTD - Distribution - Tier 2 - 2QU CoRE ¦ 4QU LoRE | Non-Red Flag Warning - Destructive Fires | Vegetation Contact | Aggregated | 2033 | 1.0141e-06 | 1078.9824 | 0.0010942 | 2033 | Mitigation | 0.95 | 45 | 0 | esc | 0.00097009 | 9.8378e-10 | 0.00097009 | 9.8378e-10
[79 empty] | WLDFR | HFTD - Distribution - Tier 3 - 2QU CoRE ¦ 3QU LoRE | Non-Red Flag Warning - Catastrophic Fires | 2034 | 2.4864e-09 | 2.4864e-09 | 16044.1264 | 263.1074 | 9721.74 | 6059.2791 | 0 | 0 | 3.2183e-06 | 3.9892e-05 | 0 | 3.9892e-05 | 3.9892e-05 | 0 | 3.9892e-05 | 0 | 5.8682e-07 | 1.2863e-06 | 0 | 1.2863e-06 | 0 | 2.6129e-05 | 5.2258e-05 | 0 | 5.2258e-05 | [12 empty] | 7.3.3.17.5 (Remote Grid) Updates to grid topology to minimize risk of ignition in HFTDs Remote GridWLDFRVegetation ContactAggregated | WLDFR | HFTD - Distribution - Tier 2 - 2QU CoRE ¦ 4QU LoRE | Non-Red Flag Warning - Destructive Fires | Vegetation Contact | Aggregated | 2034 | 1.0141e-06 | 1078.9824 | 0.0010942 | 2034 | Mitigation | 0.95 | 45 | 0 | esc | 0.00097009 | 9.8378e-10 | 0.00097009 | 9.8378e-10
[79 empty] | WLDFR | HFTD - Distribution - Tier 3 - 2QU CoRE ¦ 3QU LoRE | Non-Red Flag Warning - Catastrophic Fires | 2035 | 2.4864e-09 | 2.4864e-09 | 16044.1264 | 263.1074 | 9721.74 | 6059.2791 | 0 | 0 | 3.2183e-06 | 3.9892e-05 | 0 | 3.9892e-05 | 3.9892e-05 | 0 | 3.9892e-05 | 0 | 5.8682e-07 | 1.2863e-06 | 0 | 1.2863e-06 | 0 | 2.7289e-05 | 5.4578e-05 | 0 | 5.4578e-05 | [12 empty] | 7.3.3.17.5 (Remote Grid) Updates to grid topology to minimize risk of ignition in HFTDs Remote GridWLDFRVegetation ContactAggregated | WLDFR | HFTD - Distribution - Tier 2 - 2QU CoRE ¦ 4QU LoRE | Non-Red Flag Warning - Destructive Fires | Vegetation Contact | Aggregated | 2035 | 1.0141e-06 | 1078.9824 | 0.0010942 | 2035 | Mitigation | 0.95 | 45 | 0 | esc | 0.00097009 | 9.8378e-10 | 0.00097009 | 9.8378e-10
[79 empty] | WLDFR | HFTD - Distribution - Tier 3 - 2QU CoRE ¦ 3QU LoRE | Non-Red Flag Warning - Catastrophic Fires | 2036 | 2.4864e-09 | 2.4864e-09 | 16044.1264 | 263.1074 | 9721.74 | 6059.2791 | 0 | 0 | 3.2183e-06 | 3.9892e-05 | 0 | 3.9892e-05 | 3.9892e-05 | 0 | 3.9892e-05 | 0 | 5.8682e-07 | 1.2863e-06 | 0 | 1.2863e-06 | 0 | 2.7289e-05 | 5.4578e-05 | 0 | 5.4578e-05 | [12 empty] | 7.3.3.17.5 (Remote Grid) Updates to grid topology to minimize risk of ignition in HFTDs Remote GridWLDFRVegetation ContactAggregated | WLDFR | HFTD - Distribution - Tier 2 - 2QU CoRE ¦ 4QU LoRE | Non-Red Flag Warning - Destructive Fires | Vegetation Contact | Aggregated | 2036 | 1.0141e-06 | 1078.9824 | 0.0010942 | 2036 | Mitigation | 0.95 | 45 | 0 | esc | 0.00097009 | 9.8378e-10 | 0.00097009 | 9.8378e-10
[79 empty] | WLDFR | HFTD - Distribution - Tier 3 - 2QU CoRE ¦ 3QU LoRE | Non-Red Flag Warning - Catastrophic Fires | 2037 | 2.4864e-09 | 2.4864e-09 | 16044.1264 | 263.1074 | 9721.74 | 6059.2791 | 0 | 0 | 3.2183e-06 | 3.9892e-05 | 0 | 3.9892e-05 | 3.9892e-05 | 0 | 3.9892e-05 | 0 | 5.8682e-07 | 1.2863e-06 | 0 | 1.2863e-06 | 0 | 2.7289e-05 | 5.4578e-05 | 0 | 5.4578e-05 | [12 empty] | 7.3.3.17.5 (Remote Grid) Updates to grid topology to minimize risk of ignition in HFTDs Remote GridWLDFRVegetation ContactAggregated | WLDFR | HFTD - Distribution - Tier 2 - 2QU CoRE ¦ 4QU LoRE | Non-Red Flag Warning - Destructive Fires | Vegetation Contact | Aggregated | 2037 | 1.0141e-06 | 1078.9824 | 0.0010942 | 2037 | Mitigation | 0.95 | 45 | 0 | esc | 0.00097009 | 9.8378e-10 | 0.00097009 | 9.8378e-10
[79 empty] | WLDFR | HFTD - Distribution - Tier 3 - 2QU CoRE ¦ 3QU LoRE | Non-Red Flag Warning - Catastrophic Fires | 2038 | 2.4864e-09 | 2.4864e-09 | 16832.3912 | 280.5544 | 10192.2718 | 6359.5651 | 0 | 0 | 3.2183e-06 | 4.1852e-05 | 0 | 4.1852e-05 | 4.1852e-05 | 0 | 4.1852e-05 | 0 | 5.8682e-07 | 1.2863e-06 | 0 | 1.2863e-06 | 0 | 2.7289e-05 | 5.4578e-05 | 0 | 5.4578e-05 | [12 empty] | 7.3.3.17.5 (Remote Grid) Updates to grid topology to minimize risk of ignition in HFTDs Remote GridWLDFRVegetation ContactAggregated | WLDFR | HFTD - Distribution - Tier 2 - 2QU CoRE ¦ 4QU LoRE | Non-Red Flag Warning - Destructive Fires | Vegetation Contact | Aggregated | 2038 | 1.0141e-06 | 1078.9824 | 0.0010942 | 2038 | Mitigation | 0.95 | 45 | 0 | esc | 0.00097009 | 9.8378e-10 | 0.00097009 | 9.8378e-10
[79 empty] | WLDFR | HFTD - Distribution - Tier 3 - 2QU CoRE ¦ 3QU LoRE | Non-Red Flag Warning - Catastrophic Fires | 2039 | 2.4864e-09 | 2.4864e-09 | 16832.3912 | 280.5544 | 10192.2718 | 6359.5651 | 0 | 0 | 3.2183e-06 | 4.1852e-05 | 0 | 4.1852e-05 | 4.1852e-05 | 0 | 4.1852e-05 | 0 | 6.1212e-07 | 1.3418e-06 | 0 | 1.3418e-06 | 0 | 2.7289e-05 | 5.4578e-05 | 0 | 5.4578e-05 | [12 empty] | 7.3.3.17.5 (Remote Grid) Updates to grid topology to minimize risk of ignition in HFTDs Remote GridWLDFRVegetation ContactAggregated | WLDFR | HFTD - Distribution - Tier 2 - 2QU CoRE ¦ 4QU LoRE | Non-Red Flag Warning - Destructive Fires | Vegetation Contact | Aggregated | 2039 | 1.0141e-06 | 1078.9824 | 0.0010942 | 2039 | Mitigation | 0.95 | 45 | 0 | esc | 0.00097009 | 9.8378e-10 | 0.00097009 | 9.8378e-10
[79 empty] | WLDFR | HFTD - Distribution - Tier 3 - 2QU CoRE ¦ 3QU LoRE | Non-Red Flag Warning - Catastrophic Fires | 2040 | 2.4864e-09 | 2.4864e-09 | 16832.3912 | 280.5544 | 10192.2718 | 6359.5651 | 0 | 0 | 3.2183e-06 | 4.1852e-05 | 0 | 4.1852e-05 | 4.1852e-05 | 0 | 4.1852e-05 | 0 | 6.1212e-07 | 1.3418e-06 | 0 | 1.3418e-06 | 0 | 2.8577e-05 | 5.7153e-05 | 0 | 5.7153e-05 | [12 empty] | 7.3.3.17.5 (Remote Grid) Updates to grid topology to minimize risk of ignition in HFTDs Remote GridWLDFRVegetation ContactAggregated | WLDFR | HFTD - Distribution - Tier 2 - 2QU CoRE ¦ 4QU LoRE | Non-Red Flag Warning - Destructive Fires | Vegetation Contact | Aggregated | 2040 | 1.0141e-06 | 1078.9824 | 0.0010942 | 2040 | Mitigation | 0.95 | 45 | 0 | esc | 0.00097009 | 9.8378e-10 | 0.00097009 | 9.8378e-10
[79 empty] | WLDFR | HFTD - Distribution - Tier 3 - 2QU CoRE ¦ 3QU LoRE | Non-Red Flag Warning - Catastrophic Fires | 2041 | 2.4864e-09 | 2.4864e-09 | 16832.3912 | 280.5544 | 10192.2718 | 6359.5651 | 0 | 0 | 3.2183e-06 | 4.1852e-05 | 0 | 4.1852e-05 | 4.1852e-05 | 0 | 4.1852e-05 | 0 | 6.1212e-07 | 1.3418e-06 | 0 | 1.3418e-06 | 0 | 2.8577e-05 | 5.7153e-05 | 0 | 5.7153e-05 | [12 empty] | 7.3.3.17.5 (Remote Grid) Updates to grid topology to minimize risk of ignition in HFTDs Remote GridWLDFRVegetation ContactAggregated | WLDFR | HFTD - Distribution - Tier 2 - 2QU CoRE ¦ 4QU LoRE | Non-Red Flag Warning - Destructive Fires | Vegetation Contact | Aggregated | 2041 | 1.0141e-06 | 1078.9824 | 0.0010942 | 2041 | Mitigation | 0.95 | 45 | 0 | esc | 0.00097009 | 9.8378e-10 | 0.00097009 | 9.8378e-10
[79 empty] | WLDFR | HFTD - Distribution - Tier 3 - 2QU CoRE ¦ 3QU LoRE | Non-Red Flag Warning - Catastrophic Fires | 2042 | 2.4864e-09 | 2.4864e-09 | 16832.3912 | 280.5544 | 10192.2718 | 6359.5651 | 0 | 0 | 3.2183e-06 | 4.1852e-05 | 0 | 4.1852e-05 | 4.1852e-05 | 0 | 4.1852e-05 | 0 | 6.1212e-07 | 1.3418e-06 | 0 | 1.3418e-06 | 0 | 2.8577e-05 | 5.7153e-05 | 0 | 5.7153e-05 | [12 empty] | 7.3.3.17.5 (Remote Grid) Updates to grid topology to minimize risk of ignition in HFTDs Remote GridWLDFRVegetation ContactAggregated | WLDFR | HFTD - Distribution - Tier 2 - 2QU CoRE ¦ 4QU LoRE | Non-Red Flag Warning - Destructive Fires | Vegetation Contact | Aggregated | 2042 | 1.0141e-06 | 1078.9824 | 0.0010942 | 2042 | Mitigation | 0.95 | 45 | 0 | esc | 0.00097009 | 9.8378e-10 | 0.00097009 | 9.8378e-10
[79 empty] | WLDFR | HFTD - Distribution - Tier 3 - 2QU CoRE ¦ 3QU LoRE | Non-Red Flag Warning - Catastrophic Fires | 2043 | 2.4864e-09 | 2.4864e-09 | 17672.0852 | 299.42 | 10692.7362 | 6679.929 | 0 | 0 | 3.2183e-06 | 4.394e-05 | 0 | 4.394e-05 | 4.394e-05 | 0 | 4.394e-05 | 0 | 6.1212e-07 | 1.3418e-06 | 0 | 1.3418e-06 | 0 | 2.8577e-05 | 5.7153e-05 | 0 | 5.7153e-05 | [12 empty] | 7.3.3.17.5 (Remote Grid) Updates to grid topology to minimize risk of ignition in HFTDs Remote GridWLDFRVegetation ContactAggregated | WLDFR | HFTD - Distribution - Tier 2 - 2QU CoRE ¦ 4QU LoRE | Non-Red Flag Warning - Destructive Fires | Vegetation Contact | Aggregated | 2043 | 1.0141e-06 | 1078.9824 | 0.0010942 | 2043 | Mitigation | 0.95 | 45 | 0 | esc | 0.00097009 | 9.8378e-10 | 0.00097009 | 9.8378e-10
[79 empty] | WLDFR | HFTD - Distribution - Tier 3 - 2QU CoRE ¦ 3QU LoRE | Non-Red Flag Warning - Catastrophic Fires | 2044 | 2.4864e-09 | 2.4864e-09 | 17672.0852 | 299.42 | 10692.7362 | 6679.929 | 0 | 0 | 3.2183e-06 | 4.394e-05 | 0 | 4.394e-05 | 4.394e-05 | 0 | 4.394e-05 | 0 | 6.4001e-07 | 1.4029e-06 | 0 | 1.4029e-06 | 0 | 2.8577e-05 | 5.7153e-05 | 0 | 5.7153e-05 | [12 empty] | 7.3.3.17.5 (Remote Grid) Updates to grid topology to minimize risk of ignition in HFTDs Remote GridWLDFRVegetation ContactAggregated | WLDFR | HFTD - Distribution - Tier 2 - 2QU CoRE ¦ 4QU LoRE | Non-Red Flag Warning - Destructive Fires | Vegetation Contact | Aggregated | 2044 | 1.0141e-06 | 1078.9824 | 0.0010942 | 2044 | Mitigation | 0.95 | 45 | 0 | esc | 0.00097009 | 9.8378e-10 | 0.00097009 | 9.8378e-10
[79 empty] | WLDFR | HFTD - Distribution - Tier 3 - 2QU CoRE ¦ 3QU LoRE | Non-Red Flag Warning - Catastrophic Fires | 2045 | 2.4864e-09 | 2.4864e-09 | 17672.0852 | 299.42 | 10692.7362 | 6679.929 | 0 | 0 | 3.2183e-06 | 4.394e-05 | 0 | 4.394e-05 | 4.394e-05 | 0 | 4.394e-05 | 0 | 6.4001e-07 | 1.4029e-06 | 0 | 1.4029e-06 | 0 | 2.9973e-05 | 5.9946e-05 | 0 | 5.9946e-05 | [12 empty] | 7.3.3.17.5 (Remote Grid) Updates to grid topology to minimize risk of ignition in HFTDs Remote GridWLDFRVegetation ContactAggregated | WLDFR | HFTD - Distribution - Tier 2 - 2QU CoRE ¦ 4QU LoRE | Non-Red Flag Warning - Destructive Fires | Vegetation Contact | Aggregated | 2045 | 1.0141e-06 | 1078.9824 | 0.0010942 | 2045 | Mitigation | 0.95 | 45 | 0 | esc | 0.00097009 | 9.8378e-10 | 0.00097009 | 9.8378e-10
[79 empty] | WLDFR | HFTD - Distribution - Tier 3 - 2QU CoRE ¦ 3QU LoRE | Non-Red Flag Warning - Catastrophic Fires | 2046 | 2.4864e-09 | 2.4864e-09 | 17672.0852 | 299.42 | 10692.7362 | 6679.929 | 0 | 0 | 3.2183e-06 | 4.394e-05 | 0 | 4.394e-05 | 4.394e-05 | 0 | 4.394e-05 | 0 | 6.4001e-07 | 1.4029e-06 | 0 | 1.4029e-06 | 0 | 2.9973e-05 | 5.9946e-05 | 0 | 5.9946e-05 | [12 empty] | 7.3.3.17.5 (Remote Grid) Updates to grid topology to minimize risk of ignition in HFTDs Remote GridWLDFRVegetation ContactAggregated | WLDFR | HFTD - Distribution - Tier 2 - 2QU CoRE ¦ 4QU LoRE | Non-Red Flag Warning - Destructive Fires | Vegetation Contact | Aggregated | 2046 | 1.0141e-06 | 1078.9824 | 0.0010942 | 2046 | Mitigation | 0.95 | 45 | 0 | esc | 0.00097009 | 9.8378e-10 | 0.00097009 | 9.8378e-10
[79 empty] | WLDFR | HFTD - Distribution - Tier 3 - 2QU CoRE ¦ 3QU LoRE | Non-Red Flag Warning - Catastrophic Fires | 2047 | 2.4864e-09 | 2.4864e-09 | 17672.0852 | 299.42 | 10692.7362 | 6679.929 | 0 | 0 | 3.2183e-06 | 4.394e-05 | 0 | 4.394e-05 | 4.394e-05 | 0 | 4.394e-05 | 0 | 6.4001e-07 | 1.4029e-06 | 0 | 1.4029e-06 | 0 | 2.9973e-05 | 5.9946e-05 | 0 | 5.9946e-05 | [12 empty] | 7.3.3.17.5 (Remote Grid) Updates to grid topology to minimize risk of ignition in HFTDs Remote GridWLDFRVegetation ContactAggregated | WLDFR | HFTD - Distribution - Tier 2 - 2QU CoRE ¦ 4QU LoRE | Non-Red Flag Warning - Destructive Fires | Vegetation Contact | Aggregated | 2047 | 1.0141e-06 | 1078.9824 | 0.0010942 | 2047 | Mitigation | 0.95 | 45 | 0 | esc | 0.00097009 | 9.8378e-10 | 0.00097009 | 9.8378e-10
[79 empty] | WLDFR | HFTD - Distribution - Tier 3 - 2QU CoRE ¦ 3QU LoRE | Non-Red Flag Warning - Catastrophic Fires | 2048 | 2.4864e-09 | 2.4864e-09 | 18552.3348 | 319.4911 | 11216.5626 | 7016.281 | 0 | 0 | 3.2183e-06 | 4.6129e-05 | 0 | 4.6129e-05 | 4.6129e-05 | 0 | 4.6129e-05 | 0 | 6.4001e-07 | 1.4029e-06 | 0 | 1.4029e-06 | 0 | 2.9973e-05 | 5.9946e-05 | 0 | 5.9946e-05 | [12 empty] | 7.3.3.17.5 (Remote Grid) Updates to grid topology to minimize risk of ignition in HFTDs Remote GridWLDFRVegetation ContactAggregated | WLDFR | HFTD - Distribution - Tier 2 - 2QU CoRE ¦ 4QU LoRE | Non-Red Flag Warning - Destructive Fires | Vegetation Contact | Aggregated | 2048 | 1.0141e-06 | 1078.9824 | 0.0010942 | 2048 | Mitigation | 0.95 | 45 | 0 | esc | 0.00097009 | 9.8378e-10 | 0.00097009 | 9.8378e-10
[79 empty] | WLDFR | HFTD - Distribution - Tier 3 - 2QU CoRE ¦ 3QU LoRE | Non-Red Flag Warning - Catastrophic Fires | 2049 | 2.4864e-09 | 2.4864e-09 | 18552.3348 | 319.4911 | 11216.5626 | 7016.281 | 0 | 0 | 3.2183e-06 | 4.6129e-05 | 0 | 4.6129e-05 | 4.6129e-05 | 0 | 4.6129e-05 | 0 | 6.702e-07 | 1.4691e-06 | 0 | 1.4691e-06 | 0 | 2.9973e-05 | 5.9946e-05 | 0 | 5.9946e-05 | [12 empty] | 7.3.3.17.5 (Remote Grid) Updates to grid topology to minimize risk of ignition in HFTDs Remote GridWLDFRVegetation ContactAggregated | WLDFR | HFTD - Distribution - Tier 2 - 2QU CoRE ¦ 4QU LoRE | Non-Red Flag Warning - Destructive Fires | Vegetation Contact | Aggregated | 2049 | 1.0141e-06 | 1078.9824 | 0.0010942 | 2049 | Mitigation | 0.95 | 45 | 0 | esc | 0.00097009 | 9.8378e-10 | 0.00097009 | 9.8378e-10
[79 empty] | WLDFR | HFTD - Distribution - Tier 3 - 2QU CoRE ¦ 3QU LoRE | Non-Red Flag Warning - Catastrophic Fires | 2050 | 2.4864e-09 | 2.4864e-09 | 18552.3348 | 319.4911 | 11216.5626 | 7016.281 | 0 | 0 | 3.2183e-06 | 4.6129e-05 | 0 | 4.6129e-05 | 4.6129e-05 | 0 | 4.6129e-05 | 0 | 6.702e-07 | 1.4691e-06 | 0 | 1.4691e-06 | 0 | 3.1459e-05 | 6.2919e-05 | 0 | 6.2919e-05 | [12 empty] | 7.3.3.17.5 (Remote Grid) Updates to grid topology to minimize risk of ignition in HFTDs Remote GridWLDFRVegetation ContactAggregated | WLDFR | HFTD - Distribution - Tier 2 - 2QU CoRE ¦ 4QU LoRE | Non-Red Flag Warning - Destructive Fires | Vegetation Contact | Aggregated | 2050 | 1.0141e-06 | 1078.9824 | 0.0010942 | 2050 | Mitigation | 0.95 | 45 | 0 | esc | 0.00097009 | 9.8378e-10 | 0.00097009 | 9.8378e-10
[79 empty] | WLDFR | HFTD - Distribution - Tier 3 - 2QU CoRE ¦ 3QU LoRE | Non-Red Flag Warning - Catastrophic Fires | 2051 | 2.4864e-09 | 2.4864e-09 | 18552.3348 | 319.4911 | 11216.5626 | 7016.281 | 0 | 0 | 3.2183e-06 | 4.6129e-05 | 0 | 4.6129e-05 | 4.6129e-05 | 0 | 4.6129e-05 | 0 | 6.702e-07 | 1.4691e-06 | 0 | 1.4691e-06 | 0 | 3.1459e-05 | 6.2919e-05 | 0 | 6.2919e-05 | [12 empty] | 7.3.3.17.5 (Remote Grid) Updates to grid topology to minimize risk of ignition in HFTDs Remote GridWLDFRVegetation ContactAggregated | WLDFR | HFTD - Distribution - Tier 2 - 2QU CoRE ¦ 4QU LoRE | Non-Red Flag Warning - Destructive Fires | Vegetation Contact | Aggregated | 2051 | 1.0141e-06 | 1078.9824 | 0.0010942 | 2051 | Mitigation | 0.95 | 45 | 0 | esc | 0.00097009 | 9.8378e-10 | 0.00097009 | 9.8378e-10
[79 empty] | WLDFR | HFTD - Distribution - Tier 3 - 2QU CoRE ¦ 3QU LoRE | Non-Red Flag Warning - Catastrophic Fires | 2052 | 2.4864e-09 | 2.4864e-09 | 18552.3348 | 319.4911 | 11216.5626 | 7016.281 | 0 | 0 | 3.2183e-06 | 4.6129e-05 | 0 | 4.6129e-05 | 4.6129e-05 | 0 | 4.6129e-05 | 0 | 6.702e-07 | 1.4691e-06 | 0 | 1.4691e-06 | 0 | 3.1459e-05 | 6.2919e-05 | 0 | 6.2919e-05 | [12 empty] | 7.3.3.17.5 (Remote Grid) Updates to grid topology to minimize risk of ignition in HFTDs Remote GridWLDFRVegetation ContactAggregated | WLDFR | HFTD - Distribution - Tier 2 - 2QU CoRE ¦ 4QU LoRE | Non-Red Flag Warning - Destructive Fires | Vegetation Contact | Aggregated | 2052 | 1.0141e-06 | 1078.9824 | 0.0010942 | 2052 | Mitigation | 0.95 | 45 | 0 | esc | 0.00097009 | 9.8378e-10 | 0.00097009 | 9.8378e-10
[79 empty] | WLDFR | HFTD - Distribution - Tier 3 - 2QU CoRE ¦ 3QU LoRE | Non-Red Flag Warning - Catastrophic Fires | 2053 | 2.4864e-09 | 2.4864e-09 | 19462.1283 | 340.5356 | 11757.1413 | 7364.4514 | 0 | 0 | 3.2183e-06 | 4.8391e-05 | 0 | 4.8391e-05 | 4.8391e-05 | 0 | 4.8391e-05 | 0 | 6.702e-07 | 1.4691e-06 | 0 | 1.4691e-06 | 0 | 3.1459e-05 | 6.2919e-05 | 0 | 6.2919e-05 | [12 empty] | 7.3.3.17.5 (Remote Grid) Updates to grid topology to minimize risk of ignition in HFTDs Remote GridWLDFRVegetation ContactAggregated | WLDFR | HFTD - Distribution - Tier 2 - 2QU CoRE ¦ 4QU LoRE | Non-Red Flag Warning - Destructive Fires | Vegetation Contact | Aggregated | 2053 | 1.0141e-06 | 1078.9824 | 0.0010942 | 2053 | Mitigation | 0.95 | 45 | 0 | esc | 0.00097009 | 9.8378e-10 | 0.00097009 | 9.8378e-10
[79 empty] | WLDFR | HFTD - Distribution - Tier 3 - 2QU CoRE ¦ 3QU LoRE | Non-Red Flag Warning - Catastrophic Fires | 2054 | 2.4864e-09 | 2.4864e-09 | 19462.1283 | 340.5356 | 11757.1413 | 7364.4514 | 0 | 0 | 3.2183e-06 | 4.8391e-05 | 0 | 4.8391e-05 | 4.8391e-05 | 0 | 4.8391e-05 | 0 | 7.0239e-07 | 1.5397e-06 | 0 | 1.5397e-06 | 0 | 3.1459e-05 | 6.2919e-05 | 0 | 6.2919e-05 | [12 empty] | 7.3.3.17.5 (Remote Grid) Updates to grid topology to minimize risk of ignition in HFTDs Remote GridWLDFRVegetation ContactAggregated | WLDFR | HFTD - Distribution - Tier 2 - 2QU CoRE ¦ 4QU LoRE | Non-Red Flag Warning - Destructive Fires | Vegetation Contact | Aggregated | 2054 | 1.0141e-06 | 1078.9824 | 0.0010942 | 2054 | Mitigation | 0.95 | 45 | 0 | esc | 0.00097009 | 9.8378e-10 | 0.00097009 | 9.8378e-10
[79 empty] | WLDFR | HFTD - Distribution - Tier 3 - 2QU CoRE ¦ 3QU LoRE | Non-Red Flag Warning - Catastrophic Fires | 2055 | 2.4864e-09 | 2.4864e-09 | 19462.1283 | 340.5356 | 11757.1413 | 7364.4514 | 0 | 0 | 3.2183e-06 | 4.8391e-05 | 0 | 4.8391e-05 | 4.8391e-05 | 0 | 4.8391e-05 | 0 | 7.0239e-07 | 1.5397e-06 | 0 | 1.5397e-06 | 0 | 3.3016e-05 | 6.6032e-05 | 0 | 6.6032e-05 | [12 empty] | 7.3.3.17.5 (Remote Grid) Updates to grid topology to minimize risk of ignition in HFTDs Remote GridWLDFRVegetation ContactAggregated | WLDFR | HFTD - Distribution - Tier 2 - 2QU CoRE ¦ 4QU LoRE | Non-Red Flag Warning - Destructive Fires | Vegetation Contact | Aggregated | 2055 | 1.0141e-06 | 1078.9824 | 0.0010942 | 2055 | Mitigation | 0.95 | 45 | 0 | esc | 0.00097009 | 9.8378e-10 | 0.00097009 | 9.8378e-10
[79 empty] | WLDFR | HFTD - Distribution - Tier 3 - 2QU CoRE ¦ 3QU LoRE | Non-Red Flag Warning - Catastrophic Fires | 2056 | 2.4864e-09 | 2.4864e-09 | 19462.1283 | 340.5356 | 11757.1413 | 7364.4514 | 0 | 0 | 3.2183e-06 | 4.8391e-05 | 0 | 4.8391e-05 | 4.8391e-05 | 0 | 4.8391e-05 | 0 | 7.0239e-07 | 1.5397e-06 | 0 | 1.5397e-06 | 0 | 3.3016e-05 | 6.6032e-05 | 0 | 6.6032e-05 | [12 empty] | 7.3.3.17.5 (Remote Grid) Updates to grid topology to minimize risk of ignition in HFTDs Remote GridWLDFRVegetation ContactAggregated | WLDFR | HFTD - Distribution - Tier 2 - 2QU CoRE ¦ 4QU LoRE | Non-Red Flag Warning - Destructive Fires | Vegetation Contact | Aggregated | 2056 | 1.0141e-06 | 1078.9824 | 0.0010942 | 2056 | Mitigation | 0.95 | 45 | 0 | esc | 0.00097009 | 9.8378e-10 | 0.00097009 | 9.8378e-10
[79 empty] | WLDFR | HFTD - Distribution - Tier 3 - 2QU CoRE ¦ 3QU LoRE | Non-Red Flag Warning - Catastrophic Fires | 2057 | 2.4864e-09 | 2.4864e-09 | 19462.1283 | 340.5356 | 11757.1413 | 7364.4514 | 0 | 0 | 3.2183e-06 | 4.8391e-05 | 0 | 4.8391e-05 | 4.8391e-05 | 0 | 4.8391e-05 | 0 | 7.0239e-07 | 1.5397e-06 | 0 | 1.5397e-06 | 0 | 3.3016e-05 | 6.6032e-05 | 0 | 6.6032e-05 | [12 empty] | 7.3.3.17.5 (Remote Grid) Updates to grid topology to minimize risk of ignition in HFTDs Remote GridWLDFRVegetation ContactAggregated | WLDFR | HFTD - Distribution - Tier 2 - 2QU CoRE ¦ 4QU LoRE | Non-Red Flag Warning - Destructive Fires | Vegetation Contact | Aggregated | 2057 | 1.0141e-06 | 1078.9824 | 0.0010942 | 2057 | Mitigation | 0.95 | 45 | 0 | esc | 0.00097009 | 9.8378e-10 | 0.00097009 | 9.8378e-10
[79 empty] | WLDFR | HFTD - Distribution - Tier 3 - 2QU CoRE ¦ 3QU LoRE | Non-Red Flag Warning - Catastrophic Fires | 2058 | 2.4864e-09 | 2.4864e-09 | 20390.4035 | 362.3049 | 12307.8747 | 7720.2238 | 0 | 0 | 3.2183e-06 | 5.0699e-05 | 0 | 5.0699e-05 | 5.0699e-05 | 0 | 5.0699e-05 | 0 | 7.0239e-07 | 1.5397e-06 | 0 | 1.5397e-06 | 0 | 3.3016e-05 | 6.6032e-05 | 0 | 6.6032e-05 | [12 empty] | 7.3.3.17.5 (Remote Grid) Updates to grid topology to minimize risk of ignition in HFTDs Remote GridWLDFRVegetation ContactAggregated | WLDFR | HFTD - Distribution - Tier 2 - 2QU CoRE ¦ 4QU LoRE | Non-Red Flag Warning - Destructive Fires | Vegetation Contact | Aggregated | 2058 | 1.0141e-06 | 1078.9824 | 0.0010942 | 2058 | Mitigation | 0.95 | 45 | 0 | esc | 0.00097009 | 9.8378e-10 | 0.00097009 | 9.8378e-10
[79 empty] | WLDFR | HFTD - Distribution - Tier 3 - 2QU CoRE ¦ 3QU LoRE | Non-Red Flag Warning - Catastrophic Fires | 2059 | 2.4864e-09 | 2.4864e-09 | 20390.4035 | 362.3049 | 12307.8747 | 7720.2238 | 0 | 0 | 3.2183e-06 | 5.0699e-05 | 0 | 5.0699e-05 | 5.0699e-05 | 0 | 5.0699e-05 | 0 | 7.3624e-07 | 1.6139e-06 | 0 | 1.6139e-06 | 0 | 0 | 6.6032e-05 | 0 | 6.6032e-05 | [12 empty] | 7.3.3.17.5 (Remote Grid) Updates to grid topology to minimize risk of ignition in HFTDs Remote GridWLDFRVegetation ContactAggregated | WLDFR | HFTD - Distribution - Tier 2 - 2QU CoRE ¦ 4QU LoRE | Non-Red Flag Warning - Destructive Fires | Vegetation Contact | Aggregated | 2059 | 1.0141e-06 | 1078.9824 | 0.0010942 | 2059 | Mitigation | 0.95 | 45 | 0 | esc | 0.00097009 | 9.8378e-10 | 0.00097009 | 9.8378e-10
[79 empty] | WLDFR | HFTD - Distribution - Tier 3 - 2QU CoRE ¦ 3QU LoRE | Non-Red Flag Warning - Catastrophic Fires | 2060 | 2.4864e-09 | 2.4864e-09 | 20390.4035 | 362.3049 | 12307.8747 | 7720.2238 | 0 | 0 | 3.2183e-06 | 5.0699e-05 | 0 | 5.0699e-05 | 5.0699e-05 | 0 | 5.0699e-05 | 0 | 7.3624e-07 | 1.6139e-06 | 0 | 1.6139e-06 | 0 | 0 | 0 | 0 | 0 | [12 empty] | 7.3.3.17.5 (Remote Grid) Updates to grid topology to minimize risk of ignition in HFTDs Remote GridWLDFRVegetation ContactAggregated | WLDFR | HFTD - Distribution - Tier 2 - 2QU CoRE ¦ 4QU LoRE | Non-Red Flag Warning - Destructive Fires | Vegetation Contact | Aggregated | 2060 | 1.0141e-06 | 1078.9824 | 0.0010942 | 2060 | Mitigation | 0.95 | 45 | 0 | esc | 0.00097009 | 9.8378e-10 | 0.00097009 | 9.8378e-10
[79 empty] | WLDFR | HFTD - Distribution - Tier 3 - 2QU CoRE ¦ 3QU LoRE | Non-Red Flag Warning - Catastrophic Fires | 2061 | 2.4864e-09 | 2.4864e-09 | 20390.4035 | 362.3049 | 12307.8747 | 7720.2238 | 0 | 0 | 3.2183e-06 | 5.0699e-05 | 0 | 5.0699e-05 | 5.0699e-05 | 0 | 5.0699e-05 | 0 | 7.3624e-07 | 1.6139e-06 | 0 | 1.6139e-06 | 0 | 0 | 0 | 0 | 0 | [12 empty] | 7.3.3.17.5 (Remote Grid) Updates to grid topology to minimize risk of ignition in HFTDs Remote GridWLDFRVegetation ContactAggregated | WLDFR | HFTD - Distribution - Tier 2 - 2QU CoRE ¦ 4QU LoRE | Non-Red Flag Warning - Destructive Fires | Vegetation Contact | Aggregated | 2061 | 1.0141e-06 | 1078.9824 | 0.0010942 | 2061 | Mitigation | 0.95 | 45 | 0 | esc | 0.00097009 | 9.8378e-10 | 0.00097009 | 9.8378e-10
[79 empty] | WLDFR | HFTD - Distribution - Tier 3 - 2QU CoRE ¦ 3QU LoRE | Non-Red Flag Warning - Catastrophic Fires | 2062 | 2.4864e-09 | 2.4864e-09 | 20390.4035 | 362.3049 | 12307.8747 | 7720.2238 | 0 | 0 | 3.2183e-06 | 5.0699e-05 | 0 | 5.0699e-05 | 5.0699e-05 | 0 | 5.0699e-05 | 0 | 7.3624e-07 | 1.6139e-06 | 0 | 1.6139e-06 | 0 | 2.1697e-07 | 0 | 0 | 0 | [12 empty] | 7.3.3.17.5 (Remote Grid) Updates to grid topology to minimize risk of ignition in HFTDs Remote GridWLDFRVegetation ContactAggregated | WLDFR | HFTD - Distribution - Tier 2 - 2QU CoRE ¦ 4QU LoRE | Non-Red Flag Warning - Destructive Fires | Vegetation Contact | Aggregated | 2062 | 1.0141e-06 | 1078.9824 | 0.0010942 | 2062 | Mitigation | 0.95 | 45 | 0 | esc | 0.00097009 | 9.8378e-10 | 0.00097009 | 9.8378e-10
[79 empty] | WLDFR | HFTD - Distribution - Tier 3 - 2QU CoRE ¦ 3QU LoRE | Non-Red Flag Warning - Catastrophic Fires | 2063 | 2.4864e-09 | 2.4864e-09 | 21325.9188 | 384.5316 | 12862.0997 | 8079.2876 | 0 | 0 | 3.2183e-06 | 5.3025e-05 | 0 | 5.3025e-05 | 5.3025e-05 | 0 | 5.3025e-05 | 0 | 7.3624e-07 | 1.6139e-06 | 0 | 1.6139e-06 | 0 | 2.2668e-07 | 4.5336e-07 | 0 | 4.5336e-07 | [12 empty] | 7.3.3.17.5 (Remote Grid) Updates to grid topology to minimize risk of ignition in HFTDs Remote GridWLDFRVegetation ContactAggregated | WLDFR | HFTD - Distribution - Tier 2 - 2QU CoRE ¦ 4QU LoRE | Non-Red Flag Warning - Destructive Fires | Vegetation Contact | Aggregated | 2063 | 1.0141e-06 | 1078.9824 | 0.0010942 | 2063 | Mitigation | 0.95 | 45 | 0 | esc | 0.00097009 | 9.8378e-10 | 0.00097009 | 9.8378e-10
[79 empty] | WLDFR | HFTD - Distribution - Tier 3 - 2QU CoRE ¦ 3QU LoRE | Non-Red Flag Warning - Catastrophic Fires | 2064 | 2.4864e-09 | 2.4864e-09 | 21325.9188 | 384.5316 | 12862.0997 | 8079.2876 | 0 | 0 | 3.2183e-06 | 5.3025e-05 | 0 | 5.3025e-05 | 5.3025e-05 | 0 | 5.3025e-05 | 0 | 7.7139e-07 | 1.6909e-06 | 0 | 1.6909e-06 | 0 | 2.2668e-07 | 4.5336e-07 | 0 | 4.5336e-07 | [12 empty] | 7.3.3.17.5 (Remote Grid) Updates to grid topology to minimize risk of ignition in HFTDs Remote GridWLDFRVegetation ContactAggregated | WLDFR | HFTD - Distribution - Tier 2 - 2QU CoRE ¦ 4QU LoRE | Non-Red Flag Warning - Destructive Fires | Vegetation Contact | Aggregated | 2064 | 1.0141e-06 | 1078.9824 | 0.0010942 | 2064 | Mitigation | 0.95 | 45 | 0 | esc | 0.00097009 | 9.8378e-10 | 0.00097009 | 9.8378e-10
[79 empty] | WLDFR | HFTD - Distribution - Tier 3 - 2QU CoRE ¦ 3QU LoRE | Non-Red Flag Warning - Catastrophic Fires | 2065 | 2.4864e-09 | 2.4864e-09 | 21325.9188 | 384.5316 | 12862.0997 | 8079.2876 | 0 | 0 | 3.2183e-06 | 5.3025e-05 | 0 | 5.3025e-05 | 5.3025e-05 | 0 | 5.3025e-05 | 0 | 7.7139e-07 | 1.6909e-06 | 0 | 1.6909e-06 | 0 | 2.2668e-07 | 4.5336e-07 | 0 | 4.5336e-07 | [12 empty] | 7.3.3.17.5 (Remote Grid) Updates to grid topology to minimize risk of ignition in HFTDs Remote GridWLDFRVegetation ContactAggregated | WLDFR | HFTD - Distribution - Tier 2 - 2QU CoRE ¦ 4QU LoRE | Non-Red Flag Warning - Destructive Fires | Vegetation Contact | Aggregated | 2065 | 1.0141e-06 | 1078.9824 | 0.0010942 | 2065 | Mitigation | 0.95 | 45 | 0 | esc | 0.00097009 | 9.8378e-10 | 0.00097009 | 9.8378e-10
[79 empty] | WLDFR | HFTD - Distribution - Tier 3 - 2QU CoRE ¦ 3QU LoRE | Non-Red Flag Warning - Catastrophic Fires | 2066 | 2.4864e-09 | 2.4864e-09 | 21325.9188 | 384.5316 | 12862.0997 | 8079.2876 | 0 | 0 | 3.2183e-06 | 5.3025e-05 | 0 | 5.3025e-05 | 5.3025e-05 | 0 | 5.3025e-05 | 0 | 7.7139e-07 | 1.6909e-06 | 0 | 1.6909e-06 | 0 | 2.2668e-07 | 4.5336e-07 | 0 | 4.5336e-07 | [12 empty] | 7.3.3.17.5 (Remote Grid) Updates to grid topology to minimize risk of ignition in HFTDs Remote GridWLDFRVegetation ContactAggregated | WLDFR | HFTD - Distribution - Tier 2 - 2QU CoRE ¦ 4QU LoRE | Non-Red Flag Warning - Destructive Fires | Vegetation Contact | Aggregated | 2066 | 1.0141e-06 | 1078.9824 | 0.0010942 | 2066 | Mitigation | 0.95 | 45 | 0 | esc | 0.00097009 | 9.8378e-10 | 0.00097009 | 9.8378e-10
[79 empty] | WLDFR | HFTD - Distribution - Tier 3 - 2QU CoRE ¦ 3QU LoRE | Non-Red Flag Warning - Catastrophic Fires | 2067 | 0 | 2.4864e-09 | 21325.9188 | 384.5316 | 12862.0997 | 8079.2876 | 0 | 0 | 3.2183e-06 | 0 | 0 | 0 | 5.3025e-05 | 0 | 5.3025e-05 | 0 | 7.7139e-07 | 1.6909e-06 | 0 | 1.6909e-06 | 0 | 2.2668e-07 | 4.5336e-07 | 0 | 4.5336e-07 | [12 empty] | 7.3.3.17.5 (Remote Grid) Updates to grid topology to minimize risk of ignition in HFTDs Remote GridWLDFRVegetation ContactAggregated | WLDFR | HFTD - Distribution - Tier 2 - 2QU CoRE ¦ 4QU LoRE | Non-Red Flag Warning - Destructive Fires | Vegetation Contact | Aggregated | 2067 | 1.0141e-06 | 1078.9824 | 0.0010942 | 2067 | Mitigation | 0.95 | 45 | 0 | esc | 0 | 0 | 0.00097009 | 9.8378e-10
[79 empty] | WLDFR | HFTD - Distribution - Tier 3 - 2QU CoRE ¦ 3QU LoRE | Non-Red Flag Warning - Destructive Fires | 2022 | 3.034e-09 | 0 | 8807.9522 | 222.2294 | 8585.7228 | 0 | 0 | 0 | 3.6009e-06 | 2.6723e-05 | 0 | 2.6723e-05 | 0 | 0 | 0 | 0 | 7.7139e-07 | 1.6909e-06 | 0 | 1.6909e-06 | 0 | 2.3918e-07 | 4.7837e-07 | 0 | 4.7837e-07 | [12 empty] | 7.3.3.17.5 (Remote Grid) Updates to grid topology to minimize risk of ignition in HFTDs Remote GridWLDFRWire-to-wire contactAggregated | WLDFR | HFTD - Distribution - Tier 2 - 2QU CoRE ¦ 4QU LoRE | Non-Red Flag Warning - Destructive Fires | Wire-to-wire contact | Aggregated | 2022 | 4.3415e-07 | 1078.9824 | 0.00046844 | 2022 | Mitigation | 0.95 | 45 | 0 | esc | 0.00097009 | 4.2116e-10 | 0 | 0
[79 empty] | WLDFR | HFTD - Distribution - Tier 3 - 2QU CoRE ¦ 3QU LoRE | Non-Red Flag Warning - Destructive Fires | 2023 | 3.034e-09 | 3.034e-09 | 9129.7461 | 233.2301 | 8896.516 | 0 | 0 | 0 | 3.6009e-06 | 2.77e-05 | 0 | 2.77e-05 | 2.77e-05 | 0 | 2.77e-05 | 0 | 8.0744e-07 | 1.7699e-06 | 0 | 1.7699e-06 | 0 | 2.3918e-07 | 4.7837e-07 | 0 | 4.7837e-07 | [12 empty] | 7.3.3.17.5 (Remote Grid) Updates to grid topology to minimize risk of ignition in HFTDs Remote GridWLDFRWire-to-wire contactAggregated | WLDFR | HFTD - Distribution - Tier 2 - 2QU CoRE ¦ 4QU LoRE | Non-Red Flag Warning - Destructive Fires | Wire-to-wire contact | Aggregated | 2023 | 4.3415e-07 | 1078.9824 | 0.00046844 | 2023 | Mitigation | 0.95 | 45 | 0 | esc | 0.00097009 | 4.2116e-10 | 0.00097009 | 4.2116e-10
[79 empty] | WLDFR | HFTD - Distribution - Tier 3 - 2QU CoRE ¦ 3QU LoRE | Non-Red Flag Warning - Destructive Fires | 2024 | 3.034e-09 | 3.034e-09 | 9129.7461 | 233.2301 | 8896.516 | 0 | 0 | 0 | 3.6009e-06 | 2.77e-05 | 0 | 2.77e-05 | 2.77e-05 | 0 | 2.77e-05 | 0 | 8.0744e-07 | 1.7699e-06 | 0 | 1.7699e-06 | 0 | 2.3918e-07 | 4.7837e-07 | 0 | 4.7837e-07 | [12 empty] | 7.3.3.17.5 (Remote Grid) Updates to grid topology to minimize risk of ignition in HFTDs Remote GridWLDFRWire-to-wire contactAggregated | WLDFR | HFTD - Distribution - Tier 2 - 2QU CoRE ¦ 4QU LoRE | Non-Red Flag Warning - Destructive Fires | Wire-to-wire contact | Aggregated | 2024 | 4.3415e-07 | 1078.9824 | 0.00046844 | 2024 | Mitigation | 0.95 | 45 | 0 | esc | 0.00097009 | 4.2116e-10 | 0.00097009 | 4.2116e-10
[79 empty] | WLDFR | HFTD - Distribution - Tier 3 - 2QU CoRE ¦ 3QU LoRE | Non-Red Flag Warning - Destructive Fires | 2025 | 3.034e-09 | 3.034e-09 | 9129.7461 | 233.2301 | 8896.516 | 0 | 0 | 0 | 3.6009e-06 | 2.77e-05 | 0 | 2.77e-05 | 2.77e-05 | 0 | 2.77e-05 | 0 | 8.0744e-07 | 1.7699e-06 | 0 | 1.7699e-06 | 0 | 2.3918e-07 | 4.7837e-07 | 0 | 4.7837e-07 | [12 empty] | 7.3.3.17.5 (Remote Grid) Updates to grid topology to minimize risk of ignition in HFTDs Remote GridWLDFRWire-to-wire contactAggregated | WLDFR | HFTD - Distribution - Tier 2 - 2QU CoRE ¦ 4QU LoRE | Non-Red Flag Warning - Destructive Fires | Wire-to-wire contact | Aggregated | 2025 | 4.3415e-07 | 1078.9824 | 0.00046844 | 2025 | Mitigation | 0.95 | 45 | 0 | esc | 0.00097009 | 4.2116e-10 | 0.00097009 | 4.2116e-10
[79 empty] | WLDFR | HFTD - Distribution - Tier 3 - 2QU CoRE ¦ 3QU LoRE | Non-Red Flag Warning - Destructive Fires | 2026 | 3.034e-09 | 3.034e-09 | 9129.7461 | 233.2301 | 8896.516 | 0 | 0 | 0 | 3.6009e-06 | 2.77e-05 | 0 | 2.77e-05 | 2.77e-05 | 0 | 2.77e-05 | 0 | 8.0744e-07 | 1.7699e-06 | 0 | 1.7699e-06 | 0 | 2.3918e-07 | 4.7837e-07 | 0 | 4.7837e-07 | [12 empty] | 7.3.3.17.5 (Remote Grid) Updates to grid topology to minimize risk of ignition in HFTDs Remote GridWLDFRWire-to-wire contactAggregated | WLDFR | HFTD - Distribution - Tier 2 - 2QU CoRE ¦ 4QU LoRE | Non-Red Flag Warning - Destructive Fires | Wire-to-wire contact | Aggregated | 2026 | 4.3415e-07 | 1078.9824 | 0.00046844 | 2026 | Mitigation | 0.95 | 45 | 0 | esc | 0.00097009 | 4.2116e-10 | 0.00097009 | 4.2116e-10
[79 empty] | WLDFR | HFTD - Distribution - Tier 3 - 2QU CoRE ¦ 3QU LoRE | Non-Red Flag Warning - Destructive Fires | 2027 | 3.034e-09 | 3.034e-09 | 9129.7461 | 233.2301 | 8896.516 | 0 | 0 | 0 | 3.6009e-06 | 2.77e-05 | 0 | 2.77e-05 | 2.77e-05 | 0 | 2.77e-05 | 0 | 8.0744e-07 | 1.7699e-06 | 0 | 1.7699e-06 | 0 | 2.534e-07 | 5.0681e-07 | 0 | 5.0681e-07 | [12 empty] | 7.3.3.17.5 (Remote Grid) Updates to grid topology to minimize risk of ignition in HFTDs Remote GridWLDFRWire-to-wire contactAggregated | WLDFR | HFTD - Distribution - Tier 2 - 2QU CoRE ¦ 4QU LoRE | Non-Red Flag Warning - Destructive Fires | Wire-to-wire contact | Aggregated | 2027 | 4.3415e-07 | 1078.9824 | 0.00046844 | 2027 | Mitigation | 0.95 | 45 | 0 | esc | 0.00097009 | 4.2116e-10 | 0.00097009 | 4.2116e-10
[79 empty] | WLDFR | HFTD - Distribution - Tier 3 - 2QU CoRE ¦ 3QU LoRE | Non-Red Flag Warning - Destructive Fires | 2028 | 3.034e-09 | 3.034e-09 | 9534.9221 | 247.273 | 9287.6491 | 0 | 0 | 0 | 3.6009e-06 | 2.8929e-05 | 0 | 2.8929e-05 | 2.8929e-05 | 0 | 2.8929e-05 | 0 | 8.4395e-07 | 1.85e-06 | 0 | 1.85e-06 | 0 | 2.534e-07 | 5.0681e-07 | 0 | 5.0681e-07 | [12 empty] | 7.3.3.17.5 (Remote Grid) Updates to grid topology to minimize risk of ignition in HFTDs Remote GridWLDFRWire-to-wire contactAggregated | WLDFR | HFTD - Distribution - Tier 2 - 2QU CoRE ¦ 4QU LoRE | Non-Red Flag Warning - Destructive Fires | Wire-to-wire contact | Aggregated | 2028 | 4.3415e-07 | 1078.9824 | 0.00046844 | 2028 | Mitigation | 0.95 | 45 | 0 | esc | 0.00097009 | 4.2116e-10 | 0.00097009 | 4.2116e-10
[79 empty] | WLDFR | HFTD - Distribution - Tier 3 - 2QU CoRE ¦ 3QU LoRE | Non-Red Flag Warning - Destructive Fires | 2029 | 3.034e-09 | 3.034e-09 | 9534.9221 | 247.273 | 9287.6491 | 0 | 0 | 0 | 3.6009e-06 | 2.8929e-05 | 0 | 2.8929e-05 | 2.8929e-05 | 0 | 2.8929e-05 | 0 | 8.4395e-07 | 1.85e-06 | 0 | 1.85e-06 | 0 | 2.534e-07 | 5.0681e-07 | 0 | 5.0681e-07 | [12 empty] | 7.3.3.17.5 (Remote Grid) Updates to grid topology to minimize risk of ignition in HFTDs Remote GridWLDFRWire-to-wire contactAggregated | WLDFR | HFTD - Distribution - Tier 2 - 2QU CoRE ¦ 4QU LoRE | Non-Red Flag Warning - Destructive Fires | Wire-to-wire contact | Aggregated | 2029 | 4.3415e-07 | 1078.9824 | 0.00046844 | 2029 | Mitigation | 0.95 | 45 | 0 | esc | 0.00097009 | 4.2116e-10 | 0.00097009 | 4.2116e-10
[79 empty] | WLDFR | HFTD - Distribution - Tier 3 - 2QU CoRE ¦ 3QU LoRE | Non-Red Flag Warning - Destructive Fires | 2030 | 3.034e-09 | 3.034e-09 | 9534.9221 | 247.273 | 9287.6491 | 0 | 0 | 0 | 3.6009e-06 | 2.8929e-05 | 0 | 2.8929e-05 | 2.8929e-05 | 0 | 2.8929e-05 | 0 | 8.4395e-07 | 1.85e-06 | 0 | 1.85e-06 | 0 | 2.534e-07 | 5.0681e-07 | 0 | 5.0681e-07 | [12 empty] | 7.3.3.17.5 (Remote Grid) Updates to grid topology to minimize risk of ignition in HFTDs Remote GridWLDFRWire-to-wire contactAggregated | WLDFR | HFTD - Distribution - Tier 2 - 2QU CoRE ¦ 4QU LoRE | Non-Red Flag Warning - Destructive Fires | Wire-to-wire contact | Aggregated | 2030 | 4.3415e-07 | 1078.9824 | 0.00046844 | 2030 | Mitigation | 0.95 | 45 | 0 | esc | 0.00097009 | 4.2116e-10 | 0.00097009 | 4.2116e-10
[79 empty] | WLDFR | HFTD - Distribution - Tier 3 - 2QU CoRE ¦ 3QU LoRE | Non-Red Flag Warning - Destructive Fires | 2031 | 3.034e-09 | 3.034e-09 | 9534.9221 | 247.273 | 9287.6491 | 0 | 0 | 0 | 3.6009e-06 | 2.8929e-05 | 0 | 2.8929e-05 | 2.8929e-05 | 0 | 2.8929e-05 | 0 | 0 | 1.85e-06 | 0 | 1.85e-06 | 0 | 2.534e-07 | 5.0681e-07 | 0 | 5.0681e-07 | [12 empty] | 7.3.3.17.5 (Remote Grid) Updates to grid topology to minimize risk of ignition in HFTDs Remote GridWLDFRWire-to-wire contactAggregated | WLDFR | HFTD - Distribution - Tier 2 - 2QU CoRE ¦ 4QU LoRE | Non-Red Flag Warning - Destructive Fires | Wire-to-wire contact | Aggregated | 2031 | 4.3415e-07 | 1078.9824 | 0.00046844 | 2031 | Mitigation | 0.95 | 45 | 0 | esc | 0.00097009 | 4.2116e-10 | 0.00097009 | 4.2116e-10
[79 empty] | WLDFR | HFTD - Distribution - Tier 3 - 2QU CoRE ¦ 3QU LoRE | Non-Red Flag Warning - Destructive Fires | 2032 | 3.034e-09 | 3.034e-09 | 9534.9221 | 247.273 | 9287.6491 | 0 | 0 | 0 | 3.6009e-06 | 2.8929e-05 | 0 | 2.8929e-05 | 2.8929e-05 | 0 | 2.8929e-05 | 0 | 0 | 0 | 0 | 0 | 0 | 2.6923e-07 | 5.3847e-07 | 0 | 5.3847e-07 | [12 empty] | 7.3.3.17.5 (Remote Grid) Updates to grid topology to minimize risk of ignition in HFTDs Remote GridWLDFRWire-to-wire contactAggregated | WLDFR | HFTD - Distribution - Tier 2 - 2QU CoRE ¦ 4QU LoRE | Non-Red Flag Warning - Destructive Fires | Wire-to-wire contact | Aggregated | 2032 | 4.3415e-07 | 1078.9824 | 0.00046844 | 2032 | Mitigation | 0.95 | 45 | 0 | esc | 0.00097009 | 4.2116e-10 | 0.00097009 | 4.2116e-10
[79 empty] | WLDFR | HFTD - Distribution - Tier 3 - 2QU CoRE ¦ 3QU LoRE | Non-Red Flag Warning - Destructive Fires | 2033 | 3.034e-09 | 3.034e-09 | 9984.8474 | 263.1074 | 9721.74 | 0 | 0 | 0 | 3.6009e-06 | 3.0294e-05 | 0 | 3.0294e-05 | 3.0294e-05 | 0 | 3.0294e-05 | 0 | 0.00058411 | 0 | 0 | 0 | 0 | 2.6923e-07 | 5.3847e-07 | 0 | 5.3847e-07 | [12 empty] | 7.3.3.17.5 (Remote Grid) Updates to grid topology to minimize risk of ignition in HFTDs Remote GridWLDFRWire-to-wire contactAggregated | WLDFR | HFTD - Distribution - Tier 2 - 2QU CoRE ¦ 4QU LoRE | Non-Red Flag Warning - Destructive Fires | Wire-to-wire contact | Aggregated | 2033 | 4.3415e-07 | 1078.9824 | 0.00046844 | 2033 | Mitigation | 0.95 | 45 | 0 | esc | 0.00097009 | 4.2116e-10 | 0.00097009 | 4.2116e-10
[79 empty] | WLDFR | HFTD - Distribution - Tier 3 - 2QU CoRE ¦ 3QU LoRE | Non-Red Flag Warning - Destructive Fires | 2034 | 3.034e-09 | 3.034e-09 | 9984.8474 | 263.1074 | 9721.74 | 0 | 0 | 0 | 3.6009e-06 | 3.0294e-05 | 0 | 3.0294e-05 | 3.0294e-05 | 0 | 3.0294e-05 | 0 | 0.00060552 | 0.0013273 | 0 | 0.0013273 | 0 | 2.6923e-07 | 5.3847e-07 | 0 | 5.3847e-07 | [12 empty] | 7.3.3.17.5 (Remote Grid) Updates to grid topology to minimize risk of ignition in HFTDs Remote GridWLDFRWire-to-wire contactAggregated | WLDFR | HFTD - Distribution - Tier 2 - 2QU CoRE ¦ 4QU LoRE | Non-Red Flag Warning - Destructive Fires | Wire-to-wire contact | Aggregated | 2034 | 4.3415e-07 | 1078.9824 | 0.00046844 | 2034 | Mitigation | 0.95 | 45 | 0 | esc | 0.00097009 | 4.2116e-10 | 0.00097009 | 4.2116e-10
[79 empty] | WLDFR | HFTD - Distribution - Tier 3 - 2QU CoRE ¦ 3QU LoRE | Non-Red Flag Warning - Destructive Fires | 2035 | 3.034e-09 | 3.034e-09 | 9984.8474 | 263.1074 | 9721.74 | 0 | 0 | 0 | 3.6009e-06 | 3.0294e-05 | 0 | 3.0294e-05 | 3.0294e-05 | 0 | 3.0294e-05 | 0 | 0.00060552 | 0.0013273 | 0 | 0.0013273 | 0 | 2.6923e-07 | 5.3847e-07 | 0 | 5.3847e-07 | [12 empty] | 7.3.3.17.5 (Remote Grid) Updates to grid topology to minimize risk of ignition in HFTDs Remote GridWLDFRWire-to-wire contactAggregated | WLDFR | HFTD - Distribution - Tier 2 - 2QU CoRE ¦ 4QU LoRE | Non-Red Flag Warning - Destructive Fires | Wire-to-wire contact | Aggregated | 2035 | 4.3415e-07 | 1078.9824 | 0.00046844 | 2035 | Mitigation | 0.95 | 45 | 0 | esc | 0.00097009 | 4.2116e-10 | 0.00097009 | 4.2116e-10
[79 empty] | WLDFR | HFTD - Distribution - Tier 3 - 2QU CoRE ¦ 3QU LoRE | Non-Red Flag Warning - Destructive Fires | 2036 | 3.034e-09 | 3.034e-09 | 9984.8474 | 263.1074 | 9721.74 | 0 | 0 | 0 | 3.6009e-06 | 3.0294e-05 | 0 | 3.0294e-05 | 3.0294e-05 | 0 | 3.0294e-05 | 0 | 0.00060552 | 0.0013273 | 0 | 0.0013273 | 0 | 2.6923e-07 | 5.3847e-07 | 0 | 5.3847e-07 | [12 empty] | 7.3.3.17.5 (Remote Grid) Updates to grid topology to minimize risk of ignition in HFTDs Remote GridWLDFRWire-to-wire contactAggregated | WLDFR | HFTD - Distribution - Tier 2 - 2QU CoRE ¦ 4QU LoRE | Non-Red Flag Warning - Destructive Fires | Wire-to-wire contact | Aggregated | 2036 | 4.3415e-07 | 1078.9824 | 0.00046844 | 2036 | Mitigation | 0.95 | 45 | 0 | esc | 0.00097009 | 4.2116e-10 | 0.00097009 | 4.2116e-10
[79 empty] | WLDFR | HFTD - Distribution - Tier 3 - 2QU CoRE ¦ 3QU LoRE | Non-Red Flag Warning - Destructive Fires | 2037 | 3.034e-09 | 3.034e-09 | 9984.8474 | 263.1074 | 9721.74 | 0 | 0 | 0 | 3.6009e-06 | 3.0294e-05 | 0 | 3.0294e-05 | 3.0294e-05 | 0 | 3.0294e-05 | 0 | 0.00060552 | 0.0013273 | 0 | 0.0013273 | 0 | 2.8654e-07 | 5.7309e-07 | 0 | 5.7309e-07 | [12 empty] | 7.3.3.17.5 (Remote Grid) Updates to grid topology to minimize risk of ignition in HFTDs Remote GridWLDFRWire-to-wire contactAggregated | WLDFR | HFTD - Distribution - Tier 2 - 2QU CoRE ¦ 4QU LoRE | Non-Red Flag Warning - Destructive Fires | Wire-to-wire contact | Aggregated | 2037 | 4.3415e-07 | 1078.9824 | 0.00046844 | 2037 | Mitigation | 0.95 | 45 | 0 | esc | 0.00097009 | 4.2116e-10 | 0.00097009 | 4.2116e-10
[79 empty] | WLDFR | HFTD - Distribution - Tier 3 - 2QU CoRE ¦ 3QU LoRE | Non-Red Flag Warning - Destructive Fires | 2038 | 3.034e-09 | 3.034e-09 | 10472.8261 | 280.5544 | 10192.2718 | 0 | 0 | 0 | 3.6009e-06 | 3.1775e-05 | 0 | 3.1775e-05 | 3.1775e-05 | 0 | 3.1775e-05 | 0 | 0.00060552 | 0.0013273 | 0 | 0.0013273 | 0 | 2.8654e-07 | 5.7309e-07 | 0 | 5.7309e-07 | [12 empty] | 7.3.3.17.5 (Remote Grid) Updates to grid topology to minimize risk of ignition in HFTDs Remote GridWLDFRWire-to-wire contactAggregated | WLDFR | HFTD - Distribution - Tier 2 - 2QU CoRE ¦ 4QU LoRE | Non-Red Flag Warning - Destructive Fires | Wire-to-wire contact | Aggregated | 2038 | 4.3415e-07 | 1078.9824 | 0.00046844 | 2038 | Mitigation | 0.95 | 45 | 0 | esc | 0.00097009 | 4.2116e-10 | 0.00097009 | 4.2116e-10
[79 empty] | WLDFR | HFTD - Distribution - Tier 3 - 2QU CoRE ¦ 3QU LoRE | Non-Red Flag Warning - Destructive Fires | 2039 | 3.034e-09 | 3.034e-09 | 10472.8261 | 280.5544 | 10192.2718 | 0 | 0 | 0 | 3.6009e-06 | 3.1775e-05 | 0 | 3.1775e-05 | 3.1775e-05 | 0 | 3.1775e-05 | 0 | 0.0006325 | 0.0013865 | 0 | 0.0013865 | 0 | 2.8654e-07 | 5.7309e-07 | 0 | 5.7309e-07 | [12 empty] | 7.3.3.17.5 (Remote Grid) Updates to grid topology to minimize risk of ignition in HFTDs Remote GridWLDFRWire-to-wire contactAggregated | WLDFR | HFTD - Distribution - Tier 2 - 2QU CoRE ¦ 4QU LoRE | Non-Red Flag Warning - Destructive Fires | Wire-to-wire contact | Aggregated | 2039 | 4.3415e-07 | 1078.9824 | 0.00046844 | 2039 | Mitigation | 0.95 | 45 | 0 | esc | 0.00097009 | 4.2116e-10 | 0.00097009 | 4.2116e-10
[79 empty] | WLDFR | HFTD - Distribution - Tier 3 - 2QU CoRE ¦ 3QU LoRE | Non-Red Flag Warning - Destructive Fires | 2040 | 3.034e-09 | 3.034e-09 | 10472.8261 | 280.5544 | 10192.2718 | 0 | 0 | 0 | 3.6009e-06 | 3.1775e-05 | 0 | 3.1775e-05 | 3.1775e-05 | 0 | 3.1775e-05 | 0 | 0.0006325 | 0.0013865 | 0 | 0.0013865 | 0 | 2.8654e-07 | 5.7309e-07 | 0 | 5.7309e-07 | [12 empty] | 7.3.3.17.5 (Remote Grid) Updates to grid topology to minimize risk of ignition in HFTDs Remote GridWLDFRWire-to-wire contactAggregated | WLDFR | HFTD - Distribution - Tier 2 - 2QU CoRE ¦ 4QU LoRE | Non-Red Flag Warning - Destructive Fires | Wire-to-wire contact | Aggregated | 2040 | 4.3415e-07 | 1078.9824 | 0.00046844 | 2040 | Mitigation | 0.95 | 45 | 0 | esc | 0.00097009 | 4.2116e-10 | 0.00097009 | 4.2116e-10
[79 empty] | WLDFR | HFTD - Distribution - Tier 3 - 2QU CoRE ¦ 3QU LoRE | Non-Red Flag Warning - Destructive Fires | 2041 | 3.034e-09 | 3.034e-09 | 10472.8261 | 280.5544 | 10192.2718 | 0 | 0 | 0 | 3.6009e-06 | 3.1775e-05 | 0 | 3.1775e-05 | 3.1775e-05 | 0 | 3.1775e-05 | 0 | 0.0006325 | 0.0013865 | 0 | 0.0013865 | 0 | 2.8654e-07 | 5.7309e-07 | 0 | 5.7309e-07 | [12 empty] | 7.3.3.17.5 (Remote Grid) Updates to grid topology to minimize risk of ignition in HFTDs Remote GridWLDFRWire-to-wire contactAggregated | WLDFR | HFTD - Distribution - Tier 2 - 2QU CoRE ¦ 4QU LoRE | Non-Red Flag Warning - Destructive Fires | Wire-to-wire contact | Aggregated | 2041 | 4.3415e-07 | 1078.9824 | 0.00046844 | 2041 | Mitigation | 0.95 | 45 | 0 | esc | 0.00097009 | 4.2116e-10 | 0.00097009 | 4.2116e-10
[79 empty] | WLDFR | HFTD - Distribution - Tier 3 - 2QU CoRE ¦ 3QU LoRE | Non-Red Flag Warning - Destructive Fires | 2042 | 3.034e-09 | 3.034e-09 | 10472.8261 | 280.5544 | 10192.2718 | 0 | 0 | 0 | 3.6009e-06 | 3.1775e-05 | 0 | 3.1775e-05 | 3.1775e-05 | 0 | 3.1775e-05 | 0 | 0.0006325 | 0.0013865 | 0 | 0.0013865 | 0 | 3.0519e-07 | 6.1039e-07 | 0 | 6.1039e-07 | [12 empty] | 7.3.3.17.5 (Remote Grid) Updates to grid topology to minimize risk of ignition in HFTDs Remote GridWLDFRWire-to-wire contactAggregated | WLDFR | HFTD - Distribution - Tier 2 - 2QU CoRE ¦ 4QU LoRE | Non-Red Flag Warning - Destructive Fires | Wire-to-wire contact | Aggregated | 2042 | 4.3415e-07 | 1078.9824 | 0.00046844 | 2042 | Mitigation | 0.95 | 45 | 0 | esc | 0.00097009 | 4.2116e-10 | 0.00097009 | 4.2116e-10
[79 empty] | WLDFR | HFTD - Distribution - Tier 3 - 2QU CoRE ¦ 3QU LoRE | Non-Red Flag Warning - Destructive Fires | 2043 | 3.034e-09 | 3.034e-09 | 10992.1562 | 299.42 | 10692.7362 | 0 | 0 | 0 | 3.6009e-06 | 3.335e-05 | 0 | 3.335e-05 | 3.335e-05 | 0 | 3.335e-05 | 0 | 0.0006325 | 0.0013865 | 0 | 0.0013865 | 0 | 3.0519e-07 | 6.1039e-07 | 0 | 6.1039e-07 | [12 empty] | 7.3.3.17.5 (Remote Grid) Updates to grid topology to minimize risk of ignition in HFTDs Remote GridWLDFRWire-to-wire contactAggregated | WLDFR | HFTD - Distribution - Tier 2 - 2QU CoRE ¦ 4QU LoRE | Non-Red Flag Warning - Destructive Fires | Wire-to-wire contact | Aggregated | 2043 | 4.3415e-07 | 1078.9824 | 0.00046844 | 2043 | Mitigation | 0.95 | 45 | 0 | esc | 0.00097009 | 4.2116e-10 | 0.00097009 | 4.2116e-10
[79 empty] | WLDFR | HFTD - Distribution - Tier 3 - 2QU CoRE ¦ 3QU LoRE | Non-Red Flag Warning - Destructive Fires | 2044 | 3.034e-09 | 3.034e-09 | 10992.1562 | 299.42 | 10692.7362 | 0 | 0 | 0 | 3.6009e-06 | 3.335e-05 | 0 | 3.335e-05 | 3.335e-05 | 0 | 3.335e-05 | 0 | 0.00066248 | 0.0014522 | 0 | 0.0014522 | 0 | 3.0519e-07 | 6.1039e-07 | 0 | 6.1039e-07 | [12 empty] | 7.3.3.17.5 (Remote Grid) Updates to grid topology to minimize risk of ignition in HFTDs Remote GridWLDFRWire-to-wire contactAggregated | WLDFR | HFTD - Distribution - Tier 2 - 2QU CoRE ¦ 4QU LoRE | Non-Red Flag Warning - Destructive Fires | Wire-to-wire contact | Aggregated | 2044 | 4.3415e-07 | 1078.9824 | 0.00046844 | 2044 | Mitigation | 0.95 | 45 | 0 | esc | 0.00097009 | 4.2116e-10 | 0.00097009 | 4.2116e-10
[79 empty] | WLDFR | HFTD - Distribution - Tier 3 - 2QU CoRE ¦ 3QU LoRE | Non-Red Flag Warning - Destructive Fires | 2045 | 3.034e-09 | 3.034e-09 | 10992.1562 | 299.42 | 10692.7362 | 0 | 0 | 0 | 3.6009e-06 | 3.335e-05 | 0 | 3.335e-05 | 3.335e-05 | 0 | 3.335e-05 | 0 | 0.00066248 | 0.0014522 | 0 | 0.0014522 | 0 | 3.0519e-07 | 6.1039e-07 | 0 | 6.1039e-07 | [12 empty] | 7.3.3.17.5 (Remote Grid) Updates to grid topology to minimize risk of ignition in HFTDs Remote GridWLDFRWire-to-wire contactAggregated | WLDFR | HFTD - Distribution - Tier 2 - 2QU CoRE ¦ 4QU LoRE | Non-Red Flag Warning - Destructive Fires | Wire-to-wire contact | Aggregated | 2045 | 4.3415e-07 | 1078.9824 | 0.00046844 | 2045 | Mitigation | 0.95 | 45 | 0 | esc | 0.00097009 | 4.2116e-10 | 0.00097009 | 4.2116e-10
[79 empty] | WLDFR | HFTD - Distribution - Tier 3 - 2QU CoRE ¦ 3QU LoRE | Non-Red Flag Warning - Destructive Fires | 2046 | 3.034e-09 | 3.034e-09 | 10992.1562 | 299.42 | 10692.7362 | 0 | 0 | 0 | 3.6009e-06 | 3.335e-05 | 0 | 3.335e-05 | 3.335e-05 | 0 | 3.335e-05 | 0 | 0.00066248 | 0.0014522 | 0 | 0.0014522 | 0 | 0 | 6.1039e-07 | 0 | 6.1039e-07 | [12 empty] | 7.3.3.17.5 (Remote Grid) Updates to grid topology to minimize risk of ignition in HFTDs Remote GridWLDFRWire-to-wire contactAggregated | WLDFR | HFTD - Distribution - Tier 2 - 2QU CoRE ¦ 4QU LoRE | Non-Red Flag Warning - Destructive Fires | Wire-to-wire contact | Aggregated | 2046 | 4.3415e-07 | 1078.9824 | 0.00046844 | 2046 | Mitigation | 0.95 | 45 | 0 | esc | 0.00097009 | 4.2116e-10 | 0.00097009 | 4.2116e-10
[79 empty] | WLDFR | HFTD - Distribution - Tier 3 - 2QU CoRE ¦ 3QU LoRE | Non-Red Flag Warning - Destructive Fires | 2047 | 3.034e-09 | 3.034e-09 | 10992.1562 | 299.42 | 10692.7362 | 0 | 0 | 0 | 3.6009e-06 | 3.335e-05 | 0 | 3.335e-05 | 3.335e-05 | 0 | 3.335e-05 | 0 | 0.00066248 | 0.0014522 | 0 | 0.0014522 | 0 | 0 | 0 | 0 | 0 | [12 empty] | 7.3.3.17.5 (Remote Grid) Updates to grid topology to minimize risk of ignition in HFTDs Remote GridWLDFRWire-to-wire contactAggregated | WLDFR | HFTD - Distribution - Tier 2 - 2QU CoRE ¦ 4QU LoRE | Non-Red Flag Warning - Destructive Fires | Wire-to-wire contact | Aggregated | 2047 | 4.3415e-07 | 1078.9824 | 0.00046844 | 2047 | Mitigation | 0.95 | 45 | 0 | esc | 0.00097009 | 4.2116e-10 | 0.00097009 | 4.2116e-10
[79 empty] | WLDFR | HFTD - Distribution - Tier 3 - 2QU CoRE ¦ 3QU LoRE | Non-Red Flag Warning - Destructive Fires | 2048 | 3.034e-09 | 3.034e-09 | 11536.0538 | 319.4911 | 11216.5626 | 0 | 0 | 0 | 3.6009e-06 | 3.5e-05 | 0 | 3.5e-05 | 3.5e-05 | 0 | 3.5e-05 | 0 | 0.00066248 | 0.0014522 | 0 | 0.0014522 | 0 | 0 | 0 | 0 | 0 | [12 empty] | 7.3.3.17.5 (Remote Grid) Updates to grid topology to minimize risk of ignition in HFTDs Remote GridWLDFRWire-to-wire contactAggregated | WLDFR | HFTD - Distribution - Tier 2 - 2QU CoRE ¦ 4QU LoRE | Non-Red Flag Warning - Destructive Fires | Wire-to-wire contact | Aggregated | 2048 | 4.3415e-07 | 1078.9824 | 0.00046844 | 2048 | Mitigation | 0.95 | 45 | 0 | esc | 0.00097009 | 4.2116e-10 | 0.00097009 | 4.2116e-10
[79 empty] | WLDFR | HFTD - Distribution - Tier 3 - 2QU CoRE ¦ 3QU LoRE | Non-Red Flag Warning - Destructive Fires | 2049 | 3.034e-09 | 3.034e-09 | 11536.0538 | 319.4911 | 11216.5626 | 0 | 0 | 0 | 3.6009e-06 | 3.5e-05 | 0 | 3.5e-05 | 3.5e-05 | 0 | 3.5e-05 | 0 | 0.00069503 | 0.0015235 | 0 | 0.0015235 | 0 | 3.8364e-08 | 0 | 0 | 0 | [12 empty] | 7.3.3.17.5 (Remote Grid) Updates to grid topology to minimize risk of ignition in HFTDs Remote GridWLDFRWire-to-wire contactAggregated | WLDFR | HFTD - Distribution - Tier 2 - 2QU CoRE ¦ 4QU LoRE | Non-Red Flag Warning - Destructive Fires | Wire-to-wire contact | Aggregated | 2049 | 4.3415e-07 | 1078.9824 | 0.00046844 | 2049 | Mitigation | 0.95 | 45 | 0 | esc | 0.00097009 | 4.2116e-10 | 0.00097009 | 4.2116e-10
[79 empty] | WLDFR | HFTD - Distribution - Tier 3 - 2QU CoRE ¦ 3QU LoRE | Non-Red Flag Warning - Destructive Fires | 2050 | 3.034e-09 | 3.034e-09 | 11536.0538 | 319.4911 | 11216.5626 | 0 | 0 | 0 | 3.6009e-06 | 3.5e-05 | 0 | 3.5e-05 | 3.5e-05 | 0 | 3.5e-05 | 0 | 0.00069503 | 0.0015235 | 0 | 0.0015235 | 0 | 3.9599e-08 | 7.9197e-08 | 0 | 7.9197e-08 | [12 empty] | 7.3.3.17.5 (Remote Grid) Updates to grid topology to minimize risk of ignition in HFTDs Remote GridWLDFRWire-to-wire contactAggregated | WLDFR | HFTD - Distribution - Tier 2 - 2QU CoRE ¦ 4QU LoRE | Non-Red Flag Warning - Destructive Fires | Wire-to-wire contact | Aggregated | 2050 | 4.3415e-07 | 1078.9824 | 0.00046844 | 2050 | Mitigation | 0.95 | 45 | 0 | esc | 0.00097009 | 4.2116e-10 | 0.00097009 | 4.2116e-10
[79 empty] | WLDFR | HFTD - Distribution - Tier 3 - 2QU CoRE ¦ 3QU LoRE | Non-Red Flag Warning - Destructive Fires | 2051 | 3.034e-09 | 3.034e-09 | 11536.0538 | 319.4911 | 11216.5626 | 0 | 0 | 0 | 3.6009e-06 | 3.5e-05 | 0 | 3.5e-05 | 3.5e-05 | 0 | 3.5e-05 | 0 | 0.00069503 | 0.0015235 | 0 | 0.0015235 | 0 | 3.9599e-08 | 7.9197e-08 | 0 | 7.9197e-08 | [12 empty] | 7.3.3.17.5 (Remote Grid) Updates to grid topology to minimize risk of ignition in HFTDs Remote GridWLDFRWire-to-wire contactAggregated | WLDFR | HFTD - Distribution - Tier 2 - 2QU CoRE ¦ 4QU LoRE | Non-Red Flag Warning - Destructive Fires | Wire-to-wire contact | Aggregated | 2051 | 4.3415e-07 | 1078.9824 | 0.00046844 | 2051 | Mitigation | 0.95 | 45 | 0 | esc | 0.00097009 | 4.2116e-10 | 0.00097009 | 4.2116e-10
[79 empty] | WLDFR | HFTD - Distribution - Tier 3 - 2QU CoRE ¦ 3QU LoRE | Non-Red Flag Warning - Destructive Fires | 2052 | 3.034e-09 | 3.034e-09 | 11536.0538 | 319.4911 | 11216.5626 | 0 | 0 | 0 | 3.6009e-06 | 3.5e-05 | 0 | 3.5e-05 | 3.5e-05 | 0 | 3.5e-05 | 0 | 0.00069503 | 0.0015235 | 0 | 0.0015235 | 0 | 3.9599e-08 | 7.9197e-08 | 0 | 7.9197e-08 | [12 empty] | 7.3.3.17.5 (Remote Grid) Updates to grid topology to minimize risk of ignition in HFTDs Remote GridWLDFRWire-to-wire contactAggregated | WLDFR | HFTD - Distribution - Tier 2 - 2QU CoRE ¦ 4QU LoRE | Non-Red Flag Warning - Destructive Fires | Wire-to-wire contact | Aggregated | 2052 | 4.3415e-07 | 1078.9824 | 0.00046844 | 2052 | Mitigation | 0.95 | 45 | 0 | esc | 0.00097009 | 4.2116e-10 | 0.00097009 | 4.2116e-10
[79 empty] | WLDFR | HFTD - Distribution - Tier 3 - 2QU CoRE ¦ 3QU LoRE | Non-Red Flag Warning - Destructive Fires | 2053 | 3.034e-09 | 3.034e-09 | 12097.6769 | 340.5356 | 11757.1413 | 0 | 0 | 0 | 3.6009e-06 | 3.6704e-05 | 0 | 3.6704e-05 | 3.6704e-05 | 0 | 3.6704e-05 | 0 | 0.00069503 | 0.0015235 | 0 | 0.0015235 | 0 | 3.9599e-08 | 7.9197e-08 | 0 | 7.9197e-08 | [12 empty] | 7.3.3.17.5 (Remote Grid) Updates to grid topology to minimize risk of ignition in HFTDs Remote GridWLDFRWire-to-wire contactAggregated | WLDFR | HFTD - Distribution - Tier 2 - 2QU CoRE ¦ 4QU LoRE | Non-Red Flag Warning - Destructive Fires | Wire-to-wire contact | Aggregated | 2053 | 4.3415e-07 | 1078.9824 | 0.00046844 | 2053 | Mitigation | 0.95 | 45 | 0 | esc | 0.00097009 | 4.2116e-10 | 0.00097009 | 4.2116e-10
[79 empty] | WLDFR | HFTD - Distribution - Tier 3 - 2QU CoRE ¦ 3QU LoRE | Non-Red Flag Warning - Destructive Fires | 2054 | 3.034e-09 | 3.034e-09 | 12097.6769 | 340.5356 | 11757.1413 | 0 | 0 | 0 | 3.6009e-06 | 3.6704e-05 | 0 | 3.6704e-05 | 3.6704e-05 | 0 | 3.6704e-05 | 0 | 0.0007297 | 0.0015995 | 0 | 0.0015995 | 0 | 3.9599e-08 | 7.9197e-08 | 0 | 7.9197e-08 | [12 empty] | 7.3.3.17.5 (Remote Grid) Updates to grid topology to minimize risk of ignition in HFTDs Remote GridWLDFRWire-to-wire contactAggregated | WLDFR | HFTD - Distribution - Tier 2 - 2QU CoRE ¦ 4QU LoRE | Non-Red Flag Warning - Destructive Fires | Wire-to-wire contact | Aggregated | 2054 | 4.3415e-07 | 1078.9824 | 0.00046844 | 2054 | Mitigation | 0.95 | 45 | 0 | esc | 0.00097009 | 4.2116e-10 | 0.00097009 | 4.2116e-10
[79 empty] | WLDFR | HFTD - Distribution - Tier 3 - 2QU CoRE ¦ 3QU LoRE | Non-Red Flag Warning - Destructive Fires | 2055 | 3.034e-09 | 3.034e-09 | 12097.6769 | 340.5356 | 11757.1413 | 0 | 0 | 0 | 3.6009e-06 | 3.6704e-05 | 0 | 3.6704e-05 | 3.6704e-05 | 0 | 3.6704e-05 | 0 | 0.0007297 | 0.0015995 | 0 | 0.0015995 | 0 | 4.1174e-08 | 8.2347e-08 | 0 | 8.2347e-08 | [12 empty] | 7.3.3.17.5 (Remote Grid) Updates to grid topology to minimize risk of ignition in HFTDs Remote GridWLDFRWire-to-wire contactAggregated | WLDFR | HFTD - Distribution - Tier 2 - 2QU CoRE ¦ 4QU LoRE | Non-Red Flag Warning - Destructive Fires | Wire-to-wire contact | Aggregated | 2055 | 4.3415e-07 | 1078.9824 | 0.00046844 | 2055 | Mitigation | 0.95 | 45 | 0 | esc | 0.00097009 | 4.2116e-10 | 0.00097009 | 4.2116e-10
[79 empty] | WLDFR | HFTD - Distribution - Tier 3 - 2QU CoRE ¦ 3QU LoRE | Non-Red Flag Warning - Destructive Fires | 2056 | 3.034e-09 | 3.034e-09 | 12097.6769 | 340.5356 | 11757.1413 | 0 | 0 | 0 | 3.6009e-06 | 3.6704e-05 | 0 | 3.6704e-05 | 3.6704e-05 | 0 | 3.6704e-05 | 0 | 0.0007297 | 0.0015995 | 0 | 0.0015995 | 0 | 4.1174e-08 | 8.2347e-08 | 0 | 8.2347e-08 | [12 empty] | 7.3.3.17.5 (Remote Grid) Updates to grid topology to minimize risk of ignition in HFTDs Remote GridWLDFRWire-to-wire contactAggregated | WLDFR | HFTD - Distribution - Tier 2 - 2QU CoRE ¦ 4QU LoRE | Non-Red Flag Warning - Destructive Fires | Wire-to-wire contact | Aggregated | 2056 | 4.3415e-07 | 1078.9824 | 0.00046844 | 2056 | Mitigation | 0.95 | 45 | 0 | esc | 0.00097009 | 4.2116e-10 | 0.00097009 | 4.2116e-10
[79 empty] | WLDFR | HFTD - Distribution - Tier 3 - 2QU CoRE ¦ 3QU LoRE | Non-Red Flag Warning - Destructive Fires | 2057 | 3.034e-09 | 3.034e-09 | 12097.6769 | 340.5356 | 11757.1413 | 0 | 0 | 0 | 3.6009e-06 | 3.6704e-05 | 0 | 3.6704e-05 | 3.6704e-05 | 0 | 3.6704e-05 | 0 | 0.0007297 | 0.0015995 | 0 | 0.0015995 | 0 | 4.1174e-08 | 8.2347e-08 | 0 | 8.2347e-08 | [12 empty] | 7.3.3.17.5 (Remote Grid) Updates to grid topology to minimize risk of ignition in HFTDs Remote GridWLDFRWire-to-wire contactAggregated | WLDFR | HFTD - Distribution - Tier 2 - 2QU CoRE ¦ 4QU LoRE | Non-Red Flag Warning - Destructive Fires | Wire-to-wire contact | Aggregated | 2057 | 4.3415e-07 | 1078.9824 | 0.00046844 | 2057 | Mitigation | 0.95 | 45 | 0 | esc | 0.00097009 | 4.2116e-10 | 0.00097009 | 4.2116e-10
[79 empty] | WLDFR | HFTD - Distribution - Tier 3 - 2QU CoRE ¦ 3QU LoRE | Non-Red Flag Warning - Destructive Fires | 2058 | 3.034e-09 | 3.034e-09 | 12670.1796 | 362.3049 | 12307.8747 | 0 | 0 | 0 | 3.6009e-06 | 3.8441e-05 | 0 | 3.8441e-05 | 3.8441e-05 | 0 | 3.8441e-05 | 0 | 0.0007297 | 0.0015995 | 0 | 0.0015995 | 0 | 4.1174e-08 | 8.2347e-08 | 0 | 8.2347e-08 | [12 empty] | 7.3.3.17.5 (Remote Grid) Updates to grid topology to minimize risk of ignition in HFTDs Remote GridWLDFRWire-to-wire contactAggregated | WLDFR | HFTD - Distribution - Tier 2 - 2QU CoRE ¦ 4QU LoRE | Non-Red Flag Warning - Destructive Fires | Wire-to-wire contact | Aggregated | 2058 | 4.3415e-07 | 1078.9824 | 0.00046844 | 2058 | Mitigation | 0.95 | 45 | 0 | esc | 0.00097009 | 4.2116e-10 | 0.00097009 | 4.2116e-10
[79 empty] | WLDFR | HFTD - Distribution - Tier 3 - 2QU CoRE ¦ 3QU LoRE | Non-Red Flag Warning - Destructive Fires | 2059 | 3.034e-09 | 3.034e-09 | 12670.1796 | 362.3049 | 12307.8747 | 0 | 0 | 0 | 3.6009e-06 | 3.8441e-05 | 0 | 3.8441e-05 | 3.8441e-05 | 0 | 3.8441e-05 | 0 | 0.00076605 | 0.0016792 | 0 | 0.0016792 | 0 | 4.1174e-08 | 8.2347e-08 | 0 | 8.2347e-08 | [12 empty] | 7.3.3.17.5 (Remote Grid) Updates to grid topology to minimize risk of ignition in HFTDs Remote GridWLDFRWire-to-wire contactAggregated | WLDFR | HFTD - Distribution - Tier 2 - 2QU CoRE ¦ 4QU LoRE | Non-Red Flag Warning - Destructive Fires | Wire-to-wire contact | Aggregated | 2059 | 4.3415e-07 | 1078.9824 | 0.00046844 | 2059 | Mitigation | 0.95 | 45 | 0 | esc | 0.00097009 | 4.2116e-10 | 0.00097009 | 4.2116e-10
[79 empty] | WLDFR | HFTD - Distribution - Tier 3 - 2QU CoRE ¦ 3QU LoRE | Non-Red Flag Warning - Destructive Fires | 2060 | 3.034e-09 | 3.034e-09 | 12670.1796 | 362.3049 | 12307.8747 | 0 | 0 | 0 | 3.6009e-06 | 3.8441e-05 | 0 | 3.8441e-05 | 3.8441e-05 | 0 | 3.8441e-05 | 0 | 0.00076605 | 0.0016792 | 0 | 0.0016792 | 0 | 4.2949e-08 | 8.5898e-08 | 0 | 8.5898e-08 | [12 empty] | 7.3.3.17.5 (Remote Grid) Updates to grid topology to minimize risk of ignition in HFTDs Remote GridWLDFRWire-to-wire contactAggregated | WLDFR | HFTD - Distribution - Tier 2 - 2QU CoRE ¦ 4QU LoRE | Non-Red Flag Warning - Destructive Fires | Wire-to-wire contact | Aggregated | 2060 | 4.3415e-07 | 1078.9824 | 0.00046844 | 2060 | Mitigation | 0.95 | 45 | 0 | esc | 0.00097009 | 4.2116e-10 | 0.00097009 | 4.2116e-10
[79 empty] | WLDFR | HFTD - Distribution - Tier 3 - 2QU CoRE ¦ 3QU LoRE | Non-Red Flag Warning - Destructive Fires | 2061 | 3.034e-09 | 3.034e-09 | 12670.1796 | 362.3049 | 12307.8747 | 0 | 0 | 0 | 3.6009e-06 | 3.8441e-05 | 0 | 3.8441e-05 | 3.8441e-05 | 0 | 3.8441e-05 | 0 | 0.00076605 | 0.0016792 | 0 | 0.0016792 | 0 | 4.2949e-08 | 8.5898e-08 | 0 | 8.5898e-08 | [12 empty] | 7.3.3.17.5 (Remote Grid) Updates to grid topology to minimize risk of ignition in HFTDs Remote GridWLDFRWire-to-wire contactAggregated | WLDFR | HFTD - Distribution - Tier 2 - 2QU CoRE ¦ 4QU LoRE | Non-Red Flag Warning - Destructive Fires | Wire-to-wire contact | Aggregated | 2061 | 4.3415e-07 | 1078.9824 | 0.00046844 | 2061 | Mitigation | 0.95 | 45 | 0 | esc | 0.00097009 | 4.2116e-10 | 0.00097009 | 4.2116e-10
[79 empty] | WLDFR | HFTD - Distribution - Tier 3 - 2QU CoRE ¦ 3QU LoRE | Non-Red Flag Warning - Destructive Fires | 2062 | 3.034e-09 | 3.034e-09 | 12670.1796 | 362.3049 | 12307.8747 | 0 | 0 | 0 | 3.6009e-06 | 3.8441e-05 | 0 | 3.8441e-05 | 3.8441e-05 | 0 | 3.8441e-05 | 0 | 0.00076605 | 0.0016792 | 0 | 0.0016792 | 0 | 4.2949e-08 | 8.5898e-08 | 0 | 8.5898e-08 | [12 empty] | 7.3.3.17.5 (Remote Grid) Updates to grid topology to minimize risk of ignition in HFTDs Remote GridWLDFRWire-to-wire contactAggregated | WLDFR | HFTD - Distribution - Tier 2 - 2QU CoRE ¦ 4QU LoRE | Non-Red Flag Warning - Destructive Fires | Wire-to-wire contact | Aggregated | 2062 | 4.3415e-07 | 1078.9824 | 0.00046844 | 2062 | Mitigation | 0.95 | 45 | 0 | esc | 0.00097009 | 4.2116e-10 | 0.00097009 | 4.2116e-10
[79 empty] | WLDFR | HFTD - Distribution - Tier 3 - 2QU CoRE ¦ 3QU LoRE | Non-Red Flag Warning - Destructive Fires | 2063 | 3.034e-09 | 3.034e-09 | 13246.6313 | 384.5316 | 12862.0997 | 0 | 0 | 0 | 3.6009e-06 | 4.019e-05 | 0 | 4.019e-05 | 4.019e-05 | 0 | 4.019e-05 | 0 | 0.00076605 | 0.0016792 | 0 | 0.0016792 | 0 | 4.2949e-08 | 8.5898e-08 | 0 | 8.5898e-08 | [12 empty] | 7.3.3.17.5 (Remote Grid) Updates to grid topology to minimize risk of ignition in HFTDs Remote GridWLDFRWire-to-wire contactAggregated | WLDFR | HFTD - Distribution - Tier 2 - 2QU CoRE ¦ 4QU LoRE | Non-Red Flag Warning - Destructive Fires | Wire-to-wire contact | Aggregated | 2063 | 4.3415e-07 | 1078.9824 | 0.00046844 | 2063 | Mitigation | 0.95 | 45 | 0 | esc | 0.00097009 | 4.2116e-10 | 0.00097009 | 4.2116e-10
[79 empty] | WLDFR | HFTD - Distribution - Tier 3 - 2QU CoRE ¦ 3QU LoRE | Non-Red Flag Warning - Destructive Fires | 2064 | 3.034e-09 | 3.034e-09 | 13246.6313 | 384.5316 | 12862.0997 | 0 | 0 | 0 | 3.6009e-06 | 4.019e-05 | 0 | 4.019e-05 | 4.019e-05 | 0 | 4.019e-05 | 0 | 0.00080362 | 0.0017615 | 0 | 0.0017615 | 0 | 4.2949e-08 | 8.5898e-08 | 0 | 8.5898e-08 | [12 empty] | 7.3.3.17.5 (Remote Grid) Updates to grid topology to minimize risk of ignition in HFTDs Remote GridWLDFRWire-to-wire contactAggregated | WLDFR | HFTD - Distribution - Tier 2 - 2QU CoRE ¦ 4QU LoRE | Non-Red Flag Warning - Destructive Fires | Wire-to-wire contact | Aggregated | 2064 | 4.3415e-07 | 1078.9824 | 0.00046844 | 2064 | Mitigation | 0.95 | 45 | 0 | esc | 0.00097009 | 4.2116e-10 | 0.00097009 | 4.2116e-10
[79 empty] | WLDFR | HFTD - Distribution - Tier 3 - 2QU CoRE ¦ 3QU LoRE | Non-Red Flag Warning - Destructive Fires | 2065 | 3.034e-09 | 3.034e-09 | 13246.6313 | 384.5316 | 12862.0997 | 0 | 0 | 0 | 3.6009e-06 | 4.019e-05 | 0 | 4.019e-05 | 4.019e-05 | 0 | 4.019e-05 | 0 | 0.00080362 | 0.0017615 | 0 | 0.0017615 | 0 | 4.4906e-08 | 8.9811e-08 | 0 | 8.9811e-08 | [12 empty] | 7.3.3.17.5 (Remote Grid) Updates to grid topology to minimize risk of ignition in HFTDs Remote GridWLDFRWire-to-wire contactAggregated | WLDFR | HFTD - Distribution - Tier 2 - 2QU CoRE ¦ 4QU LoRE | Non-Red Flag Warning - Destructive Fires | Wire-to-wire contact | Aggregated | 2065 | 4.3415e-07 | 1078.9824 | 0.00046844 | 2065 | Mitigation | 0.95 | 45 | 0 | esc | 0.00097009 | 4.2116e-10 | 0.00097009 | 4.2116e-10
[79 empty] | WLDFR | HFTD - Distribution - Tier 3 - 2QU CoRE ¦ 3QU LoRE | Non-Red Flag Warning - Destructive Fires | 2066 | 3.034e-09 | 3.034e-09 | 13246.6313 | 384.5316 | 12862.0997 | 0 | 0 | 0 | 3.6009e-06 | 4.019e-05 | 0 | 4.019e-05 | 4.019e-05 | 0 | 4.019e-05 | 0 | 0.00080362 | 0.0017615 | 0 | 0.0017615 | 0 | 4.4906e-08 | 8.9811e-08 | 0 | 8.9811e-08 | [12 empty] | 7.3.3.17.5 (Remote Grid) Updates to grid topology to minimize risk of ignition in HFTDs Remote GridWLDFRWire-to-wire contactAggregated | WLDFR | HFTD - Distribution - Tier 2 - 2QU CoRE ¦ 4QU LoRE | Non-Red Flag Warning - Destructive Fires | Wire-to-wire contact | Aggregated | 2066 | 4.3415e-07 | 1078.9824 | 0.00046844 | 2066 | Mitigation | 0.95 | 45 | 0 | esc | 0.00097009 | 4.2116e-10 | 0.00097009 | 4.2116e-10
[79 empty] | WLDFR | HFTD - Distribution - Tier 3 - 2QU CoRE ¦ 3QU LoRE | Non-Red Flag Warning - Destructive Fires | 2067 | 0 | 3.034e-09 | 13246.6313 | 384.5316 | 12862.0997 | 0 | 0 | 0 | 3.6009e-06 | 0 | 0 | 0 | 4.019e-05 | 0 | 4.019e-05 | 0 | 0.00080362 | 0.0017615 | 0 | 0.0017615 | 0 | 4.4906e-08 | 8.9811e-08 | 0 | 8.9811e-08 | [12 empty] | 7.3.3.17.5 (Remote Grid) Updates to grid topology to minimize risk of ignition in HFTDs Remote GridWLDFRWire-to-wire contactAggregated | WLDFR | HFTD - Distribution - Tier 2 - 2QU CoRE ¦ 4QU LoRE | Non-Red Flag Warning - Destructive Fires | Wire-to-wire contact | Aggregated | 2067 | 4.3415e-07 | 1078.9824 | 0.00046844 | 2067 | Mitigation | 0.95 | 45 | 0 | esc | 0 | 0 | 0.00097009 | 4.2116e-10
[79 empty] | WLDFR | HFTD - Distribution - Tier 3 - 2QU CoRE ¦ 3QU LoRE | Non-Red Flag Warning - Large Fires | 2022 | 2.8536e-08 | 0 | 5.2406 | 0.69642 | 2.942 | 1.6022 | 0 | 0 | 3.2859e-05 | 1.4955e-07 | 0 | 1.4955e-07 | 0 | 0 | 0 | 0 | 0.00080362 | 0.0017615 | 0 | 0.0017615 | 0 | 4.4906e-08 | 8.9811e-08 | 0 | 8.9811e-08 | [12 empty] | 7.3.3.17.5 (Remote Grid) Updates to grid topology to minimize risk of ignition in HFTDs Remote GridWLDFRContact from objectAggregated | WLDFR | HFTD - Distribution - Tier 2 - 2QU CoRE ¦ 4QU LoRE | Non-Red Flag Warning - Large Fires | Contact from object | Aggregated | 2022 | 7.1263e-06 | 1078.9824 | 0.0076892 | 2022 | Mitigation | 0.95 | 45 | 0 | esc | 0.00097009 | 6.9131e-09 | 0 | 0
[79 empty] | WLDFR | HFTD - Distribution - Tier 3 - 2QU CoRE ¦ 3QU LoRE | Non-Red Flag Warning - Large Fires | 2023 | 2.8536e-08 | 2.8536e-08 | 5.475 | 0.71896 | 3.0715 | 1.6846 | 0 | 0 | 3.2859e-05 | 1.5624e-07 | 0 | 1.5624e-07 | 1.5624e-07 | 0 | 1.5624e-07 | 0 | 0.00084195 | 0.0018456 | 0 | 0.0018456 | 0 | 4.4906e-08 | 8.9811e-08 | 0 | 8.9811e-08 | [12 empty] | 7.3.3.17.5 (Remote Grid) Updates to grid topology to minimize risk of ignition in HFTDs Remote GridWLDFRContact from objectAggregated | WLDFR | HFTD - Distribution - Tier 2 - 2QU CoRE ¦ 4QU LoRE | Non-Red Flag Warning - Large Fires | Contact from object | Aggregated | 2023 | 7.1263e-06 | 1078.9824 | 0.0076892 | 2023 | Mitigation | 0.95 | 45 | 0 | esc | 0.00097009 | 6.9131e-09 | 0.00097009 | 6.9131e-09
[79 empty] | WLDFR | HFTD - Distribution - Tier 3 - 2QU CoRE ¦ 3QU LoRE | Non-Red Flag Warning - Large Fires | 2024 | 2.8536e-08 | 2.8536e-08 | 5.475 | 0.71896 | 3.0715 | 1.6846 | 0 | 0 | 3.2859e-05 | 1.5624e-07 | 0 | 1.5624e-07 | 1.5624e-07 | 0 | 1.5624e-07 | 0 | 0.00084195 | 0.0018456 | 0 | 0.0018456 | 0 | 4.7024e-08 | 9.4048e-08 | 0 | 9.4048e-08 | [12 empty] | 7.3.3.17.5 (Remote Grid) Updates to grid topology to minimize risk of ignition in HFTDs Remote GridWLDFRContact from objectAggregated | WLDFR | HFTD - Distribution - Tier 2 - 2QU CoRE ¦ 4QU LoRE | Non-Red Flag Warning - Large Fires | Contact from object | Aggregated | 2024 | 7.1263e-06 | 1078.9824 | 0.0076892 | 2024 | Mitigation | 0.95 | 45 | 0 | esc | 0.00097009 | 6.9131e-09 | 0.00097009 | 6.9131e-09
[79 empty] | WLDFR | HFTD - Distribution - Tier 3 - 2QU CoRE ¦ 3QU LoRE | Non-Red Flag Warning - Large Fires | 2025 | 2.8536e-08 | 2.8536e-08 | 5.475 | 0.71896 | 3.0715 | 1.6846 | 0 | 0 | 3.2859e-05 | 1.5624e-07 | 0 | 1.5624e-07 | 1.5624e-07 | 0 | 1.5624e-07 | 0 | 0.00084195 | 0.0018456 | 0 | 0.0018456 | 0 | 4.7024e-08 | 9.4048e-08 | 0 | 9.4048e-08 | [12 empty] | 7.3.3.17.5 (Remote Grid) Updates to grid topology to minimize risk of ignition in HFTDs Remote GridWLDFRContact from objectAggregated | WLDFR | HFTD - Distribution - Tier 2 - 2QU CoRE ¦ 4QU LoRE | Non-Red Flag Warning - Large Fires | Contact from object | Aggregated | 2025 | 7.1263e-06 | 1078.9824 | 0.0076892 | 2025 | Mitigation | 0.95 | 45 | 0 | esc | 0.00097009 | 6.9131e-09 | 0.00097009 | 6.9131e-09
[79 empty] | WLDFR | HFTD - Distribution - Tier 3 - 2QU CoRE ¦ 3QU LoRE | Non-Red Flag Warning - Large Fires | 2026 | 2.8536e-08 | 2.8536e-08 | 5.475 | 0.71896 | 3.0715 | 1.6846 | 0 | 0 | 3.2859e-05 | 1.5624e-07 | 0 | 1.5624e-07 | 1.5624e-07 | 0 | 1.5624e-07 | 0 | 0.00084195 | 0.0018456 | 0 | 0.0018456 | 0 | 4.7024e-08 | 9.4048e-08 | 0 | 9.4048e-08 | [12 empty] | 7.3.3.17.5 (Remote Grid) Updates to grid topology to minimize risk of ignition in HFTDs Remote GridWLDFRContact from objectAggregated | WLDFR | HFTD - Distribution - Tier 2 - 2QU CoRE ¦ 4QU LoRE | Non-Red Flag Warning - Large Fires | Contact from object | Aggregated | 2026 | 7.1263e-06 | 1078.9824 | 0.0076892 | 2026 | Mitigation | 0.95 | 45 | 0 | esc | 0.00097009 | 6.9131e-09 | 0.00097009 | 6.9131e-09
[79 empty] | WLDFR | HFTD - Distribution - Tier 3 - 2QU CoRE ¦ 3QU LoRE | Non-Red Flag Warning - Large Fires | 2027 | 2.8536e-08 | 2.8536e-08 | 5.475 | 0.71896 | 3.0715 | 1.6846 | 0 | 0 | 3.2859e-05 | 1.5624e-07 | 0 | 1.5624e-07 | 1.5624e-07 | 0 | 1.5624e-07 | 0 | 0.00084195 | 0.0018456 | 0 | 0.0018456 | 0 | 4.7024e-08 | 9.4048e-08 | 0 | 9.4048e-08 | [12 empty] | 7.3.3.17.5 (Remote Grid) Updates to grid topology to minimize risk of ignition in HFTDs Remote GridWLDFRContact from objectAggregated | WLDFR | HFTD - Distribution - Tier 2 - 2QU CoRE ¦ 4QU LoRE | Non-Red Flag Warning - Large Fires | Contact from object | Aggregated | 2027 | 7.1263e-06 | 1078.9824 | 0.0076892 | 2027 | Mitigation | 0.95 | 45 | 0 | esc | 0.00097009 | 6.9131e-09 | 0.00097009 | 6.9131e-09
[79 empty] | WLDFR | HFTD - Distribution - Tier 3 - 2QU CoRE ¦ 3QU LoRE | Non-Red Flag Warning - Large Fires | 2028 | 2.8536e-08 | 2.8536e-08 | 5.777 | 0.74734 | 3.238 | 1.7917 | 0 | 0 | 3.2859e-05 | 1.6485e-07 | 0 | 1.6485e-07 | 1.6485e-07 | 0 | 1.6485e-07 | 0 | 0.00088057 | 0.0019302 | 0 | 0.0019302 | 0 | 4.7024e-08 | 9.4048e-08 | 0 | 9.4048e-08 | [12 empty] | 7.3.3.17.5 (Remote Grid) Updates to grid topology to minimize risk of ignition in HFTDs Remote GridWLDFRContact from objectAggregated | WLDFR | HFTD - Distribution - Tier 2 - 2QU CoRE ¦ 4QU LoRE | Non-Red Flag Warning - Large Fires | Contact from object | Aggregated | 2028 | 7.1263e-06 | 1078.9824 | 0.0076892 | 2028 | Mitigation | 0.95 | 45 | 0 | esc | 0.00097009 | 6.9131e-09 | 0.00097009 | 6.9131e-09
[79 empty] | WLDFR | HFTD - Distribution - Tier 3 - 2QU CoRE ¦ 3QU LoRE | Non-Red Flag Warning - Large Fires | 2029 | 2.8536e-08 | 2.8536e-08 | 5.777 | 0.74734 | 3.238 | 1.7917 | 0 | 0 | 3.2859e-05 | 1.6485e-07 | 0 | 1.6485e-07 | 1.6485e-07 | 0 | 1.6485e-07 | 0 | 0.00088057 | 0.0019302 | 0 | 0.0019302 | 0 | 4.9282e-08 | 9.8565e-08 | 0 | 9.8565e-08 | [12 empty] | 7.3.3.17.5 (Remote Grid) Updates to grid topology to minimize risk of ignition in HFTDs Remote GridWLDFRContact from objectAggregated | WLDFR | HFTD - Distribution - Tier 2 - 2QU CoRE ¦ 4QU LoRE | Non-Red Flag Warning - Large Fires | Contact from object | Aggregated | 2029 | 7.1263e-06 | 1078.9824 | 0.0076892 | 2029 | Mitigation | 0.95 | 45 | 0 | esc | 0.00097009 | 6.9131e-09 | 0.00097009 | 6.9131e-09
[79 empty] | WLDFR | HFTD - Distribution - Tier 3 - 2QU CoRE ¦ 3QU LoRE | Non-Red Flag Warning - Large Fires | 2030 | 2.8536e-08 | 2.8536e-08 | 5.777 | 0.74734 | 3.238 | 1.7917 | 0 | 0 | 3.2859e-05 | 1.6485e-07 | 0 | 1.6485e-07 | 1.6485e-07 | 0 | 1.6485e-07 | 0 | 0.00088057 | 0.0019302 | 0 | 0.0019302 | 0 | 4.9282e-08 | 9.8565e-08 | 0 | 9.8565e-08 | [12 empty] | 7.3.3.17.5 (Remote Grid) Updates to grid topology to minimize risk of ignition in HFTDs Remote GridWLDFRContact from objectAggregated | WLDFR | HFTD - Distribution - Tier 2 - 2QU CoRE ¦ 4QU LoRE | Non-Red Flag Warning - Large Fires | Contact from object | Aggregated | 2030 | 7.1263e-06 | 1078.9824 | 0.0076892 | 2030 | Mitigation | 0.95 | 45 | 0 | esc | 0.00097009 | 6.9131e-09 | 0.00097009 | 6.9131e-09
[79 empty] | WLDFR | HFTD - Distribution - Tier 3 - 2QU CoRE ¦ 3QU LoRE | Non-Red Flag Warning - Large Fires | 2031 | 2.8536e-08 | 2.8536e-08 | 5.777 | 0.74734 | 3.238 | 1.7917 | 0 | 0 | 3.2859e-05 | 1.6485e-07 | 0 | 1.6485e-07 | 1.6485e-07 | 0 | 1.6485e-07 | 0 | 0.00088057 | 0.0019302 | 0 | 0.0019302 | 0 | 4.9282e-08 | 9.8565e-08 | 0 | 9.8565e-08 | [12 empty] | 7.3.3.17.5 (Remote Grid) Updates to grid topology to minimize risk of ignition in HFTDs Remote GridWLDFRContact from objectAggregated | WLDFR | HFTD - Distribution - Tier 2 - 2QU CoRE ¦ 4QU LoRE | Non-Red Flag Warning - Large Fires | Contact from object | Aggregated | 2031 | 7.1263e-06 | 1078.9824 | 0.0076892 | 2031 | Mitigation | 0.95 | 45 | 0 | esc | 0.00097009 | 6.9131e-09 | 0.00097009 | 6.9131e-09
[79 empty] | WLDFR | HFTD - Distribution - Tier 3 - 2QU CoRE ¦ 3QU LoRE | Non-Red Flag Warning - Large Fires | 2032 | 2.8536e-08 | 2.8536e-08 | 5.777 | 0.74734 | 3.238 | 1.7917 | 0 | 0 | 3.2859e-05 | 1.6485e-07 | 0 | 1.6485e-07 | 1.6485e-07 | 0 | 1.6485e-07 | 0 | 0.00088057 | 0.0019302 | 0 | 0.0019302 | 0 | 4.9282e-08 | 9.8565e-08 | 0 | 9.8565e-08 | [12 empty] | 7.3.3.17.5 (Remote Grid) Updates to grid topology to minimize risk of ignition in HFTDs Remote GridWLDFRContact from objectAggregated | WLDFR | HFTD - Distribution - Tier 2 - 2QU CoRE ¦ 4QU LoRE | Non-Red Flag Warning - Large Fires | Contact from object | Aggregated | 2032 | 7.1263e-06 | 1078.9824 | 0.0076892 | 2032 | Mitigation | 0.95 | 45 | 0 | esc | 0.00097009 | 6.9131e-09 | 0.00097009 | 6.9131e-09
[79 empty] | WLDFR | HFTD - Distribution - Tier 3 - 2QU CoRE ¦ 3QU LoRE | Non-Red Flag Warning - Large Fires | 2033 | 2.8536e-08 | 2.8536e-08 | 6.1205 | 0.77885 | 3.4265 | 1.9151 | 0 | 0 | 3.2859e-05 | 1.7466e-07 | 0 | 1.7466e-07 | 1.7466e-07 | 0 | 1.7466e-07 | 0 | 0.00091904 | 0.0020146 | 0 | 0.0020146 | 0 | 0 | 9.8565e-08 | 0 | 9.8565e-08 | [12 empty] | 7.3.3.17.5 (Remote Grid) Updates to grid topology to minimize risk of ignition in HFTDs Remote GridWLDFRContact from objectAggregated | WLDFR | HFTD - Distribution - Tier 2 - 2QU CoRE ¦ 4QU LoRE | Non-Red Flag Warning - Large Fires | Contact from object | Aggregated | 2033 | 7.1263e-06 | 1078.9824 | 0.0076892 | 2033 | Mitigation | 0.95 | 45 | 0 | esc | 0.00097009 | 6.9131e-09 | 0.00097009 | 6.9131e-09
[79 empty] | WLDFR | HFTD - Distribution - Tier 3 - 2QU CoRE ¦ 3QU LoRE | Non-Red Flag Warning - Large Fires | 2034 | 2.8536e-08 | 2.8536e-08 | 6.1205 | 0.77885 | 3.4265 | 1.9151 | 0 | 0 | 3.2859e-05 | 1.7466e-07 | 0 | 1.7466e-07 | 1.7466e-07 | 0 | 1.7466e-07 | 0 | 0.00091904 | 0.0020146 | 0 | 0.0020146 | 0 | 0 | 0 | 0 | 0 | [12 empty] | 7.3.3.17.5 (Remote Grid) Updates to grid topology to minimize risk of ignition in HFTDs Remote GridWLDFRContact from objectAggregated | WLDFR | HFTD - Distribution - Tier 2 - 2QU CoRE ¦ 4QU LoRE | Non-Red Flag Warning - Large Fires | Contact from object | Aggregated | 2034 | 7.1263e-06 | 1078.9824 | 0.0076892 | 2034 | Mitigation | 0.95 | 45 | 0 | esc | 0.00097009 | 6.9131e-09 | 0.00097009 | 6.9131e-09
[79 empty] | WLDFR | HFTD - Distribution - Tier 3 - 2QU CoRE ¦ 3QU LoRE | Non-Red Flag Warning - Large Fires | 2035 | 2.8536e-08 | 2.8536e-08 | 6.1205 | 0.77885 | 3.4265 | 1.9151 | 0 | 0 | 3.2859e-05 | 1.7466e-07 | 0 | 1.7466e-07 | 1.7466e-07 | 0 | 1.7466e-07 | 0 | 0.00091904 | 0.0020146 | 0 | 0.0020146 | 0 | 0 | 0 | 0 | 0 | [12 empty] | 7.3.3.17.5 (Remote Grid) Updates to grid topology to minimize risk of ignition in HFTDs Remote GridWLDFRContact from objectAggregated | WLDFR | HFTD - Distribution - Tier 2 - 2QU CoRE ¦ 4QU LoRE | Non-Red Flag Warning - Large Fires | Contact from object | Aggregated | 2035 | 7.1263e-06 | 1078.9824 | 0.0076892 | 2035 | Mitigation | 0.95 | 45 | 0 | esc | 0.00097009 | 6.9131e-09 | 0.00097009 | 6.9131e-09
[79 empty] | WLDFR | HFTD - Distribution - Tier 3 - 2QU CoRE ¦ 3QU LoRE | Non-Red Flag Warning - Large Fires | 2036 | 2.8536e-08 | 2.8536e-08 | 6.1205 | 0.77885 | 3.4265 | 1.9151 | 0 | 0 | 3.2859e-05 | 1.7466e-07 | 0 | 1.7466e-07 | 1.7466e-07 | 0 | 1.7466e-07 | 0 | 0 | 0.0020146 | 0 | 0.0020146 | 0 | 1.6632e-06 | 0 | 0 | 0 | [12 empty] | 7.3.3.17.5 (Remote Grid) Updates to grid topology to minimize risk of ignition in HFTDs Remote GridWLDFRContact from objectAggregated | WLDFR | HFTD - Distribution - Tier 2 - 2QU CoRE ¦ 4QU LoRE | Non-Red Flag Warning - Large Fires | Contact from object | Aggregated | 2036 | 7.1263e-06 | 1078.9824 | 0.0076892 | 2036 | Mitigation | 0.95 | 45 | 0 | esc | 0.00097009 | 6.9131e-09 | 0.00097009 | 6.9131e-09
[79 empty] | WLDFR | HFTD - Distribution - Tier 3 - 2QU CoRE ¦ 3QU LoRE | Non-Red Flag Warning - Large Fires | 2037 | 2.8536e-08 | 2.8536e-08 | 6.1205 | 0.77885 | 3.4265 | 1.9151 | 0 | 0 | 3.2859e-05 | 1.7466e-07 | 0 | 1.7466e-07 | 1.7466e-07 | 0 | 1.7466e-07 | 0 | 0 | 0 | 0 | 0 | 0 | 1.7241e-06 | 3.4483e-06 | 0 | 3.4483e-06 | [12 empty] | 7.3.3.17.5 (Remote Grid) Updates to grid topology to minimize risk of ignition in HFTDs Remote GridWLDFRContact from objectAggregated | WLDFR | HFTD - Distribution - Tier 2 - 2QU CoRE ¦ 4QU LoRE | Non-Red Flag Warning - Large Fires | Contact from object | Aggregated | 2037 | 7.1263e-06 | 1078.9824 | 0.0076892 | 2037 | Mitigation | 0.95 | 45 | 0 | esc | 0.00097009 | 6.9131e-09 | 0.00097009 | 6.9131e-09
[79 empty] | WLDFR | HFTD - Distribution - Tier 3 - 2QU CoRE ¦ 3QU LoRE | Non-Red Flag Warning - Large Fires | 2038 | 2.8536e-08 | 2.8536e-08 | 6.5028 | 0.81304 | 3.6355 | 2.0543 | 0 | 0 | 3.2859e-05 | 1.8557e-07 | 0 | 1.8557e-07 | 1.8557e-07 | 0 | 1.8557e-07 | 0 | 0.00048213 | 0 | 0 | 0 | 0 | 1.7241e-06 | 3.4483e-06 | 0 | 3.4483e-06 | [12 empty] | 7.3.3.17.5 (Remote Grid) Updates to grid topology to minimize risk of ignition in HFTDs Remote GridWLDFRContact from objectAggregated | WLDFR | HFTD - Distribution - Tier 2 - 2QU CoRE ¦ 4QU LoRE | Non-Red Flag Warning - Large Fires | Contact from object | Aggregated | 2038 | 7.1263e-06 | 1078.9824 | 0.0076892 | 2038 | Mitigation | 0.95 | 45 | 0 | esc | 0.00097009 | 6.9131e-09 | 0.00097009 | 6.9131e-09
[79 empty] | WLDFR | HFTD - Distribution - Tier 3 - 2QU CoRE ¦ 3QU LoRE | Non-Red Flag Warning - Large Fires | 2039 | 2.8536e-08 | 2.8536e-08 | 6.5028 | 0.81304 | 3.6355 | 2.0543 | 0 | 0 | 3.2859e-05 | 1.8557e-07 | 0 | 1.8557e-07 | 1.8557e-07 | 0 | 1.8557e-07 | 0 | 0.00049975 | 0.0010955 | 0 | 0.0010955 | 0 | 1.7241e-06 | 3.4483e-06 | 0 | 3.4483e-06 | [12 empty] | 7.3.3.17.5 (Remote Grid) Updates to grid topology to minimize risk of ignition in HFTDs Remote GridWLDFRContact from objectAggregated | WLDFR | HFTD - Distribution - Tier 2 - 2QU CoRE ¦ 4QU LoRE | Non-Red Flag Warning - Large Fires | Contact from object | Aggregated | 2039 | 7.1263e-06 | 1078.9824 | 0.0076892 | 2039 | Mitigation | 0.95 | 45 | 0 | esc | 0.00097009 | 6.9131e-09 | 0.00097009 | 6.9131e-09
[79 empty] | WLDFR | HFTD - Distribution - Tier 3 - 2QU CoRE ¦ 3QU LoRE | Non-Red Flag Warning - Large Fires | 2040 | 2.8536e-08 | 2.8536e-08 | 6.5028 | 0.81304 | 3.6355 | 2.0543 | 0 | 0 | 3.2859e-05 | 1.8557e-07 | 0 | 1.8557e-07 | 1.8557e-07 | 0 | 1.8557e-07 | 0 | 0.00049975 | 0.0010955 | 0 | 0.0010955 | 0 | 1.7241e-06 | 3.4483e-06 | 0 | 3.4483e-06 | [12 empty] | 7.3.3.17.5 (Remote Grid) Updates to grid topology to minimize risk of ignition in HFTDs Remote GridWLDFRContact from objectAggregated | WLDFR | HFTD - Distribution - Tier 2 - 2QU CoRE ¦ 4QU LoRE | Non-Red Flag Warning - Large Fires | Contact from object | Aggregated | 2040 | 7.1263e-06 | 1078.9824 | 0.0076892 | 2040 | Mitigation | 0.95 | 45 | 0 | esc | 0.00097009 | 6.9131e-09 | 0.00097009 | 6.9131e-09
[79 empty] | WLDFR | HFTD - Distribution - Tier 3 - 2QU CoRE ¦ 3QU LoRE | Non-Red Flag Warning - Large Fires | 2041 | 2.8536e-08 | 2.8536e-08 | 6.5028 | 0.81304 | 3.6355 | 2.0543 | 0 | 0 | 3.2859e-05 | 1.8557e-07 | 0 | 1.8557e-07 | 1.8557e-07 | 0 | 1.8557e-07 | 0 | 0.00049975 | 0.0010955 | 0 | 0.0010955 | 0 | 1.7241e-06 | 3.4483e-06 | 0 | 3.4483e-06 | [12 empty] | 7.3.3.17.5 (Remote Grid) Updates to grid topology to minimize risk of ignition in HFTDs Remote GridWLDFRContact from objectAggregated | WLDFR | HFTD - Distribution - Tier 2 - 2QU CoRE ¦ 4QU LoRE | Non-Red Flag Warning - Large Fires | Contact from object | Aggregated | 2041 | 7.1263e-06 | 1078.9824 | 0.0076892 | 2041 | Mitigation | 0.95 | 45 | 0 | esc | 0.00097009 | 6.9131e-09 | 0.00097009 | 6.9131e-09
[79 empty] | WLDFR | HFTD - Distribution - Tier 3 - 2QU CoRE ¦ 3QU LoRE | Non-Red Flag Warning - Large Fires | 2042 | 2.8536e-08 | 2.8536e-08 | 6.5028 | 0.81304 | 3.6355 | 2.0543 | 0 | 0 | 3.2859e-05 | 1.8557e-07 | 0 | 1.8557e-07 | 1.8557e-07 | 0 | 1.8557e-07 | 0 | 0.00049975 | 0.0010955 | 0 | 0.0010955 | 0 | 1.801e-06 | 3.6019e-06 | 0 | 3.6019e-06 | [12 empty] | 7.3.3.17.5 (Remote Grid) Updates to grid topology to minimize risk of ignition in HFTDs Remote GridWLDFRContact from objectAggregated | WLDFR | HFTD - Distribution - Tier 2 - 2QU CoRE ¦ 4QU LoRE | Non-Red Flag Warning - Large Fires | Contact from object | Aggregated | 2042 | 7.1263e-06 | 1078.9824 | 0.0076892 | 2042 | Mitigation | 0.95 | 45 | 0 | esc | 0.00097009 | 6.9131e-09 | 0.00097009 | 6.9131e-09
[79 empty] | WLDFR | HFTD - Distribution - Tier 3 - 2QU CoRE ¦ 3QU LoRE | Non-Red Flag Warning - Large Fires | 2043 | 2.8536e-08 | 2.8536e-08 | 6.9209 | 0.84944 | 3.8632 | 2.2083 | 0 | 0 | 3.2859e-05 | 1.975e-07 | 0 | 1.975e-07 | 1.975e-07 | 0 | 1.975e-07 | 0 | 0.00049975 | 0.0010955 | 0 | 0.0010955 | 0 | 1.801e-06 | 3.6019e-06 | 0 | 3.6019e-06 | [12 empty] | 7.3.3.17.5 (Remote Grid) Updates to grid topology to minimize risk of ignition in HFTDs Remote GridWLDFRContact from objectAggregated | WLDFR | HFTD - Distribution - Tier 2 - 2QU CoRE ¦ 4QU LoRE | Non-Red Flag Warning - Large Fires | Contact from object | Aggregated | 2043 | 7.1263e-06 | 1078.9824 | 0.0076892 | 2043 | Mitigation | 0.95 | 45 | 0 | esc | 0.00097009 | 6.9131e-09 | 0.00097009 | 6.9131e-09
[79 empty] | WLDFR | HFTD - Distribution - Tier 3 - 2QU CoRE ¦ 3QU LoRE | Non-Red Flag Warning - Large Fires | 2044 | 2.8536e-08 | 2.8536e-08 | 6.9209 | 0.84944 | 3.8632 | 2.2083 | 0 | 0 | 3.2859e-05 | 1.975e-07 | 0 | 1.975e-07 | 1.975e-07 | 0 | 1.975e-07 | 0 | 0.00052192 | 0.0011441 | 0 | 0.0011441 | 0 | 1.801e-06 | 3.6019e-06 | 0 | 3.6019e-06 | [12 empty] | 7.3.3.17.5 (Remote Grid) Updates to grid topology to minimize risk of ignition in HFTDs Remote GridWLDFRContact from objectAggregated | WLDFR | HFTD - Distribution - Tier 2 - 2QU CoRE ¦ 4QU LoRE | Non-Red Flag Warning - Large Fires | Contact from object | Aggregated | 2044 | 7.1263e-06 | 1078.9824 | 0.0076892 | 2044 | Mitigation | 0.95 | 45 | 0 | esc | 0.00097009 | 6.9131e-09 | 0.00097009 | 6.9131e-09
[79 empty] | WLDFR | HFTD - Distribution - Tier 3 - 2QU CoRE ¦ 3QU LoRE | Non-Red Flag Warning - Large Fires | 2045 | 2.8536e-08 | 2.8536e-08 | 6.9209 | 0.84944 | 3.8632 | 2.2083 | 0 | 0 | 3.2859e-05 | 1.975e-07 | 0 | 1.975e-07 | 1.975e-07 | 0 | 1.975e-07 | 0 | 0.00052192 | 0.0011441 | 0 | 0.0011441 | 0 | 1.801e-06 | 3.6019e-06 | 0 | 3.6019e-06 | [12 empty] | 7.3.3.17.5 (Remote Grid) Updates to grid topology to minimize risk of ignition in HFTDs Remote GridWLDFRContact from objectAggregated | WLDFR | HFTD - Distribution - Tier 2 - 2QU CoRE ¦ 4QU LoRE | Non-Red Flag Warning - Large Fires | Contact from object | Aggregated | 2045 | 7.1263e-06 | 1078.9824 | 0.0076892 | 2045 | Mitigation | 0.95 | 45 | 0 | esc | 0.00097009 | 6.9131e-09 | 0.00097009 | 6.9131e-09
[79 empty] | WLDFR | HFTD - Distribution - Tier 3 - 2QU CoRE ¦ 3QU LoRE | Non-Red Flag Warning - Large Fires | 2046 | 2.8536e-08 | 2.8536e-08 | 6.9209 | 0.84944 | 3.8632 | 2.2083 | 0 | 0 | 3.2859e-05 | 1.975e-07 | 0 | 1.975e-07 | 1.975e-07 | 0 | 1.975e-07 | 0 | 0.00052192 | 0.0011441 | 0 | 0.0011441 | 0 | 1.801e-06 | 3.6019e-06 | 0 | 3.6019e-06 | [12 empty] | 7.3.3.17.5 (Remote Grid) Updates to grid topology to minimize risk of ignition in HFTDs Remote GridWLDFRContact from objectAggregated | WLDFR | HFTD - Distribution - Tier 2 - 2QU CoRE ¦ 4QU LoRE | Non-Red Flag Warning - Large Fires | Contact from object | Aggregated | 2046 | 7.1263e-06 | 1078.9824 | 0.0076892 | 2046 | Mitigation | 0.95 | 45 | 0 | esc | 0.00097009 | 6.9131e-09 | 0.00097009 | 6.9131e-09
[79 empty] | WLDFR | HFTD - Distribution - Tier 3 - 2QU CoRE ¦ 3QU LoRE | Non-Red Flag Warning - Large Fires | 2047 | 2.8536e-08 | 2.8536e-08 | 6.9209 | 0.84944 | 3.8632 | 2.2083 | 0 | 0 | 3.2859e-05 | 1.975e-07 | 0 | 1.975e-07 | 1.975e-07 | 0 | 1.975e-07 | 0 | 0.00052192 | 0.0011441 | 0 | 0.0011441 | 0 | 1.8863e-06 | 3.7726e-06 | 0 | 3.7726e-06 | [12 empty] | 7.3.3.17.5 (Remote Grid) Updates to grid topology to minimize risk of ignition in HFTDs Remote GridWLDFRContact from objectAggregated | WLDFR | HFTD - Distribution - Tier 2 - 2QU CoRE ¦ 4QU LoRE | Non-Red Flag Warning - Large Fires | Contact from object | Aggregated | 2047 | 7.1263e-06 | 1078.9824 | 0.0076892 | 2047 | Mitigation | 0.95 | 45 | 0 | esc | 0.00097009 | 6.9131e-09 | 0.00097009 | 6.9131e-09
[79 empty] | WLDFR | HFTD - Distribution - Tier 3 - 2QU CoRE ¦ 3QU LoRE | Non-Red Flag Warning - Large Fires | 2048 | 2.8536e-08 | 2.8536e-08 | 7.3713 | 0.88759 | 4.1075 | 2.3763 | 0 | 0 | 3.2859e-05 | 2.1035e-07 | 0 | 2.1035e-07 | 2.1035e-07 | 0 | 2.1035e-07 | 0 | 0.00052192 | 0.0011441 | 0 | 0.0011441 | 0 | 1.8863e-06 | 3.7726e-06 | 0 | 3.7726e-06 | [12 empty] | 7.3.3.17.5 (Remote Grid) Updates to grid topology to minimize risk of ignition in HFTDs Remote GridWLDFRContact from objectAggregated | WLDFR | HFTD - Distribution - Tier 2 - 2QU CoRE ¦ 4QU LoRE | Non-Red Flag Warning - Large Fires | Contact from object | Aggregated | 2048 | 7.1263e-06 | 1078.9824 | 0.0076892 | 2048 | Mitigation | 0.95 | 45 | 0 | esc | 0.00097009 | 6.9131e-09 | 0.00097009 | 6.9131e-09
[79 empty] | WLDFR | HFTD - Distribution - Tier 3 - 2QU CoRE ¦ 3QU LoRE | Non-Red Flag Warning - Large Fires | 2049 | 2.8536e-08 | 2.8536e-08 | 7.3713 | 0.88759 | 4.1075 | 2.3763 | 0 | 0 | 3.2859e-05 | 2.1035e-07 | 0 | 2.1035e-07 | 2.1035e-07 | 0 | 2.1035e-07 | 0 | 0.00054655 | 0.0011981 | 0 | 0.0011981 | 0 | 1.8863e-06 | 3.7726e-06 | 0 | 3.7726e-06 | [12 empty] | 7.3.3.17.5 (Remote Grid) Updates to grid topology to minimize risk of ignition in HFTDs Remote GridWLDFRContact from objectAggregated | WLDFR | HFTD - Distribution - Tier 2 - 2QU CoRE ¦ 4QU LoRE | Non-Red Flag Warning - Large Fires | Contact from object | Aggregated | 2049 | 7.1263e-06 | 1078.9824 | 0.0076892 | 2049 | Mitigation | 0.95 | 45 | 0 | esc | 0.00097009 | 6.9131e-09 | 0.00097009 | 6.9131e-09
[79 empty] | WLDFR | HFTD - Distribution - Tier 3 - 2QU CoRE ¦ 3QU LoRE | Non-Red Flag Warning - Large Fires | 2050 | 2.8536e-08 | 2.8536e-08 | 7.3713 | 0.88759 | 4.1075 | 2.3763 | 0 | 0 | 3.2859e-05 | 2.1035e-07 | 0 | 2.1035e-07 | 2.1035e-07 | 0 | 2.1035e-07 | 0 | 0.00054655 | 0.0011981 | 0 | 0.0011981 | 0 | 1.8863e-06 | 3.7726e-06 | 0 | 3.7726e-06 | [12 empty] | 7.3.3.17.5 (Remote Grid) Updates to grid topology to minimize risk of ignition in HFTDs Remote GridWLDFRContact from objectAggregated | WLDFR | HFTD - Distribution - Tier 2 - 2QU CoRE ¦ 4QU LoRE | Non-Red Flag Warning - Large Fires | Contact from object | Aggregated | 2050 | 7.1263e-06 | 1078.9824 | 0.0076892 | 2050 | Mitigation | 0.95 | 45 | 0 | esc | 0.00097009 | 6.9131e-09 | 0.00097009 | 6.9131e-09
[79 empty] | WLDFR | HFTD - Distribution - Tier 3 - 2QU CoRE ¦ 3QU LoRE | Non-Red Flag Warning - Large Fires | 2051 | 2.8536e-08 | 2.8536e-08 | 7.3713 | 0.88759 | 4.1075 | 2.3763 | 0 | 0 | 3.2859e-05 | 2.1035e-07 | 0 | 2.1035e-07 | 2.1035e-07 | 0 | 2.1035e-07 | 0 | 0.00054655 | 0.0011981 | 0 | 0.0011981 | 0 | 1.8863e-06 | 3.7726e-06 | 0 | 3.7726e-06 | [12 empty] | 7.3.3.17.5 (Remote Grid) Updates to grid topology to minimize risk of ignition in HFTDs Remote GridWLDFRContact from objectAggregated | WLDFR | HFTD - Distribution - Tier 2 - 2QU CoRE ¦ 4QU LoRE | Non-Red Flag Warning - Large Fires | Contact from object | Aggregated | 2051 | 7.1263e-06 | 1078.9824 | 0.0076892 | 2051 | Mitigation | 0.95 | 45 | 0 | esc | 0.00097009 | 6.9131e-09 | 0.00097009 | 6.9131e-09
[79 empty] | WLDFR | HFTD - Distribution - Tier 3 - 2QU CoRE ¦ 3QU LoRE | Non-Red Flag Warning - Large Fires | 2052 | 2.8536e-08 | 2.8536e-08 | 7.3713 | 0.88759 | 4.1075 | 2.3763 | 0 | 0 | 3.2859e-05 | 2.1035e-07 | 0 | 2.1035e-07 | 2.1035e-07 | 0 | 2.1035e-07 | 0 | 0.00054655 | 0.0011981 | 0 | 0.0011981 | 0 | 1.979e-06 | 3.958e-06 | 0 | 3.958e-06 | [12 empty] | 7.3.3.17.5 (Remote Grid) Updates to grid topology to minimize risk of ignition in HFTDs Remote GridWLDFRContact from objectAggregated | WLDFR | HFTD - Distribution - Tier 2 - 2QU CoRE ¦ 4QU LoRE | Non-Red Flag Warning - Large Fires | Contact from object | Aggregated | 2052 | 7.1263e-06 | 1078.9824 | 0.0076892 | 2052 | Mitigation | 0.95 | 45 | 0 | esc | 0.00097009 | 6.9131e-09 | 0.00097009 | 6.9131e-09
[79 empty] | WLDFR | HFTD - Distribution - Tier 3 - 2QU CoRE ¦ 3QU LoRE | Non-Red Flag Warning - Large Fires | 2053 | 2.8536e-08 | 2.8536e-08 | 7.8503 | 0.92702 | 4.3664 | 2.5569 | 0 | 0 | 3.2859e-05 | 2.2402e-07 | 0 | 2.2402e-07 | 2.2402e-07 | 0 | 2.2402e-07 | 0 | 0.00054655 | 0.0011981 | 0 | 0.0011981 | 0 | 1.979e-06 | 3.958e-06 | 0 | 3.958e-06 | [12 empty] | 7.3.3.17.5 (Remote Grid) Updates to grid topology to minimize risk of ignition in HFTDs Remote GridWLDFRContact from objectAggregated | WLDFR | HFTD - Distribution - Tier 2 - 2QU CoRE ¦ 4QU LoRE | Non-Red Flag Warning - Large Fires | Contact from object | Aggregated | 2053 | 7.1263e-06 | 1078.9824 | 0.0076892 | 2053 | Mitigation | 0.95 | 45 | 0 | esc | 0.00097009 | 6.9131e-09 | 0.00097009 | 6.9131e-09
[79 empty] | WLDFR | HFTD - Distribution - Tier 3 - 2QU CoRE ¦ 3QU LoRE | Non-Red Flag Warning - Large Fires | 2054 | 2.8536e-08 | 2.8536e-08 | 7.8503 | 0.92702 | 4.3664 | 2.5569 | 0 | 0 | 3.2859e-05 | 2.2402e-07 | 0 | 2.2402e-07 | 2.2402e-07 | 0 | 2.2402e-07 | 0 | 0.00057326 | 0.0012566 | 0 | 0.0012566 | 0 | 1.979e-06 | 3.958e-06 | 0 | 3.958e-06 | [12 empty] | 7.3.3.17.5 (Remote Grid) Updates to grid topology to minimize risk of ignition in HFTDs Remote GridWLDFRContact from objectAggregated | WLDFR | HFTD - Distribution - Tier 2 - 2QU CoRE ¦ 4QU LoRE | Non-Red Flag Warning - Large Fires | Contact from object | Aggregated | 2054 | 7.1263e-06 | 1078.9824 | 0.0076892 | 2054 | Mitigation | 0.95 | 45 | 0 | esc | 0.00097009 | 6.9131e-09 | 0.00097009 | 6.9131e-09
[79 empty] | WLDFR | HFTD - Distribution - Tier 3 - 2QU CoRE ¦ 3QU LoRE | Non-Red Flag Warning - Large Fires | 2055 | 2.8536e-08 | 2.8536e-08 | 7.8503 | 0.92702 | 4.3664 | 2.5569 | 0 | 0 | 3.2859e-05 | 2.2402e-07 | 0 | 2.2402e-07 | 2.2402e-07 | 0 | 2.2402e-07 | 0 | 0.00057326 | 0.0012566 | 0 | 0.0012566 | 0 | 1.979e-06 | 3.958e-06 | 0 | 3.958e-06 | [12 empty] | 7.3.3.17.5 (Remote Grid) Updates to grid topology to minimize risk of ignition in HFTDs Remote GridWLDFRContact from objectAggregated | WLDFR | HFTD - Distribution - Tier 2 - 2QU CoRE ¦ 4QU LoRE | Non-Red Flag Warning - Large Fires | Contact from object | Aggregated | 2055 | 7.1263e-06 | 1078.9824 | 0.0076892 | 2055 | Mitigation | 0.95 | 45 | 0 | esc | 0.00097009 | 6.9131e-09 | 0.00097009 | 6.9131e-09
[79 empty] | WLDFR | HFTD - Distribution - Tier 3 - 2QU CoRE ¦ 3QU LoRE | Non-Red Flag Warning - Large Fires | 2056 | 2.8536e-08 | 2.8536e-08 | 7.8503 | 0.92702 | 4.3664 | 2.5569 | 0 | 0 | 3.2859e-05 | 2.2402e-07 | 0 | 2.2402e-07 | 2.2402e-07 | 0 | 2.2402e-07 | 0 | 0.00057326 | 0.0012566 | 0 | 0.0012566 | 0 | 1.979e-06 | 3.958e-06 | 0 | 3.958e-06 | [12 empty] | 7.3.3.17.5 (Remote Grid) Updates to grid topology to minimize risk of ignition in HFTDs Remote GridWLDFRContact from objectAggregated | WLDFR | HFTD - Distribution - Tier 2 - 2QU CoRE ¦ 4QU LoRE | Non-Red Flag Warning - Large Fires | Contact from object | Aggregated | 2056 | 7.1263e-06 | 1078.9824 | 0.0076892 | 2056 | Mitigation | 0.95 | 45 | 0 | esc | 0.00097009 | 6.9131e-09 | 0.00097009 | 6.9131e-09
[79 empty] | WLDFR | HFTD - Distribution - Tier 3 - 2QU CoRE ¦ 3QU LoRE | Non-Red Flag Warning - Large Fires | 2057 | 2.8536e-08 | 2.8536e-08 | 7.8503 | 0.92702 | 4.3664 | 2.5569 | 0 | 0 | 3.2859e-05 | 2.2402e-07 | 0 | 2.2402e-07 | 2.2402e-07 | 0 | 2.2402e-07 | 0 | 0.00057326 | 0.0012566 | 0 | 0.0012566 | 0 | 2.0777e-06 | 4.1554e-06 | 0 | 4.1554e-06 | [12 empty] | 7.3.3.17.5 (Remote Grid) Updates to grid topology to minimize risk of ignition in HFTDs Remote GridWLDFRContact from objectAggregated | WLDFR | HFTD - Distribution - Tier 2 - 2QU CoRE ¦ 4QU LoRE | Non-Red Flag Warning - Large Fires | Contact from object | Aggregated | 2057 | 7.1263e-06 | 1078.9824 | 0.0076892 | 2057 | Mitigation | 0.95 | 45 | 0 | esc | 0.00097009 | 6.9131e-09 | 0.00097009 | 6.9131e-09
[79 empty] | WLDFR | HFTD - Distribution - Tier 3 - 2QU CoRE ¦ 3QU LoRE | Non-Red Flag Warning - Large Fires | 2058 | 2.8536e-08 | 2.8536e-08 | 8.3524 | 0.96727 | 4.6367 | 2.7484 | 0 | 0 | 3.2859e-05 | 2.3835e-07 | 0 | 2.3835e-07 | 2.3835e-07 | 0 | 2.3835e-07 | 0 | 0.00057326 | 0.0012566 | 0 | 0.0012566 | 0 | 2.0777e-06 | 4.1554e-06 | 0 | 4.1554e-06 | [12 empty] | 7.3.3.17.5 (Remote Grid) Updates to grid topology to minimize risk of ignition in HFTDs Remote GridWLDFRContact from objectAggregated | WLDFR | HFTD - Distribution - Tier 2 - 2QU CoRE ¦ 4QU LoRE | Non-Red Flag Warning - Large Fires | Contact from object | Aggregated | 2058 | 7.1263e-06 | 1078.9824 | 0.0076892 | 2058 | Mitigation | 0.95 | 45 | 0 | esc | 0.00097009 | 6.9131e-09 | 0.00097009 | 6.9131e-09
[79 empty] | WLDFR | HFTD - Distribution - Tier 3 - 2QU CoRE ¦ 3QU LoRE | Non-Red Flag Warning - Large Fires | 2059 | 2.8536e-08 | 2.8536e-08 | 8.3524 | 0.96727 | 4.6367 | 2.7484 | 0 | 0 | 3.2859e-05 | 2.3835e-07 | 0 | 2.3835e-07 | 2.3835e-07 | 0 | 2.3835e-07 | 0 | 0.00060169 | 0.0013189 | 0 | 0.0013189 | 0 | 2.0777e-06 | 4.1554e-06 | 0 | 4.1554e-06 | [12 empty] | 7.3.3.17.5 (Remote Grid) Updates to grid topology to minimize risk of ignition in HFTDs Remote GridWLDFRContact from objectAggregated | WLDFR | HFTD - Distribution - Tier 2 - 2QU CoRE ¦ 4QU LoRE | Non-Red Flag Warning - Large Fires | Contact from object | Aggregated | 2059 | 7.1263e-06 | 1078.9824 | 0.0076892 | 2059 | Mitigation | 0.95 | 45 | 0 | esc | 0.00097009 | 6.9131e-09 | 0.00097009 | 6.9131e-09
[79 empty] | WLDFR | HFTD - Distribution - Tier 3 - 2QU CoRE ¦ 3QU LoRE | Non-Red Flag Warning - Large Fires | 2060 | 2.8536e-08 | 2.8536e-08 | 8.3524 | 0.96727 | 4.6367 | 2.7484 | 0 | 0 | 3.2859e-05 | 2.3835e-07 | 0 | 2.3835e-07 | 2.3835e-07 | 0 | 2.3835e-07 | 0 | 0.00060169 | 0.0013189 | 0 | 0.0013189 | 0 | 2.0777e-06 | 4.1554e-06 | 0 | 4.1554e-06 | [12 empty] | 7.3.3.17.5 (Remote Grid) Updates to grid topology to minimize risk of ignition in HFTDs Remote GridWLDFRContact from objectAggregated | WLDFR | HFTD - Distribution - Tier 2 - 2QU CoRE ¦ 4QU LoRE | Non-Red Flag Warning - Large Fires | Contact from object | Aggregated | 2060 | 7.1263e-06 | 1078.9824 | 0.0076892 | 2060 | Mitigation | 0.95 | 45 | 0 | esc | 0.00097009 | 6.9131e-09 | 0.00097009 | 6.9131e-09
[79 empty] | WLDFR | HFTD - Distribution - Tier 3 - 2QU CoRE ¦ 3QU LoRE | Non-Red Flag Warning - Large Fires | 2061 | 2.8536e-08 | 2.8536e-08 | 8.3524 | 0.96727 | 4.6367 | 2.7484 | 0 | 0 | 3.2859e-05 | 2.3835e-07 | 0 | 2.3835e-07 | 2.3835e-07 | 0 | 2.3835e-07 | 0 | 0.00060169 | 0.0013189 | 0 | 0.0013189 | 0 | 2.0777e-06 | 4.1554e-06 | 0 | 4.1554e-06 | [12 empty] | 7.3.3.17.5 (Remote Grid) Updates to grid topology to minimize risk of ignition in HFTDs Remote GridWLDFRContact from objectAggregated | WLDFR | HFTD - Distribution - Tier 2 - 2QU CoRE ¦ 4QU LoRE | Non-Red Flag Warning - Large Fires | Contact from object | Aggregated | 2061 | 7.1263e-06 | 1078.9824 | 0.0076892 | 2061 | Mitigation | 0.95 | 45 | 0 | esc | 0.00097009 | 6.9131e-09 | 0.00097009 | 6.9131e-09
[79 empty] | WLDFR | HFTD - Distribution - Tier 3 - 2QU CoRE ¦ 3QU LoRE | Non-Red Flag Warning - Large Fires | 2062 | 2.8536e-08 | 2.8536e-08 | 8.3524 | 0.96727 | 4.6367 | 2.7484 | 0 | 0 | 3.2859e-05 | 2.3835e-07 | 0 | 2.3835e-07 | 2.3835e-07 | 0 | 2.3835e-07 | 0 | 0.00060169 | 0.0013189 | 0 | 0.0013189 | 0 | 2.1812e-06 | 4.3624e-06 | 0 | 4.3624e-06 | [12 empty] | 7.3.3.17.5 (Remote Grid) Updates to grid topology to minimize risk of ignition in HFTDs Remote GridWLDFRContact from objectAggregated | WLDFR | HFTD - Distribution - Tier 2 - 2QU CoRE ¦ 4QU LoRE | Non-Red Flag Warning - Large Fires | Contact from object | Aggregated | 2062 | 7.1263e-06 | 1078.9824 | 0.0076892 | 2062 | Mitigation | 0.95 | 45 | 0 | esc | 0.00097009 | 6.9131e-09 | 0.00097009 | 6.9131e-09
[79 empty] | WLDFR | HFTD - Distribution - Tier 3 - 2QU CoRE ¦ 3QU LoRE | Non-Red Flag Warning - Large Fires | 2063 | 2.8536e-08 | 2.8536e-08 | 8.872 | 1.0079 | 4.9153 | 2.9488 | 0 | 0 | 3.2859e-05 | 2.5317e-07 | 0 | 2.5317e-07 | 2.5317e-07 | 0 | 2.5317e-07 | 0 | 0.00060169 | 0.0013189 | 0 | 0.0013189 | 0 | 2.1812e-06 | 4.3624e-06 | 0 | 4.3624e-06 | [12 empty] | 7.3.3.17.5 (Remote Grid) Updates to grid topology to minimize risk of ignition in HFTDs Remote GridWLDFRContact from objectAggregated | WLDFR | HFTD - Distribution - Tier 2 - 2QU CoRE ¦ 4QU LoRE | Non-Red Flag Warning - Large Fires | Contact from object | Aggregated | 2063 | 7.1263e-06 | 1078.9824 | 0.0076892 | 2063 | Mitigation | 0.95 | 45 | 0 | esc | 0.00097009 | 6.9131e-09 | 0.00097009 | 6.9131e-09
[79 empty] | WLDFR | HFTD - Distribution - Tier 3 - 2QU CoRE ¦ 3QU LoRE | Non-Red Flag Warning - Large Fires | 2064 | 2.8536e-08 | 2.8536e-08 | 8.872 | 1.0079 | 4.9153 | 2.9488 | 0 | 0 | 3.2859e-05 | 2.5317e-07 | 0 | 2.5317e-07 | 2.5317e-07 | 0 | 2.5317e-07 | 0 | 0.00063146 | 0.0013842 | 0 | 0.0013842 | 0 | 2.1812e-06 | 4.3624e-06 | 0 | 4.3624e-06 | [12 empty] | 7.3.3.17.5 (Remote Grid) Updates to grid topology to minimize risk of ignition in HFTDs Remote GridWLDFRContact from objectAggregated | WLDFR | HFTD - Distribution - Tier 2 - 2QU CoRE ¦ 4QU LoRE | Non-Red Flag Warning - Large Fires | Contact from object | Aggregated | 2064 | 7.1263e-06 | 1078.9824 | 0.0076892 | 2064 | Mitigation | 0.95 | 45 | 0 | esc | 0.00097009 | 6.9131e-09 | 0.00097009 | 6.9131e-09
[79 empty] | WLDFR | HFTD - Distribution - Tier 3 - 2QU CoRE ¦ 3QU LoRE | Non-Red Flag Warning - Large Fires | 2065 | 2.8536e-08 | 2.8536e-08 | 8.872 | 1.0079 | 4.9153 | 2.9488 | 0 | 0 | 3.2859e-05 | 2.5317e-07 | 0 | 2.5317e-07 | 2.5317e-07 | 0 | 2.5317e-07 | 0 | 0.00063146 | 0.0013842 | 0 | 0.0013842 | 0 | 2.1812e-06 | 4.3624e-06 | 0 | 4.3624e-06 | [12 empty] | 7.3.3.17.5 (Remote Grid) Updates to grid topology to minimize risk of ignition in HFTDs Remote GridWLDFRContact from objectAggregated | WLDFR | HFTD - Distribution - Tier 2 - 2QU CoRE ¦ 4QU LoRE | Non-Red Flag Warning - Large Fires | Contact from object | Aggregated | 2065 | 7.1263e-06 | 1078.9824 | 0.0076892 | 2065 | Mitigation | 0.95 | 45 | 0 | esc | 0.00097009 | 6.9131e-09 | 0.00097009 | 6.9131e-09
[79 empty] | WLDFR | HFTD - Distribution - Tier 3 - 2QU CoRE ¦ 3QU LoRE | Non-Red Flag Warning - Large Fires | 2066 | 2.8536e-08 | 2.8536e-08 | 8.872 | 1.0079 | 4.9153 | 2.9488 | 0 | 0 | 3.2859e-05 | 2.5317e-07 | 0 | 2.5317e-07 | 2.5317e-07 | 0 | 2.5317e-07 | 0 | 0.00063146 | 0.0013842 | 0 | 0.0013842 | 0 | 0 | 4.3624e-06 | 0 | 4.3624e-06 | [12 empty] | 7.3.3.17.5 (Remote Grid) Updates to grid topology to minimize risk of ignition in HFTDs Remote GridWLDFRContact from objectAggregated | WLDFR | HFTD - Distribution - Tier 2 - 2QU CoRE ¦ 4QU LoRE | Non-Red Flag Warning - Large Fires | Contact from object | Aggregated | 2066 | 7.1263e-06 | 1078.9824 | 0.0076892 | 2066 | Mitigation | 0.95 | 45 | 0 | esc | 0.00097009 | 6.9131e-09 | 0.00097009 | 6.9131e-09
[79 empty] | WLDFR | HFTD - Distribution - Tier 3 - 2QU CoRE ¦ 3QU LoRE | Non-Red Flag Warning - Large Fires | 2067 | 0 | 2.8536e-08 | 8.872 | 1.0079 | 4.9153 | 2.9488 | 0 | 0 | 3.2859e-05 | 0 | 0 | 0 | 2.5317e-07 | 0 | 2.5317e-07 | 0 | 0.00063146 | 0.0013842 | 0 | 0.0013842 | 0 | 0 | 0 | 0 | 0 | [12 empty] | 7.3.3.17.5 (Remote Grid) Updates to grid topology to minimize risk of ignition in HFTDs Remote GridWLDFRContact from objectAggregated | WLDFR | HFTD - Distribution - Tier 2 - 2QU CoRE ¦ 4QU LoRE | Non-Red Flag Warning - Large Fires | Contact from object | Aggregated | 2067 | 7.1263e-06 | 1078.9824 | 0.0076892 | 2067 | Mitigation | 0.95 | 45 | 0 | esc | 0 | 0 | 0.00097009 | 6.9131e-09
[79 empty] | WLDFR | HFTD - Distribution - Tier 3 - 2QU CoRE ¦ 3QU LoRE | Non-Red Flag Warning - Small Fires | 2022 | 3.8833e-06 | 0 | 0.077901 | 0.036425 | 0.0015809 | 0.039895 | 0 | 0 | 0.0042392 | 3.0251e-07 | 0 | 3.0251e-07 | 0 | 0 | 0 | 0 | 0.00063146 | 0.0013842 | 0 | 0.0013842 | 0 | 0 | 0 | 0 | 0 | [12 empty] | 7.3.3.17.5 (Remote Grid) Updates to grid topology to minimize risk of ignition in HFTDs Remote GridWLDFRContaminationAggregated | WLDFR | HFTD - Distribution - Tier 2 - 2QU CoRE ¦ 4QU LoRE | Non-Red Flag Warning - Large Fires | Contamination | Aggregated | 2022 | 1.4558e-07 | 1078.9824 | 0.00015708 | 2022 | Mitigation | 0.95 | 45 | 0 | esc | 0.00097009 | 1.4122e-10 | 0 | 0
[79 empty] | WLDFR | HFTD - Distribution - Tier 3 - 2QU CoRE ¦ 3QU LoRE | Non-Red Flag Warning - Small Fires | 2023 | 3.8833e-06 | 3.8833e-06 | 0.080408 | 0.03759 | 0.0016314 | 0.041187 | 0 | 0 | 0.0042392 | 3.1225e-07 | 0 | 3.1225e-07 | 3.1225e-07 | 0 | 3.1225e-07 | 0 | 0.0006622 | 0.0014516 | 0 | 0.0014516 | 0 | 4.4055e-06 | 0 | 0 | 0 | [12 empty] | 7.3.3.17.5 (Remote Grid) Updates to grid topology to minimize risk of ignition in HFTDs Remote GridWLDFRContaminationAggregated | WLDFR | HFTD - Distribution - Tier 2 - 2QU CoRE ¦ 4QU LoRE | Non-Red Flag Warning - Large Fires | Contamination | Aggregated | 2023 | 1.4558e-07 | 1078.9824 | 0.00015708 | 2023 | Mitigation | 0.95 | 45 | 0 | esc | 0.00097009 | 1.4122e-10 | 0.00097009 | 1.4122e-10
[79 empty] | WLDFR | HFTD - Distribution - Tier 3 - 2QU CoRE ¦ 3QU LoRE | Non-Red Flag Warning - Small Fires | 2024 | 3.8833e-06 | 3.8833e-06 | 0.080408 | 0.03759 | 0.0016314 | 0.041187 | 0 | 0 | 0.0042392 | 3.1225e-07 | 0 | 3.1225e-07 | 3.1225e-07 | 0 | 3.1225e-07 | 0 | 0.0006622 | 0.0014516 | 0 | 0.0014516 | 0 | 4.5665e-06 | 9.1329e-06 | 0 | 9.1329e-06 | [12 empty] | 7.3.3.17.5 (Remote Grid) Updates to grid topology to minimize risk of ignition in HFTDs Remote GridWLDFRContaminationAggregated | WLDFR | HFTD - Distribution - Tier 2 - 2QU CoRE ¦ 4QU LoRE | Non-Red Flag Warning - Large Fires | Contamination | Aggregated | 2024 | 1.4558e-07 | 1078.9824 | 0.00015708 | 2024 | Mitigation | 0.95 | 45 | 0 | esc | 0.00097009 | 1.4122e-10 | 0.00097009 | 1.4122e-10
[79 empty] | WLDFR | HFTD - Distribution - Tier 3 - 2QU CoRE ¦ 3QU LoRE | Non-Red Flag Warning - Small Fires | 2025 | 3.8833e-06 | 3.8833e-06 | 0.080408 | 0.03759 | 0.0016314 | 0.041187 | 0 | 0 | 0.0042392 | 3.1225e-07 | 0 | 3.1225e-07 | 3.1225e-07 | 0 | 3.1225e-07 | 0 | 0.0006622 | 0.0014516 | 0 | 0.0014516 | 0 | 4.5665e-06 | 9.1329e-06 | 0 | 9.1329e-06 | [12 empty] | 7.3.3.17.5 (Remote Grid) Updates to grid topology to minimize risk of ignition in HFTDs Remote GridWLDFRContaminationAggregated | WLDFR | HFTD - Distribution - Tier 2 - 2QU CoRE ¦ 4QU LoRE | Non-Red Flag Warning - Large Fires | Contamination | Aggregated | 2025 | 1.4558e-07 | 1078.9824 | 0.00015708 | 2025 | Mitigation | 0.95 | 45 | 0 | esc | 0.00097009 | 1.4122e-10 | 0.00097009 | 1.4122e-10
[79 empty] | WLDFR | HFTD - Distribution - Tier 3 - 2QU CoRE ¦ 3QU LoRE | Non-Red Flag Warning - Small Fires | 2026 | 3.8833e-06 | 3.8833e-06 | 0.080408 | 0.03759 | 0.0016314 | 0.041187 | 0 | 0 | 0.0042392 | 3.1225e-07 | 0 | 3.1225e-07 | 3.1225e-07 | 0 | 3.1225e-07 | 0 | 0.0006622 | 0.0014516 | 0 | 0.0014516 | 0 | 4.5665e-06 | 9.1329e-06 | 0 | 9.1329e-06 | [12 empty] | 7.3.3.17.5 (Remote Grid) Updates to grid topology to minimize risk of ignition in HFTDs Remote GridWLDFRContaminationAggregated | WLDFR | HFTD - Distribution - Tier 2 - 2QU CoRE ¦ 4QU LoRE | Non-Red Flag Warning - Large Fires | Contamination | Aggregated | 2026 | 1.4558e-07 | 1078.9824 | 0.00015708 | 2026 | Mitigation | 0.95 | 45 | 0 | esc | 0.00097009 | 1.4122e-10 | 0.00097009 | 1.4122e-10
[79 empty] | WLDFR | HFTD - Distribution - Tier 3 - 2QU CoRE ¦ 3QU LoRE | Non-Red Flag Warning - Small Fires | 2027 | 3.8833e-06 | 3.8833e-06 | 0.080408 | 0.03759 | 0.0016314 | 0.041187 | 0 | 0 | 0.0042392 | 3.1225e-07 | 0 | 3.1225e-07 | 3.1225e-07 | 0 | 3.1225e-07 | 0 | 0.0006622 | 0.0014516 | 0 | 0.0014516 | 0 | 4.5665e-06 | 9.1329e-06 | 0 | 9.1329e-06 | [12 empty] | 7.3.3.17.5 (Remote Grid) Updates to grid topology to minimize risk of ignition in HFTDs Remote GridWLDFRContaminationAggregated | WLDFR | HFTD - Distribution - Tier 2 - 2QU CoRE ¦ 4QU LoRE | Non-Red Flag Warning - Large Fires | Contamination | Aggregated | 2027 | 1.4558e-07 | 1078.9824 | 0.00015708 | 2027 | Mitigation | 0.95 | 45 | 0 | esc | 0.00097009 | 1.4122e-10 | 0.00097009 | 1.4122e-10
[79 empty] | WLDFR | HFTD - Distribution - Tier 3 - 2QU CoRE ¦ 3QU LoRE | Non-Red Flag Warning - Small Fires | 2028 | 3.8833e-06 | 3.8833e-06 | 0.083606 | 0.039055 | 0.001695 | 0.042856 | 0 | 0 | 0.0042392 | 3.2467e-07 | 0 | 3.2467e-07 | 3.2467e-07 | 0 | 3.2467e-07 | 0 | 0.00069354 | 0.0015203 | 0 | 0.0015203 | 0 | 4.5665e-06 | 9.1329e-06 | 0 | 9.1329e-06 | [12 empty] | 7.3.3.17.5 (Remote Grid) Updates to grid topology to minimize risk of ignition in HFTDs Remote GridWLDFRContaminationAggregated | WLDFR | HFTD - Distribution - Tier 2 - 2QU CoRE ¦ 4QU LoRE | Non-Red Flag Warning - Large Fires | Contamination | Aggregated | 2028 | 1.4558e-07 | 1078.9824 | 0.00015708 | 2028 | Mitigation | 0.95 | 45 | 0 | esc | 0.00097009 | 1.4122e-10 | 0.00097009 | 1.4122e-10
[79 empty] | WLDFR | HFTD - Distribution - Tier 3 - 2QU CoRE ¦ 3QU LoRE | Non-Red Flag Warning - Small Fires | 2029 | 3.8833e-06 | 3.8833e-06 | 0.083606 | 0.039055 | 0.001695 | 0.042856 | 0 | 0 | 0.0042392 | 3.2467e-07 | 0 | 3.2467e-07 | 3.2467e-07 | 0 | 3.2467e-07 | 0 | 0.00069354 | 0.0015203 | 0 | 0.0015203 | 0 | 4.7691e-06 | 9.5382e-06 | 0 | 9.5382e-06 | [12 empty] | 7.3.3.17.5 (Remote Grid) Updates to grid topology to minimize risk of ignition in HFTDs Remote GridWLDFRContaminationAggregated | WLDFR | HFTD - Distribution - Tier 2 - 2QU CoRE ¦ 4QU LoRE | Non-Red Flag Warning - Large Fires | Contamination | Aggregated | 2029 | 1.4558e-07 | 1078.9824 | 0.00015708 | 2029 | Mitigation | 0.95 | 45 | 0 | esc | 0.00097009 | 1.4122e-10 | 0.00097009 | 1.4122e-10
[79 empty] | WLDFR | HFTD - Distribution - Tier 3 - 2QU CoRE ¦ 3QU LoRE | Non-Red Flag Warning - Small Fires | 2030 | 3.8833e-06 | 3.8833e-06 | 0.083606 | 0.039055 | 0.001695 | 0.042856 | 0 | 0 | 0.0042392 | 3.2467e-07 | 0 | 3.2467e-07 | 3.2467e-07 | 0 | 3.2467e-07 | 0 | 0.00069354 | 0.0015203 | 0 | 0.0015203 | 0 | 4.7691e-06 | 9.5382e-06 | 0 | 9.5382e-06 | [12 empty] | 7.3.3.17.5 (Remote Grid) Updates to grid topology to minimize risk of ignition in HFTDs Remote GridWLDFRContaminationAggregated | WLDFR | HFTD - Distribution - Tier 2 - 2QU CoRE ¦ 4QU LoRE | Non-Red Flag Warning - Large Fires | Contamination | Aggregated | 2030 | 1.4558e-07 | 1078.9824 | 0.00015708 | 2030 | Mitigation | 0.95 | 45 | 0 | esc | 0.00097009 | 1.4122e-10 | 0.00097009 | 1.4122e-10
[79 empty] | WLDFR | HFTD - Distribution - Tier 3 - 2QU CoRE ¦ 3QU LoRE | Non-Red Flag Warning - Small Fires | 2031 | 3.8833e-06 | 3.8833e-06 | 0.083606 | 0.039055 | 0.001695 | 0.042856 | 0 | 0 | 0.0042392 | 3.2467e-07 | 0 | 3.2467e-07 | 3.2467e-07 | 0 | 3.2467e-07 | 0 | 0.00069354 | 0.0015203 | 0 | 0.0015203 | 0 | 4.7691e-06 | 9.5382e-06 | 0 | 9.5382e-06 | [12 empty] | 7.3.3.17.5 (Remote Grid) Updates to grid topology to minimize risk of ignition in HFTDs Remote GridWLDFRContaminationAggregated | WLDFR | HFTD - Distribution - Tier 2 - 2QU CoRE ¦ 4QU LoRE | Non-Red Flag Warning - Large Fires | Contamination | Aggregated | 2031 | 1.4558e-07 | 1078.9824 | 0.00015708 | 2031 | Mitigation | 0.95 | 45 | 0 | esc | 0.00097009 | 1.4122e-10 | 0.00097009 | 1.4122e-10
[79 empty] | WLDFR | HFTD - Distribution - Tier 3 - 2QU CoRE ¦ 3QU LoRE | Non-Red Flag Warning - Small Fires | 2032 | 3.8833e-06 | 3.8833e-06 | 0.083606 | 0.039055 | 0.001695 | 0.042856 | 0 | 0 | 0.0042392 | 3.2467e-07 | 0 | 3.2467e-07 | 3.2467e-07 | 0 | 3.2467e-07 | 0 | 0.00069354 | 0.0015203 | 0 | 0.0015203 | 0 | 4.7691e-06 | 9.5382e-06 | 0 | 9.5382e-06 | [12 empty] | 7.3.3.17.5 (Remote Grid) Updates to grid topology to minimize risk of ignition in HFTDs Remote GridWLDFRContaminationAggregated | WLDFR | HFTD - Distribution - Tier 2 - 2QU CoRE ¦ 4QU LoRE | Non-Red Flag Warning - Large Fires | Contamination | Aggregated | 2032 | 1.4558e-07 | 1078.9824 | 0.00015708 | 2032 | Mitigation | 0.95 | 45 | 0 | esc | 0.00097009 | 1.4122e-10 | 0.00097009 | 1.4122e-10
[79 empty] | WLDFR | HFTD - Distribution - Tier 3 - 2QU CoRE ¦ 3QU LoRE | Non-Red Flag Warning - Small Fires | 2033 | 3.8833e-06 | 3.8833e-06 | 0.087211 | 0.040679 | 0.0017655 | 0.044766 | 0 | 0 | 0.0042392 | 3.3866e-07 | 0 | 3.3866e-07 | 3.3866e-07 | 0 | 3.3866e-07 | 0 | 0.0007251 | 0.0015894 | 0 | 0.0015894 | 0 | 4.7691e-06 | 9.5382e-06 | 0 | 9.5382e-06 | [12 empty] | 7.3.3.17.5 (Remote Grid) Updates to grid topology to minimize risk of ignition in HFTDs Remote GridWLDFRContaminationAggregated | WLDFR | HFTD - Distribution - Tier 2 - 2QU CoRE ¦ 4QU LoRE | Non-Red Flag Warning - Large Fires | Contamination | Aggregated | 2033 | 1.4558e-07 | 1078.9824 | 0.00015708 | 2033 | Mitigation | 0.95 | 45 | 0 | esc | 0.00097009 | 1.4122e-10 | 0.00097009 | 1.4122e-10
[79 empty] | WLDFR | HFTD - Distribution - Tier 3 - 2QU CoRE ¦ 3QU LoRE | Non-Red Flag Warning - Small Fires | 2034 | 3.8833e-06 | 3.8833e-06 | 0.087211 | 0.040679 | 0.0017655 | 0.044766 | 0 | 0 | 0.0042392 | 3.3866e-07 | 0 | 3.3866e-07 | 3.3866e-07 | 0 | 3.3866e-07 | 0 | 0.0007251 | 0.0015894 | 0 | 0.0015894 | 0 | 4.9942e-06 | 9.9883e-06 | 0 | 9.9883e-06 | [12 empty] | 7.3.3.17.5 (Remote Grid) Updates to grid topology to minimize risk of ignition in HFTDs Remote GridWLDFRContaminationAggregated | WLDFR | HFTD - Distribution - Tier 2 - 2QU CoRE ¦ 4QU LoRE | Non-Red Flag Warning - Large Fires | Contamination | Aggregated | 2034 | 1.4558e-07 | 1078.9824 | 0.00015708 | 2034 | Mitigation | 0.95 | 45 | 0 | esc | 0.00097009 | 1.4122e-10 | 0.00097009 | 1.4122e-10
[79 empty] | WLDFR | HFTD - Distribution - Tier 3 - 2QU CoRE ¦ 3QU LoRE | Non-Red Flag Warning - Small Fires | 2035 | 3.8833e-06 | 3.8833e-06 | 0.087211 | 0.040679 | 0.0017655 | 0.044766 | 0 | 0 | 0.0042392 | 3.3866e-07 | 0 | 3.3866e-07 | 3.3866e-07 | 0 | 3.3866e-07 | 0 | 0.0007251 | 0.0015894 | 0 | 0.0015894 | 0 | 4.9942e-06 | 9.9883e-06 | 0 | 9.9883e-06 | [12 empty] | 7.3.3.17.5 (Remote Grid) Updates to grid topology to minimize risk of ignition in HFTDs Remote GridWLDFRContaminationAggregated | WLDFR | HFTD - Distribution - Tier 2 - 2QU CoRE ¦ 4QU LoRE | Non-Red Flag Warning - Large Fires | Contamination | Aggregated | 2035 | 1.4558e-07 | 1078.9824 | 0.00015708 | 2035 | Mitigation | 0.95 | 45 | 0 | esc | 0.00097009 | 1.4122e-10 | 0.00097009 | 1.4122e-10
[79 empty] | WLDFR | HFTD - Distribution - Tier 3 - 2QU CoRE ¦ 3QU LoRE | Non-Red Flag Warning - Small Fires | 2036 | 3.8833e-06 | 3.8833e-06 | 0.087211 | 0.040679 | 0.0017655 | 0.044766 | 0 | 0 | 0.0042392 | 3.3866e-07 | 0 | 3.3866e-07 | 3.3866e-07 | 0 | 3.3866e-07 | 0 | 0.0007251 | 0.0015894 | 0 | 0.0015894 | 0 | 4.9942e-06 | 9.9883e-06 | 0 | 9.9883e-06 | [12 empty] | 7.3.3.17.5 (Remote Grid) Updates to grid topology to minimize risk of ignition in HFTDs Remote GridWLDFRContaminationAggregated | WLDFR | HFTD - Distribution - Tier 2 - 2QU CoRE ¦ 4QU LoRE | Non-Red Flag Warning - Large Fires | Contamination | Aggregated | 2036 | 1.4558e-07 | 1078.9824 | 0.00015708 | 2036 | Mitigation | 0.95 | 45 | 0 | esc | 0.00097009 | 1.4122e-10 | 0.00097009 | 1.4122e-10
[79 empty] | WLDFR | HFTD - Distribution - Tier 3 - 2QU CoRE ¦ 3QU LoRE | Non-Red Flag Warning - Small Fires | 2037 | 3.8833e-06 | 3.8833e-06 | 0.087211 | 0.040679 | 0.0017655 | 0.044766 | 0 | 0 | 0.0042392 | 3.3866e-07 | 0 | 3.3866e-07 | 3.3866e-07 | 0 | 3.3866e-07 | 0 | 0.0007251 | 0.0015894 | 0 | 0.0015894 | 0 | 4.9942e-06 | 9.9883e-06 | 0 | 9.9883e-06 | [12 empty] | 7.3.3.17.5 (Remote Grid) Updates to grid topology to minimize risk of ignition in HFTDs Remote GridWLDFRContaminationAggregated | WLDFR | HFTD - Distribution - Tier 2 - 2QU CoRE ¦ 4QU LoRE | Non-Red Flag Warning - Large Fires | Contamination | Aggregated | 2037 | 1.4558e-07 | 1078.9824 | 0.00015708 | 2037 | Mitigation | 0.95 | 45 | 0 | esc | 0.00097009 | 1.4122e-10 | 0.00097009 | 1.4122e-10
[79 empty] | WLDFR | HFTD - Distribution - Tier 3 - 2QU CoRE ¦ 3QU LoRE | Non-Red Flag Warning - Small Fires | 2038 | 3.8833e-06 | 3.8833e-06 | 0.091184 | 0.042438 | 0.0018418 | 0.046905 | 0 | 0 | 0.0042392 | 3.5409e-07 | 0 | 3.5409e-07 | 3.5409e-07 | 0 | 3.5409e-07 | 0 | 0.00075649 | 0.0016582 | 0 | 0.0016582 | 0 | 4.9942e-06 | 9.9883e-06 | 0 | 9.9883e-06 | [12 empty] | 7.3.3.17.5 (Remote Grid) Updates to grid topology to minimize risk of ignition in HFTDs Remote GridWLDFRContaminationAggregated | WLDFR | HFTD - Distribution - Tier 2 - 2QU CoRE ¦ 4QU LoRE | Non-Red Flag Warning - Large Fires | Contamination | Aggregated | 2038 | 1.4558e-07 | 1078.9824 | 0.00015708 | 2038 | Mitigation | 0.95 | 45 | 0 | esc | 0.00097009 | 1.4122e-10 | 0.00097009 | 1.4122e-10
[79 empty] | WLDFR | HFTD - Distribution - Tier 3 - 2QU CoRE ¦ 3QU LoRE | Non-Red Flag Warning - Small Fires | 2039 | 3.8833e-06 | 3.8833e-06 | 0.091184 | 0.042438 | 0.0018418 | 0.046905 | 0 | 0 | 0.0042392 | 3.5409e-07 | 0 | 3.5409e-07 | 3.5409e-07 | 0 | 3.5409e-07 | 0 | 0.00075649 | 0.0016582 | 0 | 0.0016582 | 0 | 5.2382e-06 | 1.0476e-05 | 0 | 1.0476e-05 | [12 empty] | 7.3.3.17.5 (Remote Grid) Updates to grid topology to minimize risk of ignition in HFTDs Remote GridWLDFRContaminationAggregated | WLDFR | HFTD - Distribution - Tier 2 - 2QU CoRE ¦ 4QU LoRE | Non-Red Flag Warning - Large Fires | Contamination | Aggregated | 2039 | 1.4558e-07 | 1078.9824 | 0.00015708 | 2039 | Mitigation | 0.95 | 45 | 0 | esc | 0.00097009 | 1.4122e-10 | 0.00097009 | 1.4122e-10
[79 empty] | WLDFR | HFTD - Distribution - Tier 3 - 2QU CoRE ¦ 3QU LoRE | Non-Red Flag Warning - Small Fires | 2040 | 3.8833e-06 | 3.8833e-06 | 0.091184 | 0.042438 | 0.0018418 | 0.046905 | 0 | 0 | 0.0042392 | 3.5409e-07 | 0 | 3.5409e-07 | 3.5409e-07 | 0 | 3.5409e-07 | 0 | 0.00075649 | 0.0016582 | 0 | 0.0016582 | 0 | 5.2382e-06 | 1.0476e-05 | 0 | 1.0476e-05 | [12 empty] | 7.3.3.17.5 (Remote Grid) Updates to grid topology to minimize risk of ignition in HFTDs Remote GridWLDFRContaminationAggregated | WLDFR | HFTD - Distribution - Tier 2 - 2QU CoRE ¦ 4QU LoRE | Non-Red Flag Warning - Large Fires | Contamination | Aggregated | 2040 | 1.4558e-07 | 1078.9824 | 0.00015708 | 2040 | Mitigation | 0.95 | 45 | 0 | esc | 0.00097009 | 1.4122e-10 | 0.00097009 | 1.4122e-10
[79 empty] | WLDFR | HFTD - Distribution - Tier 3 - 2QU CoRE ¦ 3QU LoRE | Non-Red Flag Warning - Small Fires | 2041 | 3.8833e-06 | 3.8833e-06 | 0.091184 | 0.042438 | 0.0018418 | 0.046905 | 0 | 0 | 0.0042392 | 3.5409e-07 | 0 | 3.5409e-07 | 3.5409e-07 | 0 | 3.5409e-07 | 0 | 0 | 0.0016582 | 0 | 0.0016582 | 0 | 5.2382e-06 | 1.0476e-05 | 0 | 1.0476e-05 | [12 empty] | 7.3.3.17.5 (Remote Grid) Updates to grid topology to minimize risk of ignition in HFTDs Remote GridWLDFRContaminationAggregated | WLDFR | HFTD - Distribution - Tier 2 - 2QU CoRE ¦ 4QU LoRE | Non-Red Flag Warning - Large Fires | Contamination | Aggregated | 2041 | 1.4558e-07 | 1078.9824 | 0.00015708 | 2041 | Mitigation | 0.95 | 45 | 0 | esc | 0.00097009 | 1.4122e-10 | 0.00097009 | 1.4122e-10
[79 empty] | WLDFR | HFTD - Distribution - Tier 3 - 2QU CoRE ¦ 3QU LoRE | Non-Red Flag Warning - Small Fires | 2042 | 3.8833e-06 | 3.8833e-06 | 0.091184 | 0.042438 | 0.0018418 | 0.046905 | 0 | 0 | 0.0042392 | 3.5409e-07 | 0 | 3.5409e-07 | 3.5409e-07 | 0 | 3.5409e-07 | 0 | 0 | 0 | 0 | 0 | 0 | 5.2382e-06 | 1.0476e-05 | 0 | 1.0476e-05 | [12 empty] | 7.3.3.17.5 (Remote Grid) Updates to grid topology to minimize risk of ignition in HFTDs Remote GridWLDFRContaminationAggregated | WLDFR | HFTD - Distribution - Tier 2 - 2QU CoRE ¦ 4QU LoRE | Non-Red Flag Warning - Large Fires | Contamination | Aggregated | 2042 | 1.4558e-07 | 1078.9824 | 0.00015708 | 2042 | Mitigation | 0.95 | 45 | 0 | esc | 0.00097009 | 1.4122e-10 | 0.00097009 | 1.4122e-10
[79 empty] | WLDFR | HFTD - Distribution - Tier 3 - 2QU CoRE ¦ 3QU LoRE | Non-Red Flag Warning - Small Fires | 2043 | 3.8833e-06 | 3.8833e-06 | 0.095486 | 0.044306 | 0.0019228 | 0.049257 | 0 | 0 | 0.0042392 | 3.708e-07 | 0 | 3.708e-07 | 3.708e-07 | 0 | 3.708e-07 | 0 | 1.6005e-06 | 0 | 0 | 0 | 0 | 5.2382e-06 | 1.0476e-05 | 0 | 1.0476e-05 | [12 empty] | 7.3.3.17.5 (Remote Grid) Updates to grid topology to minimize risk of ignition in HFTDs Remote GridWLDFRContaminationAggregated | WLDFR | HFTD - Distribution - Tier 2 - 2QU CoRE ¦ 4QU LoRE | Non-Red Flag Warning - Large Fires | Contamination | Aggregated | 2043 | 1.4558e-07 | 1078.9824 | 0.00015708 | 2043 | Mitigation | 0.95 | 45 | 0 | esc | 0.00097009 | 1.4122e-10 | 0.00097009 | 1.4122e-10
[79 empty] | WLDFR | HFTD - Distribution - Tier 3 - 2QU CoRE ¦ 3QU LoRE | Non-Red Flag Warning - Small Fires | 2044 | 3.8833e-06 | 3.8833e-06 | 0.095486 | 0.044306 | 0.0019228 | 0.049257 | 0 | 0 | 0.0042392 | 3.708e-07 | 0 | 3.708e-07 | 3.708e-07 | 0 | 3.708e-07 | 0 | 1.6721e-06 | 3.6654e-06 | 0 | 3.6654e-06 | 0 | 5.498e-06 | 1.0996e-05 | 0 | 1.0996e-05 | [12 empty] | 7.3.3.17.5 (Remote Grid) Updates to grid topology to minimize risk of ignition in HFTDs Remote GridWLDFRContaminationAggregated | WLDFR | HFTD - Distribution - Tier 2 - 2QU CoRE ¦ 4QU LoRE | Non-Red Flag Warning - Large Fires | Contamination | Aggregated | 2044 | 1.4558e-07 | 1078.9824 | 0.00015708 | 2044 | Mitigation | 0.95 | 45 | 0 | esc | 0.00097009 | 1.4122e-10 | 0.00097009 | 1.4122e-10
[79 empty] | WLDFR | HFTD - Distribution - Tier 3 - 2QU CoRE ¦ 3QU LoRE | Non-Red Flag Warning - Small Fires | 2045 | 3.8833e-06 | 3.8833e-06 | 0.095486 | 0.044306 | 0.0019228 | 0.049257 | 0 | 0 | 0.0042392 | 3.708e-07 | 0 | 3.708e-07 | 3.708e-07 | 0 | 3.708e-07 | 0 | 1.6721e-06 | 3.6654e-06 | 0 | 3.6654e-06 | 0 | 5.498e-06 | 1.0996e-05 | 0 | 1.0996e-05 | [12 empty] | 7.3.3.17.5 (Remote Grid) Updates to grid topology to minimize risk of ignition in HFTDs Remote GridWLDFRContaminationAggregated | WLDFR | HFTD - Distribution - Tier 2 - 2QU CoRE ¦ 4QU LoRE | Non-Red Flag Warning - Large Fires | Contamination | Aggregated | 2045 | 1.4558e-07 | 1078.9824 | 0.00015708 | 2045 | Mitigation | 0.95 | 45 | 0 | esc | 0.00097009 | 1.4122e-10 | 0.00097009 | 1.4122e-10
[79 empty] | WLDFR | HFTD - Distribution - Tier 3 - 2QU CoRE ¦ 3QU LoRE | Non-Red Flag Warning - Small Fires | 2046 | 3.8833e-06 | 3.8833e-06 | 0.095486 | 0.044306 | 0.0019228 | 0.049257 | 0 | 0 | 0.0042392 | 3.708e-07 | 0 | 3.708e-07 | 3.708e-07 | 0 | 3.708e-07 | 0 | 1.6721e-06 | 3.6654e-06 | 0 | 3.6654e-06 | 0 | 5.498e-06 | 1.0996e-05 | 0 | 1.0996e-05 | [12 empty] | 7.3.3.17.5 (Remote Grid) Updates to grid topology to minimize risk of ignition in HFTDs Remote GridWLDFRContaminationAggregated | WLDFR | HFTD - Distribution - Tier 2 - 2QU CoRE ¦ 4QU LoRE | Non-Red Flag Warning - Large Fires | Contamination | Aggregated | 2046 | 1.4558e-07 | 1078.9824 | 0.00015708 | 2046 | Mitigation | 0.95 | 45 | 0 | esc | 0.00097009 | 1.4122e-10 | 0.00097009 | 1.4122e-10
[79 empty] | WLDFR | HFTD - Distribution - Tier 3 - 2QU CoRE ¦ 3QU LoRE | Non-Red Flag Warning - Small Fires | 2047 | 3.8833e-06 | 3.8833e-06 | 0.095486 | 0.044306 | 0.0019228 | 0.049257 | 0 | 0 | 0.0042392 | 3.708e-07 | 0 | 3.708e-07 | 3.708e-07 | 0 | 3.708e-07 | 0 | 1.6721e-06 | 3.6654e-06 | 0 | 3.6654e-06 | 0 | 5.498e-06 | 1.0996e-05 | 0 | 1.0996e-05 | [12 empty] | 7.3.3.17.5 (Remote Grid) Updates to grid topology to minimize risk of ignition in HFTDs Remote GridWLDFRContaminationAggregated | WLDFR | HFTD - Distribution - Tier 2 - 2QU CoRE ¦ 4QU LoRE | Non-Red Flag Warning - Large Fires | Contamination | Aggregated | 2047 | 1.4558e-07 | 1078.9824 | 0.00015708 | 2047 | Mitigation | 0.95 | 45 | 0 | esc | 0.00097009 | 1.4122e-10 | 0.00097009 | 1.4122e-10
[79 empty] | WLDFR | HFTD - Distribution - Tier 3 - 2QU CoRE ¦ 3QU LoRE | Non-Red Flag Warning - Small Fires | 2048 | 3.8833e-06 | 3.8833e-06 | 0.10007 | 0.04626 | 0.0020076 | 0.051804 | 0 | 0 | 0.0042392 | 3.8861e-07 | 0 | 3.8861e-07 | 3.8861e-07 | 0 | 3.8861e-07 | 0 | 1.6721e-06 | 3.6654e-06 | 0 | 3.6654e-06 | 0 | 5.498e-06 | 1.0996e-05 | 0 | 1.0996e-05 | [12 empty] | 7.3.3.17.5 (Remote Grid) Updates to grid topology to minimize risk of ignition in HFTDs Remote GridWLDFRContaminationAggregated | WLDFR | HFTD - Distribution - Tier 2 - 2QU CoRE ¦ 4QU LoRE | Non-Red Flag Warning - Large Fires | Contamination | Aggregated | 2048 | 1.4558e-07 | 1078.9824 | 0.00015708 | 2048 | Mitigation | 0.95 | 45 | 0 | esc | 0.00097009 | 1.4122e-10 | 0.00097009 | 1.4122e-10
[79 empty] | WLDFR | HFTD - Distribution - Tier 3 - 2QU CoRE ¦ 3QU LoRE | Non-Red Flag Warning - Small Fires | 2049 | 3.8833e-06 | 3.8833e-06 | 0.10007 | 0.04626 | 0.0020076 | 0.051804 | 0 | 0 | 0.0042392 | 3.8861e-07 | 0 | 3.8861e-07 | 3.8861e-07 | 0 | 3.8861e-07 | 0 | 1.7644e-06 | 3.8676e-06 | 0 | 3.8676e-06 | 0 | 5.77e-06 | 1.154e-05 | 0 | 1.154e-05 | [12 empty] | 7.3.3.17.5 (Remote Grid) Updates to grid topology to minimize risk of ignition in HFTDs Remote GridWLDFRContaminationAggregated | WLDFR | HFTD - Distribution - Tier 2 - 2QU CoRE ¦ 4QU LoRE | Non-Red Flag Warning - Large Fires | Contamination | Aggregated | 2049 | 1.4558e-07 | 1078.9824 | 0.00015708 | 2049 | Mitigation | 0.95 | 45 | 0 | esc | 0.00097009 | 1.4122e-10 | 0.00097009 | 1.4122e-10
[79 empty] | WLDFR | HFTD - Distribution - Tier 3 - 2QU CoRE ¦ 3QU LoRE | Non-Red Flag Warning - Small Fires | 2050 | 3.8833e-06 | 3.8833e-06 | 0.10007 | 0.04626 | 0.0020076 | 0.051804 | 0 | 0 | 0.0042392 | 3.8861e-07 | 0 | 3.8861e-07 | 3.8861e-07 | 0 | 3.8861e-07 | 0 | 1.7644e-06 | 3.8676e-06 | 0 | 3.8676e-06 | 0 | 5.77e-06 | 1.154e-05 | 0 | 1.154e-05 | [12 empty] | 7.3.3.17.5 (Remote Grid) Updates to grid topology to minimize risk of ignition in HFTDs Remote GridWLDFRContaminationAggregated | WLDFR | HFTD - Distribution - Tier 2 - 2QU CoRE ¦ 4QU LoRE | Non-Red Flag Warning - Large Fires | Contamination | Aggregated | 2050 | 1.4558e-07 | 1078.9824 | 0.00015708 | 2050 | Mitigation | 0.95 | 45 | 0 | esc | 0.00097009 | 1.4122e-10 | 0.00097009 | 1.4122e-10
[79 empty] | WLDFR | HFTD - Distribution - Tier 3 - 2QU CoRE ¦ 3QU LoRE | Non-Red Flag Warning - Small Fires | 2051 | 3.8833e-06 | 3.8833e-06 | 0.10007 | 0.04626 | 0.0020076 | 0.051804 | 0 | 0 | 0.0042392 | 3.8861e-07 | 0 | 3.8861e-07 | 3.8861e-07 | 0 | 3.8861e-07 | 0 | 1.7644e-06 | 3.8676e-06 | 0 | 3.8676e-06 | 0 | 5.77e-06 | 1.154e-05 | 0 | 1.154e-05 | [12 empty] | 7.3.3.17.5 (Remote Grid) Updates to grid topology to minimize risk of ignition in HFTDs Remote GridWLDFRContaminationAggregated | WLDFR | HFTD - Distribution - Tier 2 - 2QU CoRE ¦ 4QU LoRE | Non-Red Flag Warning - Large Fires | Contamination | Aggregated | 2051 | 1.4558e-07 | 1078.9824 | 0.00015708 | 2051 | Mitigation | 0.95 | 45 | 0 | esc | 0.00097009 | 1.4122e-10 | 0.00097009 | 1.4122e-10
[79 empty] | WLDFR | HFTD - Distribution - Tier 3 - 2QU CoRE ¦ 3QU LoRE | Non-Red Flag Warning - Small Fires | 2052 | 3.8833e-06 | 3.8833e-06 | 0.10007 | 0.04626 | 0.0020076 | 0.051804 | 0 | 0 | 0.0042392 | 3.8861e-07 | 0 | 3.8861e-07 | 3.8861e-07 | 0 | 3.8861e-07 | 0 | 1.7644e-06 | 3.8676e-06 | 0 | 3.8676e-06 | 0 | 5.77e-06 | 1.154e-05 | 0 | 1.154e-05 | [12 empty] | 7.3.3.17.5 (Remote Grid) Updates to grid topology to minimize risk of ignition in HFTDs Remote GridWLDFRContaminationAggregated | WLDFR | HFTD - Distribution - Tier 2 - 2QU CoRE ¦ 4QU LoRE | Non-Red Flag Warning - Large Fires | Contamination | Aggregated | 2052 | 1.4558e-07 | 1078.9824 | 0.00015708 | 2052 | Mitigation | 0.95 | 45 | 0 | esc | 0.00097009 | 1.4122e-10 | 0.00097009 | 1.4122e-10
[79 empty] | WLDFR | HFTD - Distribution - Tier 3 - 2QU CoRE ¦ 3QU LoRE | Non-Red Flag Warning - Small Fires | 2053 | 3.8833e-06 | 3.8833e-06 | 0.10489 | 0.048274 | 0.002095 | 0.054525 | 0 | 0 | 0.0042392 | 4.0733e-07 | 0 | 4.0733e-07 | 4.0733e-07 | 0 | 4.0733e-07 | 0 | 1.7644e-06 | 3.8676e-06 | 0 | 3.8676e-06 | 0 | 0 | 1.154e-05 | 0 | 1.154e-05 | [12 empty] | 7.3.3.17.5 (Remote Grid) Updates to grid topology to minimize risk of ignition in HFTDs Remote GridWLDFRContaminationAggregated | WLDFR | HFTD - Distribution - Tier 2 - 2QU CoRE ¦ 4QU LoRE | Non-Red Flag Warning - Large Fires | Contamination | Aggregated | 2053 | 1.4558e-07 | 1078.9824 | 0.00015708 | 2053 | Mitigation | 0.95 | 45 | 0 | esc | 0.00097009 | 1.4122e-10 | 0.00097009 | 1.4122e-10
[79 empty] | WLDFR | HFTD - Distribution - Tier 3 - 2QU CoRE ¦ 3QU LoRE | Non-Red Flag Warning - Small Fires | 2054 | 3.8833e-06 | 3.8833e-06 | 0.10489 | 0.048274 | 0.002095 | 0.054525 | 0 | 0 | 0.0042392 | 4.0733e-07 | 0 | 4.0733e-07 | 4.0733e-07 | 0 | 4.0733e-07 | 0 | 1.8693e-06 | 4.0975e-06 | 0 | 4.0975e-06 | 0 | 0 | 0 | 0 | 0 | [12 empty] | 7.3.3.17.5 (Remote Grid) Updates to grid topology to minimize risk of ignition in HFTDs Remote GridWLDFRContaminationAggregated | WLDFR | HFTD - Distribution - Tier 2 - 2QU CoRE ¦ 4QU LoRE | Non-Red Flag Warning - Large Fires | Contamination | Aggregated | 2054 | 1.4558e-07 | 1078.9824 | 0.00015708 | 2054 | Mitigation | 0.95 | 45 | 0 | esc | 0.00097009 | 1.4122e-10 | 0.00097009 | 1.4122e-10
[79 empty] | WLDFR | HFTD - Distribution - Tier 3 - 2QU CoRE ¦ 3QU LoRE | Non-Red Flag Warning - Small Fires | 2055 | 3.8833e-06 | 3.8833e-06 | 0.10489 | 0.048274 | 0.002095 | 0.054525 | 0 | 0 | 0.0042392 | 4.0733e-07 | 0 | 4.0733e-07 | 4.0733e-07 | 0 | 4.0733e-07 | 0 | 1.8693e-06 | 4.0975e-06 | 0 | 4.0975e-06 | 0 | 0 | 0 | 0 | 0 | [12 empty] | 7.3.3.17.5 (Remote Grid) Updates to grid topology to minimize risk of ignition in HFTDs Remote GridWLDFRContaminationAggregated | WLDFR | HFTD - Distribution - Tier 2 - 2QU CoRE ¦ 4QU LoRE | Non-Red Flag Warning - Large Fires | Contamination | Aggregated | 2055 | 1.4558e-07 | 1078.9824 | 0.00015708 | 2055 | Mitigation | 0.95 | 45 | 0 | esc | 0.00097009 | 1.4122e-10 | 0.00097009 | 1.4122e-10
[79 empty] | WLDFR | HFTD - Distribution - Tier 3 - 2QU CoRE ¦ 3QU LoRE | Non-Red Flag Warning - Small Fires | 2056 | 3.8833e-06 | 3.8833e-06 | 0.10489 | 0.048274 | 0.002095 | 0.054525 | 0 | 0 | 0.0042392 | 4.0733e-07 | 0 | 4.0733e-07 | 4.0733e-07 | 0 | 4.0733e-07 | 0 | 1.8693e-06 | 4.0975e-06 | 0 | 4.0975e-06 | 0 | 5.3153e-07 | 0 | 0 | 0 | [12 empty] | 7.3.3.17.5 (Remote Grid) Updates to grid topology to minimize risk of ignition in HFTDs Remote GridWLDFRContaminationAggregated | WLDFR | HFTD - Distribution - Tier 2 - 2QU CoRE ¦ 4QU LoRE | Non-Red Flag Warning - Large Fires | Contamination | Aggregated | 2056 | 1.4558e-07 | 1078.9824 | 0.00015708 | 2056 | Mitigation | 0.95 | 45 | 0 | esc | 0.00097009 | 1.4122e-10 | 0.00097009 | 1.4122e-10
[79 empty] | WLDFR | HFTD - Distribution - Tier 3 - 2QU CoRE ¦ 3QU LoRE | Non-Red Flag Warning - Small Fires | 2057 | 3.8833e-06 | 3.8833e-06 | 0.10489 | 0.048274 | 0.002095 | 0.054525 | 0 | 0 | 0.0042392 | 4.0733e-07 | 0 | 4.0733e-07 | 4.0733e-07 | 0 | 4.0733e-07 | 0 | 1.8693e-06 | 4.0975e-06 | 0 | 4.0975e-06 | 0 | 5.5531e-07 | 1.1106e-06 | 0 | 1.1106e-06 | [12 empty] | 7.3.3.17.5 (Remote Grid) Updates to grid topology to minimize risk of ignition in HFTDs Remote GridWLDFRContaminationAggregated | WLDFR | HFTD - Distribution - Tier 2 - 2QU CoRE ¦ 4QU LoRE | Non-Red Flag Warning - Large Fires | Contamination | Aggregated | 2057 | 1.4558e-07 | 1078.9824 | 0.00015708 | 2057 | Mitigation | 0.95 | 45 | 0 | esc | 0.00097009 | 1.4122e-10 | 0.00097009 | 1.4122e-10
[79 empty] | WLDFR | HFTD - Distribution - Tier 3 - 2QU CoRE ¦ 3QU LoRE | Non-Red Flag Warning - Small Fires | 2058 | 3.8833e-06 | 3.8833e-06 | 0.1099 | 0.050325 | 0.0021839 | 0.057393 | 0 | 0 | 0.0042392 | 4.2678e-07 | 0 | 4.2678e-07 | 4.2678e-07 | 0 | 4.2678e-07 | 0 | 1.8693e-06 | 4.0975e-06 | 0 | 4.0975e-06 | 0 | 5.5531e-07 | 1.1106e-06 | 0 | 1.1106e-06 | [12 empty] | 7.3.3.17.5 (Remote Grid) Updates to grid topology to minimize risk of ignition in HFTDs Remote GridWLDFRContaminationAggregated | WLDFR | HFTD - Distribution - Tier 2 - 2QU CoRE ¦ 4QU LoRE | Non-Red Flag Warning - Large Fires | Contamination | Aggregated | 2058 | 1.4558e-07 | 1078.9824 | 0.00015708 | 2058 | Mitigation | 0.95 | 45 | 0 | esc | 0.00097009 | 1.4122e-10 | 0.00097009 | 1.4122e-10
[79 empty] | WLDFR | HFTD - Distribution - Tier 3 - 2QU CoRE ¦ 3QU LoRE | Non-Red Flag Warning - Small Fires | 2059 | 3.8833e-06 | 3.8833e-06 | 0.1099 | 0.050325 | 0.0021839 | 0.057393 | 0 | 0 | 0.0042392 | 4.2678e-07 | 0 | 4.2678e-07 | 4.2678e-07 | 0 | 4.2678e-07 | 0 | 1.986e-06 | 4.3535e-06 | 0 | 4.3535e-06 | 0 | 5.5531e-07 | 1.1106e-06 | 0 | 1.1106e-06 | [12 empty] | 7.3.3.17.5 (Remote Grid) Updates to grid topology to minimize risk of ignition in HFTDs Remote GridWLDFRContaminationAggregated | WLDFR | HFTD - Distribution - Tier 2 - 2QU CoRE ¦ 4QU LoRE | Non-Red Flag Warning - Large Fires | Contamination | Aggregated | 2059 | 1.4558e-07 | 1078.9824 | 0.00015708 | 2059 | Mitigation | 0.95 | 45 | 0 | esc | 0.00097009 | 1.4122e-10 | 0.00097009 | 1.4122e-10
[79 empty] | WLDFR | HFTD - Distribution - Tier 3 - 2QU CoRE ¦ 3QU LoRE | Non-Red Flag Warning - Small Fires | 2060 | 3.8833e-06 | 3.8833e-06 | 0.1099 | 0.050325 | 0.0021839 | 0.057393 | 0 | 0 | 0.0042392 | 4.2678e-07 | 0 | 4.2678e-07 | 4.2678e-07 | 0 | 4.2678e-07 | 0 | 1.986e-06 | 4.3535e-06 | 0 | 4.3535e-06 | 0 | 5.5531e-07 | 1.1106e-06 | 0 | 1.1106e-06 | [12 empty] | 7.3.3.17.5 (Remote Grid) Updates to grid topology to minimize risk of ignition in HFTDs Remote GridWLDFRContaminationAggregated | WLDFR | HFTD - Distribution - Tier 2 - 2QU CoRE ¦ 4QU LoRE | Non-Red Flag Warning - Large Fires | Contamination | Aggregated | 2060 | 1.4558e-07 | 1078.9824 | 0.00015708 | 2060 | Mitigation | 0.95 | 45 | 0 | esc | 0.00097009 | 1.4122e-10 | 0.00097009 | 1.4122e-10
[79 empty] | WLDFR | HFTD - Distribution - Tier 3 - 2QU CoRE ¦ 3QU LoRE | Non-Red Flag Warning - Small Fires | 2061 | 3.8833e-06 | 3.8833e-06 | 0.1099 | 0.050325 | 0.0021839 | 0.057393 | 0 | 0 | 0.0042392 | 4.2678e-07 | 0 | 4.2678e-07 | 4.2678e-07 | 0 | 4.2678e-07 | 0 | 1.986e-06 | 4.3535e-06 | 0 | 4.3535e-06 | 0 | 5.5531e-07 | 1.1106e-06 | 0 | 1.1106e-06 | [12 empty] | 7.3.3.17.5 (Remote Grid) Updates to grid topology to minimize risk of ignition in HFTDs Remote GridWLDFRContaminationAggregated | WLDFR | HFTD - Distribution - Tier 2 - 2QU CoRE ¦ 4QU LoRE | Non-Red Flag Warning - Large Fires | Contamination | Aggregated | 2061 | 1.4558e-07 | 1078.9824 | 0.00015708 | 2061 | Mitigation | 0.95 | 45 | 0 | esc | 0.00097009 | 1.4122e-10 | 0.00097009 | 1.4122e-10
[79 empty] | WLDFR | HFTD - Distribution - Tier 3 - 2QU CoRE ¦ 3QU LoRE | Non-Red Flag Warning - Small Fires | 2062 | 3.8833e-06 | 3.8833e-06 | 0.1099 | 0.050325 | 0.0021839 | 0.057393 | 0 | 0 | 0.0042392 | 4.2678e-07 | 0 | 4.2678e-07 | 4.2678e-07 | 0 | 4.2678e-07 | 0 | 1.986e-06 | 4.3535e-06 | 0 | 4.3535e-06 | 0 | 5.8594e-07 | 1.1719e-06 | 0 | 1.1719e-06 | [12 empty] | 7.3.3.17.5 (Remote Grid) Updates to grid topology to minimize risk of ignition in HFTDs Remote GridWLDFRContaminationAggregated | WLDFR | HFTD - Distribution - Tier 2 - 2QU CoRE ¦ 4QU LoRE | Non-Red Flag Warning - Large Fires | Contamination | Aggregated | 2062 | 1.4558e-07 | 1078.9824 | 0.00015708 | 2062 | Mitigation | 0.95 | 45 | 0 | esc | 0.00097009 | 1.4122e-10 | 0.00097009 | 1.4122e-10
[79 empty] | WLDFR | HFTD - Distribution - Tier 3 - 2QU CoRE ¦ 3QU LoRE | Non-Red Flag Warning - Small Fires | 2063 | 3.8833e-06 | 3.8833e-06 | 0.11504 | 0.052388 | 0.0022734 | 0.060377 | 0 | 0 | 0.0042392 | 4.4673e-07 | 0 | 4.4673e-07 | 4.4673e-07 | 0 | 4.4673e-07 | 0 | 1.986e-06 | 4.3535e-06 | 0 | 4.3535e-06 | 0 | 5.8594e-07 | 1.1719e-06 | 0 | 1.1719e-06 | [12 empty] | 7.3.3.17.5 (Remote Grid) Updates to grid topology to minimize risk of ignition in HFTDs Remote GridWLDFRContaminationAggregated | WLDFR | HFTD - Distribution - Tier 2 - 2QU CoRE ¦ 4QU LoRE | Non-Red Flag Warning - Large Fires | Contamination | Aggregated | 2063 | 1.4558e-07 | 1078.9824 | 0.00015708 | 2063 | Mitigation | 0.95 | 45 | 0 | esc | 0.00097009 | 1.4122e-10 | 0.00097009 | 1.4122e-10
[79 empty] | WLDFR | HFTD - Distribution - Tier 3 - 2QU CoRE ¦ 3QU LoRE | Non-Red Flag Warning - Small Fires | 2064 | 3.8833e-06 | 3.8833e-06 | 0.11504 | 0.052388 | 0.0022734 | 0.060377 | 0 | 0 | 0.0042392 | 4.4673e-07 | 0 | 4.4673e-07 | 4.4673e-07 | 0 | 4.4673e-07 | 0 | 2.1137e-06 | 4.6334e-06 | 0 | 4.6334e-06 | 0 | 5.8594e-07 | 1.1719e-06 | 0 | 1.1719e-06 | [12 empty] | 7.3.3.17.5 (Remote Grid) Updates to grid topology to minimize risk of ignition in HFTDs Remote GridWLDFRContaminationAggregated | WLDFR | HFTD - Distribution - Tier 2 - 2QU CoRE ¦ 4QU LoRE | Non-Red Flag Warning - Large Fires | Contamination | Aggregated | 2064 | 1.4558e-07 | 1078.9824 | 0.00015708 | 2064 | Mitigation | 0.95 | 45 | 0 | esc | 0.00097009 | 1.4122e-10 | 0.00097009 | 1.4122e-10
[79 empty] | WLDFR | HFTD - Distribution - Tier 3 - 2QU CoRE ¦ 3QU LoRE | Non-Red Flag Warning - Small Fires | 2065 | 3.8833e-06 | 3.8833e-06 | 0.11504 | 0.052388 | 0.0022734 | 0.060377 | 0 | 0 | 0.0042392 | 4.4673e-07 | 0 | 4.4673e-07 | 4.4673e-07 | 0 | 4.4673e-07 | 0 | 2.1137e-06 | 4.6334e-06 | 0 | 4.6334e-06 | 0 | 5.8594e-07 | 1.1719e-06 | 0 | 1.1719e-06 | [12 empty] | 7.3.3.17.5 (Remote Grid) Updates to grid topology to minimize risk of ignition in HFTDs Remote GridWLDFRContaminationAggregated | WLDFR | HFTD - Distribution - Tier 2 - 2QU CoRE ¦ 4QU LoRE | Non-Red Flag Warning - Large Fires | Contamination | Aggregated | 2065 | 1.4558e-07 | 1078.9824 | 0.00015708 | 2065 | Mitigation | 0.95 | 45 | 0 | esc | 0.00097009 | 1.4122e-10 | 0.00097009 | 1.4122e-10
[79 empty] | WLDFR | HFTD - Distribution - Tier 3 - 2QU CoRE ¦ 3QU LoRE | Non-Red Flag Warning - Small Fires | 2066 | 3.8833e-06 | 3.8833e-06 | 0.11504 | 0.052388 | 0.0022734 | 0.060377 | 0 | 0 | 0.0042392 | 4.4673e-07 | 0 | 4.4673e-07 | 4.4673e-07 | 0 | 4.4673e-07 | 0 | 2.1137e-06 | 4.6334e-06 | 0 | 4.6334e-06 | 0 | 5.8594e-07 | 1.1719e-06 | 0 | 1.1719e-06 | [12 empty] | 7.3.3.17.5 (Remote Grid) Updates to grid topology to minimize risk of ignition in HFTDs Remote GridWLDFRContaminationAggregated | WLDFR | HFTD - Distribution - Tier 2 - 2QU CoRE ¦ 4QU LoRE | Non-Red Flag Warning - Large Fires | Contamination | Aggregated | 2066 | 1.4558e-07 | 1078.9824 | 0.00015708 | 2066 | Mitigation | 0.95 | 45 | 0 | esc | 0.00097009 | 1.4122e-10 | 0.00097009 | 1.4122e-10
[79 empty] | WLDFR | HFTD - Distribution - Tier 3 - 2QU CoRE ¦ 3QU LoRE | Non-Red Flag Warning - Small Fires | 2067 | 0 | 3.8833e-06 | 0.11504 | 0.052388 | 0.0022734 | 0.060377 | 0 | 0 | 0.0042392 | 0 | 0 | 0 | 4.4673e-07 | 0 | 4.4673e-07 | 0 | 2.1137e-06 | 4.6334e-06 | 0 | 4.6334e-06 | 0 | 6.2078e-07 | 1.2416e-06 | 0 | 1.2416e-06 | [12 empty] | 7.3.3.17.5 (Remote Grid) Updates to grid topology to minimize risk of ignition in HFTDs Remote GridWLDFRContaminationAggregated | WLDFR | HFTD - Distribution - Tier 2 - 2QU CoRE ¦ 4QU LoRE | Non-Red Flag Warning - Large Fires | Contamination | Aggregated | 2067 | 1.4558e-07 | 1078.9824 | 0.00015708 | 2067 | Mitigation | 0.95 | 45 | 0 | esc | 0 | 0 | 0.00097009 | 1.4122e-10
[79 empty] | WLDFR | HFTD - Distribution - Tier 3 - 2QU CoRE ¦ 3QU LoRE | Red Flag Warning - Catastrophic Fires | 2022 | 6.4636e-08 | 0 | 14146.1306 | 222.2294 | 8585.7228 | 5338.1784 | 0 | 0 | 6.6629e-05 | 0.00091435 | 0 | 0.00091435 | 0 | 0 | 0 | 0 | 2.1137e-06 | 4.6334e-06 | 0 | 4.6334e-06 | 0 | 6.2078e-07 | 1.2416e-06 | 0 | 1.2416e-06 | [12 empty] | 7.3.3.17.5 (Remote Grid) Updates to grid topology to minimize risk of ignition in HFTDs Remote GridWLDFREquipment / facility failureAggregated | WLDFR | HFTD - Distribution - Tier 2 - 2QU CoRE ¦ 4QU LoRE | Non-Red Flag Warning - Large Fires | Equipment / facility failure | Aggregated | 2022 | 2.803e-06 | 1078.9824 | 0.0030244 | 2022 | Mitigation | 0.95 | 45 | 0 | esc | 0.00097009 | 2.7191e-09 | 0 | 0
[79 empty] | WLDFR | HFTD - Distribution - Tier 3 - 2QU CoRE ¦ 3QU LoRE | Red Flag Warning - Catastrophic Fires | 2023 | 6.4636e-08 | 6.4636e-08 | 14664.6376 | 233.2301 | 8896.516 | 5534.8915 | 0 | 0 | 6.6629e-05 | 0.00094786 | 0 | 0.00094786 | 0.00094786 | 0 | 0.00094786 | 0 | 2.2513e-06 | 4.9349e-06 | 0 | 4.9349e-06 | 0 | 6.2078e-07 | 1.2416e-06 | 0 | 1.2416e-06 | [12 empty] | 7.3.3.17.5 (Remote Grid) Updates to grid topology to minimize risk of ignition in HFTDs Remote GridWLDFREquipment / facility failureAggregated | WLDFR | HFTD - Distribution - Tier 2 - 2QU CoRE ¦ 4QU LoRE | Non-Red Flag Warning - Large Fires | Equipment / facility failure | Aggregated | 2023 | 2.803e-06 | 1078.9824 | 0.0030244 | 2023 | Mitigation | 0.95 | 45 | 0 | esc | 0.00097009 | 2.7191e-09 | 0.00097009 | 2.7191e-09
[79 empty] | WLDFR | HFTD - Distribution - Tier 3 - 2QU CoRE ¦ 3QU LoRE | Red Flag Warning - Catastrophic Fires | 2024 | 6.4636e-08 | 6.4636e-08 | 14664.6376 | 233.2301 | 8896.516 | 5534.8915 | 0 | 0 | 6.6629e-05 | 0.00094786 | 0 | 0.00094786 | 0.00094786 | 0 | 0.00094786 | 0 | 2.2513e-06 | 4.9349e-06 | 0 | 4.9349e-06 | 0 | 6.2078e-07 | 1.2416e-06 | 0 | 1.2416e-06 | [12 empty] | 7.3.3.17.5 (Remote Grid) Updates to grid topology to minimize risk of ignition in HFTDs Remote GridWLDFREquipment / facility failureAggregated | WLDFR | HFTD - Distribution - Tier 2 - 2QU CoRE ¦ 4QU LoRE | Non-Red Flag Warning - Large Fires | Equipment / facility failure | Aggregated | 2024 | 2.803e-06 | 1078.9824 | 0.0030244 | 2024 | Mitigation | 0.95 | 45 | 0 | esc | 0.00097009 | 2.7191e-09 | 0.00097009 | 2.7191e-09
[79 empty] | WLDFR | HFTD - Distribution - Tier 3 - 2QU CoRE ¦ 3QU LoRE | Red Flag Warning - Catastrophic Fires | 2025 | 6.4636e-08 | 6.4636e-08 | 14664.6376 | 233.2301 | 8896.516 | 5534.8915 | 0 | 0 | 6.6629e-05 | 0.00094786 | 0 | 0.00094786 | 0.00094786 | 0 | 0.00094786 | 0 | 2.2513e-06 | 4.9349e-06 | 0 | 4.9349e-06 | 0 | 6.2078e-07 | 1.2416e-06 | 0 | 1.2416e-06 | [12 empty] | 7.3.3.17.5 (Remote Grid) Updates to grid topology to minimize risk of ignition in HFTDs Remote GridWLDFREquipment / facility failureAggregated | WLDFR | HFTD - Distribution - Tier 2 - 2QU CoRE ¦ 4QU LoRE | Non-Red Flag Warning - Large Fires | Equipment / facility failure | Aggregated | 2025 | 2.803e-06 | 1078.9824 | 0.0030244 | 2025 | Mitigation | 0.95 | 45 | 0 | esc | 0.00097009 | 2.7191e-09 | 0.00097009 | 2.7191e-09
[79 empty] | WLDFR | HFTD - Distribution - Tier 3 - 2QU CoRE ¦ 3QU LoRE | Red Flag Warning - Catastrophic Fires | 2026 | 6.4636e-08 | 6.4636e-08 | 14664.6376 | 233.2301 | 8896.516 | 5534.8915 | 0 | 0 | 6.6629e-05 | 0.00094786 | 0 | 0.00094786 | 0.00094786 | 0 | 0.00094786 | 0 | 2.2513e-06 | 4.9349e-06 | 0 | 4.9349e-06 | 0 | 6.5956e-07 | 1.3191e-06 | 0 | 1.3191e-06 | [12 empty] | 7.3.3.17.5 (Remote Grid) Updates to grid topology to minimize risk of ignition in HFTDs Remote GridWLDFREquipment / facility failureAggregated | WLDFR | HFTD - Distribution - Tier 2 - 2QU CoRE ¦ 4QU LoRE | Non-Red Flag Warning - Large Fires | Equipment / facility failure | Aggregated | 2026 | 2.803e-06 | 1078.9824 | 0.0030244 | 2026 | Mitigation | 0.95 | 45 | 0 | esc | 0.00097009 | 2.7191e-09 | 0.00097009 | 2.7191e-09
[79 empty] | WLDFR | HFTD - Distribution - Tier 3 - 2QU CoRE ¦ 3QU LoRE | Red Flag Warning - Catastrophic Fires | 2027 | 6.4636e-08 | 6.4636e-08 | 14664.6376 | 233.2301 | 8896.516 | 5534.8915 | 0 | 0 | 6.6629e-05 | 0.00094786 | 0 | 0.00094786 | 0.00094786 | 0 | 0.00094786 | 0 | 2.2513e-06 | 4.9349e-06 | 0 | 4.9349e-06 | 0 | 6.5956e-07 | 1.3191e-06 | 0 | 1.3191e-06 | [12 empty] | 7.3.3.17.5 (Remote Grid) Updates to grid topology to minimize risk of ignition in HFTDs Remote GridWLDFREquipment / facility failureAggregated | WLDFR | HFTD - Distribution - Tier 2 - 2QU CoRE ¦ 4QU LoRE | Non-Red Flag Warning - Large Fires | Equipment / facility failure | Aggregated | 2027 | 2.803e-06 | 1078.9824 | 0.0030244 | 2027 | Mitigation | 0.95 | 45 | 0 | esc | 0.00097009 | 2.7191e-09 | 0.00097009 | 2.7191e-09
[79 empty] | WLDFR | HFTD - Distribution - Tier 3 - 2QU CoRE ¦ 3QU LoRE | Red Flag Warning - Catastrophic Fires | 2028 | 6.4636e-08 | 6.4636e-08 | 15317.9909 | 247.273 | 9287.6491 | 5783.0689 | 0 | 0 | 6.6629e-05 | 0.00099009 | 0 | 0.00099009 | 0.00099009 | 0 | 0.00099009 | 0 | 2.3976e-06 | 5.2556e-06 | 0 | 5.2556e-06 | 0 | 6.5956e-07 | 1.3191e-06 | 0 | 1.3191e-06 | [12 empty] | 7.3.3.17.5 (Remote Grid) Updates to grid topology to minimize risk of ignition in HFTDs Remote GridWLDFREquipment / facility failureAggregated | WLDFR | HFTD - Distribution - Tier 2 - 2QU CoRE ¦ 4QU LoRE | Non-Red Flag Warning - Large Fires | Equipment / facility failure | Aggregated | 2028 | 2.803e-06 | 1078.9824 | 0.0030244 | 2028 | Mitigation | 0.95 | 45 | 0 | esc | 0.00097009 | 2.7191e-09 | 0.00097009 | 2.7191e-09
[79 empty] | WLDFR | HFTD - Distribution - Tier 3 - 2QU CoRE ¦ 3QU LoRE | Red Flag Warning - Catastrophic Fires | 2029 | 6.4636e-08 | 6.4636e-08 | 15317.9909 | 247.273 | 9287.6491 | 5783.0689 | 0 | 0 | 6.6629e-05 | 0.00099009 | 0 | 0.00099009 | 0.00099009 | 0 | 0.00099009 | 0 | 2.3976e-06 | 5.2556e-06 | 0 | 5.2556e-06 | 0 | 6.5956e-07 | 1.3191e-06 | 0 | 1.3191e-06 | [12 empty] | 7.3.3.17.5 (Remote Grid) Updates to grid topology to minimize risk of ignition in HFTDs Remote GridWLDFREquipment / facility failureAggregated | WLDFR | HFTD - Distribution - Tier 2 - 2QU CoRE ¦ 4QU LoRE | Non-Red Flag Warning - Large Fires | Equipment / facility failure | Aggregated | 2029 | 2.803e-06 | 1078.9824 | 0.0030244 | 2029 | Mitigation | 0.95 | 45 | 0 | esc | 0.00097009 | 2.7191e-09 | 0.00097009 | 2.7191e-09
[79 empty] | WLDFR | HFTD - Distribution - Tier 3 - 2QU CoRE ¦ 3QU LoRE | Red Flag Warning - Catastrophic Fires | 2030 | 6.4636e-08 | 6.4636e-08 | 15317.9909 | 247.273 | 9287.6491 | 5783.0689 | 0 | 0 | 6.6629e-05 | 0.00099009 | 0 | 0.00099009 | 0.00099009 | 0 | 0.00099009 | 0 | 2.3976e-06 | 5.2556e-06 | 0 | 5.2556e-06 | 0 | 6.5956e-07 | 1.3191e-06 | 0 | 1.3191e-06 | [12 empty] | 7.3.3.17.5 (Remote Grid) Updates to grid topology to minimize risk of ignition in HFTDs Remote GridWLDFREquipment / facility failureAggregated | WLDFR | HFTD - Distribution - Tier 2 - 2QU CoRE ¦ 4QU LoRE | Non-Red Flag Warning - Large Fires | Equipment / facility failure | Aggregated | 2030 | 2.803e-06 | 1078.9824 | 0.0030244 | 2030 | Mitigation | 0.95 | 45 | 0 | esc | 0.00097009 | 2.7191e-09 | 0.00097009 | 2.7191e-09
[79 empty] | WLDFR | HFTD - Distribution - Tier 3 - 2QU CoRE ¦ 3QU LoRE | Red Flag Warning - Catastrophic Fires | 2031 | 6.4636e-08 | 6.4636e-08 | 15317.9909 | 247.273 | 9287.6491 | 5783.0689 | 0 | 0 | 6.6629e-05 | 0.00099009 | 0 | 0.00099009 | 0.00099009 | 0 | 0.00099009 | 0 | 2.3976e-06 | 5.2556e-06 | 0 | 5.2556e-06 | 0 | 7.0197e-07 | 1.4039e-06 | 0 | 1.4039e-06 | [12 empty] | 7.3.3.17.5 (Remote Grid) Updates to grid topology to minimize risk of ignition in HFTDs Remote GridWLDFREquipment / facility failureAggregated | WLDFR | HFTD - Distribution - Tier 2 - 2QU CoRE ¦ 4QU LoRE | Non-Red Flag Warning - Large Fires | Equipment / facility failure | Aggregated | 2031 | 2.803e-06 | 1078.9824 | 0.0030244 | 2031 | Mitigation | 0.95 | 45 | 0 | esc | 0.00097009 | 2.7191e-09 | 0.00097009 | 2.7191e-09
[79 empty] | WLDFR | HFTD - Distribution - Tier 3 - 2QU CoRE ¦ 3QU LoRE | Red Flag Warning - Catastrophic Fires | 2032 | 6.4636e-08 | 6.4636e-08 | 15317.9909 | 247.273 | 9287.6491 | 5783.0689 | 0 | 0 | 6.6629e-05 | 0.00099009 | 0 | 0.00099009 | 0.00099009 | 0 | 0.00099009 | 0 | 2.3976e-06 | 5.2556e-06 | 0 | 5.2556e-06 | 0 | 7.0197e-07 | 1.4039e-06 | 0 | 1.4039e-06 | [12 empty] | 7.3.3.17.5 (Remote Grid) Updates to grid topology to minimize risk of ignition in HFTDs Remote GridWLDFREquipment / facility failureAggregated | WLDFR | HFTD - Distribution - Tier 2 - 2QU CoRE ¦ 4QU LoRE | Non-Red Flag Warning - Large Fires | Equipment / facility failure | Aggregated | 2032 | 2.803e-06 | 1078.9824 | 0.0030244 | 2032 | Mitigation | 0.95 | 45 | 0 | esc | 0.00097009 | 2.7191e-09 | 0.00097009 | 2.7191e-09
[79 empty] | WLDFR | HFTD - Distribution - Tier 3 - 2QU CoRE ¦ 3QU LoRE | Red Flag Warning - Catastrophic Fires | 2033 | 6.4636e-08 | 6.4636e-08 | 16044.1264 | 263.1074 | 9721.74 | 6059.2791 | 0 | 0 | 6.6629e-05 | 0.001037 | 0 | 0.001037 | 0.001037 | 0 | 0.001037 | 0 | 2.5509e-06 | 5.5917e-06 | 0 | 5.5917e-06 | 0 | 7.0197e-07 | 1.4039e-06 | 0 | 1.4039e-06 | [12 empty] | 7.3.3.17.5 (Remote Grid) Updates to grid topology to minimize risk of ignition in HFTDs Remote GridWLDFREquipment / facility failureAggregated | WLDFR | HFTD - Distribution - Tier 2 - 2QU CoRE ¦ 4QU LoRE | Non-Red Flag Warning - Large Fires | Equipment / facility failure | Aggregated | 2033 | 2.803e-06 | 1078.9824 | 0.0030244 | 2033 | Mitigation | 0.95 | 45 | 0 | esc | 0.00097009 | 2.7191e-09 | 0.00097009 | 2.7191e-09
[79 empty] | WLDFR | HFTD - Distribution - Tier 3 - 2QU CoRE ¦ 3QU LoRE | Red Flag Warning - Catastrophic Fires | 2034 | 6.4636e-08 | 6.4636e-08 | 16044.1264 | 263.1074 | 9721.74 | 6059.2791 | 0 | 0 | 6.6629e-05 | 0.001037 | 0 | 0.001037 | 0.001037 | 0 | 0.001037 | 0 | 2.5509e-06 | 5.5917e-06 | 0 | 5.5917e-06 | 0 | 7.0197e-07 | 1.4039e-06 | 0 | 1.4039e-06 | [12 empty] | 7.3.3.17.5 (Remote Grid) Updates to grid topology to minimize risk of ignition in HFTDs Remote GridWLDFREquipment / facility failureAggregated | WLDFR | HFTD - Distribution - Tier 2 - 2QU CoRE ¦ 4QU LoRE | Non-Red Flag Warning - Large Fires | Equipment / facility failure | Aggregated | 2034 | 2.803e-06 | 1078.9824 | 0.0030244 | 2034 | Mitigation | 0.95 | 45 | 0 | esc | 0.00097009 | 2.7191e-09 | 0.00097009 | 2.7191e-09
[79 empty] | WLDFR | HFTD - Distribution - Tier 3 - 2QU CoRE ¦ 3QU LoRE | Red Flag Warning - Catastrophic Fires | 2035 | 6.4636e-08 | 6.4636e-08 | 16044.1264 | 263.1074 | 9721.74 | 6059.2791 | 0 | 0 | 6.6629e-05 | 0.001037 | 0 | 0.001037 | 0.001037 | 0 | 0.001037 | 0 | 2.5509e-06 | 5.5917e-06 | 0 | 5.5917e-06 | 0 | 7.0197e-07 | 1.4039e-06 | 0 | 1.4039e-06 | [12 empty] | 7.3.3.17.5 (Remote Grid) Updates to grid topology to minimize risk of ignition in HFTDs Remote GridWLDFREquipment / facility failureAggregated | WLDFR | HFTD - Distribution - Tier 2 - 2QU CoRE ¦ 4QU LoRE | Non-Red Flag Warning - Large Fires | Equipment / facility failure | Aggregated | 2035 | 2.803e-06 | 1078.9824 | 0.0030244 | 2035 | Mitigation | 0.95 | 45 | 0 | esc | 0.00097009 | 2.7191e-09 | 0.00097009 | 2.7191e-09
[79 empty] | WLDFR | HFTD - Distribution - Tier 3 - 2QU CoRE ¦ 3QU LoRE | Red Flag Warning - Catastrophic Fires | 2036 | 6.4636e-08 | 6.4636e-08 | 16044.1264 | 263.1074 | 9721.74 | 6059.2791 | 0 | 0 | 6.6629e-05 | 0.001037 | 0 | 0.001037 | 0.001037 | 0 | 0.001037 | 0 | 2.5509e-06 | 5.5917e-06 | 0 | 5.5917e-06 | 0 | 7.4765e-07 | 1.4953e-06 | 0 | 1.4953e-06 | [12 empty] | 7.3.3.17.5 (Remote Grid) Updates to grid topology to minimize risk of ignition in HFTDs Remote GridWLDFREquipment / facility failureAggregated | WLDFR | HFTD - Distribution - Tier 2 - 2QU CoRE ¦ 4QU LoRE | Non-Red Flag Warning - Large Fires | Equipment / facility failure | Aggregated | 2036 | 2.803e-06 | 1078.9824 | 0.0030244 | 2036 | Mitigation | 0.95 | 45 | 0 | esc | 0.00097009 | 2.7191e-09 | 0.00097009 | 2.7191e-09
[79 empty] | WLDFR | HFTD - Distribution - Tier 3 - 2QU CoRE ¦ 3QU LoRE | Red Flag Warning - Catastrophic Fires | 2037 | 6.4636e-08 | 6.4636e-08 | 16044.1264 | 263.1074 | 9721.74 | 6059.2791 | 0 | 0 | 6.6629e-05 | 0.001037 | 0 | 0.001037 | 0.001037 | 0 | 0.001037 | 0 | 2.5509e-06 | 5.5917e-06 | 0 | 5.5917e-06 | 0 | 7.4765e-07 | 1.4953e-06 | 0 | 1.4953e-06 | [12 empty] | 7.3.3.17.5 (Remote Grid) Updates to grid topology to minimize risk of ignition in HFTDs Remote GridWLDFREquipment / facility failureAggregated | WLDFR | HFTD - Distribution - Tier 2 - 2QU CoRE ¦ 4QU LoRE | Non-Red Flag Warning - Large Fires | Equipment / facility failure | Aggregated | 2037 | 2.803e-06 | 1078.9824 | 0.0030244 | 2037 | Mitigation | 0.95 | 45 | 0 | esc | 0.00097009 | 2.7191e-09 | 0.00097009 | 2.7191e-09
[79 empty] | WLDFR | HFTD - Distribution - Tier 3 - 2QU CoRE ¦ 3QU LoRE | Red Flag Warning - Catastrophic Fires | 2038 | 6.4636e-08 | 6.4636e-08 | 16832.3912 | 280.5544 | 10192.2718 | 6359.5651 | 0 | 0 | 6.6629e-05 | 0.001088 | 0 | 0.001088 | 0.001088 | 0 | 0.001088 | 0 | 2.7096e-06 | 5.9396e-06 | 0 | 5.9396e-06 | 0 | 7.4765e-07 | 1.4953e-06 | 0 | 1.4953e-06 | [12 empty] | 7.3.3.17.5 (Remote Grid) Updates to grid topology to minimize risk of ignition in HFTDs Remote GridWLDFREquipment / facility failureAggregated | WLDFR | HFTD - Distribution - Tier 2 - 2QU CoRE ¦ 4QU LoRE | Non-Red Flag Warning - Large Fires | Equipment / facility failure | Aggregated | 2038 | 2.803e-06 | 1078.9824 | 0.0030244 | 2038 | Mitigation | 0.95 | 45 | 0 | esc | 0.00097009 | 2.7191e-09 | 0.00097009 | 2.7191e-09
[79 empty] | WLDFR | HFTD - Distribution - Tier 3 - 2QU CoRE ¦ 3QU LoRE | Red Flag Warning - Catastrophic Fires | 2039 | 6.4636e-08 | 6.4636e-08 | 16832.3912 | 280.5544 | 10192.2718 | 6359.5651 | 0 | 0 | 6.6629e-05 | 0.001088 | 0 | 0.001088 | 0.001088 | 0 | 0.001088 | 0 | 2.7096e-06 | 5.9396e-06 | 0 | 5.9396e-06 | 0 | 7.4765e-07 | 1.4953e-06 | 0 | 1.4953e-06 | [12 empty] | 7.3.3.17.5 (Remote Grid) Updates to grid topology to minimize risk of ignition in HFTDs Remote GridWLDFREquipment / facility failureAggregated | WLDFR | HFTD - Distribution - Tier 2 - 2QU CoRE ¦ 4QU LoRE | Non-Red Flag Warning - Large Fires | Equipment / facility failure | Aggregated | 2039 | 2.803e-06 | 1078.9824 | 0.0030244 | 2039 | Mitigation | 0.95 | 45 | 0 | esc | 0.00097009 | 2.7191e-09 | 0.00097009 | 2.7191e-09
[79 empty] | WLDFR | HFTD - Distribution - Tier 3 - 2QU CoRE ¦ 3QU LoRE | Red Flag Warning - Catastrophic Fires | 2040 | 6.4636e-08 | 6.4636e-08 | 16832.3912 | 280.5544 | 10192.2718 | 6359.5651 | 0 | 0 | 6.6629e-05 | 0.001088 | 0 | 0.001088 | 0.001088 | 0 | 0.001088 | 0 | 2.7096e-06 | 5.9396e-06 | 0 | 5.9396e-06 | 0 | 0 | 1.4953e-06 | 0 | 1.4953e-06 | [12 empty] | 7.3.3.17.5 (Remote Grid) Updates to grid topology to minimize risk of ignition in HFTDs Remote GridWLDFREquipment / facility failureAggregated | WLDFR | HFTD - Distribution - Tier 2 - 2QU CoRE ¦ 4QU LoRE | Non-Red Flag Warning - Large Fires | Equipment / facility failure | Aggregated | 2040 | 2.803e-06 | 1078.9824 | 0.0030244 | 2040 | Mitigation | 0.95 | 45 | 0 | esc | 0.00097009 | 2.7191e-09 | 0.00097009 | 2.7191e-09
[79 empty] | WLDFR | HFTD - Distribution - Tier 3 - 2QU CoRE ¦ 3QU LoRE | Red Flag Warning - Catastrophic Fires | 2041 | 6.4636e-08 | 6.4636e-08 | 16832.3912 | 280.5544 | 10192.2718 | 6359.5651 | 0 | 0 | 6.6629e-05 | 0.001088 | 0 | 0.001088 | 0.001088 | 0 | 0.001088 | 0 | 2.7096e-06 | 5.9396e-06 | 0 | 5.9396e-06 | 0 | 0 | 0 | 0 | 0 | [12 empty] | 7.3.3.17.5 (Remote Grid) Updates to grid topology to minimize risk of ignition in HFTDs Remote GridWLDFREquipment / facility failureAggregated | WLDFR | HFTD - Distribution - Tier 2 - 2QU CoRE ¦ 4QU LoRE | Non-Red Flag Warning - Large Fires | Equipment / facility failure | Aggregated | 2041 | 2.803e-06 | 1078.9824 | 0.0030244 | 2041 | Mitigation | 0.95 | 45 | 0 | esc | 0.00097009 | 2.7191e-09 | 0.00097009 | 2.7191e-09
[79 empty] | WLDFR | HFTD - Distribution - Tier 3 - 2QU CoRE ¦ 3QU LoRE | Red Flag Warning - Catastrophic Fires | 2042 | 6.4636e-08 | 6.4636e-08 | 16832.3912 | 280.5544 | 10192.2718 | 6359.5651 | 0 | 0 | 6.6629e-05 | 0.001088 | 0 | 0.001088 | 0.001088 | 0 | 0.001088 | 0 | 2.7096e-06 | 5.9396e-06 | 0 | 5.9396e-06 | 0 | 0 | 0 | 0 | 0 | [12 empty] | 7.3.3.17.5 (Remote Grid) Updates to grid topology to minimize risk of ignition in HFTDs Remote GridWLDFREquipment / facility failureAggregated | WLDFR | HFTD - Distribution - Tier 2 - 2QU CoRE ¦ 4QU LoRE | Non-Red Flag Warning - Large Fires | Equipment / facility failure | Aggregated | 2042 | 2.803e-06 | 1078.9824 | 0.0030244 | 2042 | Mitigation | 0.95 | 45 | 0 | esc | 0.00097009 | 2.7191e-09 | 0.00097009 | 2.7191e-09
[79 empty] | WLDFR | HFTD - Distribution - Tier 3 - 2QU CoRE ¦ 3QU LoRE | Red Flag Warning - Catastrophic Fires | 2043 | 6.4636e-08 | 6.4636e-08 | 17672.0852 | 299.42 | 10692.7362 | 6679.929 | 0 | 0 | 6.6629e-05 | 0.0011423 | 0 | 0.0011423 | 0.0011423 | 0 | 0.0011423 | 0 | 2.8719e-06 | 6.2952e-06 | 0 | 6.2952e-06 | 0 | 6.6289e-06 | 0 | 0 | 0 | [12 empty] | 7.3.3.17.5 (Remote Grid) Updates to grid topology to minimize risk of ignition in HFTDs Remote GridWLDFREquipment / facility failureAggregated | WLDFR | HFTD - Distribution - Tier 2 - 2QU CoRE ¦ 4QU LoRE | Non-Red Flag Warning - Large Fires | Equipment / facility failure | Aggregated | 2043 | 2.803e-06 | 1078.9824 | 0.0030244 | 2043 | Mitigation | 0.95 | 45 | 0 | esc | 0.00097009 | 2.7191e-09 | 0.00097009 | 2.7191e-09
[79 empty] | WLDFR | HFTD - Distribution - Tier 3 - 2QU CoRE ¦ 3QU LoRE | Red Flag Warning - Catastrophic Fires | 2044 | 6.4636e-08 | 6.4636e-08 | 17672.0852 | 299.42 | 10692.7362 | 6679.929 | 0 | 0 | 6.6629e-05 | 0.0011423 | 0 | 0.0011423 | 0.0011423 | 0 | 0.0011423 | 0 | 2.8719e-06 | 6.2952e-06 | 0 | 6.2952e-06 | 0 | 6.8423e-06 | 1.3685e-05 | 0 | 1.3685e-05 | [12 empty] | 7.3.3.17.5 (Remote Grid) Updates to grid topology to minimize risk of ignition in HFTDs Remote GridWLDFREquipment / facility failureAggregated | WLDFR | HFTD - Distribution - Tier 2 - 2QU CoRE ¦ 4QU LoRE | Non-Red Flag Warning - Large Fires | Equipment / facility failure | Aggregated | 2044 | 2.803e-06 | 1078.9824 | 0.0030244 | 2044 | Mitigation | 0.95 | 45 | 0 | esc | 0.00097009 | 2.7191e-09 | 0.00097009 | 2.7191e-09
[79 empty] | WLDFR | HFTD - Distribution - Tier 3 - 2QU CoRE ¦ 3QU LoRE | Red Flag Warning - Catastrophic Fires | 2045 | 6.4636e-08 | 6.4636e-08 | 17672.0852 | 299.42 | 10692.7362 | 6679.929 | 0 | 0 | 6.6629e-05 | 0.0011423 | 0 | 0.0011423 | 0.0011423 | 0 | 0.0011423 | 0 | 2.8719e-06 | 6.2952e-06 | 0 | 6.2952e-06 | 0 | 6.8423e-06 | 1.3685e-05 | 0 | 1.3685e-05 | [12 empty] | 7.3.3.17.5 (Remote Grid) Updates to grid topology to minimize risk of ignition in HFTDs Remote GridWLDFREquipment / facility failureAggregated | WLDFR | HFTD - Distribution - Tier 2 - 2QU CoRE ¦ 4QU LoRE | Non-Red Flag Warning - Large Fires | Equipment / facility failure | Aggregated | 2045 | 2.803e-06 | 1078.9824 | 0.0030244 | 2045 | Mitigation | 0.95 | 45 | 0 | esc | 0.00097009 | 2.7191e-09 | 0.00097009 | 2.7191e-09
[79 empty] | WLDFR | HFTD - Distribution - Tier 3 - 2QU CoRE ¦ 3QU LoRE | Red Flag Warning - Catastrophic Fires | 2046 | 6.4636e-08 | 6.4636e-08 | 17672.0852 | 299.42 | 10692.7362 | 6679.929 | 0 | 0 | 6.6629e-05 | 0.0011423 | 0 | 0.0011423 | 0.0011423 | 0 | 0.0011423 | 0 | 0 | 6.2952e-06 | 0 | 6.2952e-06 | 0 | 6.8423e-06 | 1.3685e-05 | 0 | 1.3685e-05 | [12 empty] | 7.3.3.17.5 (Remote Grid) Updates to grid topology to minimize risk of ignition in HFTDs Remote GridWLDFREquipment / facility failureAggregated | WLDFR | HFTD - Distribution - Tier 2 - 2QU CoRE ¦ 4QU LoRE | Non-Red Flag Warning - Large Fires | Equipment / facility failure | Aggregated | 2046 | 2.803e-06 | 1078.9824 | 0.0030244 | 2046 | Mitigation | 0.95 | 45 | 0 | esc | 0.00097009 | 2.7191e-09 | 0.00097009 | 2.7191e-09
[79 empty] | WLDFR | HFTD - Distribution - Tier 3 - 2QU CoRE ¦ 3QU LoRE | Red Flag Warning - Catastrophic Fires | 2047 | 6.4636e-08 | 6.4636e-08 | 17672.0852 | 299.42 | 10692.7362 | 6679.929 | 0 | 0 | 6.6629e-05 | 0.0011423 | 0 | 0.0011423 | 0.0011423 | 0 | 0.0011423 | 0 | 0 | 0 | 0 | 0 | 0 | 6.8423e-06 | 1.3685e-05 | 0 | 1.3685e-05 | [12 empty] | 7.3.3.17.5 (Remote Grid) Updates to grid topology to minimize risk of ignition in HFTDs Remote GridWLDFREquipment / facility failureAggregated | WLDFR | HFTD - Distribution - Tier 2 - 2QU CoRE ¦ 4QU LoRE | Non-Red Flag Warning - Large Fires | Equipment / facility failure | Aggregated | 2047 | 2.803e-06 | 1078.9824 | 0.0030244 | 2047 | Mitigation | 0.95 | 45 | 0 | esc | 0.00097009 | 2.7191e-09 | 0.00097009 | 2.7191e-09
[79 empty] | WLDFR | HFTD - Distribution - Tier 3 - 2QU CoRE ¦ 3QU LoRE | Red Flag Warning - Catastrophic Fires | 2048 | 6.4636e-08 | 6.4636e-08 | 18552.3348 | 319.4911 | 11216.5626 | 7016.281 | 0 | 0 | 6.6629e-05 | 0.0011991 | 0 | 0.0011991 | 0.0011991 | 0 | 0.0011991 | 0 | 2.7743e-06 | 0 | 0 | 0 | 0 | 6.8423e-06 | 1.3685e-05 | 0 | 1.3685e-05 | [12 empty] | 7.3.3.17.5 (Remote Grid) Updates to grid topology to minimize risk of ignition in HFTDs Remote GridWLDFREquipment / facility failureAggregated | WLDFR | HFTD - Distribution - Tier 2 - 2QU CoRE ¦ 4QU LoRE | Non-Red Flag Warning - Large Fires | Equipment / facility failure | Aggregated | 2048 | 2.803e-06 | 1078.9824 | 0.0030244 | 2048 | Mitigation | 0.95 | 45 | 0 | esc | 0.00097009 | 2.7191e-09 | 0.00097009 | 2.7191e-09
[79 empty] | WLDFR | HFTD - Distribution - Tier 3 - 2QU CoRE ¦ 3QU LoRE | Red Flag Warning - Catastrophic Fires | 2049 | 6.4636e-08 | 6.4636e-08 | 18552.3348 | 319.4911 | 11216.5626 | 7016.281 | 0 | 0 | 6.6629e-05 | 0.0011991 | 0 | 0.0011991 | 0.0011991 | 0 | 0.0011991 | 0 | 2.8636e-06 | 6.2771e-06 | 0 | 6.2771e-06 | 0 | 7.1144e-06 | 1.4229e-05 | 0 | 1.4229e-05 | [12 empty] | 7.3.3.17.5 (Remote Grid) Updates to grid topology to minimize risk of ignition in HFTDs Remote GridWLDFREquipment / facility failureAggregated | WLDFR | HFTD - Distribution - Tier 2 - 2QU CoRE ¦ 4QU LoRE | Non-Red Flag Warning - Large Fires | Equipment / facility failure | Aggregated | 2049 | 2.803e-06 | 1078.9824 | 0.0030244 | 2049 | Mitigation | 0.95 | 45 | 0 | esc | 0.00097009 | 2.7191e-09 | 0.00097009 | 2.7191e-09
[79 empty] | WLDFR | HFTD - Distribution - Tier 3 - 2QU CoRE ¦ 3QU LoRE | Red Flag Warning - Catastrophic Fires | 2050 | 6.4636e-08 | 6.4636e-08 | 18552.3348 | 319.4911 | 11216.5626 | 7016.281 | 0 | 0 | 6.6629e-05 | 0.0011991 | 0 | 0.0011991 | 0.0011991 | 0 | 0.0011991 | 0 | 2.8636e-06 | 6.2771e-06 | 0 | 6.2771e-06 | 0 | 7.1144e-06 | 1.4229e-05 | 0 | 1.4229e-05 | [12 empty] | 7.3.3.17.5 (Remote Grid) Updates to grid topology to minimize risk of ignition in HFTDs Remote GridWLDFREquipment / facility failureAggregated | WLDFR | HFTD - Distribution - Tier 2 - 2QU CoRE ¦ 4QU LoRE | Non-Red Flag Warning - Large Fires | Equipment / facility failure | Aggregated | 2050 | 2.803e-06 | 1078.9824 | 0.0030244 | 2050 | Mitigation | 0.95 | 45 | 0 | esc | 0.00097009 | 2.7191e-09 | 0.00097009 | 2.7191e-09
[79 empty] | WLDFR | HFTD - Distribution - Tier 3 - 2QU CoRE ¦ 3QU LoRE | Red Flag Warning - Catastrophic Fires | 2051 | 6.4636e-08 | 6.4636e-08 | 18552.3348 | 319.4911 | 11216.5626 | 7016.281 | 0 | 0 | 6.6629e-05 | 0.0011991 | 0 | 0.0011991 | 0.0011991 | 0 | 0.0011991 | 0 | 2.8636e-06 | 6.2771e-06 | 0 | 6.2771e-06 | 0 | 7.1144e-06 | 1.4229e-05 | 0 | 1.4229e-05 | [12 empty] | 7.3.3.17.5 (Remote Grid) Updates to grid topology to minimize risk of ignition in HFTDs Remote GridWLDFREquipment / facility failureAggregated | WLDFR | HFTD - Distribution - Tier 2 - 2QU CoRE ¦ 4QU LoRE | Non-Red Flag Warning - Large Fires | Equipment / facility failure | Aggregated | 2051 | 2.803e-06 | 1078.9824 | 0.0030244 | 2051 | Mitigation | 0.95 | 45 | 0 | esc | 0.00097009 | 2.7191e-09 | 0.00097009 | 2.7191e-09
[79 empty] | WLDFR | HFTD - Distribution - Tier 3 - 2QU CoRE ¦ 3QU LoRE | Red Flag Warning - Catastrophic Fires | 2052 | 6.4636e-08 | 6.4636e-08 | 18552.3348 | 319.4911 | 11216.5626 | 7016.281 | 0 | 0 | 6.6629e-05 | 0.0011991 | 0 | 0.0011991 | 0.0011991 | 0 | 0.0011991 | 0 | 2.8636e-06 | 6.2771e-06 | 0 | 6.2771e-06 | 0 | 7.1144e-06 | 1.4229e-05 | 0 | 1.4229e-05 | [12 empty] | 7.3.3.17.5 (Remote Grid) Updates to grid topology to minimize risk of ignition in HFTDs Remote GridWLDFREquipment / facility failureAggregated | WLDFR | HFTD - Distribution - Tier 2 - 2QU CoRE ¦ 4QU LoRE | Non-Red Flag Warning - Large Fires | Equipment / facility failure | Aggregated | 2052 | 2.803e-06 | 1078.9824 | 0.0030244 | 2052 | Mitigation | 0.95 | 45 | 0 | esc | 0.00097009 | 2.7191e-09 | 0.00097009 | 2.7191e-09
[79 empty] | WLDFR | HFTD - Distribution - Tier 3 - 2QU CoRE ¦ 3QU LoRE | Red Flag Warning - Catastrophic Fires | 2053 | 6.4636e-08 | 6.4636e-08 | 19462.1283 | 340.5356 | 11757.1413 | 7364.4514 | 0 | 0 | 6.6629e-05 | 0.001258 | 0 | 0.001258 | 0.001258 | 0 | 0.001258 | 0 | 2.8636e-06 | 6.2771e-06 | 0 | 6.2771e-06 | 0 | 7.1144e-06 | 1.4229e-05 | 0 | 1.4229e-05 | [12 empty] | 7.3.3.17.5 (Remote Grid) Updates to grid topology to minimize risk of ignition in HFTDs Remote GridWLDFREquipment / facility failureAggregated | WLDFR | HFTD - Distribution - Tier 2 - 2QU CoRE ¦ 4QU LoRE | Non-Red Flag Warning - Large Fires | Equipment / facility failure | Aggregated | 2053 | 2.803e-06 | 1078.9824 | 0.0030244 | 2053 | Mitigation | 0.95 | 45 | 0 | esc | 0.00097009 | 2.7191e-09 | 0.00097009 | 2.7191e-09
[79 empty] | WLDFR | HFTD - Distribution - Tier 3 - 2QU CoRE ¦ 3QU LoRE | Red Flag Warning - Catastrophic Fires | 2054 | 6.4636e-08 | 6.4636e-08 | 19462.1283 | 340.5356 | 11757.1413 | 7364.4514 | 0 | 0 | 6.6629e-05 | 0.001258 | 0 | 0.001258 | 0.001258 | 0 | 0.001258 | 0 | 2.9775e-06 | 6.5268e-06 | 0 | 6.5268e-06 | 0 | 7.4212e-06 | 1.4842e-05 | 0 | 1.4842e-05 | [12 empty] | 7.3.3.17.5 (Remote Grid) Updates to grid topology to minimize risk of ignition in HFTDs Remote GridWLDFREquipment / facility failureAggregated | WLDFR | HFTD - Distribution - Tier 2 - 2QU CoRE ¦ 4QU LoRE | Non-Red Flag Warning - Large Fires | Equipment / facility failure | Aggregated | 2054 | 2.803e-06 | 1078.9824 | 0.0030244 | 2054 | Mitigation | 0.95 | 45 | 0 | esc | 0.00097009 | 2.7191e-09 | 0.00097009 | 2.7191e-09
[79 empty] | WLDFR | HFTD - Distribution - Tier 3 - 2QU CoRE ¦ 3QU LoRE | Red Flag Warning - Catastrophic Fires | 2055 | 6.4636e-08 | 6.4636e-08 | 19462.1283 | 340.5356 | 11757.1413 | 7364.4514 | 0 | 0 | 6.6629e-05 | 0.001258 | 0 | 0.001258 | 0.001258 | 0 | 0.001258 | 0 | 2.9775e-06 | 6.5268e-06 | 0 | 6.5268e-06 | 0 | 7.4212e-06 | 1.4842e-05 | 0 | 1.4842e-05 | [12 empty] | 7.3.3.17.5 (Remote Grid) Updates to grid topology to minimize risk of ignition in HFTDs Remote GridWLDFREquipment / facility failureAggregated | WLDFR | HFTD - Distribution - Tier 2 - 2QU CoRE ¦ 4QU LoRE | Non-Red Flag Warning - Large Fires | Equipment / facility failure | Aggregated | 2055 | 2.803e-06 | 1078.9824 | 0.0030244 | 2055 | Mitigation | 0.95 | 45 | 0 | esc | 0.00097009 | 2.7191e-09 | 0.00097009 | 2.7191e-09
[79 empty] | WLDFR | HFTD - Distribution - Tier 3 - 2QU CoRE ¦ 3QU LoRE | Red Flag Warning - Catastrophic Fires | 2056 | 6.4636e-08 | 6.4636e-08 | 19462.1283 | 340.5356 | 11757.1413 | 7364.4514 | 0 | 0 | 6.6629e-05 | 0.001258 | 0 | 0.001258 | 0.001258 | 0 | 0.001258 | 0 | 2.9775e-06 | 6.5268e-06 | 0 | 6.5268e-06 | 0 | 7.4212e-06 | 1.4842e-05 | 0 | 1.4842e-05 | [12 empty] | 7.3.3.17.5 (Remote Grid) Updates to grid topology to minimize risk of ignition in HFTDs Remote GridWLDFREquipment / facility failureAggregated | WLDFR | HFTD - Distribution - Tier 2 - 2QU CoRE ¦ 4QU LoRE | Non-Red Flag Warning - Large Fires | Equipment / facility failure | Aggregated | 2056 | 2.803e-06 | 1078.9824 | 0.0030244 | 2056 | Mitigation | 0.95 | 45 | 0 | esc | 0.00097009 | 2.7191e-09 | 0.00097009 | 2.7191e-09
[79 empty] | WLDFR | HFTD - Distribution - Tier 3 - 2QU CoRE ¦ 3QU LoRE | Red Flag Warning - Catastrophic Fires | 2057 | 6.4636e-08 | 6.4636e-08 | 19462.1283 | 340.5356 | 11757.1413 | 7364.4514 | 0 | 0 | 6.6629e-05 | 0.001258 | 0 | 0.001258 | 0.001258 | 0 | 0.001258 | 0 | 2.9775e-06 | 6.5268e-06 | 0 | 6.5268e-06 | 0 | 7.4212e-06 | 1.4842e-05 | 0 | 1.4842e-05 | [12 empty] | 7.3.3.17.5 (Remote Grid) Updates to grid topology to minimize risk of ignition in HFTDs Remote GridWLDFREquipment / facility failureAggregated | WLDFR | HFTD - Distribution - Tier 2 - 2QU CoRE ¦ 4QU LoRE | Non-Red Flag Warning - Large Fires | Equipment / facility failure | Aggregated | 2057 | 2.803e-06 | 1078.9824 | 0.0030244 | 2057 | Mitigation | 0.95 | 45 | 0 | esc | 0.00097009 | 2.7191e-09 | 0.00097009 | 2.7191e-09
[79 empty] | WLDFR | HFTD - Distribution - Tier 3 - 2QU CoRE ¦ 3QU LoRE | Red Flag Warning - Catastrophic Fires | 2058 | 6.4636e-08 | 6.4636e-08 | 20390.4035 | 362.3049 | 12307.8747 | 7720.2238 | 0 | 0 | 6.6629e-05 | 0.001318 | 0 | 0.001318 | 0.001318 | 0 | 0.001318 | 0 | 2.9775e-06 | 6.5268e-06 | 0 | 6.5268e-06 | 0 | 7.4212e-06 | 1.4842e-05 | 0 | 1.4842e-05 | [12 empty] | 7.3.3.17.5 (Remote Grid) Updates to grid topology to minimize risk of ignition in HFTDs Remote GridWLDFREquipment / facility failureAggregated | WLDFR | HFTD - Distribution - Tier 2 - 2QU CoRE ¦ 4QU LoRE | Non-Red Flag Warning - Large Fires | Equipment / facility failure | Aggregated | 2058 | 2.803e-06 | 1078.9824 | 0.0030244 | 2058 | Mitigation | 0.95 | 45 | 0 | esc | 0.00097009 | 2.7191e-09 | 0.00097009 | 2.7191e-09
[79 empty] | WLDFR | HFTD - Distribution - Tier 3 - 2QU CoRE ¦ 3QU LoRE | Red Flag Warning - Catastrophic Fires | 2059 | 6.4636e-08 | 6.4636e-08 | 20390.4035 | 362.3049 | 12307.8747 | 7720.2238 | 0 | 0 | 6.6629e-05 | 0.001318 | 0 | 0.001318 | 0.001318 | 0 | 0.001318 | 0 | 3.1059e-06 | 6.8081e-06 | 0 | 6.8081e-06 | 0 | 7.7593e-06 | 1.5519e-05 | 0 | 1.5519e-05 | [12 empty] | 7.3.3.17.5 (Remote Grid) Updates to grid topology to minimize risk of ignition in HFTDs Remote GridWLDFREquipment / facility failureAggregated | WLDFR | HFTD - Distribution - Tier 2 - 2QU CoRE ¦ 4QU LoRE | Non-Red Flag Warning - Large Fires | Equipment / facility failure | Aggregated | 2059 | 2.803e-06 | 1078.9824 | 0.0030244 | 2059 | Mitigation | 0.95 | 45 | 0 | esc | 0.00097009 | 2.7191e-09 | 0.00097009 | 2.7191e-09
[79 empty] | WLDFR | HFTD - Distribution - Tier 3 - 2QU CoRE ¦ 3QU LoRE | Red Flag Warning - Catastrophic Fires | 2060 | 6.4636e-08 | 6.4636e-08 | 20390.4035 | 362.3049 | 12307.8747 | 7720.2238 | 0 | 0 | 6.6629e-05 | 0.001318 | 0 | 0.001318 | 0.001318 | 0 | 0.001318 | 0 | 3.1059e-06 | 6.8081e-06 | 0 | 6.8081e-06 | 0 | 7.7593e-06 | 1.5519e-05 | 0 | 1.5519e-05 | [12 empty] | 7.3.3.17.5 (Remote Grid) Updates to grid topology to minimize risk of ignition in HFTDs Remote GridWLDFREquipment / facility failureAggregated | WLDFR | HFTD - Distribution - Tier 2 - 2QU CoRE ¦ 4QU LoRE | Non-Red Flag Warning - Large Fires | Equipment / facility failure | Aggregated | 2060 | 2.803e-06 | 1078.9824 | 0.0030244 | 2060 | Mitigation | 0.95 | 45 | 0 | esc | 0.00097009 | 2.7191e-09 | 0.00097009 | 2.7191e-09
[79 empty] | WLDFR | HFTD - Distribution - Tier 3 - 2QU CoRE ¦ 3QU LoRE | Red Flag Warning - Catastrophic Fires | 2061 | 6.4636e-08 | 6.4636e-08 | 20390.4035 | 362.3049 | 12307.8747 | 7720.2238 | 0 | 0 | 6.6629e-05 | 0.001318 | 0 | 0.001318 | 0.001318 | 0 | 0.001318 | 0 | 3.1059e-06 | 6.8081e-06 | 0 | 6.8081e-06 | 0 | 7.7593e-06 | 1.5519e-05 | 0 | 1.5519e-05 | [12 empty] | 7.3.3.17.5 (Remote Grid) Updates to grid topology to minimize risk of ignition in HFTDs Remote GridWLDFREquipment / facility failureAggregated | WLDFR | HFTD - Distribution - Tier 2 - 2QU CoRE ¦ 4QU LoRE | Non-Red Flag Warning - Large Fires | Equipment / facility failure | Aggregated | 2061 | 2.803e-06 | 1078.9824 | 0.0030244 | 2061 | Mitigation | 0.95 | 45 | 0 | esc | 0.00097009 | 2.7191e-09 | 0.00097009 | 2.7191e-09
[79 empty] | WLDFR | HFTD - Distribution - Tier 3 - 2QU CoRE ¦ 3QU LoRE | Red Flag Warning - Catastrophic Fires | 2062 | 6.4636e-08 | 6.4636e-08 | 20390.4035 | 362.3049 | 12307.8747 | 7720.2238 | 0 | 0 | 6.6629e-05 | 0.001318 | 0 | 0.001318 | 0.001318 | 0 | 0.001318 | 0 | 3.1059e-06 | 6.8081e-06 | 0 | 6.8081e-06 | 0 | 7.7593e-06 | 1.5519e-05 | 0 | 1.5519e-05 | [12 empty] | 7.3.3.17.5 (Remote Grid) Updates to grid topology to minimize risk of ignition in HFTDs Remote GridWLDFREquipment / facility failureAggregated | WLDFR | HFTD - Distribution - Tier 2 - 2QU CoRE ¦ 4QU LoRE | Non-Red Flag Warning - Large Fires | Equipment / facility failure | Aggregated | 2062 | 2.803e-06 | 1078.9824 | 0.0030244 | 2062 | Mitigation | 0.95 | 45 | 0 | esc | 0.00097009 | 2.7191e-09 | 0.00097009 | 2.7191e-09
[79 empty] | WLDFR | HFTD - Distribution - Tier 3 - 2QU CoRE ¦ 3QU LoRE | Red Flag Warning - Catastrophic Fires | 2063 | 6.4636e-08 | 6.4636e-08 | 21325.9188 | 384.5316 | 12862.0997 | 8079.2876 | 0 | 0 | 6.6629e-05 | 0.0013784 | 0 | 0.0013784 | 0.0013784 | 0 | 0.0013784 | 0 | 3.1059e-06 | 6.8081e-06 | 0 | 6.8081e-06 | 0 | 7.7593e-06 | 1.5519e-05 | 0 | 1.5519e-05 | [12 empty] | 7.3.3.17.5 (Remote Grid) Updates to grid topology to minimize risk of ignition in HFTDs Remote GridWLDFREquipment / facility failureAggregated | WLDFR | HFTD - Distribution - Tier 2 - 2QU CoRE ¦ 4QU LoRE | Non-Red Flag Warning - Large Fires | Equipment / facility failure | Aggregated | 2063 | 2.803e-06 | 1078.9824 | 0.0030244 | 2063 | Mitigation | 0.95 | 45 | 0 | esc | 0.00097009 | 2.7191e-09 | 0.00097009 | 2.7191e-09
[79 empty] | WLDFR | HFTD - Distribution - Tier 3 - 2QU CoRE ¦ 3QU LoRE | Red Flag Warning - Catastrophic Fires | 2064 | 6.4636e-08 | 6.4636e-08 | 21325.9188 | 384.5316 | 12862.0997 | 8079.2876 | 0 | 0 | 6.6629e-05 | 0.0013784 | 0 | 0.0013784 | 0.0013784 | 0 | 0.0013784 | 0 | 3.2474e-06 | 7.1183e-06 | 0 | 7.1183e-06 | 0 | 8.1253e-06 | 1.6251e-05 | 0 | 1.6251e-05 | [12 empty] | 7.3.3.17.5 (Remote Grid) Updates to grid topology to minimize risk of ignition in HFTDs Remote GridWLDFREquipment / facility failureAggregated | WLDFR | HFTD - Distribution - Tier 2 - 2QU CoRE ¦ 4QU LoRE | Non-Red Flag Warning - Large Fires | Equipment / facility failure | Aggregated | 2064 | 2.803e-06 | 1078.9824 | 0.0030244 | 2064 | Mitigation | 0.95 | 45 | 0 | esc | 0.00097009 | 2.7191e-09 | 0.00097009 | 2.7191e-09
[79 empty] | WLDFR | HFTD - Distribution - Tier 3 - 2QU CoRE ¦ 3QU LoRE | Red Flag Warning - Catastrophic Fires | 2065 | 6.4636e-08 | 6.4636e-08 | 21325.9188 | 384.5316 | 12862.0997 | 8079.2876 | 0 | 0 | 6.6629e-05 | 0.0013784 | 0 | 0.0013784 | 0.0013784 | 0 | 0.0013784 | 0 | 3.2474e-06 | 7.1183e-06 | 0 | 7.1183e-06 | 0 | 8.1253e-06 | 1.6251e-05 | 0 | 1.6251e-05 | [12 empty] | 7.3.3.17.5 (Remote Grid) Updates to grid topology to minimize risk of ignition in HFTDs Remote GridWLDFREquipment / facility failureAggregated | WLDFR | HFTD - Distribution - Tier 2 - 2QU CoRE ¦ 4QU LoRE | Non-Red Flag Warning - Large Fires | Equipment / facility failure | Aggregated | 2065 | 2.803e-06 | 1078.9824 | 0.0030244 | 2065 | Mitigation | 0.95 | 45 | 0 | esc | 0.00097009 | 2.7191e-09 | 0.00097009 | 2.7191e-09
[79 empty] | WLDFR | HFTD - Distribution - Tier 3 - 2QU CoRE ¦ 3QU LoRE | Red Flag Warning - Catastrophic Fires | 2066 | 6.4636e-08 | 6.4636e-08 | 21325.9188 | 384.5316 | 12862.0997 | 8079.2876 | 0 | 0 | 6.6629e-05 | 0.0013784 | 0 | 0.0013784 | 0.0013784 | 0 | 0.0013784 | 0 | 3.2474e-06 | 7.1183e-06 | 0 | 7.1183e-06 | 0 | 8.1253e-06 | 1.6251e-05 | 0 | 1.6251e-05 | [12 empty] | 7.3.3.17.5 (Remote Grid) Updates to grid topology to minimize risk of ignition in HFTDs Remote GridWLDFREquipment / facility failureAggregated | WLDFR | HFTD - Distribution - Tier 2 - 2QU CoRE ¦ 4QU LoRE | Non-Red Flag Warning - Large Fires | Equipment / facility failure | Aggregated | 2066 | 2.803e-06 | 1078.9824 | 0.0030244 | 2066 | Mitigation | 0.95 | 45 | 0 | esc | 0.00097009 | 2.7191e-09 | 0.00097009 | 2.7191e-09
[79 empty] | WLDFR | HFTD - Distribution - Tier 3 - 2QU CoRE ¦ 3QU LoRE | Red Flag Warning - Catastrophic Fires | 2067 | 0 | 6.4636e-08 | 21325.9188 | 384.5316 | 12862.0997 | 8079.2876 | 0 | 0 | 6.6629e-05 | 0 | 0 | 0 | 0.0013784 | 0 | 0.0013784 | 0 | 3.2474e-06 | 7.1183e-06 | 0 | 7.1183e-06 | 0 | 8.1253e-06 | 1.6251e-05 | 0 | 1.6251e-05 | [12 empty] | 7.3.3.17.5 (Remote Grid) Updates to grid topology to minimize risk of ignition in HFTDs Remote GridWLDFREquipment / facility failureAggregated | WLDFR | HFTD - Distribution - Tier 2 - 2QU CoRE ¦ 4QU LoRE | Non-Red Flag Warning - Large Fires | Equipment / facility failure | Aggregated | 2067 | 2.803e-06 | 1078.9824 | 0.0030244 | 2067 | Mitigation | 0.95 | 45 | 0 | esc | 0 | 0 | 0.00097009 | 2.7191e-09
[79 empty] | WLDFR | HFTD - Distribution - Tier 3 - 2QU CoRE ¦ 3QU LoRE | Red Flag Warning - Destructive Fires | 2022 | 8.4667e-09 | 0 | 8807.9522 | 222.2294 | 8585.7228 | 0 | 0 | 0 | 8.7278e-06 | 7.4575e-05 | 0 | 7.4575e-05 | 0 | 0 | 0 | 0 | 3.2474e-06 | 7.1183e-06 | 0 | 7.1183e-06 | 0 | 8.1253e-06 | 1.6251e-05 | 0 | 1.6251e-05 | [12 empty] | 7.3.3.17.5 (Remote Grid) Updates to grid topology to minimize risk of ignition in HFTDs Remote GridWLDFRVegetation ContactAggregated | WLDFR | HFTD - Distribution - Tier 2 - 2QU CoRE ¦ 4QU LoRE | Non-Red Flag Warning - Large Fires | Vegetation Contact | Aggregated | 2022 | 1.0387e-05 | 1078.9824 | 0.011208 | 2022 | Mitigation | 0.95 | 45 | 0 | esc | 0.00097009 | 1.0077e-08 | 0 | 0
[79 empty] | WLDFR | HFTD - Distribution - Tier 3 - 2QU CoRE ¦ 3QU LoRE | Red Flag Warning - Destructive Fires | 2023 | 8.4667e-09 | 8.4667e-09 | 9129.7461 | 233.2301 | 8896.516 | 0 | 0 | 0 | 8.7278e-06 | 7.7299e-05 | 0 | 7.7299e-05 | 7.7299e-05 | 0 | 7.7299e-05 | 0 | 3.4006e-06 | 7.4541e-06 | 0 | 7.4541e-06 | 0 | 8.5155e-06 | 1.7031e-05 | 0 | 1.7031e-05 | [12 empty] | 7.3.3.17.5 (Remote Grid) Updates to grid topology to minimize risk of ignition in HFTDs Remote GridWLDFRVegetation ContactAggregated | WLDFR | HFTD - Distribution - Tier 2 - 2QU CoRE ¦ 4QU LoRE | Non-Red Flag Warning - Large Fires | Vegetation Contact | Aggregated | 2023 | 1.0387e-05 | 1078.9824 | 0.011208 | 2023 | Mitigation | 0.95 | 45 | 0 | esc | 0.00097009 | 1.0077e-08 | 0.00097009 | 1.0077e-08
[79 empty] | WLDFR | HFTD - Distribution - Tier 3 - 2QU CoRE ¦ 3QU LoRE | Red Flag Warning - Destructive Fires | 2024 | 8.4667e-09 | 8.4667e-09 | 9129.7461 | 233.2301 | 8896.516 | 0 | 0 | 0 | 8.7278e-06 | 7.7299e-05 | 0 | 7.7299e-05 | 7.7299e-05 | 0 | 7.7299e-05 | 0 | 3.4006e-06 | 7.4541e-06 | 0 | 7.4541e-06 | 0 | 8.5155e-06 | 1.7031e-05 | 0 | 1.7031e-05 | [12 empty] | 7.3.3.17.5 (Remote Grid) Updates to grid topology to minimize risk of ignition in HFTDs Remote GridWLDFRVegetation ContactAggregated | WLDFR | HFTD - Distribution - Tier 2 - 2QU CoRE ¦ 4QU LoRE | Non-Red Flag Warning - Large Fires | Vegetation Contact | Aggregated | 2024 | 1.0387e-05 | 1078.9824 | 0.011208 | 2024 | Mitigation | 0.95 | 45 | 0 | esc | 0.00097009 | 1.0077e-08 | 0.00097009 | 1.0077e-08
[79 empty] | WLDFR | HFTD - Distribution - Tier 3 - 2QU CoRE ¦ 3QU LoRE | Red Flag Warning - Destructive Fires | 2025 | 8.4667e-09 | 8.4667e-09 | 9129.7461 | 233.2301 | 8896.516 | 0 | 0 | 0 | 8.7278e-06 | 7.7299e-05 | 0 | 7.7299e-05 | 7.7299e-05 | 0 | 7.7299e-05 | 0 | 3.4006e-06 | 7.4541e-06 | 0 | 7.4541e-06 | 0 | 8.5155e-06 | 1.7031e-05 | 0 | 1.7031e-05 | [12 empty] | 7.3.3.17.5 (Remote Grid) Updates to grid topology to minimize risk of ignition in HFTDs Remote GridWLDFRVegetation ContactAggregated | WLDFR | HFTD - Distribution - Tier 2 - 2QU CoRE ¦ 4QU LoRE | Non-Red Flag Warning - Large Fires | Vegetation Contact | Aggregated | 2025 | 1.0387e-05 | 1078.9824 | 0.011208 | 2025 | Mitigation | 0.95 | 45 | 0 | esc | 0.00097009 | 1.0077e-08 | 0.00097009 | 1.0077e-08
[79 empty] | WLDFR | HFTD - Distribution - Tier 3 - 2QU CoRE ¦ 3QU LoRE | Red Flag Warning - Destructive Fires | 2026 | 8.4667e-09 | 8.4667e-09 | 9129.7461 | 233.2301 | 8896.516 | 0 | 0 | 0 | 8.7278e-06 | 7.7299e-05 | 0 | 7.7299e-05 | 7.7299e-05 | 0 | 7.7299e-05 | 0 | 3.4006e-06 | 7.4541e-06 | 0 | 7.4541e-06 | 0 | 8.5155e-06 | 1.7031e-05 | 0 | 1.7031e-05 | [12 empty] | 7.3.3.17.5 (Remote Grid) Updates to grid topology to minimize risk of ignition in HFTDs Remote GridWLDFRVegetation ContactAggregated | WLDFR | HFTD - Distribution - Tier 2 - 2QU CoRE ¦ 4QU LoRE | Non-Red Flag Warning - Large Fires | Vegetation Contact | Aggregated | 2026 | 1.0387e-05 | 1078.9824 | 0.011208 | 2026 | Mitigation | 0.95 | 45 | 0 | esc | 0.00097009 | 1.0077e-08 | 0.00097009 | 1.0077e-08
[79 empty] | WLDFR | HFTD - Distribution - Tier 3 - 2QU CoRE ¦ 3QU LoRE | Red Flag Warning - Destructive Fires | 2027 | 8.4667e-09 | 8.4667e-09 | 9129.7461 | 233.2301 | 8896.516 | 0 | 0 | 0 | 8.7278e-06 | 7.7299e-05 | 0 | 7.7299e-05 | 7.7299e-05 | 0 | 7.7299e-05 | 0 | 3.4006e-06 | 7.4541e-06 | 0 | 7.4541e-06 | 0 | 0 | 1.7031e-05 | 0 | 1.7031e-05 | [12 empty] | 7.3.3.17.5 (Remote Grid) Updates to grid topology to minimize risk of ignition in HFTDs Remote GridWLDFRVegetation ContactAggregated | WLDFR | HFTD - Distribution - Tier 2 - 2QU CoRE ¦ 4QU LoRE | Non-Red Flag Warning - Large Fires | Vegetation Contact | Aggregated | 2027 | 1.0387e-05 | 1078.9824 | 0.011208 | 2027 | Mitigation | 0.95 | 45 | 0 | esc | 0.00097009 | 1.0077e-08 | 0.00097009 | 1.0077e-08
[79 empty] | WLDFR | HFTD - Distribution - Tier 3 - 2QU CoRE ¦ 3QU LoRE | Red Flag Warning - Destructive Fires | 2028 | 8.4667e-09 | 8.4667e-09 | 9534.9221 | 247.273 | 9287.6491 | 0 | 0 | 0 | 8.7278e-06 | 8.073e-05 | 0 | 8.073e-05 | 8.073e-05 | 0 | 8.073e-05 | 0 | 3.5639e-06 | 7.8121e-06 | 0 | 7.8121e-06 | 0 | 0 | 0 | 0 | 0 | [12 empty] | 7.3.3.17.5 (Remote Grid) Updates to grid topology to minimize risk of ignition in HFTDs Remote GridWLDFRVegetation ContactAggregated | WLDFR | HFTD - Distribution - Tier 2 - 2QU CoRE ¦ 4QU LoRE | Non-Red Flag Warning - Large Fires | Vegetation Contact | Aggregated | 2028 | 1.0387e-05 | 1078.9824 | 0.011208 | 2028 | Mitigation | 0.95 | 45 | 0 | esc | 0.00097009 | 1.0077e-08 | 0.00097009 | 1.0077e-08
[79 empty] | WLDFR | HFTD - Distribution - Tier 3 - 2QU CoRE ¦ 3QU LoRE | Red Flag Warning - Destructive Fires | 2029 | 8.4667e-09 | 8.4667e-09 | 9534.9221 | 247.273 | 9287.6491 | 0 | 0 | 0 | 8.7278e-06 | 8.073e-05 | 0 | 8.073e-05 | 8.073e-05 | 0 | 8.073e-05 | 0 | 3.5639e-06 | 7.8121e-06 | 0 | 7.8121e-06 | 0 | 0 | 0 | 0 | 0 | [12 empty] | 7.3.3.17.5 (Remote Grid) Updates to grid topology to minimize risk of ignition in HFTDs Remote GridWLDFRVegetation ContactAggregated | WLDFR | HFTD - Distribution - Tier 2 - 2QU CoRE ¦ 4QU LoRE | Non-Red Flag Warning - Large Fires | Vegetation Contact | Aggregated | 2029 | 1.0387e-05 | 1078.9824 | 0.011208 | 2029 | Mitigation | 0.95 | 45 | 0 | esc | 0.00097009 | 1.0077e-08 | 0.00097009 | 1.0077e-08
[79 empty] | WLDFR | HFTD - Distribution - Tier 3 - 2QU CoRE ¦ 3QU LoRE | Red Flag Warning - Destructive Fires | 2030 | 8.4667e-09 | 8.4667e-09 | 9534.9221 | 247.273 | 9287.6491 | 0 | 0 | 0 | 8.7278e-06 | 8.073e-05 | 0 | 8.073e-05 | 8.073e-05 | 0 | 8.073e-05 | 0 | 3.5639e-06 | 7.8121e-06 | 0 | 7.8121e-06 | 0 | 0.00015044 | 0 | 0 | 0 | [12 empty] | 7.3.3.17.5 (Remote Grid) Updates to grid topology to minimize risk of ignition in HFTDs Remote GridWLDFRVegetation ContactAggregated | WLDFR | HFTD - Distribution - Tier 2 - 2QU CoRE ¦ 4QU LoRE | Non-Red Flag Warning - Large Fires | Vegetation Contact | Aggregated | 2030 | 1.0387e-05 | 1078.9824 | 0.011208 | 2030 | Mitigation | 0.95 | 45 | 0 | esc | 0.00097009 | 1.0077e-08 | 0.00097009 | 1.0077e-08
[79 empty] | WLDFR | HFTD - Distribution - Tier 3 - 2QU CoRE ¦ 3QU LoRE | Red Flag Warning - Destructive Fires | 2031 | 8.4667e-09 | 8.4667e-09 | 9534.9221 | 247.273 | 9287.6491 | 0 | 0 | 0 | 8.7278e-06 | 8.073e-05 | 0 | 8.073e-05 | 8.073e-05 | 0 | 8.073e-05 | 0 | 3.5639e-06 | 7.8121e-06 | 0 | 7.8121e-06 | 0 | 0.00015595 | 0.0003119 | 0 | 0.0003119 | [12 empty] | 7.3.3.17.5 (Remote Grid) Updates to grid topology to minimize risk of ignition in HFTDs Remote GridWLDFRVegetation ContactAggregated | WLDFR | HFTD - Distribution - Tier 2 - 2QU CoRE ¦ 4QU LoRE | Non-Red Flag Warning - Large Fires | Vegetation Contact | Aggregated | 2031 | 1.0387e-05 | 1078.9824 | 0.011208 | 2031 | Mitigation | 0.95 | 45 | 0 | esc | 0.00097009 | 1.0077e-08 | 0.00097009 | 1.0077e-08
[79 empty] | WLDFR | HFTD - Distribution - Tier 3 - 2QU CoRE ¦ 3QU LoRE | Red Flag Warning - Destructive Fires | 2032 | 8.4667e-09 | 8.4667e-09 | 9534.9221 | 247.273 | 9287.6491 | 0 | 0 | 0 | 8.7278e-06 | 8.073e-05 | 0 | 8.073e-05 | 8.073e-05 | 0 | 8.073e-05 | 0 | 3.5639e-06 | 7.8121e-06 | 0 | 7.8121e-06 | 0 | 0.00015595 | 0.0003119 | 0 | 0.0003119 | [12 empty] | 7.3.3.17.5 (Remote Grid) Updates to grid topology to minimize risk of ignition in HFTDs Remote GridWLDFRVegetation ContactAggregated | WLDFR | HFTD - Distribution - Tier 2 - 2QU CoRE ¦ 4QU LoRE | Non-Red Flag Warning - Large Fires | Vegetation Contact | Aggregated | 2032 | 1.0387e-05 | 1078.9824 | 0.011208 | 2032 | Mitigation | 0.95 | 45 | 0 | esc | 0.00097009 | 1.0077e-08 | 0.00097009 | 1.0077e-08
[79 empty] | WLDFR | HFTD - Distribution - Tier 3 - 2QU CoRE ¦ 3QU LoRE | Red Flag Warning - Destructive Fires | 2033 | 8.4667e-09 | 8.4667e-09 | 9984.8474 | 263.1074 | 9721.74 | 0 | 0 | 0 | 8.7278e-06 | 8.4539e-05 | 0 | 8.4539e-05 | 8.4539e-05 | 0 | 8.4539e-05 | 0 | 3.7356e-06 | 8.1886e-06 | 0 | 8.1886e-06 | 0 | 0.00015595 | 0.0003119 | 0 | 0.0003119 | [12 empty] | 7.3.3.17.5 (Remote Grid) Updates to grid topology to minimize risk of ignition in HFTDs Remote GridWLDFRVegetation ContactAggregated | WLDFR | HFTD - Distribution - Tier 2 - 2QU CoRE ¦ 4QU LoRE | Non-Red Flag Warning - Large Fires | Vegetation Contact | Aggregated | 2033 | 1.0387e-05 | 1078.9824 | 0.011208 | 2033 | Mitigation | 0.95 | 45 | 0 | esc | 0.00097009 | 1.0077e-08 | 0.00097009 | 1.0077e-08
[79 empty] | WLDFR | HFTD - Distribution - Tier 3 - 2QU CoRE ¦ 3QU LoRE | Red Flag Warning - Destructive Fires | 2034 | 8.4667e-09 | 8.4667e-09 | 9984.8474 | 263.1074 | 9721.74 | 0 | 0 | 0 | 8.7278e-06 | 8.4539e-05 | 0 | 8.4539e-05 | 8.4539e-05 | 0 | 8.4539e-05 | 0 | 3.7356e-06 | 8.1886e-06 | 0 | 8.1886e-06 | 0 | 0.00015595 | 0.0003119 | 0 | 0.0003119 | [12 empty] | 7.3.3.17.5 (Remote Grid) Updates to grid topology to minimize risk of ignition in HFTDs Remote GridWLDFRVegetation ContactAggregated | WLDFR | HFTD - Distribution - Tier 2 - 2QU CoRE ¦ 4QU LoRE | Non-Red Flag Warning - Large Fires | Vegetation Contact | Aggregated | 2034 | 1.0387e-05 | 1078.9824 | 0.011208 | 2034 | Mitigation | 0.95 | 45 | 0 | esc | 0.00097009 | 1.0077e-08 | 0.00097009 | 1.0077e-08
[79 empty] | WLDFR | HFTD - Distribution - Tier 3 - 2QU CoRE ¦ 3QU LoRE | Red Flag Warning - Destructive Fires | 2035 | 8.4667e-09 | 8.4667e-09 | 9984.8474 | 263.1074 | 9721.74 | 0 | 0 | 0 | 8.7278e-06 | 8.4539e-05 | 0 | 8.4539e-05 | 8.4539e-05 | 0 | 8.4539e-05 | 0 | 3.7356e-06 | 8.1886e-06 | 0 | 8.1886e-06 | 0 | 0.00015595 | 0.0003119 | 0 | 0.0003119 | [12 empty] | 7.3.3.17.5 (Remote Grid) Updates to grid topology to minimize risk of ignition in HFTDs Remote GridWLDFRVegetation ContactAggregated | WLDFR | HFTD - Distribution - Tier 2 - 2QU CoRE ¦ 4QU LoRE | Non-Red Flag Warning - Large Fires | Vegetation Contact | Aggregated | 2035 | 1.0387e-05 | 1078.9824 | 0.011208 | 2035 | Mitigation | 0.95 | 45 | 0 | esc | 0.00097009 | 1.0077e-08 | 0.00097009 | 1.0077e-08
[79 empty] | WLDFR | HFTD - Distribution - Tier 3 - 2QU CoRE ¦ 3QU LoRE | Red Flag Warning - Destructive Fires | 2036 | 8.4667e-09 | 8.4667e-09 | 9984.8474 | 263.1074 | 9721.74 | 0 | 0 | 0 | 8.7278e-06 | 8.4539e-05 | 0 | 8.4539e-05 | 8.4539e-05 | 0 | 8.4539e-05 | 0 | 3.7356e-06 | 8.1886e-06 | 0 | 8.1886e-06 | 0 | 0.0001629 | 0.0003258 | 0 | 0.0003258 | [12 empty] | 7.3.3.17.5 (Remote Grid) Updates to grid topology to minimize risk of ignition in HFTDs Remote GridWLDFRVegetation ContactAggregated | WLDFR | HFTD - Distribution - Tier 2 - 2QU CoRE ¦ 4QU LoRE | Non-Red Flag Warning - Large Fires | Vegetation Contact | Aggregated | 2036 | 1.0387e-05 | 1078.9824 | 0.011208 | 2036 | Mitigation | 0.95 | 45 | 0 | esc | 0.00097009 | 1.0077e-08 | 0.00097009 | 1.0077e-08
[79 empty] | WLDFR | HFTD - Distribution - Tier 3 - 2QU CoRE ¦ 3QU LoRE | Red Flag Warning - Destructive Fires | 2037 | 8.4667e-09 | 8.4667e-09 | 9984.8474 | 263.1074 | 9721.74 | 0 | 0 | 0 | 8.7278e-06 | 8.4539e-05 | 0 | 8.4539e-05 | 8.4539e-05 | 0 | 8.4539e-05 | 0 | 3.7356e-06 | 8.1886e-06 | 0 | 8.1886e-06 | 0 | 0.0001629 | 0.0003258 | 0 | 0.0003258 | [12 empty] | 7.3.3.17.5 (Remote Grid) Updates to grid topology to minimize risk of ignition in HFTDs Remote GridWLDFRVegetation ContactAggregated | WLDFR | HFTD - Distribution - Tier 2 - 2QU CoRE ¦ 4QU LoRE | Non-Red Flag Warning - Large Fires | Vegetation Contact | Aggregated | 2037 | 1.0387e-05 | 1078.9824 | 0.011208 | 2037 | Mitigation | 0.95 | 45 | 0 | esc | 0.00097009 | 1.0077e-08 | 0.00097009 | 1.0077e-08
[79 empty] | WLDFR | HFTD - Distribution - Tier 3 - 2QU CoRE ¦ 3QU LoRE | Red Flag Warning - Destructive Fires | 2038 | 8.4667e-09 | 8.4667e-09 | 10472.8261 | 280.5544 | 10192.2718 | 0 | 0 | 0 | 8.7278e-06 | 8.8671e-05 | 0 | 8.8671e-05 | 8.8671e-05 | 0 | 8.8671e-05 | 0 | 3.914e-06 | 8.5795e-06 | 0 | 8.5795e-06 | 0 | 0.0001629 | 0.0003258 | 0 | 0.0003258 | [12 empty] | 7.3.3.17.5 (Remote Grid) Updates to grid topology to minimize risk of ignition in HFTDs Remote GridWLDFRVegetation ContactAggregated | WLDFR | HFTD - Distribution - Tier 2 - 2QU CoRE ¦ 4QU LoRE | Non-Red Flag Warning - Large Fires | Vegetation Contact | Aggregated | 2038 | 1.0387e-05 | 1078.9824 | 0.011208 | 2038 | Mitigation | 0.95 | 45 | 0 | esc | 0.00097009 | 1.0077e-08 | 0.00097009 | 1.0077e-08
[79 empty] | WLDFR | HFTD - Distribution - Tier 3 - 2QU CoRE ¦ 3QU LoRE | Red Flag Warning - Destructive Fires | 2039 | 8.4667e-09 | 8.4667e-09 | 10472.8261 | 280.5544 | 10192.2718 | 0 | 0 | 0 | 8.7278e-06 | 8.8671e-05 | 0 | 8.8671e-05 | 8.8671e-05 | 0 | 8.8671e-05 | 0 | 3.914e-06 | 8.5795e-06 | 0 | 8.5795e-06 | 0 | 0.0001629 | 0.0003258 | 0 | 0.0003258 | [12 empty] | 7.3.3.17.5 (Remote Grid) Updates to grid topology to minimize risk of ignition in HFTDs Remote GridWLDFRVegetation ContactAggregated | WLDFR | HFTD - Distribution - Tier 2 - 2QU CoRE ¦ 4QU LoRE | Non-Red Flag Warning - Large Fires | Vegetation Contact | Aggregated | 2039 | 1.0387e-05 | 1078.9824 | 0.011208 | 2039 | Mitigation | 0.95 | 45 | 0 | esc | 0.00097009 | 1.0077e-08 | 0.00097009 | 1.0077e-08
[79 empty] | WLDFR | HFTD - Distribution - Tier 3 - 2QU CoRE ¦ 3QU LoRE | Red Flag Warning - Destructive Fires | 2040 | 8.4667e-09 | 8.4667e-09 | 10472.8261 | 280.5544 | 10192.2718 | 0 | 0 | 0 | 8.7278e-06 | 8.8671e-05 | 0 | 8.8671e-05 | 8.8671e-05 | 0 | 8.8671e-05 | 0 | 3.914e-06 | 8.5795e-06 | 0 | 8.5795e-06 | 0 | 0.0001629 | 0.0003258 | 0 | 0.0003258 | [12 empty] | 7.3.3.17.5 (Remote Grid) Updates to grid topology to minimize risk of ignition in HFTDs Remote GridWLDFRVegetation ContactAggregated | WLDFR | HFTD - Distribution - Tier 2 - 2QU CoRE ¦ 4QU LoRE | Non-Red Flag Warning - Large Fires | Vegetation Contact | Aggregated | 2040 | 1.0387e-05 | 1078.9824 | 0.011208 | 2040 | Mitigation | 0.95 | 45 | 0 | esc | 0.00097009 | 1.0077e-08 | 0.00097009 | 1.0077e-08
[79 empty] | WLDFR | HFTD - Distribution - Tier 3 - 2QU CoRE ¦ 3QU LoRE | Red Flag Warning - Destructive Fires | 2041 | 8.4667e-09 | 8.4667e-09 | 10472.8261 | 280.5544 | 10192.2718 | 0 | 0 | 0 | 8.7278e-06 | 8.8671e-05 | 0 | 8.8671e-05 | 8.8671e-05 | 0 | 8.8671e-05 | 0 | 3.914e-06 | 8.5795e-06 | 0 | 8.5795e-06 | 0 | 0.00017062 | 0.00034124 | 0 | 0.00034124 | [12 empty] | 7.3.3.17.5 (Remote Grid) Updates to grid topology to minimize risk of ignition in HFTDs Remote GridWLDFRVegetation ContactAggregated | WLDFR | HFTD - Distribution - Tier 2 - 2QU CoRE ¦ 4QU LoRE | Non-Red Flag Warning - Large Fires | Vegetation Contact | Aggregated | 2041 | 1.0387e-05 | 1078.9824 | 0.011208 | 2041 | Mitigation | 0.95 | 45 | 0 | esc | 0.00097009 | 1.0077e-08 | 0.00097009 | 1.0077e-08
[79 empty] | WLDFR | HFTD - Distribution - Tier 3 - 2QU CoRE ¦ 3QU LoRE | Red Flag Warning - Destructive Fires | 2042 | 8.4667e-09 | 8.4667e-09 | 10472.8261 | 280.5544 | 10192.2718 | 0 | 0 | 0 | 8.7278e-06 | 8.8671e-05 | 0 | 8.8671e-05 | 8.8671e-05 | 0 | 8.8671e-05 | 0 | 3.914e-06 | 8.5795e-06 | 0 | 8.5795e-06 | 0 | 0.00017062 | 0.00034124 | 0 | 0.00034124 | [12 empty] | 7.3.3.17.5 (Remote Grid) Updates to grid topology to minimize risk of ignition in HFTDs Remote GridWLDFRVegetation ContactAggregated | WLDFR | HFTD - Distribution - Tier 2 - 2QU CoRE ¦ 4QU LoRE | Non-Red Flag Warning - Large Fires | Vegetation Contact | Aggregated | 2042 | 1.0387e-05 | 1078.9824 | 0.011208 | 2042 | Mitigation | 0.95 | 45 | 0 | esc | 0.00097009 | 1.0077e-08 | 0.00097009 | 1.0077e-08
[79 empty] | WLDFR | HFTD - Distribution - Tier 3 - 2QU CoRE ¦ 3QU LoRE | Red Flag Warning - Destructive Fires | 2043 | 8.4667e-09 | 8.4667e-09 | 10992.1562 | 299.42 | 10692.7362 | 0 | 0 | 0 | 8.7278e-06 | 9.3068e-05 | 0 | 9.3068e-05 | 9.3068e-05 | 0 | 9.3068e-05 | 0 | 4.0969e-06 | 8.9805e-06 | 0 | 8.9805e-06 | 0 | 0.00017062 | 0.00034124 | 0 | 0.00034124 | [12 empty] | 7.3.3.17.5 (Remote Grid) Updates to grid topology to minimize risk of ignition in HFTDs Remote GridWLDFRVegetation ContactAggregated | WLDFR | HFTD - Distribution - Tier 2 - 2QU CoRE ¦ 4QU LoRE | Non-Red Flag Warning - Large Fires | Vegetation Contact | Aggregated | 2043 | 1.0387e-05 | 1078.9824 | 0.011208 | 2043 | Mitigation | 0.95 | 45 | 0 | esc | 0.00097009 | 1.0077e-08 | 0.00097009 | 1.0077e-08
[79 empty] | WLDFR | HFTD - Distribution - Tier 3 - 2QU CoRE ¦ 3QU LoRE | Red Flag Warning - Destructive Fires | 2044 | 8.4667e-09 | 8.4667e-09 | 10992.1562 | 299.42 | 10692.7362 | 0 | 0 | 0 | 8.7278e-06 | 9.3068e-05 | 0 | 9.3068e-05 | 9.3068e-05 | 0 | 9.3068e-05 | 0 | 4.0969e-06 | 8.9805e-06 | 0 | 8.9805e-06 | 0 | 0.00017062 | 0.00034124 | 0 | 0.00034124 | [12 empty] | 7.3.3.17.5 (Remote Grid) Updates to grid topology to minimize risk of ignition in HFTDs Remote GridWLDFRVegetation ContactAggregated | WLDFR | HFTD - Distribution - Tier 2 - 2QU CoRE ¦ 4QU LoRE | Non-Red Flag Warning - Large Fires | Vegetation Contact | Aggregated | 2044 | 1.0387e-05 | 1078.9824 | 0.011208 | 2044 | Mitigation | 0.95 | 45 | 0 | esc | 0.00097009 | 1.0077e-08 | 0.00097009 | 1.0077e-08
[79 empty] | WLDFR | HFTD - Distribution - Tier 3 - 2QU CoRE ¦ 3QU LoRE | Red Flag Warning - Destructive Fires | 2045 | 8.4667e-09 | 8.4667e-09 | 10992.1562 | 299.42 | 10692.7362 | 0 | 0 | 0 | 8.7278e-06 | 9.3068e-05 | 0 | 9.3068e-05 | 9.3068e-05 | 0 | 9.3068e-05 | 0 | 4.0969e-06 | 8.9805e-06 | 0 | 8.9805e-06 | 0 | 0.00017062 | 0.00034124 | 0 | 0.00034124 | [12 empty] | 7.3.3.17.5 (Remote Grid) Updates to grid topology to minimize risk of ignition in HFTDs Remote GridWLDFRVegetation ContactAggregated | WLDFR | HFTD - Distribution - Tier 2 - 2QU CoRE ¦ 4QU LoRE | Non-Red Flag Warning - Large Fires | Vegetation Contact | Aggregated | 2045 | 1.0387e-05 | 1078.9824 | 0.011208 | 2045 | Mitigation | 0.95 | 45 | 0 | esc | 0.00097009 | 1.0077e-08 | 0.00097009 | 1.0077e-08
[79 empty] | WLDFR | HFTD - Distribution - Tier 3 - 2QU CoRE ¦ 3QU LoRE | Red Flag Warning - Destructive Fires | 2046 | 8.4667e-09 | 8.4667e-09 | 10992.1562 | 299.42 | 10692.7362 | 0 | 0 | 0 | 8.7278e-06 | 9.3068e-05 | 0 | 9.3068e-05 | 9.3068e-05 | 0 | 9.3068e-05 | 0 | 4.0969e-06 | 8.9805e-06 | 0 | 8.9805e-06 | 0 | 0.000179 | 0.000358 | 0 | 0.000358 | [12 empty] | 7.3.3.17.5 (Remote Grid) Updates to grid topology to minimize risk of ignition in HFTDs Remote GridWLDFRVegetation ContactAggregated | WLDFR | HFTD - Distribution - Tier 2 - 2QU CoRE ¦ 4QU LoRE | Non-Red Flag Warning - Large Fires | Vegetation Contact | Aggregated | 2046 | 1.0387e-05 | 1078.9824 | 0.011208 | 2046 | Mitigation | 0.95 | 45 | 0 | esc | 0.00097009 | 1.0077e-08 | 0.00097009 | 1.0077e-08
[79 empty] | WLDFR | HFTD - Distribution - Tier 3 - 2QU CoRE ¦ 3QU LoRE | Red Flag Warning - Destructive Fires | 2047 | 8.4667e-09 | 8.4667e-09 | 10992.1562 | 299.42 | 10692.7362 | 0 | 0 | 0 | 8.7278e-06 | 9.3068e-05 | 0 | 9.3068e-05 | 9.3068e-05 | 0 | 9.3068e-05 | 0 | 4.0969e-06 | 8.9805e-06 | 0 | 8.9805e-06 | 0 | 0.000179 | 0.000358 | 0 | 0.000358 | [12 empty] | 7.3.3.17.5 (Remote Grid) Updates to grid topology to minimize risk of ignition in HFTDs Remote GridWLDFRVegetation ContactAggregated | WLDFR | HFTD - Distribution - Tier 2 - 2QU CoRE ¦ 4QU LoRE | Non-Red Flag Warning - Large Fires | Vegetation Contact | Aggregated | 2047 | 1.0387e-05 | 1078.9824 | 0.011208 | 2047 | Mitigation | 0.95 | 45 | 0 | esc | 0.00097009 | 1.0077e-08 | 0.00097009 | 1.0077e-08
[79 empty] | WLDFR | HFTD - Distribution - Tier 3 - 2QU CoRE ¦ 3QU LoRE | Red Flag Warning - Destructive Fires | 2048 | 8.4667e-09 | 8.4667e-09 | 11536.0538 | 319.4911 | 11216.5626 | 0 | 0 | 0 | 8.7278e-06 | 9.7673e-05 | 0 | 9.7673e-05 | 9.7673e-05 | 0 | 9.7673e-05 | 0 | 4.2822e-06 | 9.3867e-06 | 0 | 9.3867e-06 | 0 | 0.000179 | 0.000358 | 0 | 0.000358 | [12 empty] | 7.3.3.17.5 (Remote Grid) Updates to grid topology to minimize risk of ignition in HFTDs Remote GridWLDFRVegetation ContactAggregated | WLDFR | HFTD - Distribution - Tier 2 - 2QU CoRE ¦ 4QU LoRE | Non-Red Flag Warning - Large Fires | Vegetation Contact | Aggregated | 2048 | 1.0387e-05 | 1078.9824 | 0.011208 | 2048 | Mitigation | 0.95 | 45 | 0 | esc | 0.00097009 | 1.0077e-08 | 0.00097009 | 1.0077e-08
[79 empty] | WLDFR | HFTD - Distribution - Tier 3 - 2QU CoRE ¦ 3QU LoRE | Red Flag Warning - Destructive Fires | 2049 | 8.4667e-09 | 8.4667e-09 | 11536.0538 | 319.4911 | 11216.5626 | 0 | 0 | 0 | 8.7278e-06 | 9.7673e-05 | 0 | 9.7673e-05 | 9.7673e-05 | 0 | 9.7673e-05 | 0 | 4.2822e-06 | 9.3867e-06 | 0 | 9.3867e-06 | 0 | 0.000179 | 0.000358 | 0 | 0.000358 | [12 empty] | 7.3.3.17.5 (Remote Grid) Updates to grid topology to minimize risk of ignition in HFTDs Remote GridWLDFRVegetation ContactAggregated | WLDFR | HFTD - Distribution - Tier 2 - 2QU CoRE ¦ 4QU LoRE | Non-Red Flag Warning - Large Fires | Vegetation Contact | Aggregated | 2049 | 1.0387e-05 | 1078.9824 | 0.011208 | 2049 | Mitigation | 0.95 | 45 | 0 | esc | 0.00097009 | 1.0077e-08 | 0.00097009 | 1.0077e-08
[79 empty] | WLDFR | HFTD - Distribution - Tier 3 - 2QU CoRE ¦ 3QU LoRE | Red Flag Warning - Destructive Fires | 2050 | 8.4667e-09 | 8.4667e-09 | 11536.0538 | 319.4911 | 11216.5626 | 0 | 0 | 0 | 8.7278e-06 | 9.7673e-05 | 0 | 9.7673e-05 | 9.7673e-05 | 0 | 9.7673e-05 | 0 | 4.2822e-06 | 9.3867e-06 | 0 | 9.3867e-06 | 0 | 0.000179 | 0.000358 | 0 | 0.000358 | [12 empty] | 7.3.3.17.5 (Remote Grid) Updates to grid topology to minimize risk of ignition in HFTDs Remote GridWLDFRVegetation ContactAggregated | WLDFR | HFTD - Distribution - Tier 2 - 2QU CoRE ¦ 4QU LoRE | Non-Red Flag Warning - Large Fires | Vegetation Contact | Aggregated | 2050 | 1.0387e-05 | 1078.9824 | 0.011208 | 2050 | Mitigation | 0.95 | 45 | 0 | esc | 0.00097009 | 1.0077e-08 | 0.00097009 | 1.0077e-08
[79 empty] | WLDFR | HFTD - Distribution - Tier 3 - 2QU CoRE ¦ 3QU LoRE | Red Flag Warning - Destructive Fires | 2051 | 8.4667e-09 | 8.4667e-09 | 11536.0538 | 319.4911 | 11216.5626 | 0 | 0 | 0 | 8.7278e-06 | 9.7673e-05 | 0 | 9.7673e-05 | 9.7673e-05 | 0 | 9.7673e-05 | 0 | 0 | 9.3867e-06 | 0 | 9.3867e-06 | 0 | 0.00018793 | 0.00037586 | 0 | 0.00037586 | [12 empty] | 7.3.3.17.5 (Remote Grid) Updates to grid topology to minimize risk of ignition in HFTDs Remote GridWLDFRVegetation ContactAggregated | WLDFR | HFTD - Distribution - Tier 2 - 2QU CoRE ¦ 4QU LoRE | Non-Red Flag Warning - Large Fires | Vegetation Contact | Aggregated | 2051 | 1.0387e-05 | 1078.9824 | 0.011208 | 2051 | Mitigation | 0.95 | 45 | 0 | esc | 0.00097009 | 1.0077e-08 | 0.00097009 | 1.0077e-08
[79 empty] | WLDFR | HFTD - Distribution - Tier 3 - 2QU CoRE ¦ 3QU LoRE | Red Flag Warning - Destructive Fires | 2052 | 8.4667e-09 | 8.4667e-09 | 11536.0538 | 319.4911 | 11216.5626 | 0 | 0 | 0 | 8.7278e-06 | 9.7673e-05 | 0 | 9.7673e-05 | 9.7673e-05 | 0 | 9.7673e-05 | 0 | 0 | 0 | 0 | 0 | 0 | 0.00018793 | 0.00037586 | 0 | 0.00037586 | [12 empty] | 7.3.3.17.5 (Remote Grid) Updates to grid topology to minimize risk of ignition in HFTDs Remote GridWLDFRVegetation ContactAggregated | WLDFR | HFTD - Distribution - Tier 2 - 2QU CoRE ¦ 4QU LoRE | Non-Red Flag Warning - Large Fires | Vegetation Contact | Aggregated | 2052 | 1.0387e-05 | 1078.9824 | 0.011208 | 2052 | Mitigation | 0.95 | 45 | 0 | esc | 0.00097009 | 1.0077e-08 | 0.00097009 | 1.0077e-08
[79 empty] | WLDFR | HFTD - Distribution - Tier 3 - 2QU CoRE ¦ 3QU LoRE | Red Flag Warning - Destructive Fires | 2053 | 8.4667e-09 | 8.4667e-09 | 12097.6769 | 340.5356 | 11757.1413 | 0 | 0 | 0 | 8.7278e-06 | 0.00010243 | 0 | 0.00010243 | 0.00010243 | 0 | 0.00010243 | 0 | 0.020225 | 0 | 0 | 0 | 0 | 0.00018793 | 0.00037586 | 0 | 0.00037586 | [12 empty] | 7.3.3.17.5 (Remote Grid) Updates to grid topology to minimize risk of ignition in HFTDs Remote GridWLDFRVegetation ContactAggregated | WLDFR | HFTD - Distribution - Tier 2 - 2QU CoRE ¦ 4QU LoRE | Non-Red Flag Warning - Large Fires | Vegetation Contact | Aggregated | 2053 | 1.0387e-05 | 1078.9824 | 0.011208 | 2053 | Mitigation | 0.95 | 45 | 0 | esc | 0.00097009 | 1.0077e-08 | 0.00097009 | 1.0077e-08
[79 empty] | WLDFR | HFTD - Distribution - Tier 3 - 2QU CoRE ¦ 3QU LoRE | Red Flag Warning - Destructive Fires | 2054 | 8.4667e-09 | 8.4667e-09 | 12097.6769 | 340.5356 | 11757.1413 | 0 | 0 | 0 | 8.7278e-06 | 0.00010243 | 0 | 0.00010243 | 0.00010243 | 0 | 0.00010243 | 0 | 0.020966 | 0.045958 | 0 | 0.045958 | 0 | 0.00018793 | 0.00037586 | 0 | 0.00037586 | [12 empty] | 7.3.3.17.5 (Remote Grid) Updates to grid topology to minimize risk of ignition in HFTDs Remote GridWLDFRVegetation ContactAggregated | WLDFR | HFTD - Distribution - Tier 2 - 2QU CoRE ¦ 4QU LoRE | Non-Red Flag Warning - Large Fires | Vegetation Contact | Aggregated | 2054 | 1.0387e-05 | 1078.9824 | 0.011208 | 2054 | Mitigation | 0.95 | 45 | 0 | esc | 0.00097009 | 1.0077e-08 | 0.00097009 | 1.0077e-08
[79 empty] | WLDFR | HFTD - Distribution - Tier 3 - 2QU CoRE ¦ 3QU LoRE | Red Flag Warning - Destructive Fires | 2055 | 8.4667e-09 | 8.4667e-09 | 12097.6769 | 340.5356 | 11757.1413 | 0 | 0 | 0 | 8.7278e-06 | 0.00010243 | 0 | 0.00010243 | 0.00010243 | 0 | 0.00010243 | 0 | 0.020966 | 0.045958 | 0 | 0.045958 | 0 | 0.00018793 | 0.00037586 | 0 | 0.00037586 | [12 empty] | 7.3.3.17.5 (Remote Grid) Updates to grid topology to minimize risk of ignition in HFTDs Remote GridWLDFRVegetation ContactAggregated | WLDFR | HFTD - Distribution - Tier 2 - 2QU CoRE ¦ 4QU LoRE | Non-Red Flag Warning - Large Fires | Vegetation Contact | Aggregated | 2055 | 1.0387e-05 | 1078.9824 | 0.011208 | 2055 | Mitigation | 0.95 | 45 | 0 | esc | 0.00097009 | 1.0077e-08 | 0.00097009 | 1.0077e-08
[79 empty] | WLDFR | HFTD - Distribution - Tier 3 - 2QU CoRE ¦ 3QU LoRE | Red Flag Warning - Destructive Fires | 2056 | 8.4667e-09 | 8.4667e-09 | 12097.6769 | 340.5356 | 11757.1413 | 0 | 0 | 0 | 8.7278e-06 | 0.00010243 | 0 | 0.00010243 | 0.00010243 | 0 | 0.00010243 | 0 | 0.020966 | 0.045958 | 0 | 0.045958 | 0 | 0.00019729 | 0.00039459 | 0 | 0.00039459 | [12 empty] | 7.3.3.17.5 (Remote Grid) Updates to grid topology to minimize risk of ignition in HFTDs Remote GridWLDFRVegetation ContactAggregated | WLDFR | HFTD - Distribution - Tier 2 - 2QU CoRE ¦ 4QU LoRE | Non-Red Flag Warning - Large Fires | Vegetation Contact | Aggregated | 2056 | 1.0387e-05 | 1078.9824 | 0.011208 | 2056 | Mitigation | 0.95 | 45 | 0 | esc | 0.00097009 | 1.0077e-08 | 0.00097009 | 1.0077e-08
[79 empty] | WLDFR | HFTD - Distribution - Tier 3 - 2QU CoRE ¦ 3QU LoRE | Red Flag Warning - Destructive Fires | 2057 | 8.4667e-09 | 8.4667e-09 | 12097.6769 | 340.5356 | 11757.1413 | 0 | 0 | 0 | 8.7278e-06 | 0.00010243 | 0 | 0.00010243 | 0.00010243 | 0 | 0.00010243 | 0 | 0.020966 | 0.045958 | 0 | 0.045958 | 0 | 0.00019729 | 0.00039459 | 0 | 0.00039459 | [12 empty] | 7.3.3.17.5 (Remote Grid) Updates to grid topology to minimize risk of ignition in HFTDs Remote GridWLDFRVegetation ContactAggregated | WLDFR | HFTD - Distribution - Tier 2 - 2QU CoRE ¦ 4QU LoRE | Non-Red Flag Warning - Large Fires | Vegetation Contact | Aggregated | 2057 | 1.0387e-05 | 1078.9824 | 0.011208 | 2057 | Mitigation | 0.95 | 45 | 0 | esc | 0.00097009 | 1.0077e-08 | 0.00097009 | 1.0077e-08
[79 empty] | WLDFR | HFTD - Distribution - Tier 3 - 2QU CoRE ¦ 3QU LoRE | Red Flag Warning - Destructive Fires | 2058 | 8.4667e-09 | 8.4667e-09 | 12670.1796 | 362.3049 | 12307.8747 | 0 | 0 | 0 | 8.7278e-06 | 0.00010727 | 0 | 0.00010727 | 0.00010727 | 0 | 0.00010727 | 0 | 0.020966 | 0.045958 | 0 | 0.045958 | 0 | 0.00019729 | 0.00039459 | 0 | 0.00039459 | [12 empty] | 7.3.3.17.5 (Remote Grid) Updates to grid topology to minimize risk of ignition in HFTDs Remote GridWLDFRVegetation ContactAggregated | WLDFR | HFTD - Distribution - Tier 2 - 2QU CoRE ¦ 4QU LoRE | Non-Red Flag Warning - Large Fires | Vegetation Contact | Aggregated | 2058 | 1.0387e-05 | 1078.9824 | 0.011208 | 2058 | Mitigation | 0.95 | 45 | 0 | esc | 0.00097009 | 1.0077e-08 | 0.00097009 | 1.0077e-08
[79 empty] | WLDFR | HFTD - Distribution - Tier 3 - 2QU CoRE ¦ 3QU LoRE | Red Flag Warning - Destructive Fires | 2059 | 8.4667e-09 | 8.4667e-09 | 12670.1796 | 362.3049 | 12307.8747 | 0 | 0 | 0 | 8.7278e-06 | 0.00010727 | 0 | 0.00010727 | 0.00010727 | 0 | 0.00010727 | 0 | 0.0219 | 0.048006 | 0 | 0.048006 | 0 | 0.00019729 | 0.00039459 | 0 | 0.00039459 | [12 empty] | 7.3.3.17.5 (Remote Grid) Updates to grid topology to minimize risk of ignition in HFTDs Remote GridWLDFRVegetation ContactAggregated | WLDFR | HFTD - Distribution - Tier 2 - 2QU CoRE ¦ 4QU LoRE | Non-Red Flag Warning - Large Fires | Vegetation Contact | Aggregated | 2059 | 1.0387e-05 | 1078.9824 | 0.011208 | 2059 | Mitigation | 0.95 | 45 | 0 | esc | 0.00097009 | 1.0077e-08 | 0.00097009 | 1.0077e-08
[79 empty] | WLDFR | HFTD - Distribution - Tier 3 - 2QU CoRE ¦ 3QU LoRE | Red Flag Warning - Destructive Fires | 2060 | 8.4667e-09 | 8.4667e-09 | 12670.1796 | 362.3049 | 12307.8747 | 0 | 0 | 0 | 8.7278e-06 | 0.00010727 | 0 | 0.00010727 | 0.00010727 | 0 | 0.00010727 | 0 | 0.0219 | 0.048006 | 0 | 0.048006 | 0 | 0 | 0.00039459 | 0 | 0.00039459 | [12 empty] | 7.3.3.17.5 (Remote Grid) Updates to grid topology to minimize risk of ignition in HFTDs Remote GridWLDFRVegetation ContactAggregated | WLDFR | HFTD - Distribution - Tier 2 - 2QU CoRE ¦ 4QU LoRE | Non-Red Flag Warning - Large Fires | Vegetation Contact | Aggregated | 2060 | 1.0387e-05 | 1078.9824 | 0.011208 | 2060 | Mitigation | 0.95 | 45 | 0 | esc | 0.00097009 | 1.0077e-08 | 0.00097009 | 1.0077e-08
[79 empty] | WLDFR | HFTD - Distribution - Tier 3 - 2QU CoRE ¦ 3QU LoRE | Red Flag Warning - Destructive Fires | 2061 | 8.4667e-09 | 8.4667e-09 | 12670.1796 | 362.3049 | 12307.8747 | 0 | 0 | 0 | 8.7278e-06 | 0.00010727 | 0 | 0.00010727 | 0.00010727 | 0 | 0.00010727 | 0 | 0.0219 | 0.048006 | 0 | 0.048006 | 0 | 0 | 0 | 0 | 0 | [12 empty] | 7.3.3.17.5 (Remote Grid) Updates to grid topology to minimize risk of ignition in HFTDs Remote GridWLDFRVegetation ContactAggregated | WLDFR | HFTD - Distribution - Tier 2 - 2QU CoRE ¦ 4QU LoRE | Non-Red Flag Warning - Large Fires | Vegetation Contact | Aggregated | 2061 | 1.0387e-05 | 1078.9824 | 0.011208 | 2061 | Mitigation | 0.95 | 45 | 0 | esc | 0.00097009 | 1.0077e-08 | 0.00097009 | 1.0077e-08
[79 empty] | WLDFR | HFTD - Distribution - Tier 3 - 2QU CoRE ¦ 3QU LoRE | Red Flag Warning - Destructive Fires | 2062 | 8.4667e-09 | 8.4667e-09 | 12670.1796 | 362.3049 | 12307.8747 | 0 | 0 | 0 | 8.7278e-06 | 0.00010727 | 0 | 0.00010727 | 0.00010727 | 0 | 0.00010727 | 0 | 0.0219 | 0.048006 | 0 | 0.048006 | 0 | 0 | 0 | 0 | 0 | [12 empty] | 7.3.3.17.5 (Remote Grid) Updates to grid topology to minimize risk of ignition in HFTDs Remote GridWLDFRVegetation ContactAggregated | WLDFR | HFTD - Distribution - Tier 2 - 2QU CoRE ¦ 4QU LoRE | Non-Red Flag Warning - Large Fires | Vegetation Contact | Aggregated | 2062 | 1.0387e-05 | 1078.9824 | 0.011208 | 2062 | Mitigation | 0.95 | 45 | 0 | esc | 0.00097009 | 1.0077e-08 | 0.00097009 | 1.0077e-08
[79 empty] | WLDFR | HFTD - Distribution - Tier 3 - 2QU CoRE ¦ 3QU LoRE | Red Flag Warning - Destructive Fires | 2063 | 8.4667e-09 | 8.4667e-09 | 13246.6313 | 384.5316 | 12862.0997 | 0 | 0 | 0 | 8.7278e-06 | 0.00011216 | 0 | 0.00011216 | 0.00011216 | 0 | 0.00011216 | 0 | 0.0219 | 0.048006 | 0 | 0.048006 | 0 | 2.0054e-05 | 0 | 0 | 0 | [12 empty] | 7.3.3.17.5 (Remote Grid) Updates to grid topology to minimize risk of ignition in HFTDs Remote GridWLDFRVegetation ContactAggregated | WLDFR | HFTD - Distribution - Tier 2 - 2QU CoRE ¦ 4QU LoRE | Non-Red Flag Warning - Large Fires | Vegetation Contact | Aggregated | 2063 | 1.0387e-05 | 1078.9824 | 0.011208 | 2063 | Mitigation | 0.95 | 45 | 0 | esc | 0.00097009 | 1.0077e-08 | 0.00097009 | 1.0077e-08
[79 empty] | WLDFR | HFTD - Distribution - Tier 3 - 2QU CoRE ¦ 3QU LoRE | Red Flag Warning - Destructive Fires | 2064 | 8.4667e-09 | 8.4667e-09 | 13246.6313 | 384.5316 | 12862.0997 | 0 | 0 | 0 | 8.7278e-06 | 0.00011216 | 0 | 0.00011216 | 0.00011216 | 0 | 0.00011216 | 0 | 0.022938 | 0.050281 | 0 | 0.050281 | 0 | 2.0787e-05 | 4.1574e-05 | 0 | 4.1574e-05 | [12 empty] | 7.3.3.17.5 (Remote Grid) Updates to grid topology to minimize risk of ignition in HFTDs Remote GridWLDFRVegetation ContactAggregated | WLDFR | HFTD - Distribution - Tier 2 - 2QU CoRE ¦ 4QU LoRE | Non-Red Flag Warning - Large Fires | Vegetation Contact | Aggregated | 2064 | 1.0387e-05 | 1078.9824 | 0.011208 | 2064 | Mitigation | 0.95 | 45 | 0 | esc | 0.00097009 | 1.0077e-08 | 0.00097009 | 1.0077e-08
[79 empty] | WLDFR | HFTD - Distribution - Tier 3 - 2QU CoRE ¦ 3QU LoRE | Red Flag Warning - Destructive Fires | 2065 | 8.4667e-09 | 8.4667e-09 | 13246.6313 | 384.5316 | 12862.0997 | 0 | 0 | 0 | 8.7278e-06 | 0.00011216 | 0 | 0.00011216 | 0.00011216 | 0 | 0.00011216 | 0 | 0.022938 | 0.050281 | 0 | 0.050281 | 0 | 2.0787e-05 | 4.1574e-05 | 0 | 4.1574e-05 | [12 empty] | 7.3.3.17.5 (Remote Grid) Updates to grid topology to minimize risk of ignition in HFTDs Remote GridWLDFRVegetation ContactAggregated | WLDFR | HFTD - Distribution - Tier 2 - 2QU CoRE ¦ 4QU LoRE | Non-Red Flag Warning - Large Fires | Vegetation Contact | Aggregated | 2065 | 1.0387e-05 | 1078.9824 | 0.011208 | 2065 | Mitigation | 0.95 | 45 | 0 | esc | 0.00097009 | 1.0077e-08 | 0.00097009 | 1.0077e-08
[79 empty] | WLDFR | HFTD - Distribution - Tier 3 - 2QU CoRE ¦ 3QU LoRE | Red Flag Warning - Destructive Fires | 2066 | 8.4667e-09 | 8.4667e-09 | 13246.6313 | 384.5316 | 12862.0997 | 0 | 0 | 0 | 8.7278e-06 | 0.00011216 | 0 | 0.00011216 | 0.00011216 | 0 | 0.00011216 | 0 | 0.022938 | 0.050281 | 0 | 0.050281 | 0 | 2.0787e-05 | 4.1574e-05 | 0 | 4.1574e-05 | [12 empty] | 7.3.3.17.5 (Remote Grid) Updates to grid topology to minimize risk of ignition in HFTDs Remote GridWLDFRVegetation ContactAggregated | WLDFR | HFTD - Distribution - Tier 2 - 2QU CoRE ¦ 4QU LoRE | Non-Red Flag Warning - Large Fires | Vegetation Contact | Aggregated | 2066 | 1.0387e-05 | 1078.9824 | 0.011208 | 2066 | Mitigation | 0.95 | 45 | 0 | esc | 0.00097009 | 1.0077e-08 | 0.00097009 | 1.0077e-08
[79 empty] | WLDFR | HFTD - Distribution - Tier 3 - 2QU CoRE ¦ 3QU LoRE | Red Flag Warning - Destructive Fires | 2067 | 0 | 8.4667e-09 | 13246.6313 | 384.5316 | 12862.0997 | 0 | 0 | 0 | 8.7278e-06 | 0 | 0 | 0 | 0.00011216 | 0 | 0.00011216 | 0 | 0.022938 | 0.050281 | 0 | 0.050281 | 0 | 2.0787e-05 | 4.1574e-05 | 0 | 4.1574e-05 | [12 empty] | 7.3.3.17.5 (Remote Grid) Updates to grid topology to minimize risk of ignition in HFTDs Remote GridWLDFRVegetation ContactAggregated | WLDFR | HFTD - Distribution - Tier 2 - 2QU CoRE ¦ 4QU LoRE | Non-Red Flag Warning - Large Fires | Vegetation Contact | Aggregated | 2067 | 1.0387e-05 | 1078.9824 | 0.011208 | 2067 | Mitigation | 0.95 | 45 | 0 | esc | 0 | 0 | 0.00097009 | 1.0077e-08
[79 empty] | WLDFR | HFTD - Distribution - Tier 3 - 2QU CoRE ¦ 3QU LoRE | Red Flag Warning - Large Fires | 2022 | 4.9804e-08 | 0 | 5.2406 | 0.69642 | 2.942 | 1.6022 | 0 | 0 | 5.134e-05 | 2.61e-07 | 0 | 2.61e-07 | 0 | 0 | 0 | 0 | 0.022938 | 0.050281 | 0 | 0.050281 | 0 | 2.0787e-05 | 4.1574e-05 | 0 | 4.1574e-05 | [12 empty] | 7.3.3.17.5 (Remote Grid) Updates to grid topology to minimize risk of ignition in HFTDs Remote GridWLDFRWire-to-wire contactAggregated | WLDFR | HFTD - Distribution - Tier 2 - 2QU CoRE ¦ 4QU LoRE | Non-Red Flag Warning - Large Fires | Wire-to-wire contact | Aggregated | 2022 | 3.899e-06 | 1078.9824 | 0.004207 | 2022 | Mitigation | 0.95 | 45 | 0 | esc | 0.00097009 | 3.7824e-09 | 0 | 0
[79 empty] | WLDFR | HFTD - Distribution - Tier 3 - 2QU CoRE ¦ 3QU LoRE | Red Flag Warning - Large Fires | 2023 | 4.9804e-08 | 4.9804e-08 | 5.475 | 0.71896 | 3.0715 | 1.6846 | 0 | 0 | 5.134e-05 | 2.7268e-07 | 0 | 2.7268e-07 | 2.7268e-07 | 0 | 2.7268e-07 | 0 | 0.024065 | 0.052752 | 0 | 0.052752 | 0 | 2.171e-05 | 4.3419e-05 | 0 | 4.3419e-05 | [12 empty] | 7.3.3.17.5 (Remote Grid) Updates to grid topology to minimize risk of ignition in HFTDs Remote GridWLDFRWire-to-wire contactAggregated | WLDFR | HFTD - Distribution - Tier 2 - 2QU CoRE ¦ 4QU LoRE | Non-Red Flag Warning - Large Fires | Wire-to-wire contact | Aggregated | 2023 | 3.899e-06 | 1078.9824 | 0.004207 | 2023 | Mitigation | 0.95 | 45 | 0 | esc | 0.00097009 | 3.7824e-09 | 0.00097009 | 3.7824e-09
[79 empty] | WLDFR | HFTD - Distribution - Tier 3 - 2QU CoRE ¦ 3QU LoRE | Red Flag Warning - Large Fires | 2024 | 4.9804e-08 | 4.9804e-08 | 5.475 | 0.71896 | 3.0715 | 1.6846 | 0 | 0 | 5.134e-05 | 2.7268e-07 | 0 | 2.7268e-07 | 2.7268e-07 | 0 | 2.7268e-07 | 0 | 0.024065 | 0.052752 | 0 | 0.052752 | 0 | 2.171e-05 | 4.3419e-05 | 0 | 4.3419e-05 | [12 empty] | 7.3.3.17.5 (Remote Grid) Updates to grid topology to minimize risk of ignition in HFTDs Remote GridWLDFRWire-to-wire contactAggregated | WLDFR | HFTD - Distribution - Tier 2 - 2QU CoRE ¦ 4QU LoRE | Non-Red Flag Warning - Large Fires | Wire-to-wire contact | Aggregated | 2024 | 3.899e-06 | 1078.9824 | 0.004207 | 2024 | Mitigation | 0.95 | 45 | 0 | esc | 0.00097009 | 3.7824e-09 | 0.00097009 | 3.7824e-09
[79 empty] | WLDFR | HFTD - Distribution - Tier 3 - 2QU CoRE ¦ 3QU LoRE | Red Flag Warning - Large Fires | 2025 | 4.9804e-08 | 4.9804e-08 | 5.475 | 0.71896 | 3.0715 | 1.6846 | 0 | 0 | 5.134e-05 | 2.7268e-07 | 0 | 2.7268e-07 | 2.7268e-07 | 0 | 2.7268e-07 | 0 | 0.024065 | 0.052752 | 0 | 0.052752 | 0 | 2.171e-05 | 4.3419e-05 | 0 | 4.3419e-05 | [12 empty] | 7.3.3.17.5 (Remote Grid) Updates to grid topology to minimize risk of ignition in HFTDs Remote GridWLDFRWire-to-wire contactAggregated | WLDFR | HFTD - Distribution - Tier 2 - 2QU CoRE ¦ 4QU LoRE | Non-Red Flag Warning - Large Fires | Wire-to-wire contact | Aggregated | 2025 | 3.899e-06 | 1078.9824 | 0.004207 | 2025 | Mitigation | 0.95 | 45 | 0 | esc | 0.00097009 | 3.7824e-09 | 0.00097009 | 3.7824e-09
[79 empty] | WLDFR | HFTD - Distribution - Tier 3 - 2QU CoRE ¦ 3QU LoRE | Red Flag Warning - Large Fires | 2026 | 4.9804e-08 | 4.9804e-08 | 5.475 | 0.71896 | 3.0715 | 1.6846 | 0 | 0 | 5.134e-05 | 2.7268e-07 | 0 | 2.7268e-07 | 2.7268e-07 | 0 | 2.7268e-07 | 0 | 0.024065 | 0.052752 | 0 | 0.052752 | 0 | 2.171e-05 | 4.3419e-05 | 0 | 4.3419e-05 | [12 empty] | 7.3.3.17.5 (Remote Grid) Updates to grid topology to minimize risk of ignition in HFTDs Remote GridWLDFRWire-to-wire contactAggregated | WLDFR | HFTD - Distribution - Tier 2 - 2QU CoRE ¦ 4QU LoRE | Non-Red Flag Warning - Large Fires | Wire-to-wire contact | Aggregated | 2026 | 3.899e-06 | 1078.9824 | 0.004207 | 2026 | Mitigation | 0.95 | 45 | 0 | esc | 0.00097009 | 3.7824e-09 | 0.00097009 | 3.7824e-09
[79 empty] | WLDFR | HFTD - Distribution - Tier 3 - 2QU CoRE ¦ 3QU LoRE | Red Flag Warning - Large Fires | 2027 | 4.9804e-08 | 4.9804e-08 | 5.475 | 0.71896 | 3.0715 | 1.6846 | 0 | 0 | 5.134e-05 | 2.7268e-07 | 0 | 2.7268e-07 | 2.7268e-07 | 0 | 2.7268e-07 | 0 | 0.024065 | 0.052752 | 0 | 0.052752 | 0 | 2.171e-05 | 4.3419e-05 | 0 | 4.3419e-05 | [12 empty] | 7.3.3.17.5 (Remote Grid) Updates to grid topology to minimize risk of ignition in HFTDs Remote GridWLDFRWire-to-wire contactAggregated | WLDFR | HFTD - Distribution - Tier 2 - 2QU CoRE ¦ 4QU LoRE | Non-Red Flag Warning - Large Fires | Wire-to-wire contact | Aggregated | 2027 | 3.899e-06 | 1078.9824 | 0.004207 | 2027 | Mitigation | 0.95 | 45 | 0 | esc | 0.00097009 | 3.7824e-09 | 0.00097009 | 3.7824e-09
[79 empty] | WLDFR | HFTD - Distribution - Tier 3 - 2QU CoRE ¦ 3QU LoRE | Red Flag Warning - Large Fires | 2028 | 4.9804e-08 | 4.9804e-08 | 5.777 | 0.74734 | 3.238 | 1.7917 | 0 | 0 | 5.134e-05 | 2.8772e-07 | 0 | 2.8772e-07 | 2.8772e-07 | 0 | 2.8772e-07 | 0 | 0.025266 | 0.055383 | 0 | 0.055383 | 0 | 2.2734e-05 | 4.5468e-05 | 0 | 4.5468e-05 | [12 empty] | 7.3.3.17.5 (Remote Grid) Updates to grid topology to minimize risk of ignition in HFTDs Remote GridWLDFRWire-to-wire contactAggregated | WLDFR | HFTD - Distribution - Tier 2 - 2QU CoRE ¦ 4QU LoRE | Non-Red Flag Warning - Large Fires | Wire-to-wire contact | Aggregated | 2028 | 3.899e-06 | 1078.9824 | 0.004207 | 2028 | Mitigation | 0.95 | 45 | 0 | esc | 0.00097009 | 3.7824e-09 | 0.00097009 | 3.7824e-09
[79 empty] | WLDFR | HFTD - Distribution - Tier 3 - 2QU CoRE ¦ 3QU LoRE | Red Flag Warning - Large Fires | 2029 | 4.9804e-08 | 4.9804e-08 | 5.777 | 0.74734 | 3.238 | 1.7917 | 0 | 0 | 5.134e-05 | 2.8772e-07 | 0 | 2.8772e-07 | 2.8772e-07 | 0 | 2.8772e-07 | 0 | 0.025266 | 0.055383 | 0 | 0.055383 | 0 | 2.2734e-05 | 4.5468e-05 | 0 | 4.5468e-05 | [12 empty] | 7.3.3.17.5 (Remote Grid) Updates to grid topology to minimize risk of ignition in HFTDs Remote GridWLDFRWire-to-wire contactAggregated | WLDFR | HFTD - Distribution - Tier 2 - 2QU CoRE ¦ 4QU LoRE | Non-Red Flag Warning - Large Fires | Wire-to-wire contact | Aggregated | 2029 | 3.899e-06 | 1078.9824 | 0.004207 | 2029 | Mitigation | 0.95 | 45 | 0 | esc | 0.00097009 | 3.7824e-09 | 0.00097009 | 3.7824e-09
[79 empty] | WLDFR | HFTD - Distribution - Tier 3 - 2QU CoRE ¦ 3QU LoRE | Red Flag Warning - Large Fires | 2030 | 4.9804e-08 | 4.9804e-08 | 5.777 | 0.74734 | 3.238 | 1.7917 | 0 | 0 | 5.134e-05 | 2.8772e-07 | 0 | 2.8772e-07 | 2.8772e-07 | 0 | 2.8772e-07 | 0 | 0.025266 | 0.055383 | 0 | 0.055383 | 0 | 2.2734e-05 | 4.5468e-05 | 0 | 4.5468e-05 | [12 empty] | 7.3.3.17.5 (Remote Grid) Updates to grid topology to minimize risk of ignition in HFTDs Remote GridWLDFRWire-to-wire contactAggregated | WLDFR | HFTD - Distribution - Tier 2 - 2QU CoRE ¦ 4QU LoRE | Non-Red Flag Warning - Large Fires | Wire-to-wire contact | Aggregated | 2030 | 3.899e-06 | 1078.9824 | 0.004207 | 2030 | Mitigation | 0.95 | 45 | 0 | esc | 0.00097009 | 3.7824e-09 | 0.00097009 | 3.7824e-09
[79 empty] | WLDFR | HFTD - Distribution - Tier 3 - 2QU CoRE ¦ 3QU LoRE | Red Flag Warning - Large Fires | 2031 | 4.9804e-08 | 4.9804e-08 | 5.777 | 0.74734 | 3.238 | 1.7917 | 0 | 0 | 5.134e-05 | 2.8772e-07 | 0 | 2.8772e-07 | 2.8772e-07 | 0 | 2.8772e-07 | 0 | 0.025266 | 0.055383 | 0 | 0.055383 | 0 | 2.2734e-05 | 4.5468e-05 | 0 | 4.5468e-05 | [12 empty] | 7.3.3.17.5 (Remote Grid) Updates to grid topology to minimize risk of ignition in HFTDs Remote GridWLDFRWire-to-wire contactAggregated | WLDFR | HFTD - Distribution - Tier 2 - 2QU CoRE ¦ 4QU LoRE | Non-Red Flag Warning - Large Fires | Wire-to-wire contact | Aggregated | 2031 | 3.899e-06 | 1078.9824 | 0.004207 | 2031 | Mitigation | 0.95 | 45 | 0 | esc | 0.00097009 | 3.7824e-09 | 0.00097009 | 3.7824e-09
[79 empty] | WLDFR | HFTD - Distribution - Tier 3 - 2QU CoRE ¦ 3QU LoRE | Red Flag Warning - Large Fires | 2032 | 4.9804e-08 | 4.9804e-08 | 5.777 | 0.74734 | 3.238 | 1.7917 | 0 | 0 | 5.134e-05 | 2.8772e-07 | 0 | 2.8772e-07 | 2.8772e-07 | 0 | 2.8772e-07 | 0 | 0.025266 | 0.055383 | 0 | 0.055383 | 0 | 2.2734e-05 | 4.5468e-05 | 0 | 4.5468e-05 | [12 empty] | 7.3.3.17.5 (Remote Grid) Updates to grid topology to minimize risk of ignition in HFTDs Remote GridWLDFRWire-to-wire contactAggregated | WLDFR | HFTD - Distribution - Tier 2 - 2QU CoRE ¦ 4QU LoRE | Non-Red Flag Warning - Large Fires | Wire-to-wire contact | Aggregated | 2032 | 3.899e-06 | 1078.9824 | 0.004207 | 2032 | Mitigation | 0.95 | 45 | 0 | esc | 0.00097009 | 3.7824e-09 | 0.00097009 | 3.7824e-09
[79 empty] | WLDFR | HFTD - Distribution - Tier 3 - 2QU CoRE ¦ 3QU LoRE | Red Flag Warning - Large Fires | 2033 | 4.9804e-08 | 4.9804e-08 | 6.1205 | 0.77885 | 3.4265 | 1.9151 | 0 | 0 | 5.134e-05 | 3.0483e-07 | 0 | 3.0483e-07 | 3.0483e-07 | 0 | 3.0483e-07 | 0 | 0.026524 | 0.058142 | 0 | 0.058142 | 0 | 2.3845e-05 | 4.769e-05 | 0 | 4.769e-05 | [12 empty] | 7.3.3.17.5 (Remote Grid) Updates to grid topology to minimize risk of ignition in HFTDs Remote GridWLDFRWire-to-wire contactAggregated | WLDFR | HFTD - Distribution - Tier 2 - 2QU CoRE ¦ 4QU LoRE | Non-Red Flag Warning - Large Fires | Wire-to-wire contact | Aggregated | 2033 | 3.899e-06 | 1078.9824 | 0.004207 | 2033 | Mitigation | 0.95 | 45 | 0 | esc | 0.00097009 | 3.7824e-09 | 0.00097009 | 3.7824e-09
[79 empty] | WLDFR | HFTD - Distribution - Tier 3 - 2QU CoRE ¦ 3QU LoRE | Red Flag Warning - Large Fires | 2034 | 4.9804e-08 | 4.9804e-08 | 6.1205 | 0.77885 | 3.4265 | 1.9151 | 0 | 0 | 5.134e-05 | 3.0483e-07 | 0 | 3.0483e-07 | 3.0483e-07 | 0 | 3.0483e-07 | 0 | 0.026524 | 0.058142 | 0 | 0.058142 | 0 | 2.3845e-05 | 4.769e-05 | 0 | 4.769e-05 | [12 empty] | 7.3.3.17.5 (Remote Grid) Updates to grid topology to minimize risk of ignition in HFTDs Remote GridWLDFRWire-to-wire contactAggregated | WLDFR | HFTD - Distribution - Tier 2 - 2QU CoRE ¦ 4QU LoRE | Non-Red Flag Warning - Large Fires | Wire-to-wire contact | Aggregated | 2034 | 3.899e-06 | 1078.9824 | 0.004207 | 2034 | Mitigation | 0.95 | 45 | 0 | esc | 0.00097009 | 3.7824e-09 | 0.00097009 | 3.7824e-09
[79 empty] | WLDFR | HFTD - Distribution - Tier 3 - 2QU CoRE ¦ 3QU LoRE | Red Flag Warning - Large Fires | 2035 | 4.9804e-08 | 4.9804e-08 | 6.1205 | 0.77885 | 3.4265 | 1.9151 | 0 | 0 | 5.134e-05 | 3.0483e-07 | 0 | 3.0483e-07 | 3.0483e-07 | 0 | 3.0483e-07 | 0 | 0.026524 | 0.058142 | 0 | 0.058142 | 0 | 2.3845e-05 | 4.769e-05 | 0 | 4.769e-05 | [12 empty] | 7.3.3.17.5 (Remote Grid) Updates to grid topology to minimize risk of ignition in HFTDs Remote GridWLDFRWire-to-wire contactAggregated | WLDFR | HFTD - Distribution - Tier 2 - 2QU CoRE ¦ 4QU LoRE | Non-Red Flag Warning - Large Fires | Wire-to-wire contact | Aggregated | 2035 | 3.899e-06 | 1078.9824 | 0.004207 | 2035 | Mitigation | 0.95 | 45 | 0 | esc | 0.00097009 | 3.7824e-09 | 0.00097009 | 3.7824e-09
[79 empty] | WLDFR | HFTD - Distribution - Tier 3 - 2QU CoRE ¦ 3QU LoRE | Red Flag Warning - Large Fires | 2036 | 4.9804e-08 | 4.9804e-08 | 6.1205 | 0.77885 | 3.4265 | 1.9151 | 0 | 0 | 5.134e-05 | 3.0483e-07 | 0 | 3.0483e-07 | 3.0483e-07 | 0 | 3.0483e-07 | 0 | 0.026524 | 0.058142 | 0 | 0.058142 | 0 | 2.3845e-05 | 4.769e-05 | 0 | 4.769e-05 | [12 empty] | 7.3.3.17.5 (Remote Grid) Updates to grid topology to minimize risk of ignition in HFTDs Remote GridWLDFRWire-to-wire contactAggregated | WLDFR | HFTD - Distribution - Tier 2 - 2QU CoRE ¦ 4QU LoRE | Non-Red Flag Warning - Large Fires | Wire-to-wire contact | Aggregated | 2036 | 3.899e-06 | 1078.9824 | 0.004207 | 2036 | Mitigation | 0.95 | 45 | 0 | esc | 0.00097009 | 3.7824e-09 | 0.00097009 | 3.7824e-09
[79 empty] | WLDFR | HFTD - Distribution - Tier 3 - 2QU CoRE ¦ 3QU LoRE | Red Flag Warning - Large Fires | 2037 | 4.9804e-08 | 4.9804e-08 | 6.1205 | 0.77885 | 3.4265 | 1.9151 | 0 | 0 | 5.134e-05 | 3.0483e-07 | 0 | 3.0483e-07 | 3.0483e-07 | 0 | 3.0483e-07 | 0 | 0.026524 | 0.058142 | 0 | 0.058142 | 0 | 2.3845e-05 | 4.769e-05 | 0 | 4.769e-05 | [12 empty] | 7.3.3.17.5 (Remote Grid) Updates to grid topology to minimize risk of ignition in HFTDs Remote GridWLDFRWire-to-wire contactAggregated | WLDFR | HFTD - Distribution - Tier 2 - 2QU CoRE ¦ 4QU LoRE | Non-Red Flag Warning - Large Fires | Wire-to-wire contact | Aggregated | 2037 | 3.899e-06 | 1078.9824 | 0.004207 | 2037 | Mitigation | 0.95 | 45 | 0 | esc | 0.00097009 | 3.7824e-09 | 0.00097009 | 3.7824e-09
[79 empty] | WLDFR | HFTD - Distribution - Tier 3 - 2QU CoRE ¦ 3QU LoRE | Red Flag Warning - Large Fires | 2038 | 4.9804e-08 | 4.9804e-08 | 6.5028 | 0.81304 | 3.6355 | 2.0543 | 0 | 0 | 5.134e-05 | 3.2387e-07 | 0 | 3.2387e-07 | 3.2387e-07 | 0 | 3.2387e-07 | 0 | 0.027825 | 0.060993 | 0 | 0.060993 | 0 | 2.5027e-05 | 5.0055e-05 | 0 | 5.0055e-05 | [12 empty] | 7.3.3.17.5 (Remote Grid) Updates to grid topology to minimize risk of ignition in HFTDs Remote GridWLDFRWire-to-wire contactAggregated | WLDFR | HFTD - Distribution - Tier 2 - 2QU CoRE ¦ 4QU LoRE | Non-Red Flag Warning - Large Fires | Wire-to-wire contact | Aggregated | 2038 | 3.899e-06 | 1078.9824 | 0.004207 | 2038 | Mitigation | 0.95 | 45 | 0 | esc | 0.00097009 | 3.7824e-09 | 0.00097009 | 3.7824e-09
[79 empty] | WLDFR | HFTD - Distribution - Tier 3 - 2QU CoRE ¦ 3QU LoRE | Red Flag Warning - Large Fires | 2039 | 4.9804e-08 | 4.9804e-08 | 6.5028 | 0.81304 | 3.6355 | 2.0543 | 0 | 0 | 5.134e-05 | 3.2387e-07 | 0 | 3.2387e-07 | 3.2387e-07 | 0 | 3.2387e-07 | 0 | 0.027825 | 0.060993 | 0 | 0.060993 | 0 | 2.5027e-05 | 5.0055e-05 | 0 | 5.0055e-05 | [12 empty] | 7.3.3.17.5 (Remote Grid) Updates to grid topology to minimize risk of ignition in HFTDs Remote GridWLDFRWire-to-wire contactAggregated | WLDFR | HFTD - Distribution - Tier 2 - 2QU CoRE ¦ 4QU LoRE | Non-Red Flag Warning - Large Fires | Wire-to-wire contact | Aggregated | 2039 | 3.899e-06 | 1078.9824 | 0.004207 | 2039 | Mitigation | 0.95 | 45 | 0 | esc | 0.00097009 | 3.7824e-09 | 0.00097009 | 3.7824e-09
[79 empty] | WLDFR | HFTD - Distribution - Tier 3 - 2QU CoRE ¦ 3QU LoRE | Red Flag Warning - Large Fires | 2040 | 4.9804e-08 | 4.9804e-08 | 6.5028 | 0.81304 | 3.6355 | 2.0543 | 0 | 0 | 5.134e-05 | 3.2387e-07 | 0 | 3.2387e-07 | 3.2387e-07 | 0 | 3.2387e-07 | 0 | 0.027825 | 0.060993 | 0 | 0.060993 | 0 | 2.5027e-05 | 5.0055e-05 | 0 | 5.0055e-05 | [12 empty] | 7.3.3.17.5 (Remote Grid) Updates to grid topology to minimize risk of ignition in HFTDs Remote GridWLDFRWire-to-wire contactAggregated | WLDFR | HFTD - Distribution - Tier 2 - 2QU CoRE ¦ 4QU LoRE | Non-Red Flag Warning - Large Fires | Wire-to-wire contact | Aggregated | 2040 | 3.899e-06 | 1078.9824 | 0.004207 | 2040 | Mitigation | 0.95 | 45 | 0 | esc | 0.00097009 | 3.7824e-09 | 0.00097009 | 3.7824e-09
[79 empty] | WLDFR | HFTD - Distribution - Tier 3 - 2QU CoRE ¦ 3QU LoRE | Red Flag Warning - Large Fires | 2041 | 4.9804e-08 | 4.9804e-08 | 6.5028 | 0.81304 | 3.6355 | 2.0543 | 0 | 0 | 5.134e-05 | 3.2387e-07 | 0 | 3.2387e-07 | 3.2387e-07 | 0 | 3.2387e-07 | 0 | 0.027825 | 0.060993 | 0 | 0.060993 | 0 | 2.5027e-05 | 5.0055e-05 | 0 | 5.0055e-05 | [12 empty] | 7.3.3.17.5 (Remote Grid) Updates to grid topology to minimize risk of ignition in HFTDs Remote GridWLDFRWire-to-wire contactAggregated | WLDFR | HFTD - Distribution - Tier 2 - 2QU CoRE ¦ 4QU LoRE | Non-Red Flag Warning - Large Fires | Wire-to-wire contact | Aggregated | 2041 | 3.899e-06 | 1078.9824 | 0.004207 | 2041 | Mitigation | 0.95 | 45 | 0 | esc | 0.00097009 | 3.7824e-09 | 0.00097009 | 3.7824e-09
[79 empty] | WLDFR | HFTD - Distribution - Tier 3 - 2QU CoRE ¦ 3QU LoRE | Red Flag Warning - Large Fires | 2042 | 4.9804e-08 | 4.9804e-08 | 6.5028 | 0.81304 | 3.6355 | 2.0543 | 0 | 0 | 5.134e-05 | 3.2387e-07 | 0 | 3.2387e-07 | 3.2387e-07 | 0 | 3.2387e-07 | 0 | 0.027825 | 0.060993 | 0 | 0.060993 | 0 | 2.5027e-05 | 5.0055e-05 | 0 | 5.0055e-05 | [12 empty] | 7.3.3.17.5 (Remote Grid) Updates to grid topology to minimize risk of ignition in HFTDs Remote GridWLDFRWire-to-wire contactAggregated | WLDFR | HFTD - Distribution - Tier 2 - 2QU CoRE ¦ 4QU LoRE | Non-Red Flag Warning - Large Fires | Wire-to-wire contact | Aggregated | 2042 | 3.899e-06 | 1078.9824 | 0.004207 | 2042 | Mitigation | 0.95 | 45 | 0 | esc | 0.00097009 | 3.7824e-09 | 0.00097009 | 3.7824e-09
[79 empty] | WLDFR | HFTD - Distribution - Tier 3 - 2QU CoRE ¦ 3QU LoRE | Red Flag Warning - Large Fires | 2043 | 4.9804e-08 | 4.9804e-08 | 6.9209 | 0.84944 | 3.8632 | 2.2083 | 0 | 0 | 5.134e-05 | 3.4469e-07 | 0 | 3.4469e-07 | 3.4469e-07 | 0 | 3.4469e-07 | 0 | 0.029152 | 0.063902 | 0 | 0.063902 | 0 | 2.6266e-05 | 5.2532e-05 | 0 | 5.2532e-05 | [12 empty] | 7.3.3.17.5 (Remote Grid) Updates to grid topology to minimize risk of ignition in HFTDs Remote GridWLDFRWire-to-wire contactAggregated | WLDFR | HFTD - Distribution - Tier 2 - 2QU CoRE ¦ 4QU LoRE | Non-Red Flag Warning - Large Fires | Wire-to-wire contact | Aggregated | 2043 | 3.899e-06 | 1078.9824 | 0.004207 | 2043 | Mitigation | 0.95 | 45 | 0 | esc | 0.00097009 | 3.7824e-09 | 0.00097009 | 3.7824e-09
[79 empty] | WLDFR | HFTD - Distribution - Tier 3 - 2QU CoRE ¦ 3QU LoRE | Red Flag Warning - Large Fires | 2044 | 4.9804e-08 | 4.9804e-08 | 6.9209 | 0.84944 | 3.8632 | 2.2083 | 0 | 0 | 5.134e-05 | 3.4469e-07 | 0 | 3.4469e-07 | 3.4469e-07 | 0 | 3.4469e-07 | 0 | 0.029152 | 0.063902 | 0 | 0.063902 | 0 | 2.6266e-05 | 5.2532e-05 | 0 | 5.2532e-05 | [12 empty] | 7.3.3.17.5 (Remote Grid) Updates to grid topology to minimize risk of ignition in HFTDs Remote GridWLDFRWire-to-wire contactAggregated | WLDFR | HFTD - Distribution - Tier 2 - 2QU CoRE ¦ 4QU LoRE | Non-Red Flag Warning - Large Fires | Wire-to-wire contact | Aggregated | 2044 | 3.899e-06 | 1078.9824 | 0.004207 | 2044 | Mitigation | 0.95 | 45 | 0 | esc | 0.00097009 | 3.7824e-09 | 0.00097009 | 3.7824e-09
[79 empty] | WLDFR | HFTD - Distribution - Tier 3 - 2QU CoRE ¦ 3QU LoRE | Red Flag Warning - Large Fires | 2045 | 4.9804e-08 | 4.9804e-08 | 6.9209 | 0.84944 | 3.8632 | 2.2083 | 0 | 0 | 5.134e-05 | 3.4469e-07 | 0 | 3.4469e-07 | 3.4469e-07 | 0 | 3.4469e-07 | 0 | 0.029152 | 0.063902 | 0 | 0.063902 | 0 | 2.6266e-05 | 5.2532e-05 | 0 | 5.2532e-05 | [12 empty] | 7.3.3.17.5 (Remote Grid) Updates to grid topology to minimize risk of ignition in HFTDs Remote GridWLDFRWire-to-wire contactAggregated | WLDFR | HFTD - Distribution - Tier 2 - 2QU CoRE ¦ 4QU LoRE | Non-Red Flag Warning - Large Fires | Wire-to-wire contact | Aggregated | 2045 | 3.899e-06 | 1078.9824 | 0.004207 | 2045 | Mitigation | 0.95 | 45 | 0 | esc | 0.00097009 | 3.7824e-09 | 0.00097009 | 3.7824e-09
[79 empty] | WLDFR | HFTD - Distribution - Tier 3 - 2QU CoRE ¦ 3QU LoRE | Red Flag Warning - Large Fires | 2046 | 4.9804e-08 | 4.9804e-08 | 6.9209 | 0.84944 | 3.8632 | 2.2083 | 0 | 0 | 5.134e-05 | 3.4469e-07 | 0 | 3.4469e-07 | 3.4469e-07 | 0 | 3.4469e-07 | 0 | 0.029152 | 0.063902 | 0 | 0.063902 | 0 | 2.6266e-05 | 5.2532e-05 | 0 | 5.2532e-05 | [12 empty] | 7.3.3.17.5 (Remote Grid) Updates to grid topology to minimize risk of ignition in HFTDs Remote GridWLDFRWire-to-wire contactAggregated | WLDFR | HFTD - Distribution - Tier 2 - 2QU CoRE ¦ 4QU LoRE | Non-Red Flag Warning - Large Fires | Wire-to-wire contact | Aggregated | 2046 | 3.899e-06 | 1078.9824 | 0.004207 | 2046 | Mitigation | 0.95 | 45 | 0 | esc | 0.00097009 | 3.7824e-09 | 0.00097009 | 3.7824e-09
[79 empty] | WLDFR | HFTD - Distribution - Tier 3 - 2QU CoRE ¦ 3QU LoRE | Red Flag Warning - Large Fires | 2047 | 4.9804e-08 | 4.9804e-08 | 6.9209 | 0.84944 | 3.8632 | 2.2083 | 0 | 0 | 5.134e-05 | 3.4469e-07 | 0 | 3.4469e-07 | 3.4469e-07 | 0 | 3.4469e-07 | 0 | 0.029152 | 0.063902 | 0 | 0.063902 | 0 | 0 | 5.2532e-05 | 0 | 5.2532e-05 | [12 empty] | 7.3.3.17.5 (Remote Grid) Updates to grid topology to minimize risk of ignition in HFTDs Remote GridWLDFRWire-to-wire contactAggregated | WLDFR | HFTD - Distribution - Tier 2 - 2QU CoRE ¦ 4QU LoRE | Non-Red Flag Warning - Large Fires | Wire-to-wire contact | Aggregated | 2047 | 3.899e-06 | 1078.9824 | 0.004207 | 2047 | Mitigation | 0.95 | 45 | 0 | esc | 0.00097009 | 3.7824e-09 | 0.00097009 | 3.7824e-09
[79 empty] | WLDFR | HFTD - Distribution - Tier 3 - 2QU CoRE ¦ 3QU LoRE | Red Flag Warning - Large Fires | 2048 | 4.9804e-08 | 4.9804e-08 | 7.3713 | 0.88759 | 4.1075 | 2.3763 | 0 | 0 | 5.134e-05 | 3.6712e-07 | 0 | 3.6712e-07 | 3.6712e-07 | 0 | 3.6712e-07 | 0 | 0.03049 | 0.066834 | 0 | 0.066834 | 0 | 0 | 0 | 0 | 0 | [12 empty] | 7.3.3.17.5 (Remote Grid) Updates to grid topology to minimize risk of ignition in HFTDs Remote GridWLDFRWire-to-wire contactAggregated | WLDFR | HFTD - Distribution - Tier 2 - 2QU CoRE ¦ 4QU LoRE | Non-Red Flag Warning - Large Fires | Wire-to-wire contact | Aggregated | 2048 | 3.899e-06 | 1078.9824 | 0.004207 | 2048 | Mitigation | 0.95 | 45 | 0 | esc | 0.00097009 | 3.7824e-09 | 0.00097009 | 3.7824e-09
[79 empty] | WLDFR | HFTD - Distribution - Tier 3 - 2QU CoRE ¦ 3QU LoRE | Red Flag Warning - Large Fires | 2049 | 4.9804e-08 | 4.9804e-08 | 7.3713 | 0.88759 | 4.1075 | 2.3763 | 0 | 0 | 5.134e-05 | 3.6712e-07 | 0 | 3.6712e-07 | 3.6712e-07 | 0 | 3.6712e-07 | 0 | 0.03049 | 0.066834 | 0 | 0.066834 | 0 | 0 | 0 | 0 | 0 | [12 empty] | 7.3.3.17.5 (Remote Grid) Updates to grid topology to minimize risk of ignition in HFTDs Remote GridWLDFRWire-to-wire contactAggregated | WLDFR | HFTD - Distribution - Tier 2 - 2QU CoRE ¦ 4QU LoRE | Non-Red Flag Warning - Large Fires | Wire-to-wire contact | Aggregated | 2049 | 3.899e-06 | 1078.9824 | 0.004207 | 2049 | Mitigation | 0.95 | 45 | 0 | esc | 0.00097009 | 3.7824e-09 | 0.00097009 | 3.7824e-09
[79 empty] | WLDFR | HFTD - Distribution - Tier 3 - 2QU CoRE ¦ 3QU LoRE | Red Flag Warning - Large Fires | 2050 | 4.9804e-08 | 4.9804e-08 | 7.3713 | 0.88759 | 4.1075 | 2.3763 | 0 | 0 | 5.134e-05 | 3.6712e-07 | 0 | 3.6712e-07 | 3.6712e-07 | 0 | 3.6712e-07 | 0 | 0.03049 | 0.066834 | 0 | 0.066834 | 0 | 1.3248e-06 | 0 | 0 | 0 | [12 empty] | 7.3.3.17.5 (Remote Grid) Updates to grid topology to minimize risk of ignition in HFTDs Remote GridWLDFRWire-to-wire contactAggregated | WLDFR | HFTD - Distribution - Tier 2 - 2QU CoRE ¦ 4QU LoRE | Non-Red Flag Warning - Large Fires | Wire-to-wire contact | Aggregated | 2050 | 3.899e-06 | 1078.9824 | 0.004207 | 2050 | Mitigation | 0.95 | 45 | 0 | esc | 0.00097009 | 3.7824e-09 | 0.00097009 | 3.7824e-09
[79 empty] | WLDFR | HFTD - Distribution - Tier 3 - 2QU CoRE ¦ 3QU LoRE | Red Flag Warning - Large Fires | 2051 | 4.9804e-08 | 4.9804e-08 | 7.3713 | 0.88759 | 4.1075 | 2.3763 | 0 | 0 | 5.134e-05 | 3.6712e-07 | 0 | 3.6712e-07 | 3.6712e-07 | 0 | 3.6712e-07 | 0 | 0.03049 | 0.066834 | 0 | 0.066834 | 0 | 1.3841e-06 | 2.7682e-06 | 0 | 2.7682e-06 | [12 empty] | 7.3.3.17.5 (Remote Grid) Updates to grid topology to minimize risk of ignition in HFTDs Remote GridWLDFRWire-to-wire contactAggregated | WLDFR | HFTD - Distribution - Tier 2 - 2QU CoRE ¦ 4QU LoRE | Non-Red Flag Warning - Large Fires | Wire-to-wire contact | Aggregated | 2051 | 3.899e-06 | 1078.9824 | 0.004207 | 2051 | Mitigation | 0.95 | 45 | 0 | esc | 0.00097009 | 3.7824e-09 | 0.00097009 | 3.7824e-09
[79 empty] | WLDFR | HFTD - Distribution - Tier 3 - 2QU CoRE ¦ 3QU LoRE | Red Flag Warning - Large Fires | 2052 | 4.9804e-08 | 4.9804e-08 | 7.3713 | 0.88759 | 4.1075 | 2.3763 | 0 | 0 | 5.134e-05 | 3.6712e-07 | 0 | 3.6712e-07 | 3.6712e-07 | 0 | 3.6712e-07 | 0 | 0.03049 | 0.066834 | 0 | 0.066834 | 0 | 1.3841e-06 | 2.7682e-06 | 0 | 2.7682e-06 | [12 empty] | 7.3.3.17.5 (Remote Grid) Updates to grid topology to minimize risk of ignition in HFTDs Remote GridWLDFRWire-to-wire contactAggregated | WLDFR | HFTD - Distribution - Tier 2 - 2QU CoRE ¦ 4QU LoRE | Non-Red Flag Warning - Large Fires | Wire-to-wire contact | Aggregated | 2052 | 3.899e-06 | 1078.9824 | 0.004207 | 2052 | Mitigation | 0.95 | 45 | 0 | esc | 0.00097009 | 3.7824e-09 | 0.00097009 | 3.7824e-09
[79 empty] | WLDFR | HFTD - Distribution - Tier 3 - 2QU CoRE ¦ 3QU LoRE | Red Flag Warning - Large Fires | 2053 | 4.9804e-08 | 4.9804e-08 | 7.8503 | 0.92702 | 4.3664 | 2.5569 | 0 | 0 | 5.134e-05 | 3.9098e-07 | 0 | 3.9098e-07 | 3.9098e-07 | 0 | 3.9098e-07 | 0 | 0.031821 | 0.069753 | 0 | 0.069753 | 0 | 1.3841e-06 | 2.7682e-06 | 0 | 2.7682e-06 | [12 empty] | 7.3.3.17.5 (Remote Grid) Updates to grid topology to minimize risk of ignition in HFTDs Remote GridWLDFRWire-to-wire contactAggregated | WLDFR | HFTD - Distribution - Tier 2 - 2QU CoRE ¦ 4QU LoRE | Non-Red Flag Warning - Large Fires | Wire-to-wire contact | Aggregated | 2053 | 3.899e-06 | 1078.9824 | 0.004207 | 2053 | Mitigation | 0.95 | 45 | 0 | esc | 0.00097009 | 3.7824e-09 | 0.00097009 | 3.7824e-09
[79 empty] | WLDFR | HFTD - Distribution - Tier 3 - 2QU CoRE ¦ 3QU LoRE | Red Flag Warning - Large Fires | 2054 | 4.9804e-08 | 4.9804e-08 | 7.8503 | 0.92702 | 4.3664 | 2.5569 | 0 | 0 | 5.134e-05 | 3.9098e-07 | 0 | 3.9098e-07 | 3.9098e-07 | 0 | 3.9098e-07 | 0 | 0.031821 | 0.069753 | 0 | 0.069753 | 0 | 1.3841e-06 | 2.7682e-06 | 0 | 2.7682e-06 | [12 empty] | 7.3.3.17.5 (Remote Grid) Updates to grid topology to minimize risk of ignition in HFTDs Remote GridWLDFRWire-to-wire contactAggregated | WLDFR | HFTD - Distribution - Tier 2 - 2QU CoRE ¦ 4QU LoRE | Non-Red Flag Warning - Large Fires | Wire-to-wire contact | Aggregated | 2054 | 3.899e-06 | 1078.9824 | 0.004207 | 2054 | Mitigation | 0.95 | 45 | 0 | esc | 0.00097009 | 3.7824e-09 | 0.00097009 | 3.7824e-09
[79 empty] | WLDFR | HFTD - Distribution - Tier 3 - 2QU CoRE ¦ 3QU LoRE | Red Flag Warning - Large Fires | 2055 | 4.9804e-08 | 4.9804e-08 | 7.8503 | 0.92702 | 4.3664 | 2.5569 | 0 | 0 | 5.134e-05 | 3.9098e-07 | 0 | 3.9098e-07 | 3.9098e-07 | 0 | 3.9098e-07 | 0 | 0.031821 | 0.069753 | 0 | 0.069753 | 0 | 1.3841e-06 | 2.7682e-06 | 0 | 2.7682e-06 | [12 empty] | 7.3.3.17.5 (Remote Grid) Updates to grid topology to minimize risk of ignition in HFTDs Remote GridWLDFRWire-to-wire contactAggregated | WLDFR | HFTD - Distribution - Tier 2 - 2QU CoRE ¦ 4QU LoRE | Non-Red Flag Warning - Large Fires | Wire-to-wire contact | Aggregated | 2055 | 3.899e-06 | 1078.9824 | 0.004207 | 2055 | Mitigation | 0.95 | 45 | 0 | esc | 0.00097009 | 3.7824e-09 | 0.00097009 | 3.7824e-09
[79 empty] | WLDFR | HFTD - Distribution - Tier 3 - 2QU CoRE ¦ 3QU LoRE | Red Flag Warning - Large Fires | 2056 | 4.9804e-08 | 4.9804e-08 | 7.8503 | 0.92702 | 4.3664 | 2.5569 | 0 | 0 | 5.134e-05 | 3.9098e-07 | 0 | 3.9098e-07 | 3.9098e-07 | 0 | 3.9098e-07 | 0 | 0 | 0.069753 | 0 | 0.069753 | 0 | 1.4604e-06 | 2.9208e-06 | 0 | 2.9208e-06 | [12 empty] | 7.3.3.17.5 (Remote Grid) Updates to grid topology to minimize risk of ignition in HFTDs Remote GridWLDFRWire-to-wire contactAggregated | WLDFR | HFTD - Distribution - Tier 2 - 2QU CoRE ¦ 4QU LoRE | Non-Red Flag Warning - Large Fires | Wire-to-wire contact | Aggregated | 2056 | 3.899e-06 | 1078.9824 | 0.004207 | 2056 | Mitigation | 0.95 | 45 | 0 | esc | 0.00097009 | 3.7824e-09 | 0.00097009 | 3.7824e-09
[79 empty] | WLDFR | HFTD - Distribution - Tier 3 - 2QU CoRE ¦ 3QU LoRE | Red Flag Warning - Large Fires | 2057 | 4.9804e-08 | 4.9804e-08 | 7.8503 | 0.92702 | 4.3664 | 2.5569 | 0 | 0 | 5.134e-05 | 3.9098e-07 | 0 | 3.9098e-07 | 3.9098e-07 | 0 | 3.9098e-07 | 0 | 0 | 0 | 0 | 0 | 0 | 1.4604e-06 | 2.9208e-06 | 0 | 2.9208e-06 | [12 empty] | 7.3.3.17.5 (Remote Grid) Updates to grid topology to minimize risk of ignition in HFTDs Remote GridWLDFRWire-to-wire contactAggregated | WLDFR | HFTD - Distribution - Tier 2 - 2QU CoRE ¦ 4QU LoRE | Non-Red Flag Warning - Large Fires | Wire-to-wire contact | Aggregated | 2057 | 3.899e-06 | 1078.9824 | 0.004207 | 2057 | Mitigation | 0.95 | 45 | 0 | esc | 0.00097009 | 3.7824e-09 | 0.00097009 | 3.7824e-09
[79 empty] | WLDFR | HFTD - Distribution - Tier 3 - 2QU CoRE ¦ 3QU LoRE | Red Flag Warning - Large Fires | 2058 | 4.9804e-08 | 4.9804e-08 | 8.3524 | 0.96727 | 4.6367 | 2.7484 | 0 | 0 | 5.134e-05 | 4.1598e-07 | 0 | 4.1598e-07 | 4.1598e-07 | 0 | 4.1598e-07 | 0 | 0.0014997 | 0 | 0 | 0 | 0 | 1.4604e-06 | 2.9208e-06 | 0 | 2.9208e-06 | [12 empty] | 7.3.3.17.5 (Remote Grid) Updates to grid topology to minimize risk of ignition in HFTDs Remote GridWLDFRWire-to-wire contactAggregated | WLDFR | HFTD - Distribution - Tier 2 - 2QU CoRE ¦ 4QU LoRE | Non-Red Flag Warning - Large Fires | Wire-to-wire contact | Aggregated | 2058 | 3.899e-06 | 1078.9824 | 0.004207 | 2058 | Mitigation | 0.95 | 45 | 0 | esc | 0.00097009 | 3.7824e-09 | 0.00097009 | 3.7824e-09
[79 empty] | WLDFR | HFTD - Distribution - Tier 3 - 2QU CoRE ¦ 3QU LoRE | Red Flag Warning - Large Fires | 2059 | 4.9804e-08 | 4.9804e-08 | 8.3524 | 0.96727 | 4.6367 | 2.7484 | 0 | 0 | 5.134e-05 | 4.1598e-07 | 0 | 4.1598e-07 | 4.1598e-07 | 0 | 4.1598e-07 | 0 | 0.0015545 | 0.0034075 | 0 | 0.0034075 | 0 | 1.4604e-06 | 2.9208e-06 | 0 | 2.9208e-06 | [12 empty] | 7.3.3.17.5 (Remote Grid) Updates to grid topology to minimize risk of ignition in HFTDs Remote GridWLDFRWire-to-wire contactAggregated | WLDFR | HFTD - Distribution - Tier 2 - 2QU CoRE ¦ 4QU LoRE | Non-Red Flag Warning - Large Fires | Wire-to-wire contact | Aggregated | 2059 | 3.899e-06 | 1078.9824 | 0.004207 | 2059 | Mitigation | 0.95 | 45 | 0 | esc | 0.00097009 | 3.7824e-09 | 0.00097009 | 3.7824e-09
[79 empty] | WLDFR | HFTD - Distribution - Tier 3 - 2QU CoRE ¦ 3QU LoRE | Red Flag Warning - Large Fires | 2060 | 4.9804e-08 | 4.9804e-08 | 8.3524 | 0.96727 | 4.6367 | 2.7484 | 0 | 0 | 5.134e-05 | 4.1598e-07 | 0 | 4.1598e-07 | 4.1598e-07 | 0 | 4.1598e-07 | 0 | 0.0015545 | 0.0034075 | 0 | 0.0034075 | 0 | 1.4604e-06 | 2.9208e-06 | 0 | 2.9208e-06 | [12 empty] | 7.3.3.17.5 (Remote Grid) Updates to grid topology to minimize risk of ignition in HFTDs Remote GridWLDFRWire-to-wire contactAggregated | WLDFR | HFTD - Distribution - Tier 2 - 2QU CoRE ¦ 4QU LoRE | Non-Red Flag Warning - Large Fires | Wire-to-wire contact | Aggregated | 2060 | 3.899e-06 | 1078.9824 | 0.004207 | 2060 | Mitigation | 0.95 | 45 | 0 | esc | 0.00097009 | 3.7824e-09 | 0.00097009 | 3.7824e-09
[79 empty] | WLDFR | HFTD - Distribution - Tier 3 - 2QU CoRE ¦ 3QU LoRE | Red Flag Warning - Large Fires | 2061 | 4.9804e-08 | 4.9804e-08 | 8.3524 | 0.96727 | 4.6367 | 2.7484 | 0 | 0 | 5.134e-05 | 4.1598e-07 | 0 | 4.1598e-07 | 4.1598e-07 | 0 | 4.1598e-07 | 0 | 0.0015545 | 0.0034075 | 0 | 0.0034075 | 0 | 1.5473e-06 | 3.0945e-06 | 0 | 3.0945e-06 | [12 empty] | 7.3.3.17.5 (Remote Grid) Updates to grid topology to minimize risk of ignition in HFTDs Remote GridWLDFRWire-to-wire contactAggregated | WLDFR | HFTD - Distribution - Tier 2 - 2QU CoRE ¦ 4QU LoRE | Non-Red Flag Warning - Large Fires | Wire-to-wire contact | Aggregated | 2061 | 3.899e-06 | 1078.9824 | 0.004207 | 2061 | Mitigation | 0.95 | 45 | 0 | esc | 0.00097009 | 3.7824e-09 | 0.00097009 | 3.7824e-09
[79 empty] | WLDFR | HFTD - Distribution - Tier 3 - 2QU CoRE ¦ 3QU LoRE | Red Flag Warning - Large Fires | 2062 | 4.9804e-08 | 4.9804e-08 | 8.3524 | 0.96727 | 4.6367 | 2.7484 | 0 | 0 | 5.134e-05 | 4.1598e-07 | 0 | 4.1598e-07 | 4.1598e-07 | 0 | 4.1598e-07 | 0 | 0.0015545 | 0.0034075 | 0 | 0.0034075 | 0 | 1.5473e-06 | 3.0945e-06 | 0 | 3.0945e-06 | [12 empty] | 7.3.3.17.5 (Remote Grid) Updates to grid topology to minimize risk of ignition in HFTDs Remote GridWLDFRWire-to-wire contactAggregated | WLDFR | HFTD - Distribution - Tier 2 - 2QU CoRE ¦ 4QU LoRE | Non-Red Flag Warning - Large Fires | Wire-to-wire contact | Aggregated | 2062 | 3.899e-06 | 1078.9824 | 0.004207 | 2062 | Mitigation | 0.95 | 45 | 0 | esc | 0.00097009 | 3.7824e-09 | 0.00097009 | 3.7824e-09
[79 empty] | WLDFR | HFTD - Distribution - Tier 3 - 2QU CoRE ¦ 3QU LoRE | Red Flag Warning - Large Fires | 2063 | 4.9804e-08 | 4.9804e-08 | 8.872 | 1.0079 | 4.9153 | 2.9488 | 0 | 0 | 5.134e-05 | 4.4186e-07 | 0 | 4.4186e-07 | 4.4186e-07 | 0 | 4.4186e-07 | 0 | 0.0015545 | 0.0034075 | 0 | 0.0034075 | 0 | 1.5473e-06 | 3.0945e-06 | 0 | 3.0945e-06 | [12 empty] | 7.3.3.17.5 (Remote Grid) Updates to grid topology to minimize risk of ignition in HFTDs Remote GridWLDFRWire-to-wire contactAggregated | WLDFR | HFTD - Distribution - Tier 2 - 2QU CoRE ¦ 4QU LoRE | Non-Red Flag Warning - Large Fires | Wire-to-wire contact | Aggregated | 2063 | 3.899e-06 | 1078.9824 | 0.004207 | 2063 | Mitigation | 0.95 | 45 | 0 | esc | 0.00097009 | 3.7824e-09 | 0.00097009 | 3.7824e-09
[79 empty] | WLDFR | HFTD - Distribution - Tier 3 - 2QU CoRE ¦ 3QU LoRE | Red Flag Warning - Large Fires | 2064 | 4.9804e-08 | 4.9804e-08 | 8.872 | 1.0079 | 4.9153 | 2.9488 | 0 | 0 | 5.134e-05 | 4.4186e-07 | 0 | 4.4186e-07 | 4.4186e-07 | 0 | 4.4186e-07 | 0 | 0.0016235 | 0.0035587 | 0 | 0.0035587 | 0 | 1.5473e-06 | 3.0945e-06 | 0 | 3.0945e-06 | [12 empty] | 7.3.3.17.5 (Remote Grid) Updates to grid topology to minimize risk of ignition in HFTDs Remote GridWLDFRWire-to-wire contactAggregated | WLDFR | HFTD - Distribution - Tier 2 - 2QU CoRE ¦ 4QU LoRE | Non-Red Flag Warning - Large Fires | Wire-to-wire contact | Aggregated | 2064 | 3.899e-06 | 1078.9824 | 0.004207 | 2064 | Mitigation | 0.95 | 45 | 0 | esc | 0.00097009 | 3.7824e-09 | 0.00097009 | 3.7824e-09
[79 empty] | WLDFR | HFTD - Distribution - Tier 3 - 2QU CoRE ¦ 3QU LoRE | Red Flag Warning - Large Fires | 2065 | 4.9804e-08 | 4.9804e-08 | 8.872 | 1.0079 | 4.9153 | 2.9488 | 0 | 0 | 5.134e-05 | 4.4186e-07 | 0 | 4.4186e-07 | 4.4186e-07 | 0 | 4.4186e-07 | 0 | 0.0016235 | 0.0035587 | 0 | 0.0035587 | 0 | 1.5473e-06 | 3.0945e-06 | 0 | 3.0945e-06 | [12 empty] | 7.3.3.17.5 (Remote Grid) Updates to grid topology to minimize risk of ignition in HFTDs Remote GridWLDFRWire-to-wire contactAggregated | WLDFR | HFTD - Distribution - Tier 2 - 2QU CoRE ¦ 4QU LoRE | Non-Red Flag Warning - Large Fires | Wire-to-wire contact | Aggregated | 2065 | 3.899e-06 | 1078.9824 | 0.004207 | 2065 | Mitigation | 0.95 | 45 | 0 | esc | 0.00097009 | 3.7824e-09 | 0.00097009 | 3.7824e-09
[79 empty] | WLDFR | HFTD - Distribution - Tier 3 - 2QU CoRE ¦ 3QU LoRE | Red Flag Warning - Large Fires | 2066 | 4.9804e-08 | 4.9804e-08 | 8.872 | 1.0079 | 4.9153 | 2.9488 | 0 | 0 | 5.134e-05 | 4.4186e-07 | 0 | 4.4186e-07 | 4.4186e-07 | 0 | 4.4186e-07 | 0 | 0.0016235 | 0.0035587 | 0 | 0.0035587 | 0 | 1.6439e-06 | 3.2878e-06 | 0 | 3.2878e-06 | [12 empty] | 7.3.3.17.5 (Remote Grid) Updates to grid topology to minimize risk of ignition in HFTDs Remote GridWLDFRWire-to-wire contactAggregated | WLDFR | HFTD - Distribution - Tier 2 - 2QU CoRE ¦ 4QU LoRE | Non-Red Flag Warning - Large Fires | Wire-to-wire contact | Aggregated | 2066 | 3.899e-06 | 1078.9824 | 0.004207 | 2066 | Mitigation | 0.95 | 45 | 0 | esc | 0.00097009 | 3.7824e-09 | 0.00097009 | 3.7824e-09
[79 empty] | WLDFR | HFTD - Distribution - Tier 3 - 2QU CoRE ¦ 3QU LoRE | Red Flag Warning - Large Fires | 2067 | 0 | 4.9804e-08 | 8.872 | 1.0079 | 4.9153 | 2.9488 | 0 | 0 | 5.134e-05 | 0 | 0 | 0 | 4.4186e-07 | 0 | 4.4186e-07 | 0 | 0.0016235 | 0.0035587 | 0 | 0.0035587 | 0 | 1.6439e-06 | 3.2878e-06 | 0 | 3.2878e-06 | [12 empty] | 7.3.3.17.5 (Remote Grid) Updates to grid topology to minimize risk of ignition in HFTDs Remote GridWLDFRWire-to-wire contactAggregated | WLDFR | HFTD - Distribution - Tier 2 - 2QU CoRE ¦ 4QU LoRE | Non-Red Flag Warning - Large Fires | Wire-to-wire contact | Aggregated | 2067 | 3.899e-06 | 1078.9824 | 0.004207 | 2067 | Mitigation | 0.95 | 45 | 0 | esc | 0 | 0 | 0.00097009 | 3.7824e-09
[79 empty] | WLDFR | HFTD - Distribution - Tier 3 - 2QU CoRE ¦ 3QU LoRE | Red Flag Warning - Small Fires | 2022 | 6.174e-07 | 0 | 0.077901 | 0.036425 | 0.0015809 | 0.039895 | 0 | 0 | 0.00064533 | 4.8096e-08 | 0 | 4.8096e-08 | 0 | 0 | 0 | 0 | 0.0016235 | 0.0035587 | 0 | 0.0035587 | 0 | 1.6439e-06 | 3.2878e-06 | 0 | 3.2878e-06 | [12 empty] | 7.3.3.17.5 (Remote Grid) Updates to grid topology to minimize risk of ignition in HFTDs Remote GridWLDFRContact from objectAggregated | WLDFR | HFTD - Distribution - Tier 2 - 2QU CoRE ¦ 4QU LoRE | Non-Red Flag Warning - Small Fires | Contact from object | Aggregated | 2022 | 0.00056181 | 1078.9824 | 0.60619 | 2022 | Mitigation | 0.95 | 45 | 0 | esc | 0.00097009 | 5.4501e-07 | 0 | 0
[79 empty] | WLDFR | HFTD - Distribution - Tier 3 - 2QU CoRE ¦ 3QU LoRE | Red Flag Warning - Small Fires | 2023 | 6.174e-07 | 6.174e-07 | 0.080408 | 0.03759 | 0.0016314 | 0.041187 | 0 | 0 | 0.00064533 | 4.9644e-08 | 0 | 4.9644e-08 | 4.9644e-08 | 0 | 4.9644e-08 | 0 | 0.0017001 | 0.0037266 | 0 | 0.0037266 | 0 | 1.6439e-06 | 3.2878e-06 | 0 | 3.2878e-06 | [12 empty] | 7.3.3.17.5 (Remote Grid) Updates to grid topology to minimize risk of ignition in HFTDs Remote GridWLDFRContact from objectAggregated | WLDFR | HFTD - Distribution - Tier 2 - 2QU CoRE ¦ 4QU LoRE | Non-Red Flag Warning - Small Fires | Contact from object | Aggregated | 2023 | 0.00056181 | 1078.9824 | 0.60619 | 2023 | Mitigation | 0.95 | 45 | 0 | esc | 0.00097009 | 5.4501e-07 | 0.00097009 | 5.4501e-07
[79 empty] | WLDFR | HFTD - Distribution - Tier 3 - 2QU CoRE ¦ 3QU LoRE | Red Flag Warning - Small Fires | 2024 | 6.174e-07 | 6.174e-07 | 0.080408 | 0.03759 | 0.0016314 | 0.041187 | 0 | 0 | 0.00064533 | 4.9644e-08 | 0 | 4.9644e-08 | 4.9644e-08 | 0 | 4.9644e-08 | 0 | 0.0017001 | 0.0037266 | 0 | 0.0037266 | 0 | 1.6439e-06 | 3.2878e-06 | 0 | 3.2878e-06 | [12 empty] | 7.3.3.17.5 (Remote Grid) Updates to grid topology to minimize risk of ignition in HFTDs Remote GridWLDFRContact from objectAggregated | WLDFR | HFTD - Distribution - Tier 2 - 2QU CoRE ¦ 4QU LoRE | Non-Red Flag Warning - Small Fires | Contact from object | Aggregated | 2024 | 0.00056181 | 1078.9824 | 0.60619 | 2024 | Mitigation | 0.95 | 45 | 0 | esc | 0.00097009 | 5.4501e-07 | 0.00097009 | 5.4501e-07
[79 empty] | WLDFR | HFTD - Distribution - Tier 3 - 2QU CoRE ¦ 3QU LoRE | Red Flag Warning - Small Fires | 2025 | 6.174e-07 | 6.174e-07 | 0.080408 | 0.03759 | 0.0016314 | 0.041187 | 0 | 0 | 0.00064533 | 4.9644e-08 | 0 | 4.9644e-08 | 4.9644e-08 | 0 | 4.9644e-08 | 0 | 0.0017001 | 0.0037266 | 0 | 0.0037266 | 0 | 1.7496e-06 | 3.4992e-06 | 0 | 3.4992e-06 | [12 empty] | 7.3.3.17.5 (Remote Grid) Updates to grid topology to minimize risk of ignition in HFTDs Remote GridWLDFRContact from objectAggregated | WLDFR | HFTD - Distribution - Tier 2 - 2QU CoRE ¦ 4QU LoRE | Non-Red Flag Warning - Small Fires | Contact from object | Aggregated | 2025 | 0.00056181 | 1078.9824 | 0.60619 | 2025 | Mitigation | 0.95 | 45 | 0 | esc | 0.00097009 | 5.4501e-07 | 0.00097009 | 5.4501e-07
[79 empty] | WLDFR | HFTD - Distribution - Tier 3 - 2QU CoRE ¦ 3QU LoRE | Red Flag Warning - Small Fires | 2026 | 6.174e-07 | 6.174e-07 | 0.080408 | 0.03759 | 0.0016314 | 0.041187 | 0 | 0 | 0.00064533 | 4.9644e-08 | 0 | 4.9644e-08 | 4.9644e-08 | 0 | 4.9644e-08 | 0 | 0.0017001 | 0.0037266 | 0 | 0.0037266 | 0 | 1.7496e-06 | 3.4992e-06 | 0 | 3.4992e-06 | [12 empty] | 7.3.3.17.5 (Remote Grid) Updates to grid topology to minimize risk of ignition in HFTDs Remote GridWLDFRContact from objectAggregated | WLDFR | HFTD - Distribution - Tier 2 - 2QU CoRE ¦ 4QU LoRE | Non-Red Flag Warning - Small Fires | Contact from object | Aggregated | 2026 | 0.00056181 | 1078.9824 | 0.60619 | 2026 | Mitigation | 0.95 | 45 | 0 | esc | 0.00097009 | 5.4501e-07 | 0.00097009 | 5.4501e-07
[79 empty] | WLDFR | HFTD - Distribution - Tier 3 - 2QU CoRE ¦ 3QU LoRE | Red Flag Warning - Small Fires | 2027 | 6.174e-07 | 6.174e-07 | 0.080408 | 0.03759 | 0.0016314 | 0.041187 | 0 | 0 | 0.00064533 | 4.9644e-08 | 0 | 4.9644e-08 | 4.9644e-08 | 0 | 4.9644e-08 | 0 | 0.0017001 | 0.0037266 | 0 | 0.0037266 | 0 | 1.7496e-06 | 3.4992e-06 | 0 | 3.4992e-06 | [12 empty] | 7.3.3.17.5 (Remote Grid) Updates to grid topology to minimize risk of ignition in HFTDs Remote GridWLDFRContact from objectAggregated | WLDFR | HFTD - Distribution - Tier 2 - 2QU CoRE ¦ 4QU LoRE | Non-Red Flag Warning - Small Fires | Contact from object | Aggregated | 2027 | 0.00056181 | 1078.9824 | 0.60619 | 2027 | Mitigation | 0.95 | 45 | 0 | esc | 0.00097009 | 5.4501e-07 | 0.00097009 | 5.4501e-07
[79 empty] | WLDFR | HFTD - Distribution - Tier 3 - 2QU CoRE ¦ 3QU LoRE | Red Flag Warning - Small Fires | 2028 | 6.174e-07 | 6.174e-07 | 0.083606 | 0.039055 | 0.001695 | 0.042856 | 0 | 0 | 0.00064533 | 5.1618e-08 | 0 | 5.1618e-08 | 5.1618e-08 | 0 | 5.1618e-08 | 0 | 0.0017832 | 0.0039088 | 0 | 0.0039088 | 0 | 1.7496e-06 | 3.4992e-06 | 0 | 3.4992e-06 | [12 empty] | 7.3.3.17.5 (Remote Grid) Updates to grid topology to minimize risk of ignition in HFTDs Remote GridWLDFRContact from objectAggregated | WLDFR | HFTD - Distribution - Tier 2 - 2QU CoRE ¦ 4QU LoRE | Non-Red Flag Warning - Small Fires | Contact from object | Aggregated | 2028 | 0.00056181 | 1078.9824 | 0.60619 | 2028 | Mitigation | 0.95 | 45 | 0 | esc | 0.00097009 | 5.4501e-07 | 0.00097009 | 5.4501e-07
[79 empty] | WLDFR | HFTD - Distribution - Tier 3 - 2QU CoRE ¦ 3QU LoRE | Red Flag Warning - Small Fires | 2029 | 6.174e-07 | 6.174e-07 | 0.083606 | 0.039055 | 0.001695 | 0.042856 | 0 | 0 | 0.00064533 | 5.1618e-08 | 0 | 5.1618e-08 | 5.1618e-08 | 0 | 5.1618e-08 | 0 | 0.0017832 | 0.0039088 | 0 | 0.0039088 | 0 | 1.7496e-06 | 3.4992e-06 | 0 | 3.4992e-06 | [12 empty] | 7.3.3.17.5 (Remote Grid) Updates to grid topology to minimize risk of ignition in HFTDs Remote GridWLDFRContact from objectAggregated | WLDFR | HFTD - Distribution - Tier 2 - 2QU CoRE ¦ 4QU LoRE | Non-Red Flag Warning - Small Fires | Contact from object | Aggregated | 2029 | 0.00056181 | 1078.9824 | 0.60619 | 2029 | Mitigation | 0.95 | 45 | 0 | esc | 0.00097009 | 5.4501e-07 | 0.00097009 | 5.4501e-07
[79 empty] | WLDFR | HFTD - Distribution - Tier 3 - 2QU CoRE ¦ 3QU LoRE | Red Flag Warning - Small Fires | 2030 | 6.174e-07 | 6.174e-07 | 0.083606 | 0.039055 | 0.001695 | 0.042856 | 0 | 0 | 0.00064533 | 5.1618e-08 | 0 | 5.1618e-08 | 5.1618e-08 | 0 | 5.1618e-08 | 0 | 0.0017832 | 0.0039088 | 0 | 0.0039088 | 0 | 1.8635e-06 | 3.7269e-06 | 0 | 3.7269e-06 | [12 empty] | 7.3.3.17.5 (Remote Grid) Updates to grid topology to minimize risk of ignition in HFTDs Remote GridWLDFRContact from objectAggregated | WLDFR | HFTD - Distribution - Tier 2 - 2QU CoRE ¦ 4QU LoRE | Non-Red Flag Warning - Small Fires | Contact from object | Aggregated | 2030 | 0.00056181 | 1078.9824 | 0.60619 | 2030 | Mitigation | 0.95 | 45 | 0 | esc | 0.00097009 | 5.4501e-07 | 0.00097009 | 5.4501e-07
[79 empty] | WLDFR | HFTD - Distribution - Tier 3 - 2QU CoRE ¦ 3QU LoRE | Red Flag Warning - Small Fires | 2031 | 6.174e-07 | 6.174e-07 | 0.083606 | 0.039055 | 0.001695 | 0.042856 | 0 | 0 | 0.00064533 | 5.1618e-08 | 0 | 5.1618e-08 | 5.1618e-08 | 0 | 5.1618e-08 | 0 | 0.0017832 | 0.0039088 | 0 | 0.0039088 | 0 | 1.8635e-06 | 3.7269e-06 | 0 | 3.7269e-06 | [12 empty] | 7.3.3.17.5 (Remote Grid) Updates to grid topology to minimize risk of ignition in HFTDs Remote GridWLDFRContact from objectAggregated | WLDFR | HFTD - Distribution - Tier 2 - 2QU CoRE ¦ 4QU LoRE | Non-Red Flag Warning - Small Fires | Contact from object | Aggregated | 2031 | 0.00056181 | 1078.9824 | 0.60619 | 2031 | Mitigation | 0.95 | 45 | 0 | esc | 0.00097009 | 5.4501e-07 | 0.00097009 | 5.4501e-07
[79 empty] | WLDFR | HFTD - Distribution - Tier 3 - 2QU CoRE ¦ 3QU LoRE | Red Flag Warning - Small Fires | 2032 | 6.174e-07 | 6.174e-07 | 0.083606 | 0.039055 | 0.001695 | 0.042856 | 0 | 0 | 0.00064533 | 5.1618e-08 | 0 | 5.1618e-08 | 5.1618e-08 | 0 | 5.1618e-08 | 0 | 0.0017832 | 0.0039088 | 0 | 0.0039088 | 0 | 1.8635e-06 | 3.7269e-06 | 0 | 3.7269e-06 | [12 empty] | 7.3.3.17.5 (Remote Grid) Updates to grid topology to minimize risk of ignition in HFTDs Remote GridWLDFRContact from objectAggregated | WLDFR | HFTD - Distribution - Tier 2 - 2QU CoRE ¦ 4QU LoRE | Non-Red Flag Warning - Small Fires | Contact from object | Aggregated | 2032 | 0.00056181 | 1078.9824 | 0.60619 | 2032 | Mitigation | 0.95 | 45 | 0 | esc | 0.00097009 | 5.4501e-07 | 0.00097009 | 5.4501e-07
[79 empty] | WLDFR | HFTD - Distribution - Tier 3 - 2QU CoRE ¦ 3QU LoRE | Red Flag Warning - Small Fires | 2033 | 6.174e-07 | 6.174e-07 | 0.087211 | 0.040679 | 0.0017655 | 0.044766 | 0 | 0 | 0.00064533 | 5.3844e-08 | 0 | 5.3844e-08 | 5.3844e-08 | 0 | 5.3844e-08 | 0 | 0.0018716 | 0.0041026 | 0 | 0.0041026 | 0 | 1.8635e-06 | 3.7269e-06 | 0 | 3.7269e-06 | [12 empty] | 7.3.3.17.5 (Remote Grid) Updates to grid topology to minimize risk of ignition in HFTDs Remote GridWLDFRContact from objectAggregated | WLDFR | HFTD - Distribution - Tier 2 - 2QU CoRE ¦ 4QU LoRE | Non-Red Flag Warning - Small Fires | Contact from object | Aggregated | 2033 | 0.00056181 | 1078.9824 | 0.60619 | 2033 | Mitigation | 0.95 | 45 | 0 | esc | 0.00097009 | 5.4501e-07 | 0.00097009 | 5.4501e-07
[79 empty] | WLDFR | HFTD - Distribution - Tier 3 - 2QU CoRE ¦ 3QU LoRE | Red Flag Warning - Small Fires | 2034 | 6.174e-07 | 6.174e-07 | 0.087211 | 0.040679 | 0.0017655 | 0.044766 | 0 | 0 | 0.00064533 | 5.3844e-08 | 0 | 5.3844e-08 | 5.3844e-08 | 0 | 5.3844e-08 | 0 | 0.0018716 | 0.0041026 | 0 | 0.0041026 | 0 | 0 | 3.7269e-06 | 0 | 3.7269e-06 | [12 empty] | 7.3.3.17.5 (Remote Grid) Updates to grid topology to minimize risk of ignition in HFTDs Remote GridWLDFRContact from objectAggregated | WLDFR | HFTD - Distribution - Tier 2 - 2QU CoRE ¦ 4QU LoRE | Non-Red Flag Warning - Small Fires | Contact from object | Aggregated | 2034 | 0.00056181 | 1078.9824 | 0.60619 | 2034 | Mitigation | 0.95 | 45 | 0 | esc | 0.00097009 | 5.4501e-07 | 0.00097009 | 5.4501e-07
[79 empty] | WLDFR | HFTD - Distribution - Tier 3 - 2QU CoRE ¦ 3QU LoRE | Red Flag Warning - Small Fires | 2035 | 6.174e-07 | 6.174e-07 | 0.087211 | 0.040679 | 0.0017655 | 0.044766 | 0 | 0 | 0.00064533 | 5.3844e-08 | 0 | 5.3844e-08 | 5.3844e-08 | 0 | 5.3844e-08 | 0 | 0.0018716 | 0.0041026 | 0 | 0.0041026 | 0 | 0 | 0 | 0 | 0 | [12 empty] | 7.3.3.17.5 (Remote Grid) Updates to grid topology to minimize risk of ignition in HFTDs Remote GridWLDFRContact from objectAggregated | WLDFR | HFTD - Distribution - Tier 2 - 2QU CoRE ¦ 4QU LoRE | Non-Red Flag Warning - Small Fires | Contact from object | Aggregated | 2035 | 0.00056181 | 1078.9824 | 0.60619 | 2035 | Mitigation | 0.95 | 45 | 0 | esc | 0.00097009 | 5.4501e-07 | 0.00097009 | 5.4501e-07
[79 empty] | WLDFR | HFTD - Distribution - Tier 3 - 2QU CoRE ¦ 3QU LoRE | Red Flag Warning - Small Fires | 2036 | 6.174e-07 | 6.174e-07 | 0.087211 | 0.040679 | 0.0017655 | 0.044766 | 0 | 0 | 0.00064533 | 5.3844e-08 | 0 | 5.3844e-08 | 5.3844e-08 | 0 | 5.3844e-08 | 0 | 0.0018716 | 0.0041026 | 0 | 0.0041026 | 0 | 0 | 0 | 0 | 0 | [12 empty] | 7.3.3.17.5 (Remote Grid) Updates to grid topology to minimize risk of ignition in HFTDs Remote GridWLDFRContact from objectAggregated | WLDFR | HFTD - Distribution - Tier 2 - 2QU CoRE ¦ 4QU LoRE | Non-Red Flag Warning - Small Fires | Contact from object | Aggregated | 2036 | 0.00056181 | 1078.9824 | 0.60619 | 2036 | Mitigation | 0.95 | 45 | 0 | esc | 0.00097009 | 5.4501e-07 | 0.00097009 | 5.4501e-07
[79 empty] | WLDFR | HFTD - Distribution - Tier 3 - 2QU CoRE ¦ 3QU LoRE | Red Flag Warning - Small Fires | 2037 | 6.174e-07 | 6.174e-07 | 0.087211 | 0.040679 | 0.0017655 | 0.044766 | 0 | 0 | 0.00064533 | 5.3844e-08 | 0 | 5.3844e-08 | 5.3844e-08 | 0 | 5.3844e-08 | 0 | 0.0018716 | 0.0041026 | 0 | 0.0041026 | 0 | 2.5852e-07 | 0 | 0 | 0 | [12 empty] | 7.3.3.17.5 (Remote Grid) Updates to grid topology to minimize risk of ignition in HFTDs Remote GridWLDFRContact from objectAggregated | WLDFR | HFTD - Distribution - Tier 2 - 2QU CoRE ¦ 4QU LoRE | Non-Red Flag Warning - Small Fires | Contact from object | Aggregated | 2037 | 0.00056181 | 1078.9824 | 0.60619 | 2037 | Mitigation | 0.95 | 45 | 0 | esc | 0.00097009 | 5.4501e-07 | 0.00097009 | 5.4501e-07
[79 empty] | WLDFR | HFTD - Distribution - Tier 3 - 2QU CoRE ¦ 3QU LoRE | Red Flag Warning - Small Fires | 2038 | 6.174e-07 | 6.174e-07 | 0.091184 | 0.042438 | 0.0018418 | 0.046905 | 0 | 0 | 0.00064533 | 5.6297e-08 | 0 | 5.6297e-08 | 5.6297e-08 | 0 | 5.6297e-08 | 0 | 0.0019642 | 0.0043056 | 0 | 0.0043056 | 0 | 2.6684e-07 | 5.3369e-07 | 0 | 5.3369e-07 | [12 empty] | 7.3.3.17.5 (Remote Grid) Updates to grid topology to minimize risk of ignition in HFTDs Remote GridWLDFRContact from objectAggregated | WLDFR | HFTD - Distribution - Tier 2 - 2QU CoRE ¦ 4QU LoRE | Non-Red Flag Warning - Small Fires | Contact from object | Aggregated | 2038 | 0.00056181 | 1078.9824 | 0.60619 | 2038 | Mitigation | 0.95 | 45 | 0 | esc | 0.00097009 | 5.4501e-07 | 0.00097009 | 5.4501e-07
[79 empty] | WLDFR | HFTD - Distribution - Tier 3 - 2QU CoRE ¦ 3QU LoRE | Red Flag Warning - Small Fires | 2039 | 6.174e-07 | 6.174e-07 | 0.091184 | 0.042438 | 0.0018418 | 0.046905 | 0 | 0 | 0.00064533 | 5.6297e-08 | 0 | 5.6297e-08 | 5.6297e-08 | 0 | 5.6297e-08 | 0 | 0.0019642 | 0.0043056 | 0 | 0.0043056 | 0 | 2.6684e-07 | 5.3369e-07 | 0 | 5.3369e-07 | [12 empty] | 7.3.3.17.5 (Remote Grid) Updates to grid topology to minimize risk of ignition in HFTDs Remote GridWLDFRContact from objectAggregated | WLDFR | HFTD - Distribution - Tier 2 - 2QU CoRE ¦ 4QU LoRE | Non-Red Flag Warning - Small Fires | Contact from object | Aggregated | 2039 | 0.00056181 | 1078.9824 | 0.60619 | 2039 | Mitigation | 0.95 | 45 | 0 | esc | 0.00097009 | 5.4501e-07 | 0.00097009 | 5.4501e-07
[79 empty] | WLDFR | HFTD - Distribution - Tier 3 - 2QU CoRE ¦ 3QU LoRE | Red Flag Warning - Small Fires | 2040 | 6.174e-07 | 6.174e-07 | 0.091184 | 0.042438 | 0.0018418 | 0.046905 | 0 | 0 | 0.00064533 | 5.6297e-08 | 0 | 5.6297e-08 | 5.6297e-08 | 0 | 5.6297e-08 | 0 | 0.0019642 | 0.0043056 | 0 | 0.0043056 | 0 | 2.6684e-07 | 5.3369e-07 | 0 | 5.3369e-07 | [12 empty] | 7.3.3.17.5 (Remote Grid) Updates to grid topology to minimize risk of ignition in HFTDs Remote GridWLDFRContact from objectAggregated | WLDFR | HFTD - Distribution - Tier 2 - 2QU CoRE ¦ 4QU LoRE | Non-Red Flag Warning - Small Fires | Contact from object | Aggregated | 2040 | 0.00056181 | 1078.9824 | 0.60619 | 2040 | Mitigation | 0.95 | 45 | 0 | esc | 0.00097009 | 5.4501e-07 | 0.00097009 | 5.4501e-07
[79 empty] | WLDFR | HFTD - Distribution - Tier 3 - 2QU CoRE ¦ 3QU LoRE | Red Flag Warning - Small Fires | 2041 | 6.174e-07 | 6.174e-07 | 0.091184 | 0.042438 | 0.0018418 | 0.046905 | 0 | 0 | 0.00064533 | 5.6297e-08 | 0 | 5.6297e-08 | 5.6297e-08 | 0 | 5.6297e-08 | 0 | 0.0019642 | 0.0043056 | 0 | 0.0043056 | 0 | 2.6684e-07 | 5.3369e-07 | 0 | 5.3369e-07 | [12 empty] | 7.3.3.17.5 (Remote Grid) Updates to grid topology to minimize risk of ignition in HFTDs Remote GridWLDFRContact from objectAggregated | WLDFR | HFTD - Distribution - Tier 2 - 2QU CoRE ¦ 4QU LoRE | Non-Red Flag Warning - Small Fires | Contact from object | Aggregated | 2041 | 0.00056181 | 1078.9824 | 0.60619 | 2041 | Mitigation | 0.95 | 45 | 0 | esc | 0.00097009 | 5.4501e-07 | 0.00097009 | 5.4501e-07
[79 empty] | WLDFR | HFTD - Distribution - Tier 3 - 2QU CoRE ¦ 3QU LoRE | Red Flag Warning - Small Fires | 2042 | 6.174e-07 | 6.174e-07 | 0.091184 | 0.042438 | 0.0018418 | 0.046905 | 0 | 0 | 0.00064533 | 5.6297e-08 | 0 | 5.6297e-08 | 5.6297e-08 | 0 | 5.6297e-08 | 0 | 0.0019642 | 0.0043056 | 0 | 0.0043056 | 0 | 2.6684e-07 | 5.3369e-07 | 0 | 5.3369e-07 | [12 empty] | 7.3.3.17.5 (Remote Grid) Updates to grid topology to minimize risk of ignition in HFTDs Remote GridWLDFRContact from objectAggregated | WLDFR | HFTD - Distribution - Tier 2 - 2QU CoRE ¦ 4QU LoRE | Non-Red Flag Warning - Small Fires | Contact from object | Aggregated | 2042 | 0.00056181 | 1078.9824 | 0.60619 | 2042 | Mitigation | 0.95 | 45 | 0 | esc | 0.00097009 | 5.4501e-07 | 0.00097009 | 5.4501e-07
[79 empty] | WLDFR | HFTD - Distribution - Tier 3 - 2QU CoRE ¦ 3QU LoRE | Red Flag Warning - Small Fires | 2043 | 6.174e-07 | 6.174e-07 | 0.095486 | 0.044306 | 0.0019228 | 0.049257 | 0 | 0 | 0.00064533 | 5.8953e-08 | 0 | 5.8953e-08 | 5.8953e-08 | 0 | 5.8953e-08 | 0 | 0.0020598 | 0.0045152 | 0 | 0.0045152 | 0 | 2.7746e-07 | 5.5491e-07 | 0 | 5.5491e-07 | [12 empty] | 7.3.3.17.5 (Remote Grid) Updates to grid topology to minimize risk of ignition in HFTDs Remote GridWLDFRContact from objectAggregated | WLDFR | HFTD - Distribution - Tier 2 - 2QU CoRE ¦ 4QU LoRE | Non-Red Flag Warning - Small Fires | Contact from object | Aggregated | 2043 | 0.00056181 | 1078.9824 | 0.60619 | 2043 | Mitigation | 0.95 | 45 | 0 | esc | 0.00097009 | 5.4501e-07 | 0.00097009 | 5.4501e-07
[79 empty] | WLDFR | HFTD - Distribution - Tier 3 - 2QU CoRE ¦ 3QU LoRE | Red Flag Warning - Small Fires | 2044 | 6.174e-07 | 6.174e-07 | 0.095486 | 0.044306 | 0.0019228 | 0.049257 | 0 | 0 | 0.00064533 | 5.8953e-08 | 0 | 5.8953e-08 | 5.8953e-08 | 0 | 5.8953e-08 | 0 | 0.0020598 | 0.0045152 | 0 | 0.0045152 | 0 | 2.7746e-07 | 5.5491e-07 | 0 | 5.5491e-07 | [12 empty] | 7.3.3.17.5 (Remote Grid) Updates to grid topology to minimize risk of ignition in HFTDs Remote GridWLDFRContact from objectAggregated | WLDFR | HFTD - Distribution - Tier 2 - 2QU CoRE ¦ 4QU LoRE | Non-Red Flag Warning - Small Fires | Contact from object | Aggregated | 2044 | 0.00056181 | 1078.9824 | 0.60619 | 2044 | Mitigation | 0.95 | 45 | 0 | esc | 0.00097009 | 5.4501e-07 | 0.00097009 | 5.4501e-07
[79 empty] | WLDFR | HFTD - Distribution - Tier 3 - 2QU CoRE ¦ 3QU LoRE | Red Flag Warning - Small Fires | 2045 | 6.174e-07 | 6.174e-07 | 0.095486 | 0.044306 | 0.0019228 | 0.049257 | 0 | 0 | 0.00064533 | 5.8953e-08 | 0 | 5.8953e-08 | 5.8953e-08 | 0 | 5.8953e-08 | 0 | 0.0020598 | 0.0045152 | 0 | 0.0045152 | 0 | 2.7746e-07 | 5.5491e-07 | 0 | 5.5491e-07 | [12 empty] | 7.3.3.17.5 (Remote Grid) Updates to grid topology to minimize risk of ignition in HFTDs Remote GridWLDFRContact from objectAggregated | WLDFR | HFTD - Distribution - Tier 2 - 2QU CoRE ¦ 4QU LoRE | Non-Red Flag Warning - Small Fires | Contact from object | Aggregated | 2045 | 0.00056181 | 1078.9824 | 0.60619 | 2045 | Mitigation | 0.95 | 45 | 0 | esc | 0.00097009 | 5.4501e-07 | 0.00097009 | 5.4501e-07
[79 empty] | WLDFR | HFTD - Distribution - Tier 3 - 2QU CoRE ¦ 3QU LoRE | Red Flag Warning - Small Fires | 2046 | 6.174e-07 | 6.174e-07 | 0.095486 | 0.044306 | 0.0019228 | 0.049257 | 0 | 0 | 0.00064533 | 5.8953e-08 | 0 | 5.8953e-08 | 5.8953e-08 | 0 | 5.8953e-08 | 0 | 0.0020598 | 0.0045152 | 0 | 0.0045152 | 0 | 2.7746e-07 | 5.5491e-07 | 0 | 5.5491e-07 | [12 empty] | 7.3.3.17.5 (Remote Grid) Updates to grid topology to minimize risk of ignition in HFTDs Remote GridWLDFRContact from objectAggregated | WLDFR | HFTD - Distribution - Tier 2 - 2QU CoRE ¦ 4QU LoRE | Non-Red Flag Warning - Small Fires | Contact from object | Aggregated | 2046 | 0.00056181 | 1078.9824 | 0.60619 | 2046 | Mitigation | 0.95 | 45 | 0 | esc | 0.00097009 | 5.4501e-07 | 0.00097009 | 5.4501e-07
[79 empty] | WLDFR | HFTD - Distribution - Tier 3 - 2QU CoRE ¦ 3QU LoRE | Red Flag Warning - Small Fires | 2047 | 6.174e-07 | 6.174e-07 | 0.095486 | 0.044306 | 0.0019228 | 0.049257 | 0 | 0 | 0.00064533 | 5.8953e-08 | 0 | 5.8953e-08 | 5.8953e-08 | 0 | 5.8953e-08 | 0 | 0.0020598 | 0.0045152 | 0 | 0.0045152 | 0 | 2.7746e-07 | 5.5491e-07 | 0 | 5.5491e-07 | [12 empty] | 7.3.3.17.5 (Remote Grid) Updates to grid topology to minimize risk of ignition in HFTDs Remote GridWLDFRContact from objectAggregated | WLDFR | HFTD - Distribution - Tier 2 - 2QU CoRE ¦ 4QU LoRE | Non-Red Flag Warning - Small Fires | Contact from object | Aggregated | 2047 | 0.00056181 | 1078.9824 | 0.60619 | 2047 | Mitigation | 0.95 | 45 | 0 | esc | 0.00097009 | 5.4501e-07 | 0.00097009 | 5.4501e-07
[79 empty] | WLDFR | HFTD - Distribution - Tier 3 - 2QU CoRE ¦ 3QU LoRE | Red Flag Warning - Small Fires | 2048 | 6.174e-07 | 6.174e-07 | 0.10007 | 0.04626 | 0.0020076 | 0.051804 | 0 | 0 | 0.00064533 | 6.1784e-08 | 0 | 6.1784e-08 | 6.1784e-08 | 0 | 6.1784e-08 | 0 | 0.0021573 | 0.0047289 | 0 | 0.0047289 | 0 | 2.8942e-07 | 5.7884e-07 | 0 | 5.7884e-07 | [12 empty] | 7.3.3.17.5 (Remote Grid) Updates to grid topology to minimize risk of ignition in HFTDs Remote GridWLDFRContact from objectAggregated | WLDFR | HFTD - Distribution - Tier 2 - 2QU CoRE ¦ 4QU LoRE | Non-Red Flag Warning - Small Fires | Contact from object | Aggregated | 2048 | 0.00056181 | 1078.9824 | 0.60619 | 2048 | Mitigation | 0.95 | 45 | 0 | esc | 0.00097009 | 5.4501e-07 | 0.00097009 | 5.4501e-07
[79 empty] | WLDFR | HFTD - Distribution - Tier 3 - 2QU CoRE ¦ 3QU LoRE | Red Flag Warning - Small Fires | 2049 | 6.174e-07 | 6.174e-07 | 0.10007 | 0.04626 | 0.0020076 | 0.051804 | 0 | 0 | 0.00064533 | 6.1784e-08 | 0 | 6.1784e-08 | 6.1784e-08 | 0 | 6.1784e-08 | 0 | 0.0021573 | 0.0047289 | 0 | 0.0047289 | 0 | 2.8942e-07 | 5.7884e-07 | 0 | 5.7884e-07 | [12 empty] | 7.3.3.17.5 (Remote Grid) Updates to grid topology to minimize risk of ignition in HFTDs Remote GridWLDFRContact from objectAggregated | WLDFR | HFTD - Distribution - Tier 2 - 2QU CoRE ¦ 4QU LoRE | Non-Red Flag Warning - Small Fires | Contact from object | Aggregated | 2049 | 0.00056181 | 1078.9824 | 0.60619 | 2049 | Mitigation | 0.95 | 45 | 0 | esc | 0.00097009 | 5.4501e-07 | 0.00097009 | 5.4501e-07
[79 empty] | WLDFR | HFTD - Distribution - Tier 3 - 2QU CoRE ¦ 3QU LoRE | Red Flag Warning - Small Fires | 2050 | 6.174e-07 | 6.174e-07 | 0.10007 | 0.04626 | 0.0020076 | 0.051804 | 0 | 0 | 0.00064533 | 6.1784e-08 | 0 | 6.1784e-08 | 6.1784e-08 | 0 | 6.1784e-08 | 0 | 0.0021573 | 0.0047289 | 0 | 0.0047289 | 0 | 2.8942e-07 | 5.7884e-07 | 0 | 5.7884e-07 | [12 empty] | 7.3.3.17.5 (Remote Grid) Updates to grid topology to minimize risk of ignition in HFTDs Remote GridWLDFRContact from objectAggregated | WLDFR | HFTD - Distribution - Tier 2 - 2QU CoRE ¦ 4QU LoRE | Non-Red Flag Warning - Small Fires | Contact from object | Aggregated | 2050 | 0.00056181 | 1078.9824 | 0.60619 | 2050 | Mitigation | 0.95 | 45 | 0 | esc | 0.00097009 | 5.4501e-07 | 0.00097009 | 5.4501e-07
[79 empty] | WLDFR | HFTD - Distribution - Tier 3 - 2QU CoRE ¦ 3QU LoRE | Red Flag Warning - Small Fires | 2051 | 6.174e-07 | 6.174e-07 | 0.10007 | 0.04626 | 0.0020076 | 0.051804 | 0 | 0 | 0.00064533 | 6.1784e-08 | 0 | 6.1784e-08 | 6.1784e-08 | 0 | 6.1784e-08 | 0 | 0.0021573 | 0.0047289 | 0 | 0.0047289 | 0 | 2.8942e-07 | 5.7884e-07 | 0 | 5.7884e-07 | [12 empty] | 7.3.3.17.5 (Remote Grid) Updates to grid topology to minimize risk of ignition in HFTDs Remote GridWLDFRContact from objectAggregated | WLDFR | HFTD - Distribution - Tier 2 - 2QU CoRE ¦ 4QU LoRE | Non-Red Flag Warning - Small Fires | Contact from object | Aggregated | 2051 | 0.00056181 | 1078.9824 | 0.60619 | 2051 | Mitigation | 0.95 | 45 | 0 | esc | 0.00097009 | 5.4501e-07 | 0.00097009 | 5.4501e-07
[79 empty] | WLDFR | HFTD - Distribution - Tier 3 - 2QU CoRE ¦ 3QU LoRE | Red Flag Warning - Small Fires | 2052 | 6.174e-07 | 6.174e-07 | 0.10007 | 0.04626 | 0.0020076 | 0.051804 | 0 | 0 | 0.00064533 | 6.1784e-08 | 0 | 6.1784e-08 | 6.1784e-08 | 0 | 6.1784e-08 | 0 | 0.0021573 | 0.0047289 | 0 | 0.0047289 | 0 | 2.8942e-07 | 5.7884e-07 | 0 | 5.7884e-07 | [12 empty] | 7.3.3.17.5 (Remote Grid) Updates to grid topology to minimize risk of ignition in HFTDs Remote GridWLDFRContact from objectAggregated | WLDFR | HFTD - Distribution - Tier 2 - 2QU CoRE ¦ 4QU LoRE | Non-Red Flag Warning - Small Fires | Contact from object | Aggregated | 2052 | 0.00056181 | 1078.9824 | 0.60619 | 2052 | Mitigation | 0.95 | 45 | 0 | esc | 0.00097009 | 5.4501e-07 | 0.00097009 | 5.4501e-07
[79 empty] | WLDFR | HFTD - Distribution - Tier 3 - 2QU CoRE ¦ 3QU LoRE | Red Flag Warning - Small Fires | 2053 | 6.174e-07 | 6.174e-07 | 0.10489 | 0.048274 | 0.002095 | 0.054525 | 0 | 0 | 0.00064533 | 6.4762e-08 | 0 | 6.4762e-08 | 6.4762e-08 | 0 | 6.4762e-08 | 0 | 0.0022555 | 0.004944 | 0 | 0.004944 | 0 | 3.026e-07 | 6.0521e-07 | 0 | 6.0521e-07 | [12 empty] | 7.3.3.17.5 (Remote Grid) Updates to grid topology to minimize risk of ignition in HFTDs Remote GridWLDFRContact from objectAggregated | WLDFR | HFTD - Distribution - Tier 2 - 2QU CoRE ¦ 4QU LoRE | Non-Red Flag Warning - Small Fires | Contact from object | Aggregated | 2053 | 0.00056181 | 1078.9824 | 0.60619 | 2053 | Mitigation | 0.95 | 45 | 0 | esc | 0.00097009 | 5.4501e-07 | 0.00097009 | 5.4501e-07
[79 empty] | WLDFR | HFTD - Distribution - Tier 3 - 2QU CoRE ¦ 3QU LoRE | Red Flag Warning - Small Fires | 2054 | 6.174e-07 | 6.174e-07 | 0.10489 | 0.048274 | 0.002095 | 0.054525 | 0 | 0 | 0.00064533 | 6.4762e-08 | 0 | 6.4762e-08 | 6.4762e-08 | 0 | 6.4762e-08 | 0 | 0.0022555 | 0.004944 | 0 | 0.004944 | 0 | 3.026e-07 | 6.0521e-07 | 0 | 6.0521e-07 | [12 empty] | 7.3.3.17.5 (Remote Grid) Updates to grid topology to minimize risk of ignition in HFTDs Remote GridWLDFRContact from objectAggregated | WLDFR | HFTD - Distribution - Tier 2 - 2QU CoRE ¦ 4QU LoRE | Non-Red Flag Warning - Small Fires | Contact from object | Aggregated | 2054 | 0.00056181 | 1078.9824 | 0.60619 | 2054 | Mitigation | 0.95 | 45 | 0 | esc | 0.00097009 | 5.4501e-07 | 0.00097009 | 5.4501e-07
[79 empty] | WLDFR | HFTD - Distribution - Tier 3 - 2QU CoRE ¦ 3QU LoRE | Red Flag Warning - Small Fires | 2055 | 6.174e-07 | 6.174e-07 | 0.10489 | 0.048274 | 0.002095 | 0.054525 | 0 | 0 | 0.00064533 | 6.4762e-08 | 0 | 6.4762e-08 | 6.4762e-08 | 0 | 6.4762e-08 | 0 | 0.0022555 | 0.004944 | 0 | 0.004944 | 0 | 3.026e-07 | 6.0521e-07 | 0 | 6.0521e-07 | [12 empty] | 7.3.3.17.5 (Remote Grid) Updates to grid topology to minimize risk of ignition in HFTDs Remote GridWLDFRContact from objectAggregated | WLDFR | HFTD - Distribution - Tier 2 - 2QU CoRE ¦ 4QU LoRE | Non-Red Flag Warning - Small Fires | Contact from object | Aggregated | 2055 | 0.00056181 | 1078.9824 | 0.60619 | 2055 | Mitigation | 0.95 | 45 | 0 | esc | 0.00097009 | 5.4501e-07 | 0.00097009 | 5.4501e-07
[79 empty] | WLDFR | HFTD - Distribution - Tier 3 - 2QU CoRE ¦ 3QU LoRE | Red Flag Warning - Small Fires | 2056 | 6.174e-07 | 6.174e-07 | 0.10489 | 0.048274 | 0.002095 | 0.054525 | 0 | 0 | 0.00064533 | 6.4762e-08 | 0 | 6.4762e-08 | 6.4762e-08 | 0 | 6.4762e-08 | 0 | 0.0022555 | 0.004944 | 0 | 0.004944 | 0 | 3.026e-07 | 6.0521e-07 | 0 | 6.0521e-07 | [12 empty] | 7.3.3.17.5 (Remote Grid) Updates to grid topology to minimize risk of ignition in HFTDs Remote GridWLDFRContact from objectAggregated | WLDFR | HFTD - Distribution - Tier 2 - 2QU CoRE ¦ 4QU LoRE | Non-Red Flag Warning - Small Fires | Contact from object | Aggregated | 2056 | 0.00056181 | 1078.9824 | 0.60619 | 2056 | Mitigation | 0.95 | 45 | 0 | esc | 0.00097009 | 5.4501e-07 | 0.00097009 | 5.4501e-07
[79 empty] | WLDFR | HFTD - Distribution - Tier 3 - 2QU CoRE ¦ 3QU LoRE | Red Flag Warning - Small Fires | 2057 | 6.174e-07 | 6.174e-07 | 0.10489 | 0.048274 | 0.002095 | 0.054525 | 0 | 0 | 0.00064533 | 6.4762e-08 | 0 | 6.4762e-08 | 6.4762e-08 | 0 | 6.4762e-08 | 0 | 0.0022555 | 0.004944 | 0 | 0.004944 | 0 | 3.026e-07 | 6.0521e-07 | 0 | 6.0521e-07 | [12 empty] | 7.3.3.17.5 (Remote Grid) Updates to grid topology to minimize risk of ignition in HFTDs Remote GridWLDFRContact from objectAggregated | WLDFR | HFTD - Distribution - Tier 2 - 2QU CoRE ¦ 4QU LoRE | Non-Red Flag Warning - Small Fires | Contact from object | Aggregated | 2057 | 0.00056181 | 1078.9824 | 0.60619 | 2057 | Mitigation | 0.95 | 45 | 0 | esc | 0.00097009 | 5.4501e-07 | 0.00097009 | 5.4501e-07
[79 empty] | WLDFR | HFTD - Distribution - Tier 3 - 2QU CoRE ¦ 3QU LoRE | Red Flag Warning - Small Fires | 2058 | 6.174e-07 | 6.174e-07 | 0.1099 | 0.050325 | 0.0021839 | 0.057393 | 0 | 0 | 0.00064533 | 6.7854e-08 | 0 | 6.7854e-08 | 6.7854e-08 | 0 | 6.7854e-08 | 0 | 0.0023531 | 0.0051581 | 0 | 0.0051581 | 0 | 3.1688e-07 | 6.3376e-07 | 0 | 6.3376e-07 | [12 empty] | 7.3.3.17.5 (Remote Grid) Updates to grid topology to minimize risk of ignition in HFTDs Remote GridWLDFRContact from objectAggregated | WLDFR | HFTD - Distribution - Tier 2 - 2QU CoRE ¦ 4QU LoRE | Non-Red Flag Warning - Small Fires | Contact from object | Aggregated | 2058 | 0.00056181 | 1078.9824 | 0.60619 | 2058 | Mitigation | 0.95 | 45 | 0 | esc | 0.00097009 | 5.4501e-07 | 0.00097009 | 5.4501e-07
[79 empty] | WLDFR | HFTD - Distribution - Tier 3 - 2QU CoRE ¦ 3QU LoRE | Red Flag Warning - Small Fires | 2059 | 6.174e-07 | 6.174e-07 | 0.1099 | 0.050325 | 0.0021839 | 0.057393 | 0 | 0 | 0.00064533 | 6.7854e-08 | 0 | 6.7854e-08 | 6.7854e-08 | 0 | 6.7854e-08 | 0 | 0.0023531 | 0.0051581 | 0 | 0.0051581 | 0 | 3.1688e-07 | 6.3376e-07 | 0 | 6.3376e-07 | [12 empty] | 7.3.3.17.5 (Remote Grid) Updates to grid topology to minimize risk of ignition in HFTDs Remote GridWLDFRContact from objectAggregated | WLDFR | HFTD - Distribution - Tier 2 - 2QU CoRE ¦ 4QU LoRE | Non-Red Flag Warning - Small Fires | Contact from object | Aggregated | 2059 | 0.00056181 | 1078.9824 | 0.60619 | 2059 | Mitigation | 0.95 | 45 | 0 | esc | 0.00097009 | 5.4501e-07 | 0.00097009 | 5.4501e-07
[79 empty] | WLDFR | HFTD - Distribution - Tier 3 - 2QU CoRE ¦ 3QU LoRE | Red Flag Warning - Small Fires | 2060 | 6.174e-07 | 6.174e-07 | 0.1099 | 0.050325 | 0.0021839 | 0.057393 | 0 | 0 | 0.00064533 | 6.7854e-08 | 0 | 6.7854e-08 | 6.7854e-08 | 0 | 6.7854e-08 | 0 | 0.0023531 | 0.0051581 | 0 | 0.0051581 | 0 | 3.1688e-07 | 6.3376e-07 | 0 | 6.3376e-07 | [12 empty] | 7.3.3.17.5 (Remote Grid) Updates to grid topology to minimize risk of ignition in HFTDs Remote GridWLDFRContact from objectAggregated | WLDFR | HFTD - Distribution - Tier 2 - 2QU CoRE ¦ 4QU LoRE | Non-Red Flag Warning - Small Fires | Contact from object | Aggregated | 2060 | 0.00056181 | 1078.9824 | 0.60619 | 2060 | Mitigation | 0.95 | 45 | 0 | esc | 0.00097009 | 5.4501e-07 | 0.00097009 | 5.4501e-07
[79 empty] | WLDFR | HFTD - Distribution - Tier 3 - 2QU CoRE ¦ 3QU LoRE | Red Flag Warning - Small Fires | 2061 | 6.174e-07 | 6.174e-07 | 0.1099 | 0.050325 | 0.0021839 | 0.057393 | 0 | 0 | 0.00064533 | 6.7854e-08 | 0 | 6.7854e-08 | 6.7854e-08 | 0 | 6.7854e-08 | 0 | 0 | 0.0051581 | 0 | 0.0051581 | 0 | 3.1688e-07 | 6.3376e-07 | 0 | 6.3376e-07 | [12 empty] | 7.3.3.17.5 (Remote Grid) Updates to grid topology to minimize risk of ignition in HFTDs Remote GridWLDFRContact from objectAggregated | WLDFR | HFTD - Distribution - Tier 2 - 2QU CoRE ¦ 4QU LoRE | Non-Red Flag Warning - Small Fires | Contact from object | Aggregated | 2061 | 0.00056181 | 1078.9824 | 0.60619 | 2061 | Mitigation | 0.95 | 45 | 0 | esc | 0.00097009 | 5.4501e-07 | 0.00097009 | 5.4501e-07
[79 empty] | WLDFR | HFTD - Distribution - Tier 3 - 2QU CoRE ¦ 3QU LoRE | Red Flag Warning - Small Fires | 2062 | 6.174e-07 | 6.174e-07 | 0.1099 | 0.050325 | 0.0021839 | 0.057393 | 0 | 0 | 0.00064533 | 6.7854e-08 | 0 | 6.7854e-08 | 6.7854e-08 | 0 | 6.7854e-08 | 0 | 0 | 0 | 0 | 0 | 0 | 3.1688e-07 | 6.3376e-07 | 0 | 6.3376e-07 | [12 empty] | 7.3.3.17.5 (Remote Grid) Updates to grid topology to minimize risk of ignition in HFTDs Remote GridWLDFRContact from objectAggregated | WLDFR | HFTD - Distribution - Tier 2 - 2QU CoRE ¦ 4QU LoRE | Non-Red Flag Warning - Small Fires | Contact from object | Aggregated | 2062 | 0.00056181 | 1078.9824 | 0.60619 | 2062 | Mitigation | 0.95 | 45 | 0 | esc | 0.00097009 | 5.4501e-07 | 0.00097009 | 5.4501e-07
[79 empty] | WLDFR | HFTD - Distribution - Tier 3 - 2QU CoRE ¦ 3QU LoRE | Red Flag Warning - Small Fires | 2063 | 6.174e-07 | 6.174e-07 | 0.11504 | 0.052388 | 0.0022734 | 0.060377 | 0 | 0 | 0.00064533 | 7.1024e-08 | 0 | 7.1024e-08 | 7.1024e-08 | 0 | 7.1024e-08 | 0 | 2.9765e-06 | 0 | 0 | 0 | 0 | 3.321e-07 | 6.642e-07 | 0 | 6.642e-07 | [12 empty] | 7.3.3.17.5 (Remote Grid) Updates to grid topology to minimize risk of ignition in HFTDs Remote GridWLDFRContact from objectAggregated | WLDFR | HFTD - Distribution - Tier 2 - 2QU CoRE ¦ 4QU LoRE | Non-Red Flag Warning - Small Fires | Contact from object | Aggregated | 2063 | 0.00056181 | 1078.9824 | 0.60619 | 2063 | Mitigation | 0.95 | 45 | 0 | esc | 0.00097009 | 5.4501e-07 | 0.00097009 | 5.4501e-07
[79 empty] | WLDFR | HFTD - Distribution - Tier 3 - 2QU CoRE ¦ 3QU LoRE | Red Flag Warning - Small Fires | 2064 | 6.174e-07 | 6.174e-07 | 0.11504 | 0.052388 | 0.0022734 | 0.060377 | 0 | 0 | 0.00064533 | 7.1024e-08 | 0 | 7.1024e-08 | 7.1024e-08 | 0 | 7.1024e-08 | 0 | 3.1097e-06 | 6.8166e-06 | 0 | 6.8166e-06 | 0 | 3.321e-07 | 6.642e-07 | 0 | 6.642e-07 | [12 empty] | 7.3.3.17.5 (Remote Grid) Updates to grid topology to minimize risk of ignition in HFTDs Remote GridWLDFRContact from objectAggregated | WLDFR | HFTD - Distribution - Tier 2 - 2QU CoRE ¦ 4QU LoRE | Non-Red Flag Warning - Small Fires | Contact from object | Aggregated | 2064 | 0.00056181 | 1078.9824 | 0.60619 | 2064 | Mitigation | 0.95 | 45 | 0 | esc | 0.00097009 | 5.4501e-07 | 0.00097009 | 5.4501e-07
[79 empty] | WLDFR | HFTD - Distribution - Tier 3 - 2QU CoRE ¦ 3QU LoRE | Red Flag Warning - Small Fires | 2065 | 6.174e-07 | 6.174e-07 | 0.11504 | 0.052388 | 0.0022734 | 0.060377 | 0 | 0 | 0.00064533 | 7.1024e-08 | 0 | 7.1024e-08 | 7.1024e-08 | 0 | 7.1024e-08 | 0 | 3.1097e-06 | 6.8166e-06 | 0 | 6.8166e-06 | 0 | 3.321e-07 | 6.642e-07 | 0 | 6.642e-07 | [12 empty] | 7.3.3.17.5 (Remote Grid) Updates to grid topology to minimize risk of ignition in HFTDs Remote GridWLDFRContact from objectAggregated | WLDFR | HFTD - Distribution - Tier 2 - 2QU CoRE ¦ 4QU LoRE | Non-Red Flag Warning - Small Fires | Contact from object | Aggregated | 2065 | 0.00056181 | 1078.9824 | 0.60619 | 2065 | Mitigation | 0.95 | 45 | 0 | esc | 0.00097009 | 5.4501e-07 | 0.00097009 | 5.4501e-07
[79 empty] | WLDFR | HFTD - Distribution - Tier 3 - 2QU CoRE ¦ 3QU LoRE | Red Flag Warning - Small Fires | 2066 | 6.174e-07 | 6.174e-07 | 0.11504 | 0.052388 | 0.0022734 | 0.060377 | 0 | 0 | 0.00064533 | 7.1024e-08 | 0 | 7.1024e-08 | 7.1024e-08 | 0 | 7.1024e-08 | 0 | 3.1097e-06 | 6.8166e-06 | 0 | 6.8166e-06 | 0 | 3.321e-07 | 6.642e-07 | 0 | 6.642e-07 | [12 empty] | 7.3.3.17.5 (Remote Grid) Updates to grid topology to minimize risk of ignition in HFTDs Remote GridWLDFRContact from objectAggregated | WLDFR | HFTD - Distribution - Tier 2 - 2QU CoRE ¦ 4QU LoRE | Non-Red Flag Warning - Small Fires | Contact from object | Aggregated | 2066 | 0.00056181 | 1078.9824 | 0.60619 | 2066 | Mitigation | 0.95 | 45 | 0 | esc | 0.00097009 | 5.4501e-07 | 0.00097009 | 5.4501e-07
[79 empty] | WLDFR | HFTD - Distribution - Tier 3 - 2QU CoRE ¦ 3QU LoRE | Red Flag Warning - Small Fires | 2067 | 0 | 6.174e-07 | 0.11504 | 0.052388 | 0.0022734 | 0.060377 | 0 | 0 | 0.00064533 | 0 | 0 | 0 | 7.1024e-08 | 0 | 7.1024e-08 | 0 | 3.1097e-06 | 6.8166e-06 | 0 | 6.8166e-06 | 0 | 0 | 6.642e-07 | 0 | 6.642e-07 | [12 empty] | 7.3.3.17.5 (Remote Grid) Updates to grid topology to minimize risk of ignition in HFTDs Remote GridWLDFRContact from objectAggregated | WLDFR | HFTD - Distribution - Tier 2 - 2QU CoRE ¦ 4QU LoRE | Non-Red Flag Warning - Small Fires | Contact from object | Aggregated | 2067 | 0.00056181 | 1078.9824 | 0.60619 | 2067 | Mitigation | 0.95 | 45 | 0 | esc | 0 | 0 | 0.00097009 | 5.4501e-07
[79 empty] | WLDFR | HFTD - Distribution - Tier 3 - 2QU CoRE ¦ 4QU LoRE | Non-Red Flag Warning - Catastrophic Fires | 2022 | 1.9286e-09 | 0 | 14146.1306 | 222.2294 | 8585.7228 | 5338.1784 | 0 | 0 | 2.5778e-06 | 2.7282e-05 | 0 | 2.7282e-05 | 0 | 0 | 0 | 0 | 3.1097e-06 | 6.8166e-06 | 0 | 6.8166e-06 | 0 | 0 | 0 | 0 | 0 | [12 empty] | 7.3.3.17.5 (Remote Grid) Updates to grid topology to minimize risk of ignition in HFTDs Remote GridWLDFRContaminationAggregated | WLDFR | HFTD - Distribution - Tier 2 - 2QU CoRE ¦ 4QU LoRE | Non-Red Flag Warning - Small Fires | Contamination | Aggregated | 2022 | 1.2521e-05 | 1078.9824 | 0.013509 | 2022 | Mitigation | 0.95 | 45 | 0 | esc | 0.00097009 | 1.2146e-08 | 0 | 0
[79 empty] | WLDFR | HFTD - Distribution - Tier 3 - 2QU CoRE ¦ 4QU LoRE | Non-Red Flag Warning - Catastrophic Fires | 2023 | 1.9286e-09 | 1.9286e-09 | 14664.6376 | 233.2301 | 8896.516 | 5534.8915 | 0 | 0 | 2.5778e-06 | 2.8282e-05 | 0 | 2.8282e-05 | 2.8282e-05 | 0 | 2.8282e-05 | 0 | 3.2812e-06 | 7.1925e-06 | 0 | 7.1925e-06 | 0 | 0 | 0 | 0 | 0 | [12 empty] | 7.3.3.17.5 (Remote Grid) Updates to grid topology to minimize risk of ignition in HFTDs Remote GridWLDFRContaminationAggregated | WLDFR | HFTD - Distribution - Tier 2 - 2QU CoRE ¦ 4QU LoRE | Non-Red Flag Warning - Small Fires | Contamination | Aggregated | 2023 | 1.2521e-05 | 1078.9824 | 0.013509 | 2023 | Mitigation | 0.95 | 45 | 0 | esc | 0.00097009 | 1.2146e-08 | 0.00097009 | 1.2146e-08
[79 empty] | WLDFR | HFTD - Distribution - Tier 3 - 2QU CoRE ¦ 4QU LoRE | Non-Red Flag Warning - Catastrophic Fires | 2024 | 1.9286e-09 | 1.9286e-09 | 14664.6376 | 233.2301 | 8896.516 | 5534.8915 | 0 | 0 | 2.5778e-06 | 2.8282e-05 | 0 | 2.8282e-05 | 2.8282e-05 | 0 | 2.8282e-05 | 0 | 3.2812e-06 | 7.1925e-06 | 0 | 7.1925e-06 | 0 | 2.4761e-06 | 0 | 0 | 0 | [12 empty] | 7.3.3.17.5 (Remote Grid) Updates to grid topology to minimize risk of ignition in HFTDs Remote GridWLDFRContaminationAggregated | WLDFR | HFTD - Distribution - Tier 2 - 2QU CoRE ¦ 4QU LoRE | Non-Red Flag Warning - Small Fires | Contamination | Aggregated | 2024 | 1.2521e-05 | 1078.9824 | 0.013509 | 2024 | Mitigation | 0.95 | 45 | 0 | esc | 0.00097009 | 1.2146e-08 | 0.00097009 | 1.2146e-08
[79 empty] | WLDFR | HFTD - Distribution - Tier 3 - 2QU CoRE ¦ 4QU LoRE | Non-Red Flag Warning - Catastrophic Fires | 2025 | 1.9286e-09 | 1.9286e-09 | 14664.6376 | 233.2301 | 8896.516 | 5534.8915 | 0 | 0 | 2.5778e-06 | 2.8282e-05 | 0 | 2.8282e-05 | 2.8282e-05 | 0 | 2.8282e-05 | 0 | 3.2812e-06 | 7.1925e-06 | 0 | 7.1925e-06 | 0 | 2.5669e-06 | 5.1338e-06 | 0 | 5.1338e-06 | [12 empty] | 7.3.3.17.5 (Remote Grid) Updates to grid topology to minimize risk of ignition in HFTDs Remote GridWLDFRContaminationAggregated | WLDFR | HFTD - Distribution - Tier 2 - 2QU CoRE ¦ 4QU LoRE | Non-Red Flag Warning - Small Fires | Contamination | Aggregated | 2025 | 1.2521e-05 | 1078.9824 | 0.013509 | 2025 | Mitigation | 0.95 | 45 | 0 | esc | 0.00097009 | 1.2146e-08 | 0.00097009 | 1.2146e-08
[79 empty] | WLDFR | HFTD - Distribution - Tier 3 - 2QU CoRE ¦ 4QU LoRE | Non-Red Flag Warning - Catastrophic Fires | 2026 | 1.9286e-09 | 1.9286e-09 | 14664.6376 | 233.2301 | 8896.516 | 5534.8915 | 0 | 0 | 2.5778e-06 | 2.8282e-05 | 0 | 2.8282e-05 | 2.8282e-05 | 0 | 2.8282e-05 | 0 | 3.2812e-06 | 7.1925e-06 | 0 | 7.1925e-06 | 0 | 2.5669e-06 | 5.1338e-06 | 0 | 5.1338e-06 | [12 empty] | 7.3.3.17.5 (Remote Grid) Updates to grid topology to minimize risk of ignition in HFTDs Remote GridWLDFRContaminationAggregated | WLDFR | HFTD - Distribution - Tier 2 - 2QU CoRE ¦ 4QU LoRE | Non-Red Flag Warning - Small Fires | Contamination | Aggregated | 2026 | 1.2521e-05 | 1078.9824 | 0.013509 | 2026 | Mitigation | 0.95 | 45 | 0 | esc | 0.00097009 | 1.2146e-08 | 0.00097009 | 1.2146e-08
[79 empty] | WLDFR | HFTD - Distribution - Tier 3 - 2QU CoRE ¦ 4QU LoRE | Non-Red Flag Warning - Catastrophic Fires | 2027 | 1.9286e-09 | 1.9286e-09 | 14664.6376 | 233.2301 | 8896.516 | 5534.8915 | 0 | 0 | 2.5778e-06 | 2.8282e-05 | 0 | 2.8282e-05 | 2.8282e-05 | 0 | 2.8282e-05 | 0 | 3.2812e-06 | 7.1925e-06 | 0 | 7.1925e-06 | 0 | 2.5669e-06 | 5.1338e-06 | 0 | 5.1338e-06 | [12 empty] | 7.3.3.17.5 (Remote Grid) Updates to grid topology to minimize risk of ignition in HFTDs Remote GridWLDFRContaminationAggregated | WLDFR | HFTD - Distribution - Tier 2 - 2QU CoRE ¦ 4QU LoRE | Non-Red Flag Warning - Small Fires | Contamination | Aggregated | 2027 | 1.2521e-05 | 1078.9824 | 0.013509 | 2027 | Mitigation | 0.95 | 45 | 0 | esc | 0.00097009 | 1.2146e-08 | 0.00097009 | 1.2146e-08
[79 empty] | WLDFR | HFTD - Distribution - Tier 3 - 2QU CoRE ¦ 4QU LoRE | Non-Red Flag Warning - Catastrophic Fires | 2028 | 1.9286e-09 | 1.9286e-09 | 15317.9909 | 247.273 | 9287.6491 | 5783.0689 | 0 | 0 | 2.5778e-06 | 2.9542e-05 | 0 | 2.9542e-05 | 2.9542e-05 | 0 | 2.9542e-05 | 0 | 3.4763e-06 | 7.6202e-06 | 0 | 7.6202e-06 | 0 | 2.5669e-06 | 5.1338e-06 | 0 | 5.1338e-06 | [12 empty] | 7.3.3.17.5 (Remote Grid) Updates to grid topology to minimize risk of ignition in HFTDs Remote GridWLDFRContaminationAggregated | WLDFR | HFTD - Distribution - Tier 2 - 2QU CoRE ¦ 4QU LoRE | Non-Red Flag Warning - Small Fires | Contamination | Aggregated | 2028 | 1.2521e-05 | 1078.9824 | 0.013509 | 2028 | Mitigation | 0.95 | 45 | 0 | esc | 0.00097009 | 1.2146e-08 | 0.00097009 | 1.2146e-08
[79 empty] | WLDFR | HFTD - Distribution - Tier 3 - 2QU CoRE ¦ 4QU LoRE | Non-Red Flag Warning - Catastrophic Fires | 2029 | 1.9286e-09 | 1.9286e-09 | 15317.9909 | 247.273 | 9287.6491 | 5783.0689 | 0 | 0 | 2.5778e-06 | 2.9542e-05 | 0 | 2.9542e-05 | 2.9542e-05 | 0 | 2.9542e-05 | 0 | 3.4763e-06 | 7.6202e-06 | 0 | 7.6202e-06 | 0 | 2.5669e-06 | 5.1338e-06 | 0 | 5.1338e-06 | [12 empty] | 7.3.3.17.5 (Remote Grid) Updates to grid topology to minimize risk of ignition in HFTDs Remote GridWLDFRContaminationAggregated | WLDFR | HFTD - Distribution - Tier 2 - 2QU CoRE ¦ 4QU LoRE | Non-Red Flag Warning - Small Fires | Contamination | Aggregated | 2029 | 1.2521e-05 | 1078.9824 | 0.013509 | 2029 | Mitigation | 0.95 | 45 | 0 | esc | 0.00097009 | 1.2146e-08 | 0.00097009 | 1.2146e-08
[79 empty] | WLDFR | HFTD - Distribution - Tier 3 - 2QU CoRE ¦ 4QU LoRE | Non-Red Flag Warning - Catastrophic Fires | 2030 | 1.9286e-09 | 1.9286e-09 | 15317.9909 | 247.273 | 9287.6491 | 5783.0689 | 0 | 0 | 2.5778e-06 | 2.9542e-05 | 0 | 2.9542e-05 | 2.9542e-05 | 0 | 2.9542e-05 | 0 | 3.4763e-06 | 7.6202e-06 | 0 | 7.6202e-06 | 0 | 2.6812e-06 | 5.3625e-06 | 0 | 5.3625e-06 | [12 empty] | 7.3.3.17.5 (Remote Grid) Updates to grid topology to minimize risk of ignition in HFTDs Remote GridWLDFRContaminationAggregated | WLDFR | HFTD - Distribution - Tier 2 - 2QU CoRE ¦ 4QU LoRE | Non-Red Flag Warning - Small Fires | Contamination | Aggregated | 2030 | 1.2521e-05 | 1078.9824 | 0.013509 | 2030 | Mitigation | 0.95 | 45 | 0 | esc | 0.00097009 | 1.2146e-08 | 0.00097009 | 1.2146e-08
[79 empty] | WLDFR | HFTD - Distribution - Tier 3 - 2QU CoRE ¦ 4QU LoRE | Non-Red Flag Warning - Catastrophic Fires | 2031 | 1.9286e-09 | 1.9286e-09 | 15317.9909 | 247.273 | 9287.6491 | 5783.0689 | 0 | 0 | 2.5778e-06 | 2.9542e-05 | 0 | 2.9542e-05 | 2.9542e-05 | 0 | 2.9542e-05 | 0 | 3.4763e-06 | 7.6202e-06 | 0 | 7.6202e-06 | 0 | 2.6812e-06 | 5.3625e-06 | 0 | 5.3625e-06 | [12 empty] | 7.3.3.17.5 (Remote Grid) Updates to grid topology to minimize risk of ignition in HFTDs Remote GridWLDFRContaminationAggregated | WLDFR | HFTD - Distribution - Tier 2 - 2QU CoRE ¦ 4QU LoRE | Non-Red Flag Warning - Small Fires | Contamination | Aggregated | 2031 | 1.2521e-05 | 1078.9824 | 0.013509 | 2031 | Mitigation | 0.95 | 45 | 0 | esc | 0.00097009 | 1.2146e-08 | 0.00097009 | 1.2146e-08
[79 empty] | WLDFR | HFTD - Distribution - Tier 3 - 2QU CoRE ¦ 4QU LoRE | Non-Red Flag Warning - Catastrophic Fires | 2032 | 1.9286e-09 | 1.9286e-09 | 15317.9909 | 247.273 | 9287.6491 | 5783.0689 | 0 | 0 | 2.5778e-06 | 2.9542e-05 | 0 | 2.9542e-05 | 2.9542e-05 | 0 | 2.9542e-05 | 0 | 3.4763e-06 | 7.6202e-06 | 0 | 7.6202e-06 | 0 | 2.6812e-06 | 5.3625e-06 | 0 | 5.3625e-06 | [12 empty] | 7.3.3.17.5 (Remote Grid) Updates to grid topology to minimize risk of ignition in HFTDs Remote GridWLDFRContaminationAggregated | WLDFR | HFTD - Distribution - Tier 2 - 2QU CoRE ¦ 4QU LoRE | Non-Red Flag Warning - Small Fires | Contamination | Aggregated | 2032 | 1.2521e-05 | 1078.9824 | 0.013509 | 2032 | Mitigation | 0.95 | 45 | 0 | esc | 0.00097009 | 1.2146e-08 | 0.00097009 | 1.2146e-08
[79 empty] | WLDFR | HFTD - Distribution - Tier 3 - 2QU CoRE ¦ 4QU LoRE | Non-Red Flag Warning - Catastrophic Fires | 2033 | 1.9286e-09 | 1.9286e-09 | 16044.1264 | 263.1074 | 9721.74 | 6059.2791 | 0 | 0 | 2.5778e-06 | 3.0943e-05 | 0 | 3.0943e-05 | 3.0943e-05 | 0 | 3.0943e-05 | 0 | 3.6935e-06 | 8.0962e-06 | 0 | 8.0962e-06 | 0 | 2.6812e-06 | 5.3625e-06 | 0 | 5.3625e-06 | [12 empty] | 7.3.3.17.5 (Remote Grid) Updates to grid topology to minimize risk of ignition in HFTDs Remote GridWLDFRContaminationAggregated | WLDFR | HFTD - Distribution - Tier 2 - 2QU CoRE ¦ 4QU LoRE | Non-Red Flag Warning - Small Fires | Contamination | Aggregated | 2033 | 1.2521e-05 | 1078.9824 | 0.013509 | 2033 | Mitigation | 0.95 | 45 | 0 | esc | 0.00097009 | 1.2146e-08 | 0.00097009 | 1.2146e-08
[79 empty] | WLDFR | HFTD - Distribution - Tier 3 - 2QU CoRE ¦ 4QU LoRE | Non-Red Flag Warning - Catastrophic Fires | 2034 | 1.9286e-09 | 1.9286e-09 | 16044.1264 | 263.1074 | 9721.74 | 6059.2791 | 0 | 0 | 2.5778e-06 | 3.0943e-05 | 0 | 3.0943e-05 | 3.0943e-05 | 0 | 3.0943e-05 | 0 | 3.6935e-06 | 8.0962e-06 | 0 | 8.0962e-06 | 0 | 2.6812e-06 | 5.3625e-06 | 0 | 5.3625e-06 | [12 empty] | 7.3.3.17.5 (Remote Grid) Updates to grid topology to minimize risk of ignition in HFTDs Remote GridWLDFRContaminationAggregated | WLDFR | HFTD - Distribution - Tier 2 - 2QU CoRE ¦ 4QU LoRE | Non-Red Flag Warning - Small Fires | Contamination | Aggregated | 2034 | 1.2521e-05 | 1078.9824 | 0.013509 | 2034 | Mitigation | 0.95 | 45 | 0 | esc | 0.00097009 | 1.2146e-08 | 0.00097009 | 1.2146e-08
[79 empty] | WLDFR | HFTD - Distribution - Tier 3 - 2QU CoRE ¦ 4QU LoRE | Non-Red Flag Warning - Catastrophic Fires | 2035 | 1.9286e-09 | 1.9286e-09 | 16044.1264 | 263.1074 | 9721.74 | 6059.2791 | 0 | 0 | 2.5778e-06 | 3.0943e-05 | 0 | 3.0943e-05 | 3.0943e-05 | 0 | 3.0943e-05 | 0 | 3.6935e-06 | 8.0962e-06 | 0 | 8.0962e-06 | 0 | 2.8083e-06 | 5.6167e-06 | 0 | 5.6167e-06 | [12 empty] | 7.3.3.17.5 (Remote Grid) Updates to grid topology to minimize risk of ignition in HFTDs Remote GridWLDFRContaminationAggregated | WLDFR | HFTD - Distribution - Tier 2 - 2QU CoRE ¦ 4QU LoRE | Non-Red Flag Warning - Small Fires | Contamination | Aggregated | 2035 | 1.2521e-05 | 1078.9824 | 0.013509 | 2035 | Mitigation | 0.95 | 45 | 0 | esc | 0.00097009 | 1.2146e-08 | 0.00097009 | 1.2146e-08
[79 empty] | WLDFR | HFTD - Distribution - Tier 3 - 2QU CoRE ¦ 4QU LoRE | Non-Red Flag Warning - Catastrophic Fires | 2036 | 1.9286e-09 | 1.9286e-09 | 16044.1264 | 263.1074 | 9721.74 | 6059.2791 | 0 | 0 | 2.5778e-06 | 3.0943e-05 | 0 | 3.0943e-05 | 3.0943e-05 | 0 | 3.0943e-05 | 0 | 3.6935e-06 | 8.0962e-06 | 0 | 8.0962e-06 | 0 | 2.8083e-06 | 5.6167e-06 | 0 | 5.6167e-06 | [12 empty] | 7.3.3.17.5 (Remote Grid) Updates to grid topology to minimize risk of ignition in HFTDs Remote GridWLDFRContaminationAggregated | WLDFR | HFTD - Distribution - Tier 2 - 2QU CoRE ¦ 4QU LoRE | Non-Red Flag Warning - Small Fires | Contamination | Aggregated | 2036 | 1.2521e-05 | 1078.9824 | 0.013509 | 2036 | Mitigation | 0.95 | 45 | 0 | esc | 0.00097009 | 1.2146e-08 | 0.00097009 | 1.2146e-08
[79 empty] | WLDFR | HFTD - Distribution - Tier 3 - 2QU CoRE ¦ 4QU LoRE | Non-Red Flag Warning - Catastrophic Fires | 2037 | 1.9286e-09 | 1.9286e-09 | 16044.1264 | 263.1074 | 9721.74 | 6059.2791 | 0 | 0 | 2.5778e-06 | 3.0943e-05 | 0 | 3.0943e-05 | 3.0943e-05 | 0 | 3.0943e-05 | 0 | 3.6935e-06 | 8.0962e-06 | 0 | 8.0962e-06 | 0 | 2.8083e-06 | 5.6167e-06 | 0 | 5.6167e-06 | [12 empty] | 7.3.3.17.5 (Remote Grid) Updates to grid topology to minimize risk of ignition in HFTDs Remote GridWLDFRContaminationAggregated | WLDFR | HFTD - Distribution - Tier 2 - 2QU CoRE ¦ 4QU LoRE | Non-Red Flag Warning - Small Fires | Contamination | Aggregated | 2037 | 1.2521e-05 | 1078.9824 | 0.013509 | 2037 | Mitigation | 0.95 | 45 | 0 | esc | 0.00097009 | 1.2146e-08 | 0.00097009 | 1.2146e-08
[79 empty] | WLDFR | HFTD - Distribution - Tier 3 - 2QU CoRE ¦ 4QU LoRE | Non-Red Flag Warning - Catastrophic Fires | 2038 | 1.9286e-09 | 1.9286e-09 | 16832.3912 | 280.5544 | 10192.2718 | 6359.5651 | 0 | 0 | 2.5778e-06 | 3.2463e-05 | 0 | 3.2463e-05 | 3.2463e-05 | 0 | 3.2463e-05 | 0 | 3.931e-06 | 8.6168e-06 | 0 | 8.6168e-06 | 0 | 2.8083e-06 | 5.6167e-06 | 0 | 5.6167e-06 | [12 empty] | 7.3.3.17.5 (Remote Grid) Updates to grid topology to minimize risk of ignition in HFTDs Remote GridWLDFRContaminationAggregated | WLDFR | HFTD - Distribution - Tier 2 - 2QU CoRE ¦ 4QU LoRE | Non-Red Flag Warning - Small Fires | Contamination | Aggregated | 2038 | 1.2521e-05 | 1078.9824 | 0.013509 | 2038 | Mitigation | 0.95 | 45 | 0 | esc | 0.00097009 | 1.2146e-08 | 0.00097009 | 1.2146e-08
[79 empty] | WLDFR | HFTD - Distribution - Tier 3 - 2QU CoRE ¦ 4QU LoRE | Non-Red Flag Warning - Catastrophic Fires | 2039 | 1.9286e-09 | 1.9286e-09 | 16832.3912 | 280.5544 | 10192.2718 | 6359.5651 | 0 | 0 | 2.5778e-06 | 3.2463e-05 | 0 | 3.2463e-05 | 3.2463e-05 | 0 | 3.2463e-05 | 0 | 3.931e-06 | 8.6168e-06 | 0 | 8.6168e-06 | 0 | 2.8083e-06 | 5.6167e-06 | 0 | 5.6167e-06 | [12 empty] | 7.3.3.17.5 (Remote Grid) Updates to grid topology to minimize risk of ignition in HFTDs Remote GridWLDFRContaminationAggregated | WLDFR | HFTD - Distribution - Tier 2 - 2QU CoRE ¦ 4QU LoRE | Non-Red Flag Warning - Small Fires | Contamination | Aggregated | 2039 | 1.2521e-05 | 1078.9824 | 0.013509 | 2039 | Mitigation | 0.95 | 45 | 0 | esc | 0.00097009 | 1.2146e-08 | 0.00097009 | 1.2146e-08
[79 empty] | WLDFR | HFTD - Distribution - Tier 3 - 2QU CoRE ¦ 4QU LoRE | Non-Red Flag Warning - Catastrophic Fires | 2040 | 1.9286e-09 | 1.9286e-09 | 16832.3912 | 280.5544 | 10192.2718 | 6359.5651 | 0 | 0 | 2.5778e-06 | 3.2463e-05 | 0 | 3.2463e-05 | 3.2463e-05 | 0 | 3.2463e-05 | 0 | 3.931e-06 | 8.6168e-06 | 0 | 8.6168e-06 | 0 | 2.9463e-06 | 5.8926e-06 | 0 | 5.8926e-06 | [12 empty] | 7.3.3.17.5 (Remote Grid) Updates to grid topology to minimize risk of ignition in HFTDs Remote GridWLDFRContaminationAggregated | WLDFR | HFTD - Distribution - Tier 2 - 2QU CoRE ¦ 4QU LoRE | Non-Red Flag Warning - Small Fires | Contamination | Aggregated | 2040 | 1.2521e-05 | 1078.9824 | 0.013509 | 2040 | Mitigation | 0.95 | 45 | 0 | esc | 0.00097009 | 1.2146e-08 | 0.00097009 | 1.2146e-08
[79 empty] | WLDFR | HFTD - Distribution - Tier 3 - 2QU CoRE ¦ 4QU LoRE | Non-Red Flag Warning - Catastrophic Fires | 2041 | 1.9286e-09 | 1.9286e-09 | 16832.3912 | 280.5544 | 10192.2718 | 6359.5651 | 0 | 0 | 2.5778e-06 | 3.2463e-05 | 0 | 3.2463e-05 | 3.2463e-05 | 0 | 3.2463e-05 | 0 | 3.931e-06 | 8.6168e-06 | 0 | 8.6168e-06 | 0 | 2.9463e-06 | 5.8926e-06 | 0 | 5.8926e-06 | [12 empty] | 7.3.3.17.5 (Remote Grid) Updates to grid topology to minimize risk of ignition in HFTDs Remote GridWLDFRContaminationAggregated | WLDFR | HFTD - Distribution - Tier 2 - 2QU CoRE ¦ 4QU LoRE | Non-Red Flag Warning - Small Fires | Contamination | Aggregated | 2041 | 1.2521e-05 | 1078.9824 | 0.013509 | 2041 | Mitigation | 0.95 | 45 | 0 | esc | 0.00097009 | 1.2146e-08 | 0.00097009 | 1.2146e-08
[79 empty] | WLDFR | HFTD - Distribution - Tier 3 - 2QU CoRE ¦ 4QU LoRE | Non-Red Flag Warning - Catastrophic Fires | 2042 | 1.9286e-09 | 1.9286e-09 | 16832.3912 | 280.5544 | 10192.2718 | 6359.5651 | 0 | 0 | 2.5778e-06 | 3.2463e-05 | 0 | 3.2463e-05 | 3.2463e-05 | 0 | 3.2463e-05 | 0 | 3.931e-06 | 8.6168e-06 | 0 | 8.6168e-06 | 0 | 2.9463e-06 | 5.8926e-06 | 0 | 5.8926e-06 | [12 empty] | 7.3.3.17.5 (Remote Grid) Updates to grid topology to minimize risk of ignition in HFTDs Remote GridWLDFRContaminationAggregated | WLDFR | HFTD - Distribution - Tier 2 - 2QU CoRE ¦ 4QU LoRE | Non-Red Flag Warning - Small Fires | Contamination | Aggregated | 2042 | 1.2521e-05 | 1078.9824 | 0.013509 | 2042 | Mitigation | 0.95 | 45 | 0 | esc | 0.00097009 | 1.2146e-08 | 0.00097009 | 1.2146e-08
[79 empty] | WLDFR | HFTD - Distribution - Tier 3 - 2QU CoRE ¦ 4QU LoRE | Non-Red Flag Warning - Catastrophic Fires | 2043 | 1.9286e-09 | 1.9286e-09 | 17672.0852 | 299.42 | 10692.7362 | 6679.929 | 0 | 0 | 2.5778e-06 | 3.4082e-05 | 0 | 3.4082e-05 | 3.4082e-05 | 0 | 3.4082e-05 | 0 | 4.1868e-06 | 9.1775e-06 | 0 | 9.1775e-06 | 0 | 2.9463e-06 | 5.8926e-06 | 0 | 5.8926e-06 | [12 empty] | 7.3.3.17.5 (Remote Grid) Updates to grid topology to minimize risk of ignition in HFTDs Remote GridWLDFRContaminationAggregated | WLDFR | HFTD - Distribution - Tier 2 - 2QU CoRE ¦ 4QU LoRE | Non-Red Flag Warning - Small Fires | Contamination | Aggregated | 2043 | 1.2521e-05 | 1078.9824 | 0.013509 | 2043 | Mitigation | 0.95 | 45 | 0 | esc | 0.00097009 | 1.2146e-08 | 0.00097009 | 1.2146e-08
[79 empty] | WLDFR | HFTD - Distribution - Tier 3 - 2QU CoRE ¦ 4QU LoRE | Non-Red Flag Warning - Catastrophic Fires | 2044 | 1.9286e-09 | 1.9286e-09 | 17672.0852 | 299.42 | 10692.7362 | 6679.929 | 0 | 0 | 2.5778e-06 | 3.4082e-05 | 0 | 3.4082e-05 | 3.4082e-05 | 0 | 3.4082e-05 | 0 | 4.1868e-06 | 9.1775e-06 | 0 | 9.1775e-06 | 0 | 2.9463e-06 | 5.8926e-06 | 0 | 5.8926e-06 | [12 empty] | 7.3.3.17.5 (Remote Grid) Updates to grid topology to minimize risk of ignition in HFTDs Remote GridWLDFRContaminationAggregated | WLDFR | HFTD - Distribution - Tier 2 - 2QU CoRE ¦ 4QU LoRE | Non-Red Flag Warning - Small Fires | Contamination | Aggregated | 2044 | 1.2521e-05 | 1078.9824 | 0.013509 | 2044 | Mitigation | 0.95 | 45 | 0 | esc | 0.00097009 | 1.2146e-08 | 0.00097009 | 1.2146e-08
[79 empty] | WLDFR | HFTD - Distribution - Tier 3 - 2QU CoRE ¦ 4QU LoRE | Non-Red Flag Warning - Catastrophic Fires | 2045 | 1.9286e-09 | 1.9286e-09 | 17672.0852 | 299.42 | 10692.7362 | 6679.929 | 0 | 0 | 2.5778e-06 | 3.4082e-05 | 0 | 3.4082e-05 | 3.4082e-05 | 0 | 3.4082e-05 | 0 | 4.1868e-06 | 9.1775e-06 | 0 | 9.1775e-06 | 0 | 3.0933e-06 | 6.1866e-06 | 0 | 6.1866e-06 | [12 empty] | 7.3.3.17.5 (Remote Grid) Updates to grid topology to minimize risk of ignition in HFTDs Remote GridWLDFRContaminationAggregated | WLDFR | HFTD - Distribution - Tier 2 - 2QU CoRE ¦ 4QU LoRE | Non-Red Flag Warning - Small Fires | Contamination | Aggregated | 2045 | 1.2521e-05 | 1078.9824 | 0.013509 | 2045 | Mitigation | 0.95 | 45 | 0 | esc | 0.00097009 | 1.2146e-08 | 0.00097009 | 1.2146e-08
[79 empty] | WLDFR | HFTD - Distribution - Tier 3 - 2QU CoRE ¦ 4QU LoRE | Non-Red Flag Warning - Catastrophic Fires | 2046 | 1.9286e-09 | 1.9286e-09 | 17672.0852 | 299.42 | 10692.7362 | 6679.929 | 0 | 0 | 2.5778e-06 | 3.4082e-05 | 0 | 3.4082e-05 | 3.4082e-05 | 0 | 3.4082e-05 | 0 | 4.1868e-06 | 9.1775e-06 | 0 | 9.1775e-06 | 0 | 3.0933e-06 | 6.1866e-06 | 0 | 6.1866e-06 | [12 empty] | 7.3.3.17.5 (Remote Grid) Updates to grid topology to minimize risk of ignition in HFTDs Remote GridWLDFRContaminationAggregated | WLDFR | HFTD - Distribution - Tier 2 - 2QU CoRE ¦ 4QU LoRE | Non-Red Flag Warning - Small Fires | Contamination | Aggregated | 2046 | 1.2521e-05 | 1078.9824 | 0.013509 | 2046 | Mitigation | 0.95 | 45 | 0 | esc | 0.00097009 | 1.2146e-08 | 0.00097009 | 1.2146e-08
[79 empty] | WLDFR | HFTD - Distribution - Tier 3 - 2QU CoRE ¦ 4QU LoRE | Non-Red Flag Warning - Catastrophic Fires | 2047 | 1.9286e-09 | 1.9286e-09 | 17672.0852 | 299.42 | 10692.7362 | 6679.929 | 0 | 0 | 2.5778e-06 | 3.4082e-05 | 0 | 3.4082e-05 | 3.4082e-05 | 0 | 3.4082e-05 | 0 | 4.1868e-06 | 9.1775e-06 | 0 | 9.1775e-06 | 0 | 3.0933e-06 | 6.1866e-06 | 0 | 6.1866e-06 | [12 empty] | 7.3.3.17.5 (Remote Grid) Updates to grid topology to minimize risk of ignition in HFTDs Remote GridWLDFRContaminationAggregated | WLDFR | HFTD - Distribution - Tier 2 - 2QU CoRE ¦ 4QU LoRE | Non-Red Flag Warning - Small Fires | Contamination | Aggregated | 2047 | 1.2521e-05 | 1078.9824 | 0.013509 | 2047 | Mitigation | 0.95 | 45 | 0 | esc | 0.00097009 | 1.2146e-08 | 0.00097009 | 1.2146e-08
[79 empty] | WLDFR | HFTD - Distribution - Tier 3 - 2QU CoRE ¦ 4QU LoRE | Non-Red Flag Warning - Catastrophic Fires | 2048 | 1.9286e-09 | 1.9286e-09 | 18552.3348 | 319.4911 | 11216.5626 | 7016.281 | 0 | 0 | 2.5778e-06 | 3.578e-05 | 0 | 3.578e-05 | 3.578e-05 | 0 | 3.578e-05 | 0 | 4.4588e-06 | 9.7739e-06 | 0 | 9.7739e-06 | 0 | 3.0933e-06 | 6.1866e-06 | 0 | 6.1866e-06 | [12 empty] | 7.3.3.17.5 (Remote Grid) Updates to grid topology to minimize risk of ignition in HFTDs Remote GridWLDFRContaminationAggregated | WLDFR | HFTD - Distribution - Tier 2 - 2QU CoRE ¦ 4QU LoRE | Non-Red Flag Warning - Small Fires | Contamination | Aggregated | 2048 | 1.2521e-05 | 1078.9824 | 0.013509 | 2048 | Mitigation | 0.95 | 45 | 0 | esc | 0.00097009 | 1.2146e-08 | 0.00097009 | 1.2146e-08
[79 empty] | WLDFR | HFTD - Distribution - Tier 3 - 2QU CoRE ¦ 4QU LoRE | Non-Red Flag Warning - Catastrophic Fires | 2049 | 1.9286e-09 | 1.9286e-09 | 18552.3348 | 319.4911 | 11216.5626 | 7016.281 | 0 | 0 | 2.5778e-06 | 3.578e-05 | 0 | 3.578e-05 | 3.578e-05 | 0 | 3.578e-05 | 0 | 4.4588e-06 | 9.7739e-06 | 0 | 9.7739e-06 | 0 | 3.0933e-06 | 6.1866e-06 | 0 | 6.1866e-06 | [12 empty] | 7.3.3.17.5 (Remote Grid) Updates to grid topology to minimize risk of ignition in HFTDs Remote GridWLDFRContaminationAggregated | WLDFR | HFTD - Distribution - Tier 2 - 2QU CoRE ¦ 4QU LoRE | Non-Red Flag Warning - Small Fires | Contamination | Aggregated | 2049 | 1.2521e-05 | 1078.9824 | 0.013509 | 2049 | Mitigation | 0.95 | 45 | 0 | esc | 0.00097009 | 1.2146e-08 | 0.00097009 | 1.2146e-08
[79 empty] | WLDFR | HFTD - Distribution - Tier 3 - 2QU CoRE ¦ 4QU LoRE | Non-Red Flag Warning - Catastrophic Fires | 2050 | 1.9286e-09 | 1.9286e-09 | 18552.3348 | 319.4911 | 11216.5626 | 7016.281 | 0 | 0 | 2.5778e-06 | 3.578e-05 | 0 | 3.578e-05 | 3.578e-05 | 0 | 3.578e-05 | 0 | 4.4588e-06 | 9.7739e-06 | 0 | 9.7739e-06 | 0 | 3.2474e-06 | 6.4948e-06 | 0 | 6.4948e-06 | [12 empty] | 7.3.3.17.5 (Remote Grid) Updates to grid topology to minimize risk of ignition in HFTDs Remote GridWLDFRContaminationAggregated | WLDFR | HFTD - Distribution - Tier 2 - 2QU CoRE ¦ 4QU LoRE | Non-Red Flag Warning - Small Fires | Contamination | Aggregated | 2050 | 1.2521e-05 | 1078.9824 | 0.013509 | 2050 | Mitigation | 0.95 | 45 | 0 | esc | 0.00097009 | 1.2146e-08 | 0.00097009 | 1.2146e-08
[79 empty] | WLDFR | HFTD - Distribution - Tier 3 - 2QU CoRE ¦ 4QU LoRE | Non-Red Flag Warning - Catastrophic Fires | 2051 | 1.9286e-09 | 1.9286e-09 | 18552.3348 | 319.4911 | 11216.5626 | 7016.281 | 0 | 0 | 2.5778e-06 | 3.578e-05 | 0 | 3.578e-05 | 3.578e-05 | 0 | 3.578e-05 | 0 | 4.4588e-06 | 9.7739e-06 | 0 | 9.7739e-06 | 0 | 3.2474e-06 | 6.4948e-06 | 0 | 6.4948e-06 | [12 empty] | 7.3.3.17.5 (Remote Grid) Updates to grid topology to minimize risk of ignition in HFTDs Remote GridWLDFRContaminationAggregated | WLDFR | HFTD - Distribution - Tier 2 - 2QU CoRE ¦ 4QU LoRE | Non-Red Flag Warning - Small Fires | Contamination | Aggregated | 2051 | 1.2521e-05 | 1078.9824 | 0.013509 | 2051 | Mitigation | 0.95 | 45 | 0 | esc | 0.00097009 | 1.2146e-08 | 0.00097009 | 1.2146e-08
[79 empty] | WLDFR | HFTD - Distribution - Tier 3 - 2QU CoRE ¦ 4QU LoRE | Non-Red Flag Warning - Catastrophic Fires | 2052 | 1.9286e-09 | 1.9286e-09 | 18552.3348 | 319.4911 | 11216.5626 | 7016.281 | 0 | 0 | 2.5778e-06 | 3.578e-05 | 0 | 3.578e-05 | 3.578e-05 | 0 | 3.578e-05 | 0 | 4.4588e-06 | 9.7739e-06 | 0 | 9.7739e-06 | 0 | 3.2474e-06 | 6.4948e-06 | 0 | 6.4948e-06 | [12 empty] | 7.3.3.17.5 (Remote Grid) Updates to grid topology to minimize risk of ignition in HFTDs Remote GridWLDFRContaminationAggregated | WLDFR | HFTD - Distribution - Tier 2 - 2QU CoRE ¦ 4QU LoRE | Non-Red Flag Warning - Small Fires | Contamination | Aggregated | 2052 | 1.2521e-05 | 1078.9824 | 0.013509 | 2052 | Mitigation | 0.95 | 45 | 0 | esc | 0.00097009 | 1.2146e-08 | 0.00097009 | 1.2146e-08
[79 empty] | WLDFR | HFTD - Distribution - Tier 3 - 2QU CoRE ¦ 4QU LoRE | Non-Red Flag Warning - Catastrophic Fires | 2053 | 1.9286e-09 | 1.9286e-09 | 19462.1283 | 340.5356 | 11757.1413 | 7364.4514 | 0 | 0 | 2.5778e-06 | 3.7535e-05 | 0 | 3.7535e-05 | 3.7535e-05 | 0 | 3.7535e-05 | 0 | 4.744e-06 | 1.0399e-05 | 0 | 1.0399e-05 | 0 | 3.2474e-06 | 6.4948e-06 | 0 | 6.4948e-06 | [12 empty] | 7.3.3.17.5 (Remote Grid) Updates to grid topology to minimize risk of ignition in HFTDs Remote GridWLDFRContaminationAggregated | WLDFR | HFTD - Distribution - Tier 2 - 2QU CoRE ¦ 4QU LoRE | Non-Red Flag Warning - Small Fires | Contamination | Aggregated | 2053 | 1.2521e-05 | 1078.9824 | 0.013509 | 2053 | Mitigation | 0.95 | 45 | 0 | esc | 0.00097009 | 1.2146e-08 | 0.00097009 | 1.2146e-08
[79 empty] | WLDFR | HFTD - Distribution - Tier 3 - 2QU CoRE ¦ 4QU LoRE | Non-Red Flag Warning - Catastrophic Fires | 2054 | 1.9286e-09 | 1.9286e-09 | 19462.1283 | 340.5356 | 11757.1413 | 7364.4514 | 0 | 0 | 2.5778e-06 | 3.7535e-05 | 0 | 3.7535e-05 | 3.7535e-05 | 0 | 3.7535e-05 | 0 | 4.744e-06 | 1.0399e-05 | 0 | 1.0399e-05 | 0 | 0 | 6.4948e-06 | 0 | 6.4948e-06 | [12 empty] | 7.3.3.17.5 (Remote Grid) Updates to grid topology to minimize risk of ignition in HFTDs Remote GridWLDFRContaminationAggregated | WLDFR | HFTD - Distribution - Tier 2 - 2QU CoRE ¦ 4QU LoRE | Non-Red Flag Warning - Small Fires | Contamination | Aggregated | 2054 | 1.2521e-05 | 1078.9824 | 0.013509 | 2054 | Mitigation | 0.95 | 45 | 0 | esc | 0.00097009 | 1.2146e-08 | 0.00097009 | 1.2146e-08
[79 empty] | WLDFR | HFTD - Distribution - Tier 3 - 2QU CoRE ¦ 4QU LoRE | Non-Red Flag Warning - Catastrophic Fires | 2055 | 1.9286e-09 | 1.9286e-09 | 19462.1283 | 340.5356 | 11757.1413 | 7364.4514 | 0 | 0 | 2.5778e-06 | 3.7535e-05 | 0 | 3.7535e-05 | 3.7535e-05 | 0 | 3.7535e-05 | 0 | 4.744e-06 | 1.0399e-05 | 0 | 1.0399e-05 | 0 | 0 | 0 | 0 | 0 | [12 empty] | 7.3.3.17.5 (Remote Grid) Updates to grid topology to minimize risk of ignition in HFTDs Remote GridWLDFRContaminationAggregated | WLDFR | HFTD - Distribution - Tier 2 - 2QU CoRE ¦ 4QU LoRE | Non-Red Flag Warning - Small Fires | Contamination | Aggregated | 2055 | 1.2521e-05 | 1078.9824 | 0.013509 | 2055 | Mitigation | 0.95 | 45 | 0 | esc | 0.00097009 | 1.2146e-08 | 0.00097009 | 1.2146e-08
[79 empty] | WLDFR | HFTD - Distribution - Tier 3 - 2QU CoRE ¦ 4QU LoRE | Non-Red Flag Warning - Catastrophic Fires | 2056 | 1.9286e-09 | 1.9286e-09 | 19462.1283 | 340.5356 | 11757.1413 | 7364.4514 | 0 | 0 | 2.5778e-06 | 3.7535e-05 | 0 | 3.7535e-05 | 3.7535e-05 | 0 | 3.7535e-05 | 0 | 4.744e-06 | 1.0399e-05 | 0 | 1.0399e-05 | 0 | 0 | 0 | 0 | 0 | [12 empty] | 7.3.3.17.5 (Remote Grid) Updates to grid topology to minimize risk of ignition in HFTDs Remote GridWLDFRContaminationAggregated | WLDFR | HFTD - Distribution - Tier 2 - 2QU CoRE ¦ 4QU LoRE | Non-Red Flag Warning - Small Fires | Contamination | Aggregated | 2056 | 1.2521e-05 | 1078.9824 | 0.013509 | 2056 | Mitigation | 0.95 | 45 | 0 | esc | 0.00097009 | 1.2146e-08 | 0.00097009 | 1.2146e-08
[79 empty] | WLDFR | HFTD - Distribution - Tier 3 - 2QU CoRE ¦ 4QU LoRE | Non-Red Flag Warning - Catastrophic Fires | 2057 | 1.9286e-09 | 1.9286e-09 | 19462.1283 | 340.5356 | 11757.1413 | 7364.4514 | 0 | 0 | 2.5778e-06 | 3.7535e-05 | 0 | 3.7535e-05 | 3.7535e-05 | 0 | 3.7535e-05 | 0 | 4.744e-06 | 1.0399e-05 | 0 | 1.0399e-05 | 0 | 6.0832e-06 | 0 | 0 | 0 | [12 empty] | 7.3.3.17.5 (Remote Grid) Updates to grid topology to minimize risk of ignition in HFTDs Remote GridWLDFRContaminationAggregated | WLDFR | HFTD - Distribution - Tier 2 - 2QU CoRE ¦ 4QU LoRE | Non-Red Flag Warning - Small Fires | Contamination | Aggregated | 2057 | 1.2521e-05 | 1078.9824 | 0.013509 | 2057 | Mitigation | 0.95 | 45 | 0 | esc | 0.00097009 | 1.2146e-08 | 0.00097009 | 1.2146e-08
[79 empty] | WLDFR | HFTD - Distribution - Tier 3 - 2QU CoRE ¦ 4QU LoRE | Non-Red Flag Warning - Catastrophic Fires | 2058 | 1.9286e-09 | 1.9286e-09 | 20390.4035 | 362.3049 | 12307.8747 | 7720.2238 | 0 | 0 | 2.5778e-06 | 3.9325e-05 | 0 | 3.9325e-05 | 3.9325e-05 | 0 | 3.9325e-05 | 0 | 5.0391e-06 | 1.1046e-05 | 0 | 1.1046e-05 | 0 | 6.3054e-06 | 1.2611e-05 | 0 | 1.2611e-05 | [12 empty] | 7.3.3.17.5 (Remote Grid) Updates to grid topology to minimize risk of ignition in HFTDs Remote GridWLDFRContaminationAggregated | WLDFR | HFTD - Distribution - Tier 2 - 2QU CoRE ¦ 4QU LoRE | Non-Red Flag Warning - Small Fires | Contamination | Aggregated | 2058 | 1.2521e-05 | 1078.9824 | 0.013509 | 2058 | Mitigation | 0.95 | 45 | 0 | esc | 0.00097009 | 1.2146e-08 | 0.00097009 | 1.2146e-08
[79 empty] | WLDFR | HFTD - Distribution - Tier 3 - 2QU CoRE ¦ 4QU LoRE | Non-Red Flag Warning - Catastrophic Fires | 2059 | 1.9286e-09 | 1.9286e-09 | 20390.4035 | 362.3049 | 12307.8747 | 7720.2238 | 0 | 0 | 2.5778e-06 | 3.9325e-05 | 0 | 3.9325e-05 | 3.9325e-05 | 0 | 3.9325e-05 | 0 | 5.0391e-06 | 1.1046e-05 | 0 | 1.1046e-05 | 0 | 6.3054e-06 | 1.2611e-05 | 0 | 1.2611e-05 | [12 empty] | 7.3.3.17.5 (Remote Grid) Updates to grid topology to minimize risk of ignition in HFTDs Remote GridWLDFRContaminationAggregated | WLDFR | HFTD - Distribution - Tier 2 - 2QU CoRE ¦ 4QU LoRE | Non-Red Flag Warning - Small Fires | Contamination | Aggregated | 2059 | 1.2521e-05 | 1078.9824 | 0.013509 | 2059 | Mitigation | 0.95 | 45 | 0 | esc | 0.00097009 | 1.2146e-08 | 0.00097009 | 1.2146e-08
[79 empty] | WLDFR | HFTD - Distribution - Tier 3 - 2QU CoRE ¦ 4QU LoRE | Non-Red Flag Warning - Catastrophic Fires | 2060 | 1.9286e-09 | 1.9286e-09 | 20390.4035 | 362.3049 | 12307.8747 | 7720.2238 | 0 | 0 | 2.5778e-06 | 3.9325e-05 | 0 | 3.9325e-05 | 3.9325e-05 | 0 | 3.9325e-05 | 0 | 5.0391e-06 | 1.1046e-05 | 0 | 1.1046e-05 | 0 | 6.3054e-06 | 1.2611e-05 | 0 | 1.2611e-05 | [12 empty] | 7.3.3.17.5 (Remote Grid) Updates to grid topology to minimize risk of ignition in HFTDs Remote GridWLDFRContaminationAggregated | WLDFR | HFTD - Distribution - Tier 2 - 2QU CoRE ¦ 4QU LoRE | Non-Red Flag Warning - Small Fires | Contamination | Aggregated | 2060 | 1.2521e-05 | 1078.9824 | 0.013509 | 2060 | Mitigation | 0.95 | 45 | 0 | esc | 0.00097009 | 1.2146e-08 | 0.00097009 | 1.2146e-08
[79 empty] | WLDFR | HFTD - Distribution - Tier 3 - 2QU CoRE ¦ 4QU LoRE | Non-Red Flag Warning - Catastrophic Fires | 2061 | 1.9286e-09 | 1.9286e-09 | 20390.4035 | 362.3049 | 12307.8747 | 7720.2238 | 0 | 0 | 2.5778e-06 | 3.9325e-05 | 0 | 3.9325e-05 | 3.9325e-05 | 0 | 3.9325e-05 | 0 | 5.0391e-06 | 1.1046e-05 | 0 | 1.1046e-05 | 0 | 6.3054e-06 | 1.2611e-05 | 0 | 1.2611e-05 | [12 empty] | 7.3.3.17.5 (Remote Grid) Updates to grid topology to minimize risk of ignition in HFTDs Remote GridWLDFRContaminationAggregated | WLDFR | HFTD - Distribution - Tier 2 - 2QU CoRE ¦ 4QU LoRE | Non-Red Flag Warning - Small Fires | Contamination | Aggregated | 2061 | 1.2521e-05 | 1078.9824 | 0.013509 | 2061 | Mitigation | 0.95 | 45 | 0 | esc | 0.00097009 | 1.2146e-08 | 0.00097009 | 1.2146e-08
[79 empty] | WLDFR | HFTD - Distribution - Tier 3 - 2QU CoRE ¦ 4QU LoRE | Non-Red Flag Warning - Catastrophic Fires | 2062 | 1.9286e-09 | 1.9286e-09 | 20390.4035 | 362.3049 | 12307.8747 | 7720.2238 | 0 | 0 | 2.5778e-06 | 3.9325e-05 | 0 | 3.9325e-05 | 3.9325e-05 | 0 | 3.9325e-05 | 0 | 5.0391e-06 | 1.1046e-05 | 0 | 1.1046e-05 | 0 | 6.3054e-06 | 1.2611e-05 | 0 | 1.2611e-05 | [12 empty] | 7.3.3.17.5 (Remote Grid) Updates to grid topology to minimize risk of ignition in HFTDs Remote GridWLDFRContaminationAggregated | WLDFR | HFTD - Distribution - Tier 2 - 2QU CoRE ¦ 4QU LoRE | Non-Red Flag Warning - Small Fires | Contamination | Aggregated | 2062 | 1.2521e-05 | 1078.9824 | 0.013509 | 2062 | Mitigation | 0.95 | 45 | 0 | esc | 0.00097009 | 1.2146e-08 | 0.00097009 | 1.2146e-08
[79 empty] | WLDFR | HFTD - Distribution - Tier 3 - 2QU CoRE ¦ 4QU LoRE | Non-Red Flag Warning - Catastrophic Fires | 2063 | 1.9286e-09 | 1.9286e-09 | 21325.9188 | 384.5316 | 12862.0997 | 8079.2876 | 0 | 0 | 2.5778e-06 | 4.1129e-05 | 0 | 4.1129e-05 | 4.1129e-05 | 0 | 4.1129e-05 | 0 | 5.3409e-06 | 1.1707e-05 | 0 | 1.1707e-05 | 0 | 6.5852e-06 | 1.317e-05 | 0 | 1.317e-05 | [12 empty] | 7.3.3.17.5 (Remote Grid) Updates to grid topology to minimize risk of ignition in HFTDs Remote GridWLDFRContaminationAggregated | WLDFR | HFTD - Distribution - Tier 2 - 2QU CoRE ¦ 4QU LoRE | Non-Red Flag Warning - Small Fires | Contamination | Aggregated | 2063 | 1.2521e-05 | 1078.9824 | 0.013509 | 2063 | Mitigation | 0.95 | 45 | 0 | esc | 0.00097009 | 1.2146e-08 | 0.00097009 | 1.2146e-08
[79 empty] | WLDFR | HFTD - Distribution - Tier 3 - 2QU CoRE ¦ 4QU LoRE | Non-Red Flag Warning - Catastrophic Fires | 2064 | 1.9286e-09 | 1.9286e-09 | 21325.9188 | 384.5316 | 12862.0997 | 8079.2876 | 0 | 0 | 2.5778e-06 | 4.1129e-05 | 0 | 4.1129e-05 | 4.1129e-05 | 0 | 4.1129e-05 | 0 | 5.3409e-06 | 1.1707e-05 | 0 | 1.1707e-05 | 0 | 6.5852e-06 | 1.317e-05 | 0 | 1.317e-05 | [12 empty] | 7.3.3.17.5 (Remote Grid) Updates to grid topology to minimize risk of ignition in HFTDs Remote GridWLDFRContaminationAggregated | WLDFR | HFTD - Distribution - Tier 2 - 2QU CoRE ¦ 4QU LoRE | Non-Red Flag Warning - Small Fires | Contamination | Aggregated | 2064 | 1.2521e-05 | 1078.9824 | 0.013509 | 2064 | Mitigation | 0.95 | 45 | 0 | esc | 0.00097009 | 1.2146e-08 | 0.00097009 | 1.2146e-08
[79 empty] | WLDFR | HFTD - Distribution - Tier 3 - 2QU CoRE ¦ 4QU LoRE | Non-Red Flag Warning - Catastrophic Fires | 2065 | 1.9286e-09 | 1.9286e-09 | 21325.9188 | 384.5316 | 12862.0997 | 8079.2876 | 0 | 0 | 2.5778e-06 | 4.1129e-05 | 0 | 4.1129e-05 | 4.1129e-05 | 0 | 4.1129e-05 | 0 | 5.3409e-06 | 1.1707e-05 | 0 | 1.1707e-05 | 0 | 6.5852e-06 | 1.317e-05 | 0 | 1.317e-05 | [12 empty] | 7.3.3.17.5 (Remote Grid) Updates to grid topology to minimize risk of ignition in HFTDs Remote GridWLDFRContaminationAggregated | WLDFR | HFTD - Distribution - Tier 2 - 2QU CoRE ¦ 4QU LoRE | Non-Red Flag Warning - Small Fires | Contamination | Aggregated | 2065 | 1.2521e-05 | 1078.9824 | 0.013509 | 2065 | Mitigation | 0.95 | 45 | 0 | esc | 0.00097009 | 1.2146e-08 | 0.00097009 | 1.2146e-08
[79 empty] | WLDFR | HFTD - Distribution - Tier 3 - 2QU CoRE ¦ 4QU LoRE | Non-Red Flag Warning - Catastrophic Fires | 2066 | 1.9286e-09 | 1.9286e-09 | 21325.9188 | 384.5316 | 12862.0997 | 8079.2876 | 0 | 0 | 2.5778e-06 | 4.1129e-05 | 0 | 4.1129e-05 | 4.1129e-05 | 0 | 4.1129e-05 | 0 | 0 | 1.1707e-05 | 0 | 1.1707e-05 | 0 | 6.5852e-06 | 1.317e-05 | 0 | 1.317e-05 | [12 empty] | 7.3.3.17.5 (Remote Grid) Updates to grid topology to minimize risk of ignition in HFTDs Remote GridWLDFRContaminationAggregated | WLDFR | HFTD - Distribution - Tier 2 - 2QU CoRE ¦ 4QU LoRE | Non-Red Flag Warning - Small Fires | Contamination | Aggregated | 2066 | 1.2521e-05 | 1078.9824 | 0.013509 | 2066 | Mitigation | 0.95 | 45 | 0 | esc | 0.00097009 | 1.2146e-08 | 0.00097009 | 1.2146e-08
[79 empty] | WLDFR | HFTD - Distribution - Tier 3 - 2QU CoRE ¦ 4QU LoRE | Non-Red Flag Warning - Catastrophic Fires | 2067 | 0 | 1.9286e-09 | 21325.9188 | 384.5316 | 12862.0997 | 8079.2876 | 0 | 0 | 2.5778e-06 | 0 | 0 | 0 | 4.1129e-05 | 0 | 4.1129e-05 | 0 | 0 | 0 | 0 | 0 | 0 | 6.5852e-06 | 1.317e-05 | 0 | 1.317e-05 | [12 empty] | 7.3.3.17.5 (Remote Grid) Updates to grid topology to minimize risk of ignition in HFTDs Remote GridWLDFRContaminationAggregated | WLDFR | HFTD - Distribution - Tier 2 - 2QU CoRE ¦ 4QU LoRE | Non-Red Flag Warning - Small Fires | Contamination | Aggregated | 2067 | 1.2521e-05 | 1078.9824 | 0.013509 | 2067 | Mitigation | 0.95 | 45 | 0 | esc | 0 | 0 | 0.00097009 | 1.2146e-08
[79 empty] | WLDFR | HFTD - Distribution - Tier 3 - 2QU CoRE ¦ 4QU LoRE | Non-Red Flag Warning - Destructive Fires | 2022 | 2.1711e-09 | 0 | 8807.9522 | 222.2294 | 8585.7228 | 0 | 0 | 0 | 2.5956e-06 | 1.9123e-05 | 0 | 1.9123e-05 | 0 | 0 | 0 | 0 | 4.5583e-07 | 0 | 0 | 0 | 0 | 6.896e-06 | 1.3792e-05 | 0 | 1.3792e-05 | [12 empty] | 7.3.3.17.5 (Remote Grid) Updates to grid topology to minimize risk of ignition in HFTDs Remote GridWLDFREquipment / facility failureAggregated | WLDFR | HFTD - Distribution - Tier 2 - 2QU CoRE ¦ 4QU LoRE | Non-Red Flag Warning - Small Fires | Equipment / facility failure | Aggregated | 2022 | 0.00068905 | 1078.9824 | 0.74347 | 2022 | Mitigation | 0.95 | 45 | 0 | esc | 0.00097009 | 6.6844e-07 | 0 | 0
[79 empty] | WLDFR | HFTD - Distribution - Tier 3 - 2QU CoRE ¦ 4QU LoRE | Non-Red Flag Warning - Destructive Fires | 2023 | 2.1711e-09 | 2.1711e-09 | 9129.7461 | 233.2301 | 8896.516 | 0 | 0 | 0 | 2.5956e-06 | 1.9822e-05 | 0 | 1.9822e-05 | 1.9822e-05 | 0 | 1.9822e-05 | 0 | 4.705e-07 | 1.0314e-06 | 0 | 1.0314e-06 | 0 | 6.896e-06 | 1.3792e-05 | 0 | 1.3792e-05 | [12 empty] | 7.3.3.17.5 (Remote Grid) Updates to grid topology to minimize risk of ignition in HFTDs Remote GridWLDFREquipment / facility failureAggregated | WLDFR | HFTD - Distribution - Tier 2 - 2QU CoRE ¦ 4QU LoRE | Non-Red Flag Warning - Small Fires | Equipment / facility failure | Aggregated | 2023 | 0.00068905 | 1078.9824 | 0.74347 | 2023 | Mitigation | 0.95 | 45 | 0 | esc | 0.00097009 | 6.6844e-07 | 0.00097009 | 6.6844e-07
[79 empty] | WLDFR | HFTD - Distribution - Tier 3 - 2QU CoRE ¦ 4QU LoRE | Non-Red Flag Warning - Destructive Fires | 2024 | 2.1711e-09 | 2.1711e-09 | 9129.7461 | 233.2301 | 8896.516 | 0 | 0 | 0 | 2.5956e-06 | 1.9822e-05 | 0 | 1.9822e-05 | 1.9822e-05 | 0 | 1.9822e-05 | 0 | 4.705e-07 | 1.0314e-06 | 0 | 1.0314e-06 | 0 | 6.896e-06 | 1.3792e-05 | 0 | 1.3792e-05 | [12 empty] | 7.3.3.17.5 (Remote Grid) Updates to grid topology to minimize risk of ignition in HFTDs Remote GridWLDFREquipment / facility failureAggregated | WLDFR | HFTD - Distribution - Tier 2 - 2QU CoRE ¦ 4QU LoRE | Non-Red Flag Warning - Small Fires | Equipment / facility failure | Aggregated | 2024 | 0.00068905 | 1078.9824 | 0.74347 | 2024 | Mitigation | 0.95 | 45 | 0 | esc | 0.00097009 | 6.6844e-07 | 0.00097009 | 6.6844e-07
[79 empty] | WLDFR | HFTD - Distribution - Tier 3 - 2QU CoRE ¦ 4QU LoRE | Non-Red Flag Warning - Destructive Fires | 2025 | 2.1711e-09 | 2.1711e-09 | 9129.7461 | 233.2301 | 8896.516 | 0 | 0 | 0 | 2.5956e-06 | 1.9822e-05 | 0 | 1.9822e-05 | 1.9822e-05 | 0 | 1.9822e-05 | 0 | 4.705e-07 | 1.0314e-06 | 0 | 1.0314e-06 | 0 | 6.896e-06 | 1.3792e-05 | 0 | 1.3792e-05 | [12 empty] | 7.3.3.17.5 (Remote Grid) Updates to grid topology to minimize risk of ignition in HFTDs Remote GridWLDFREquipment / facility failureAggregated | WLDFR | HFTD - Distribution - Tier 2 - 2QU CoRE ¦ 4QU LoRE | Non-Red Flag Warning - Small Fires | Equipment / facility failure | Aggregated | 2025 | 0.00068905 | 1078.9824 | 0.74347 | 2025 | Mitigation | 0.95 | 45 | 0 | esc | 0.00097009 | 6.6844e-07 | 0.00097009 | 6.6844e-07
[79 empty] | WLDFR | HFTD - Distribution - Tier 3 - 2QU CoRE ¦ 4QU LoRE | Non-Red Flag Warning - Destructive Fires | 2026 | 2.1711e-09 | 2.1711e-09 | 9129.7461 | 233.2301 | 8896.516 | 0 | 0 | 0 | 2.5956e-06 | 1.9822e-05 | 0 | 1.9822e-05 | 1.9822e-05 | 0 | 1.9822e-05 | 0 | 4.705e-07 | 1.0314e-06 | 0 | 1.0314e-06 | 0 | 6.896e-06 | 1.3792e-05 | 0 | 1.3792e-05 | [12 empty] | 7.3.3.17.5 (Remote Grid) Updates to grid topology to minimize risk of ignition in HFTDs Remote GridWLDFREquipment / facility failureAggregated | WLDFR | HFTD - Distribution - Tier 2 - 2QU CoRE ¦ 4QU LoRE | Non-Red Flag Warning - Small Fires | Equipment / facility failure | Aggregated | 2026 | 0.00068905 | 1078.9824 | 0.74347 | 2026 | Mitigation | 0.95 | 45 | 0 | esc | 0.00097009 | 6.6844e-07 | 0.00097009 | 6.6844e-07
[79 empty] | WLDFR | HFTD - Distribution - Tier 3 - 2QU CoRE ¦ 4QU LoRE | Non-Red Flag Warning - Destructive Fires | 2027 | 2.1711e-09 | 2.1711e-09 | 9129.7461 | 233.2301 | 8896.516 | 0 | 0 | 0 | 2.5956e-06 | 1.9822e-05 | 0 | 1.9822e-05 | 1.9822e-05 | 0 | 1.9822e-05 | 0 | 4.705e-07 | 1.0314e-06 | 0 | 1.0314e-06 | 0 | 7.233e-06 | 1.4466e-05 | 0 | 1.4466e-05 | [12 empty] | 7.3.3.17.5 (Remote Grid) Updates to grid topology to minimize risk of ignition in HFTDs Remote GridWLDFREquipment / facility failureAggregated | WLDFR | HFTD - Distribution - Tier 2 - 2QU CoRE ¦ 4QU LoRE | Non-Red Flag Warning - Small Fires | Equipment / facility failure | Aggregated | 2027 | 0.00068905 | 1078.9824 | 0.74347 | 2027 | Mitigation | 0.95 | 45 | 0 | esc | 0.00097009 | 6.6844e-07 | 0.00097009 | 6.6844e-07
[79 empty] | WLDFR | HFTD - Distribution - Tier 3 - 2QU CoRE ¦ 4QU LoRE | Non-Red Flag Warning - Destructive Fires | 2028 | 2.1711e-09 | 2.1711e-09 | 9534.9221 | 247.273 | 9287.6491 | 0 | 0 | 0 | 2.5956e-06 | 2.0702e-05 | 0 | 2.0702e-05 | 2.0702e-05 | 0 | 2.0702e-05 | 0 | 4.8922e-07 | 1.0724e-06 | 0 | 1.0724e-06 | 0 | 7.233e-06 | 1.4466e-05 | 0 | 1.4466e-05 | [12 empty] | 7.3.3.17.5 (Remote Grid) Updates to grid topology to minimize risk of ignition in HFTDs Remote GridWLDFREquipment / facility failureAggregated | WLDFR | HFTD - Distribution - Tier 2 - 2QU CoRE ¦ 4QU LoRE | Non-Red Flag Warning - Small Fires | Equipment / facility failure | Aggregated | 2028 | 0.00068905 | 1078.9824 | 0.74347 | 2028 | Mitigation | 0.95 | 45 | 0 | esc | 0.00097009 | 6.6844e-07 | 0.00097009 | 6.6844e-07
[79 empty] | WLDFR | HFTD - Distribution - Tier 3 - 2QU CoRE ¦ 4QU LoRE | Non-Red Flag Warning - Destructive Fires | 2029 | 2.1711e-09 | 2.1711e-09 | 9534.9221 | 247.273 | 9287.6491 | 0 | 0 | 0 | 2.5956e-06 | 2.0702e-05 | 0 | 2.0702e-05 | 2.0702e-05 | 0 | 2.0702e-05 | 0 | 4.8922e-07 | 1.0724e-06 | 0 | 1.0724e-06 | 0 | 7.233e-06 | 1.4466e-05 | 0 | 1.4466e-05 | [12 empty] | 7.3.3.17.5 (Remote Grid) Updates to grid topology to minimize risk of ignition in HFTDs Remote GridWLDFREquipment / facility failureAggregated | WLDFR | HFTD - Distribution - Tier 2 - 2QU CoRE ¦ 4QU LoRE | Non-Red Flag Warning - Small Fires | Equipment / facility failure | Aggregated | 2029 | 0.00068905 | 1078.9824 | 0.74347 | 2029 | Mitigation | 0.95 | 45 | 0 | esc | 0.00097009 | 6.6844e-07 | 0.00097009 | 6.6844e-07
[79 empty] | WLDFR | HFTD - Distribution - Tier 3 - 2QU CoRE ¦ 4QU LoRE | Non-Red Flag Warning - Destructive Fires | 2030 | 2.1711e-09 | 2.1711e-09 | 9534.9221 | 247.273 | 9287.6491 | 0 | 0 | 0 | 2.5956e-06 | 2.0702e-05 | 0 | 2.0702e-05 | 2.0702e-05 | 0 | 2.0702e-05 | 0 | 4.8922e-07 | 1.0724e-06 | 0 | 1.0724e-06 | 0 | 7.233e-06 | 1.4466e-05 | 0 | 1.4466e-05 | [12 empty] | 7.3.3.17.5 (Remote Grid) Updates to grid topology to minimize risk of ignition in HFTDs Remote GridWLDFREquipment / facility failureAggregated | WLDFR | HFTD - Distribution - Tier 2 - 2QU CoRE ¦ 4QU LoRE | Non-Red Flag Warning - Small Fires | Equipment / facility failure | Aggregated | 2030 | 0.00068905 | 1078.9824 | 0.74347 | 2030 | Mitigation | 0.95 | 45 | 0 | esc | 0.00097009 | 6.6844e-07 | 0.00097009 | 6.6844e-07
[79 empty] | WLDFR | HFTD - Distribution - Tier 3 - 2QU CoRE ¦ 4QU LoRE | Non-Red Flag Warning - Destructive Fires | 2031 | 2.1711e-09 | 2.1711e-09 | 9534.9221 | 247.273 | 9287.6491 | 0 | 0 | 0 | 2.5956e-06 | 2.0702e-05 | 0 | 2.0702e-05 | 2.0702e-05 | 0 | 2.0702e-05 | 0 | 4.8922e-07 | 1.0724e-06 | 0 | 1.0724e-06 | 0 | 7.233e-06 | 1.4466e-05 | 0 | 1.4466e-05 | [12 empty] | 7.3.3.17.5 (Remote Grid) Updates to grid topology to minimize risk of ignition in HFTDs Remote GridWLDFREquipment / facility failureAggregated | WLDFR | HFTD - Distribution - Tier 2 - 2QU CoRE ¦ 4QU LoRE | Non-Red Flag Warning - Small Fires | Equipment / facility failure | Aggregated | 2031 | 0.00068905 | 1078.9824 | 0.74347 | 2031 | Mitigation | 0.95 | 45 | 0 | esc | 0.00097009 | 6.6844e-07 | 0.00097009 | 6.6844e-07
[79 empty] | WLDFR | HFTD - Distribution - Tier 3 - 2QU CoRE ¦ 4QU LoRE | Non-Red Flag Warning - Destructive Fires | 2032 | 2.1711e-09 | 2.1711e-09 | 9534.9221 | 247.273 | 9287.6491 | 0 | 0 | 0 | 2.5956e-06 | 2.0702e-05 | 0 | 2.0702e-05 | 2.0702e-05 | 0 | 2.0702e-05 | 0 | 4.8922e-07 | 1.0724e-06 | 0 | 1.0724e-06 | 0 | 7.5917e-06 | 1.5183e-05 | 0 | 1.5183e-05 | [12 empty] | 7.3.3.17.5 (Remote Grid) Updates to grid topology to minimize risk of ignition in HFTDs Remote GridWLDFREquipment / facility failureAggregated | WLDFR | HFTD - Distribution - Tier 2 - 2QU CoRE ¦ 4QU LoRE | Non-Red Flag Warning - Small Fires | Equipment / facility failure | Aggregated | 2032 | 0.00068905 | 1078.9824 | 0.74347 | 2032 | Mitigation | 0.95 | 45 | 0 | esc | 0.00097009 | 6.6844e-07 | 0.00097009 | 6.6844e-07
[79 empty] | WLDFR | HFTD - Distribution - Tier 3 - 2QU CoRE ¦ 4QU LoRE | Non-Red Flag Warning - Destructive Fires | 2033 | 2.1711e-09 | 2.1711e-09 | 9984.8474 | 263.1074 | 9721.74 | 0 | 0 | 0 | 2.5956e-06 | 2.1678e-05 | 0 | 2.1678e-05 | 2.1678e-05 | 0 | 2.1678e-05 | 0 | 5.1031e-07 | 1.1186e-06 | 0 | 1.1186e-06 | 0 | 7.5917e-06 | 1.5183e-05 | 0 | 1.5183e-05 | [12 empty] | 7.3.3.17.5 (Remote Grid) Updates to grid topology to minimize risk of ignition in HFTDs Remote GridWLDFREquipment / facility failureAggregated | WLDFR | HFTD - Distribution - Tier 2 - 2QU CoRE ¦ 4QU LoRE | Non-Red Flag Warning - Small Fires | Equipment / facility failure | Aggregated | 2033 | 0.00068905 | 1078.9824 | 0.74347 | 2033 | Mitigation | 0.95 | 45 | 0 | esc | 0.00097009 | 6.6844e-07 | 0.00097009 | 6.6844e-07
[79 empty] | WLDFR | HFTD - Distribution - Tier 3 - 2QU CoRE ¦ 4QU LoRE | Non-Red Flag Warning - Destructive Fires | 2034 | 2.1711e-09 | 2.1711e-09 | 9984.8474 | 263.1074 | 9721.74 | 0 | 0 | 0 | 2.5956e-06 | 2.1678e-05 | 0 | 2.1678e-05 | 2.1678e-05 | 0 | 2.1678e-05 | 0 | 5.1031e-07 | 1.1186e-06 | 0 | 1.1186e-06 | 0 | 7.5917e-06 | 1.5183e-05 | 0 | 1.5183e-05 | [12 empty] | 7.3.3.17.5 (Remote Grid) Updates to grid topology to minimize risk of ignition in HFTDs Remote GridWLDFREquipment / facility failureAggregated | WLDFR | HFTD - Distribution - Tier 2 - 2QU CoRE ¦ 4QU LoRE | Non-Red Flag Warning - Small Fires | Equipment / facility failure | Aggregated | 2034 | 0.00068905 | 1078.9824 | 0.74347 | 2034 | Mitigation | 0.95 | 45 | 0 | esc | 0.00097009 | 6.6844e-07 | 0.00097009 | 6.6844e-07
[79 empty] | WLDFR | HFTD - Distribution - Tier 3 - 2QU CoRE ¦ 4QU LoRE | Non-Red Flag Warning - Destructive Fires | 2035 | 2.1711e-09 | 2.1711e-09 | 9984.8474 | 263.1074 | 9721.74 | 0 | 0 | 0 | 2.5956e-06 | 2.1678e-05 | 0 | 2.1678e-05 | 2.1678e-05 | 0 | 2.1678e-05 | 0 | 5.1031e-07 | 1.1186e-06 | 0 | 1.1186e-06 | 0 | 7.5917e-06 | 1.5183e-05 | 0 | 1.5183e-05 | [12 empty] | 7.3.3.17.5 (Remote Grid) Updates to grid topology to minimize risk of ignition in HFTDs Remote GridWLDFREquipment / facility failureAggregated | WLDFR | HFTD - Distribution - Tier 2 - 2QU CoRE ¦ 4QU LoRE | Non-Red Flag Warning - Small Fires | Equipment / facility failure | Aggregated | 2035 | 0.00068905 | 1078.9824 | 0.74347 | 2035 | Mitigation | 0.95 | 45 | 0 | esc | 0.00097009 | 6.6844e-07 | 0.00097009 | 6.6844e-07
[79 empty] | WLDFR | HFTD - Distribution - Tier 3 - 2QU CoRE ¦ 4QU LoRE | Non-Red Flag Warning - Destructive Fires | 2036 | 2.1711e-09 | 2.1711e-09 | 9984.8474 | 263.1074 | 9721.74 | 0 | 0 | 0 | 2.5956e-06 | 2.1678e-05 | 0 | 2.1678e-05 | 2.1678e-05 | 0 | 2.1678e-05 | 0 | 5.1031e-07 | 1.1186e-06 | 0 | 1.1186e-06 | 0 | 7.5917e-06 | 1.5183e-05 | 0 | 1.5183e-05 | [12 empty] | 7.3.3.17.5 (Remote Grid) Updates to grid topology to minimize risk of ignition in HFTDs Remote GridWLDFREquipment / facility failureAggregated | WLDFR | HFTD - Distribution - Tier 2 - 2QU CoRE ¦ 4QU LoRE | Non-Red Flag Warning - Small Fires | Equipment / facility failure | Aggregated | 2036 | 0.00068905 | 1078.9824 | 0.74347 | 2036 | Mitigation | 0.95 | 45 | 0 | esc | 0.00097009 | 6.6844e-07 | 0.00097009 | 6.6844e-07
[79 empty] | WLDFR | HFTD - Distribution - Tier 3 - 2QU CoRE ¦ 4QU LoRE | Non-Red Flag Warning - Destructive Fires | 2037 | 2.1711e-09 | 2.1711e-09 | 9984.8474 | 263.1074 | 9721.74 | 0 | 0 | 0 | 2.5956e-06 | 2.1678e-05 | 0 | 2.1678e-05 | 2.1678e-05 | 0 | 2.1678e-05 | 0 | 5.1031e-07 | 1.1186e-06 | 0 | 1.1186e-06 | 0 | 7.9673e-06 | 1.5935e-05 | 0 | 1.5935e-05 | [12 empty] | 7.3.3.17.5 (Remote Grid) Updates to grid topology to minimize risk of ignition in HFTDs Remote GridWLDFREquipment / facility failureAggregated | WLDFR | HFTD - Distribution - Tier 2 - 2QU CoRE ¦ 4QU LoRE | Non-Red Flag Warning - Small Fires | Equipment / facility failure | Aggregated | 2037 | 0.00068905 | 1078.9824 | 0.74347 | 2037 | Mitigation | 0.95 | 45 | 0 | esc | 0.00097009 | 6.6844e-07 | 0.00097009 | 6.6844e-07
[79 empty] | WLDFR | HFTD - Distribution - Tier 3 - 2QU CoRE ¦ 4QU LoRE | Non-Red Flag Warning - Destructive Fires | 2038 | 2.1711e-09 | 2.1711e-09 | 10472.8261 | 280.5544 | 10192.2718 | 0 | 0 | 0 | 2.5956e-06 | 2.2738e-05 | 0 | 2.2738e-05 | 2.2738e-05 | 0 | 2.2738e-05 | 0 | 5.3356e-07 | 1.1696e-06 | 0 | 1.1696e-06 | 0 | 7.9673e-06 | 1.5935e-05 | 0 | 1.5935e-05 | [12 empty] | 7.3.3.17.5 (Remote Grid) Updates to grid topology to minimize risk of ignition in HFTDs Remote GridWLDFREquipment / facility failureAggregated | WLDFR | HFTD - Distribution - Tier 2 - 2QU CoRE ¦ 4QU LoRE | Non-Red Flag Warning - Small Fires | Equipment / facility failure | Aggregated | 2038 | 0.00068905 | 1078.9824 | 0.74347 | 2038 | Mitigation | 0.95 | 45 | 0 | esc | 0.00097009 | 6.6844e-07 | 0.00097009 | 6.6844e-07
[79 empty] | WLDFR | HFTD - Distribution - Tier 3 - 2QU CoRE ¦ 4QU LoRE | Non-Red Flag Warning - Destructive Fires | 2039 | 2.1711e-09 | 2.1711e-09 | 10472.8261 | 280.5544 | 10192.2718 | 0 | 0 | 0 | 2.5956e-06 | 2.2738e-05 | 0 | 2.2738e-05 | 2.2738e-05 | 0 | 2.2738e-05 | 0 | 5.3356e-07 | 1.1696e-06 | 0 | 1.1696e-06 | 0 | 7.9673e-06 | 1.5935e-05 | 0 | 1.5935e-05 | [12 empty] | 7.3.3.17.5 (Remote Grid) Updates to grid topology to minimize risk of ignition in HFTDs Remote GridWLDFREquipment / facility failureAggregated | WLDFR | HFTD - Distribution - Tier 2 - 2QU CoRE ¦ 4QU LoRE | Non-Red Flag Warning - Small Fires | Equipment / facility failure | Aggregated | 2039 | 0.00068905 | 1078.9824 | 0.74347 | 2039 | Mitigation | 0.95 | 45 | 0 | esc | 0.00097009 | 6.6844e-07 | 0.00097009 | 6.6844e-07
[79 empty] | WLDFR | HFTD - Distribution - Tier 3 - 2QU CoRE ¦ 4QU LoRE | Non-Red Flag Warning - Destructive Fires | 2040 | 2.1711e-09 | 2.1711e-09 | 10472.8261 | 280.5544 | 10192.2718 | 0 | 0 | 0 | 2.5956e-06 | 2.2738e-05 | 0 | 2.2738e-05 | 2.2738e-05 | 0 | 2.2738e-05 | 0 | 5.3356e-07 | 1.1696e-06 | 0 | 1.1696e-06 | 0 | 7.9673e-06 | 1.5935e-05 | 0 | 1.5935e-05 | [12 empty] | 7.3.3.17.5 (Remote Grid) Updates to grid topology to minimize risk of ignition in HFTDs Remote GridWLDFREquipment / facility failureAggregated | WLDFR | HFTD - Distribution - Tier 2 - 2QU CoRE ¦ 4QU LoRE | Non-Red Flag Warning - Small Fires | Equipment / facility failure | Aggregated | 2040 | 0.00068905 | 1078.9824 | 0.74347 | 2040 | Mitigation | 0.95 | 45 | 0 | esc | 0.00097009 | 6.6844e-07 | 0.00097009 | 6.6844e-07
[79 empty] | WLDFR | HFTD - Distribution - Tier 3 - 2QU CoRE ¦ 4QU LoRE | Non-Red Flag Warning - Destructive Fires | 2041 | 2.1711e-09 | 2.1711e-09 | 10472.8261 | 280.5544 | 10192.2718 | 0 | 0 | 0 | 2.5956e-06 | 2.2738e-05 | 0 | 2.2738e-05 | 2.2738e-05 | 0 | 2.2738e-05 | 0 | 5.3356e-07 | 1.1696e-06 | 0 | 1.1696e-06 | 0 | 0 | 1.5935e-05 | 0 | 1.5935e-05 | [12 empty] | 7.3.3.17.5 (Remote Grid) Updates to grid topology to minimize risk of ignition in HFTDs Remote GridWLDFREquipment / facility failureAggregated | WLDFR | HFTD - Distribution - Tier 2 - 2QU CoRE ¦ 4QU LoRE | Non-Red Flag Warning - Small Fires | Equipment / facility failure | Aggregated | 2041 | 0.00068905 | 1078.9824 | 0.74347 | 2041 | Mitigation | 0.95 | 45 | 0 | esc | 0.00097009 | 6.6844e-07 | 0.00097009 | 6.6844e-07
[79 empty] | WLDFR | HFTD - Distribution - Tier 3 - 2QU CoRE ¦ 4QU LoRE | Non-Red Flag Warning - Destructive Fires | 2042 | 2.1711e-09 | 2.1711e-09 | 10472.8261 | 280.5544 | 10192.2718 | 0 | 0 | 0 | 2.5956e-06 | 2.2738e-05 | 0 | 2.2738e-05 | 2.2738e-05 | 0 | 2.2738e-05 | 0 | 5.3356e-07 | 1.1696e-06 | 0 | 1.1696e-06 | 0 | 0 | 0 | 0 | 0 | [12 empty] | 7.3.3.17.5 (Remote Grid) Updates to grid topology to minimize risk of ignition in HFTDs Remote GridWLDFREquipment / facility failureAggregated | WLDFR | HFTD - Distribution - Tier 2 - 2QU CoRE ¦ 4QU LoRE | Non-Red Flag Warning - Small Fires | Equipment / facility failure | Aggregated | 2042 | 0.00068905 | 1078.9824 | 0.74347 | 2042 | Mitigation | 0.95 | 45 | 0 | esc | 0.00097009 | 6.6844e-07 | 0.00097009 | 6.6844e-07
[79 empty] | WLDFR | HFTD - Distribution - Tier 3 - 2QU CoRE ¦ 4QU LoRE | Non-Red Flag Warning - Destructive Fires | 2043 | 2.1711e-09 | 2.1711e-09 | 10992.1562 | 299.42 | 10692.7362 | 0 | 0 | 0 | 2.5956e-06 | 2.3865e-05 | 0 | 2.3865e-05 | 2.3865e-05 | 0 | 2.3865e-05 | 0 | 5.5873e-07 | 1.2247e-06 | 0 | 1.2247e-06 | 0 | 0 | 0 | 0 | 0 | [12 empty] | 7.3.3.17.5 (Remote Grid) Updates to grid topology to minimize risk of ignition in HFTDs Remote GridWLDFREquipment / facility failureAggregated | WLDFR | HFTD - Distribution - Tier 2 - 2QU CoRE ¦ 4QU LoRE | Non-Red Flag Warning - Small Fires | Equipment / facility failure | Aggregated | 2043 | 0.00068905 | 1078.9824 | 0.74347 | 2043 | Mitigation | 0.95 | 45 | 0 | esc | 0.00097009 | 6.6844e-07 | 0.00097009 | 6.6844e-07
[79 empty] | WLDFR | HFTD - Distribution - Tier 3 - 2QU CoRE ¦ 4QU LoRE | Non-Red Flag Warning - Destructive Fires | 2044 | 2.1711e-09 | 2.1711e-09 | 10992.1562 | 299.42 | 10692.7362 | 0 | 0 | 0 | 2.5956e-06 | 2.3865e-05 | 0 | 2.3865e-05 | 2.3865e-05 | 0 | 2.3865e-05 | 0 | 5.5873e-07 | 1.2247e-06 | 0 | 1.2247e-06 | 0 | 6.7816e-07 | 0 | 0 | 0 | [12 empty] | 7.3.3.17.5 (Remote Grid) Updates to grid topology to minimize risk of ignition in HFTDs Remote GridWLDFREquipment / facility failureAggregated | WLDFR | HFTD - Distribution - Tier 2 - 2QU CoRE ¦ 4QU LoRE | Non-Red Flag Warning - Small Fires | Equipment / facility failure | Aggregated | 2044 | 0.00068905 | 1078.9824 | 0.74347 | 2044 | Mitigation | 0.95 | 45 | 0 | esc | 0.00097009 | 6.6844e-07 | 0.00097009 | 6.6844e-07
[79 empty] | WLDFR | HFTD - Distribution - Tier 3 - 2QU CoRE ¦ 4QU LoRE | Non-Red Flag Warning - Destructive Fires | 2045 | 2.1711e-09 | 2.1711e-09 | 10992.1562 | 299.42 | 10692.7362 | 0 | 0 | 0 | 2.5956e-06 | 2.3865e-05 | 0 | 2.3865e-05 | 2.3865e-05 | 0 | 2.3865e-05 | 0 | 5.5873e-07 | 1.2247e-06 | 0 | 1.2247e-06 | 0 | 7.085e-07 | 1.417e-06 | 0 | 1.417e-06 | [12 empty] | 7.3.3.17.5 (Remote Grid) Updates to grid topology to minimize risk of ignition in HFTDs Remote GridWLDFREquipment / facility failureAggregated | WLDFR | HFTD - Distribution - Tier 2 - 2QU CoRE ¦ 4QU LoRE | Non-Red Flag Warning - Small Fires | Equipment / facility failure | Aggregated | 2045 | 0.00068905 | 1078.9824 | 0.74347 | 2045 | Mitigation | 0.95 | 45 | 0 | esc | 0.00097009 | 6.6844e-07 | 0.00097009 | 6.6844e-07
[79 empty] | WLDFR | HFTD - Distribution - Tier 3 - 2QU CoRE ¦ 4QU LoRE | Non-Red Flag Warning - Destructive Fires | 2046 | 2.1711e-09 | 2.1711e-09 | 10992.1562 | 299.42 | 10692.7362 | 0 | 0 | 0 | 2.5956e-06 | 2.3865e-05 | 0 | 2.3865e-05 | 2.3865e-05 | 0 | 2.3865e-05 | 0 | 5.5873e-07 | 1.2247e-06 | 0 | 1.2247e-06 | 0 | 7.085e-07 | 1.417e-06 | 0 | 1.417e-06 | [12 empty] | 7.3.3.17.5 (Remote Grid) Updates to grid topology to minimize risk of ignition in HFTDs Remote GridWLDFREquipment / facility failureAggregated | WLDFR | HFTD - Distribution - Tier 2 - 2QU CoRE ¦ 4QU LoRE | Non-Red Flag Warning - Small Fires | Equipment / facility failure | Aggregated | 2046 | 0.00068905 | 1078.9824 | 0.74347 | 2046 | Mitigation | 0.95 | 45 | 0 | esc | 0.00097009 | 6.6844e-07 | 0.00097009 | 6.6844e-07
[79 empty] | WLDFR | HFTD - Distribution - Tier 3 - 2QU CoRE ¦ 4QU LoRE | Non-Red Flag Warning - Destructive Fires | 2047 | 2.1711e-09 | 2.1711e-09 | 10992.1562 | 299.42 | 10692.7362 | 0 | 0 | 0 | 2.5956e-06 | 2.3865e-05 | 0 | 2.3865e-05 | 2.3865e-05 | 0 | 2.3865e-05 | 0 | 5.5873e-07 | 1.2247e-06 | 0 | 1.2247e-06 | 0 | 7.085e-07 | 1.417e-06 | 0 | 1.417e-06 | [12 empty] | 7.3.3.17.5 (Remote Grid) Updates to grid topology to minimize risk of ignition in HFTDs Remote GridWLDFREquipment / facility failureAggregated | WLDFR | HFTD - Distribution - Tier 2 - 2QU CoRE ¦ 4QU LoRE | Non-Red Flag Warning - Small Fires | Equipment / facility failure | Aggregated | 2047 | 0.00068905 | 1078.9824 | 0.74347 | 2047 | Mitigation | 0.95 | 45 | 0 | esc | 0.00097009 | 6.6844e-07 | 0.00097009 | 6.6844e-07
[79 empty] | WLDFR | HFTD - Distribution - Tier 3 - 2QU CoRE ¦ 4QU LoRE | Non-Red Flag Warning - Destructive Fires | 2048 | 2.1711e-09 | 2.1711e-09 | 11536.0538 | 319.4911 | 11216.5626 | 0 | 0 | 0 | 2.5956e-06 | 2.5046e-05 | 0 | 2.5046e-05 | 2.5046e-05 | 0 | 2.5046e-05 | 0 | 5.8556e-07 | 1.2836e-06 | 0 | 1.2836e-06 | 0 | 7.085e-07 | 1.417e-06 | 0 | 1.417e-06 | [12 empty] | 7.3.3.17.5 (Remote Grid) Updates to grid topology to minimize risk of ignition in HFTDs Remote GridWLDFREquipment / facility failureAggregated | WLDFR | HFTD - Distribution - Tier 2 - 2QU CoRE ¦ 4QU LoRE | Non-Red Flag Warning - Small Fires | Equipment / facility failure | Aggregated | 2048 | 0.00068905 | 1078.9824 | 0.74347 | 2048 | Mitigation | 0.95 | 45 | 0 | esc | 0.00097009 | 6.6844e-07 | 0.00097009 | 6.6844e-07
[79 empty] | WLDFR | HFTD - Distribution - Tier 3 - 2QU CoRE ¦ 4QU LoRE | Non-Red Flag Warning - Destructive Fires | 2049 | 2.1711e-09 | 2.1711e-09 | 11536.0538 | 319.4911 | 11216.5626 | 0 | 0 | 0 | 2.5956e-06 | 2.5046e-05 | 0 | 2.5046e-05 | 2.5046e-05 | 0 | 2.5046e-05 | 0 | 5.8556e-07 | 1.2836e-06 | 0 | 1.2836e-06 | 0 | 7.085e-07 | 1.417e-06 | 0 | 1.417e-06 | [12 empty] | 7.3.3.17.5 (Remote Grid) Updates to grid topology to minimize risk of ignition in HFTDs Remote GridWLDFREquipment / facility failureAggregated | WLDFR | HFTD - Distribution - Tier 2 - 2QU CoRE ¦ 4QU LoRE | Non-Red Flag Warning - Small Fires | Equipment / facility failure | Aggregated | 2049 | 0.00068905 | 1078.9824 | 0.74347 | 2049 | Mitigation | 0.95 | 45 | 0 | esc | 0.00097009 | 6.6844e-07 | 0.00097009 | 6.6844e-07
[79 empty] | WLDFR | HFTD - Distribution - Tier 3 - 2QU CoRE ¦ 4QU LoRE | Non-Red Flag Warning - Destructive Fires | 2050 | 2.1711e-09 | 2.1711e-09 | 11536.0538 | 319.4911 | 11216.5626 | 0 | 0 | 0 | 2.5956e-06 | 2.5046e-05 | 0 | 2.5046e-05 | 2.5046e-05 | 0 | 2.5046e-05 | 0 | 5.8556e-07 | 1.2836e-06 | 0 | 1.2836e-06 | 0 | 7.4758e-07 | 1.4952e-06 | 0 | 1.4952e-06 | [12 empty] | 7.3.3.17.5 (Remote Grid) Updates to grid topology to minimize risk of ignition in HFTDs Remote GridWLDFREquipment / facility failureAggregated | WLDFR | HFTD - Distribution - Tier 2 - 2QU CoRE ¦ 4QU LoRE | Non-Red Flag Warning - Small Fires | Equipment / facility failure | Aggregated | 2050 | 0.00068905 | 1078.9824 | 0.74347 | 2050 | Mitigation | 0.95 | 45 | 0 | esc | 0.00097009 | 6.6844e-07 | 0.00097009 | 6.6844e-07
[79 empty] | WLDFR | HFTD - Distribution - Tier 3 - 2QU CoRE ¦ 4QU LoRE | Non-Red Flag Warning - Destructive Fires | 2051 | 2.1711e-09 | 2.1711e-09 | 11536.0538 | 319.4911 | 11216.5626 | 0 | 0 | 0 | 2.5956e-06 | 2.5046e-05 | 0 | 2.5046e-05 | 2.5046e-05 | 0 | 2.5046e-05 | 0 | 5.8556e-07 | 1.2836e-06 | 0 | 1.2836e-06 | 0 | 7.4758e-07 | 1.4952e-06 | 0 | 1.4952e-06 | [12 empty] | 7.3.3.17.5 (Remote Grid) Updates to grid topology to minimize risk of ignition in HFTDs Remote GridWLDFREquipment / facility failureAggregated | WLDFR | HFTD - Distribution - Tier 2 - 2QU CoRE ¦ 4QU LoRE | Non-Red Flag Warning - Small Fires | Equipment / facility failure | Aggregated | 2051 | 0.00068905 | 1078.9824 | 0.74347 | 2051 | Mitigation | 0.95 | 45 | 0 | esc | 0.00097009 | 6.6844e-07 | 0.00097009 | 6.6844e-07
[79 empty] | WLDFR | HFTD - Distribution - Tier 3 - 2QU CoRE ¦ 4QU LoRE | Non-Red Flag Warning - Destructive Fires | 2052 | 2.1711e-09 | 2.1711e-09 | 11536.0538 | 319.4911 | 11216.5626 | 0 | 0 | 0 | 2.5956e-06 | 2.5046e-05 | 0 | 2.5046e-05 | 2.5046e-05 | 0 | 2.5046e-05 | 0 | 5.8556e-07 | 1.2836e-06 | 0 | 1.2836e-06 | 0 | 7.4758e-07 | 1.4952e-06 | 0 | 1.4952e-06 | [12 empty] | 7.3.3.17.5 (Remote Grid) Updates to grid topology to minimize risk of ignition in HFTDs Remote GridWLDFREquipment / facility failureAggregated | WLDFR | HFTD - Distribution - Tier 2 - 2QU CoRE ¦ 4QU LoRE | Non-Red Flag Warning - Small Fires | Equipment / facility failure | Aggregated | 2052 | 0.00068905 | 1078.9824 | 0.74347 | 2052 | Mitigation | 0.95 | 45 | 0 | esc | 0.00097009 | 6.6844e-07 | 0.00097009 | 6.6844e-07
[79 empty] | WLDFR | HFTD - Distribution - Tier 3 - 2QU CoRE ¦ 4QU LoRE | Non-Red Flag Warning - Destructive Fires | 2053 | 2.1711e-09 | 2.1711e-09 | 12097.6769 | 340.5356 | 11757.1413 | 0 | 0 | 0 | 2.5956e-06 | 2.6266e-05 | 0 | 2.6266e-05 | 2.6266e-05 | 0 | 2.6266e-05 | 0 | 6.1378e-07 | 1.3454e-06 | 0 | 1.3454e-06 | 0 | 7.4758e-07 | 1.4952e-06 | 0 | 1.4952e-06 | [12 empty] | 7.3.3.17.5 (Remote Grid) Updates to grid topology to minimize risk of ignition in HFTDs Remote GridWLDFREquipment / facility failureAggregated | WLDFR | HFTD - Distribution - Tier 2 - 2QU CoRE ¦ 4QU LoRE | Non-Red Flag Warning - Small Fires | Equipment / facility failure | Aggregated | 2053 | 0.00068905 | 1078.9824 | 0.74347 | 2053 | Mitigation | 0.95 | 45 | 0 | esc | 0.00097009 | 6.6844e-07 | 0.00097009 | 6.6844e-07
[79 empty] | WLDFR | HFTD - Distribution - Tier 3 - 2QU CoRE ¦ 4QU LoRE | Non-Red Flag Warning - Destructive Fires | 2054 | 2.1711e-09 | 2.1711e-09 | 12097.6769 | 340.5356 | 11757.1413 | 0 | 0 | 0 | 2.5956e-06 | 2.6266e-05 | 0 | 2.6266e-05 | 2.6266e-05 | 0 | 2.6266e-05 | 0 | 6.1378e-07 | 1.3454e-06 | 0 | 1.3454e-06 | 0 | 7.4758e-07 | 1.4952e-06 | 0 | 1.4952e-06 | [12 empty] | 7.3.3.17.5 (Remote Grid) Updates to grid topology to minimize risk of ignition in HFTDs Remote GridWLDFREquipment / facility failureAggregated | WLDFR | HFTD - Distribution - Tier 2 - 2QU CoRE ¦ 4QU LoRE | Non-Red Flag Warning - Small Fires | Equipment / facility failure | Aggregated | 2054 | 0.00068905 | 1078.9824 | 0.74347 | 2054 | Mitigation | 0.95 | 45 | 0 | esc | 0.00097009 | 6.6844e-07 | 0.00097009 | 6.6844e-07
[79 empty] | WLDFR | HFTD - Distribution - Tier 3 - 2QU CoRE ¦ 4QU LoRE | Non-Red Flag Warning - Destructive Fires | 2055 | 2.1711e-09 | 2.1711e-09 | 12097.6769 | 340.5356 | 11757.1413 | 0 | 0 | 0 | 2.5956e-06 | 2.6266e-05 | 0 | 2.6266e-05 | 2.6266e-05 | 0 | 2.6266e-05 | 0 | 6.1378e-07 | 1.3454e-06 | 0 | 1.3454e-06 | 0 | 7.9203e-07 | 1.5841e-06 | 0 | 1.5841e-06 | [12 empty] | 7.3.3.17.5 (Remote Grid) Updates to grid topology to minimize risk of ignition in HFTDs Remote GridWLDFREquipment / facility failureAggregated | WLDFR | HFTD - Distribution - Tier 2 - 2QU CoRE ¦ 4QU LoRE | Non-Red Flag Warning - Small Fires | Equipment / facility failure | Aggregated | 2055 | 0.00068905 | 1078.9824 | 0.74347 | 2055 | Mitigation | 0.95 | 45 | 0 | esc | 0.00097009 | 6.6844e-07 | 0.00097009 | 6.6844e-07
[79 empty] | WLDFR | HFTD - Distribution - Tier 3 - 2QU CoRE ¦ 4QU LoRE | Non-Red Flag Warning - Destructive Fires | 2056 | 2.1711e-09 | 2.1711e-09 | 12097.6769 | 340.5356 | 11757.1413 | 0 | 0 | 0 | 2.5956e-06 | 2.6266e-05 | 0 | 2.6266e-05 | 2.6266e-05 | 0 | 2.6266e-05 | 0 | 6.1378e-07 | 1.3454e-06 | 0 | 1.3454e-06 | 0 | 7.9203e-07 | 1.5841e-06 | 0 | 1.5841e-06 | [12 empty] | 7.3.3.17.5 (Remote Grid) Updates to grid topology to minimize risk of ignition in HFTDs Remote GridWLDFREquipment / facility failureAggregated | WLDFR | HFTD - Distribution - Tier 2 - 2QU CoRE ¦ 4QU LoRE | Non-Red Flag Warning - Small Fires | Equipment / facility failure | Aggregated | 2056 | 0.00068905 | 1078.9824 | 0.74347 | 2056 | Mitigation | 0.95 | 45 | 0 | esc | 0.00097009 | 6.6844e-07 | 0.00097009 | 6.6844e-07
[79 empty] | WLDFR | HFTD - Distribution - Tier 3 - 2QU CoRE ¦ 4QU LoRE | Non-Red Flag Warning - Destructive Fires | 2057 | 2.1711e-09 | 2.1711e-09 | 12097.6769 | 340.5356 | 11757.1413 | 0 | 0 | 0 | 2.5956e-06 | 2.6266e-05 | 0 | 2.6266e-05 | 2.6266e-05 | 0 | 2.6266e-05 | 0 | 6.1378e-07 | 1.3454e-06 | 0 | 1.3454e-06 | 0 | 7.9203e-07 | 1.5841e-06 | 0 | 1.5841e-06 | [12 empty] | 7.3.3.17.5 (Remote Grid) Updates to grid topology to minimize risk of ignition in HFTDs Remote GridWLDFREquipment / facility failureAggregated | WLDFR | HFTD - Distribution - Tier 2 - 2QU CoRE ¦ 4QU LoRE | Non-Red Flag Warning - Small Fires | Equipment / facility failure | Aggregated | 2057 | 0.00068905 | 1078.9824 | 0.74347 | 2057 | Mitigation | 0.95 | 45 | 0 | esc | 0.00097009 | 6.6844e-07 | 0.00097009 | 6.6844e-07
[79 empty] | WLDFR | HFTD - Distribution - Tier 3 - 2QU CoRE ¦ 4QU LoRE | Non-Red Flag Warning - Destructive Fires | 2058 | 2.1711e-09 | 2.1711e-09 | 12670.1796 | 362.3049 | 12307.8747 | 0 | 0 | 0 | 2.5956e-06 | 2.7509e-05 | 0 | 2.7509e-05 | 2.7509e-05 | 0 | 2.7509e-05 | 0 | 6.4308e-07 | 1.4097e-06 | 0 | 1.4097e-06 | 0 | 7.9203e-07 | 1.5841e-06 | 0 | 1.5841e-06 | [12 empty] | 7.3.3.17.5 (Remote Grid) Updates to grid topology to minimize risk of ignition in HFTDs Remote GridWLDFREquipment / facility failureAggregated | WLDFR | HFTD - Distribution - Tier 2 - 2QU CoRE ¦ 4QU LoRE | Non-Red Flag Warning - Small Fires | Equipment / facility failure | Aggregated | 2058 | 0.00068905 | 1078.9824 | 0.74347 | 2058 | Mitigation | 0.95 | 45 | 0 | esc | 0.00097009 | 6.6844e-07 | 0.00097009 | 6.6844e-07
[79 empty] | WLDFR | HFTD - Distribution - Tier 3 - 2QU CoRE ¦ 4QU LoRE | Non-Red Flag Warning - Destructive Fires | 2059 | 2.1711e-09 | 2.1711e-09 | 12670.1796 | 362.3049 | 12307.8747 | 0 | 0 | 0 | 2.5956e-06 | 2.7509e-05 | 0 | 2.7509e-05 | 2.7509e-05 | 0 | 2.7509e-05 | 0 | 6.4308e-07 | 1.4097e-06 | 0 | 1.4097e-06 | 0 | 7.9203e-07 | 1.5841e-06 | 0 | 1.5841e-06 | [12 empty] | 7.3.3.17.5 (Remote Grid) Updates to grid topology to minimize risk of ignition in HFTDs Remote GridWLDFREquipment / facility failureAggregated | WLDFR | HFTD - Distribution - Tier 2 - 2QU CoRE ¦ 4QU LoRE | Non-Red Flag Warning - Small Fires | Equipment / facility failure | Aggregated | 2059 | 0.00068905 | 1078.9824 | 0.74347 | 2059 | Mitigation | 0.95 | 45 | 0 | esc | 0.00097009 | 6.6844e-07 | 0.00097009 | 6.6844e-07
[79 empty] | WLDFR | HFTD - Distribution - Tier 3 - 2QU CoRE ¦ 4QU LoRE | Non-Red Flag Warning - Destructive Fires | 2060 | 2.1711e-09 | 2.1711e-09 | 12670.1796 | 362.3049 | 12307.8747 | 0 | 0 | 0 | 2.5956e-06 | 2.7509e-05 | 0 | 2.7509e-05 | 2.7509e-05 | 0 | 2.7509e-05 | 0 | 6.4308e-07 | 1.4097e-06 | 0 | 1.4097e-06 | 0 | 8.415e-07 | 1.683e-06 | 0 | 1.683e-06 | [12 empty] | 7.3.3.17.5 (Remote Grid) Updates to grid topology to minimize risk of ignition in HFTDs Remote GridWLDFREquipment / facility failureAggregated | WLDFR | HFTD - Distribution - Tier 2 - 2QU CoRE ¦ 4QU LoRE | Non-Red Flag Warning - Small Fires | Equipment / facility failure | Aggregated | 2060 | 0.00068905 | 1078.9824 | 0.74347 | 2060 | Mitigation | 0.95 | 45 | 0 | esc | 0.00097009 | 6.6844e-07 | 0.00097009 | 6.6844e-07
[79 empty] | WLDFR | HFTD - Distribution - Tier 3 - 2QU CoRE ¦ 4QU LoRE | Non-Red Flag Warning - Destructive Fires | 2061 | 2.1711e-09 | 2.1711e-09 | 12670.1796 | 362.3049 | 12307.8747 | 0 | 0 | 0 | 2.5956e-06 | 2.7509e-05 | 0 | 2.7509e-05 | 2.7509e-05 | 0 | 2.7509e-05 | 0 | 6.4308e-07 | 1.4097e-06 | 0 | 1.4097e-06 | 0 | 8.415e-07 | 1.683e-06 | 0 | 1.683e-06 | [12 empty] | 7.3.3.17.5 (Remote Grid) Updates to grid topology to minimize risk of ignition in HFTDs Remote GridWLDFREquipment / facility failureAggregated | WLDFR | HFTD - Distribution - Tier 2 - 2QU CoRE ¦ 4QU LoRE | Non-Red Flag Warning - Small Fires | Equipment / facility failure | Aggregated | 2061 | 0.00068905 | 1078.9824 | 0.74347 | 2061 | Mitigation | 0.95 | 45 | 0 | esc | 0.00097009 | 6.6844e-07 | 0.00097009 | 6.6844e-07
[79 empty] | WLDFR | HFTD - Distribution - Tier 3 - 2QU CoRE ¦ 4QU LoRE | Non-Red Flag Warning - Destructive Fires | 2062 | 2.1711e-09 | 2.1711e-09 | 12670.1796 | 362.3049 | 12307.8747 | 0 | 0 | 0 | 2.5956e-06 | 2.7509e-05 | 0 | 2.7509e-05 | 2.7509e-05 | 0 | 2.7509e-05 | 0 | 6.4308e-07 | 1.4097e-06 | 0 | 1.4097e-06 | 0 | 8.415e-07 | 1.683e-06 | 0 | 1.683e-06 | [12 empty] | 7.3.3.17.5 (Remote Grid) Updates to grid topology to minimize risk of ignition in HFTDs Remote GridWLDFREquipment / facility failureAggregated | WLDFR | HFTD - Distribution - Tier 2 - 2QU CoRE ¦ 4QU LoRE | Non-Red Flag Warning - Small Fires | Equipment / facility failure | Aggregated | 2062 | 0.00068905 | 1078.9824 | 0.74347 | 2062 | Mitigation | 0.95 | 45 | 0 | esc | 0.00097009 | 6.6844e-07 | 0.00097009 | 6.6844e-07
[79 empty] | WLDFR | HFTD - Distribution - Tier 3 - 2QU CoRE ¦ 4QU LoRE | Non-Red Flag Warning - Destructive Fires | 2063 | 2.1711e-09 | 2.1711e-09 | 13246.6313 | 384.5316 | 12862.0997 | 0 | 0 | 0 | 2.5956e-06 | 2.876e-05 | 0 | 2.876e-05 | 2.876e-05 | 0 | 2.876e-05 | 0 | 6.7314e-07 | 1.4755e-06 | 0 | 1.4755e-06 | 0 | 8.415e-07 | 1.683e-06 | 0 | 1.683e-06 | [12 empty] | 7.3.3.17.5 (Remote Grid) Updates to grid topology to minimize risk of ignition in HFTDs Remote GridWLDFREquipment / facility failureAggregated | WLDFR | HFTD - Distribution - Tier 2 - 2QU CoRE ¦ 4QU LoRE | Non-Red Flag Warning - Small Fires | Equipment / facility failure | Aggregated | 2063 | 0.00068905 | 1078.9824 | 0.74347 | 2063 | Mitigation | 0.95 | 45 | 0 | esc | 0.00097009 | 6.6844e-07 | 0.00097009 | 6.6844e-07
[79 empty] | WLDFR | HFTD - Distribution - Tier 3 - 2QU CoRE ¦ 4QU LoRE | Non-Red Flag Warning - Destructive Fires | 2064 | 2.1711e-09 | 2.1711e-09 | 13246.6313 | 384.5316 | 12862.0997 | 0 | 0 | 0 | 2.5956e-06 | 2.876e-05 | 0 | 2.876e-05 | 2.876e-05 | 0 | 2.876e-05 | 0 | 6.7314e-07 | 1.4755e-06 | 0 | 1.4755e-06 | 0 | 8.415e-07 | 1.683e-06 | 0 | 1.683e-06 | [12 empty] | 7.3.3.17.5 (Remote Grid) Updates to grid topology to minimize risk of ignition in HFTDs Remote GridWLDFREquipment / facility failureAggregated | WLDFR | HFTD - Distribution - Tier 2 - 2QU CoRE ¦ 4QU LoRE | Non-Red Flag Warning - Small Fires | Equipment / facility failure | Aggregated | 2064 | 0.00068905 | 1078.9824 | 0.74347 | 2064 | Mitigation | 0.95 | 45 | 0 | esc | 0.00097009 | 6.6844e-07 | 0.00097009 | 6.6844e-07
[79 empty] | WLDFR | HFTD - Distribution - Tier 3 - 2QU CoRE ¦ 4QU LoRE | Non-Red Flag Warning - Destructive Fires | 2065 | 2.1711e-09 | 2.1711e-09 | 13246.6313 | 384.5316 | 12862.0997 | 0 | 0 | 0 | 2.5956e-06 | 2.876e-05 | 0 | 2.876e-05 | 2.876e-05 | 0 | 2.876e-05 | 0 | 6.7314e-07 | 1.4755e-06 | 0 | 1.4755e-06 | 0 | 8.9561e-07 | 1.7912e-06 | 0 | 1.7912e-06 | [12 empty] | 7.3.3.17.5 (Remote Grid) Updates to grid topology to minimize risk of ignition in HFTDs Remote GridWLDFREquipment / facility failureAggregated | WLDFR | HFTD - Distribution - Tier 2 - 2QU CoRE ¦ 4QU LoRE | Non-Red Flag Warning - Small Fires | Equipment / facility failure | Aggregated | 2065 | 0.00068905 | 1078.9824 | 0.74347 | 2065 | Mitigation | 0.95 | 45 | 0 | esc | 0.00097009 | 6.6844e-07 | 0.00097009 | 6.6844e-07
[79 empty] | WLDFR | HFTD - Distribution - Tier 3 - 2QU CoRE ¦ 4QU LoRE | Non-Red Flag Warning - Destructive Fires | 2066 | 2.1711e-09 | 2.1711e-09 | 13246.6313 | 384.5316 | 12862.0997 | 0 | 0 | 0 | 2.5956e-06 | 2.876e-05 | 0 | 2.876e-05 | 2.876e-05 | 0 | 2.876e-05 | 0 | 6.7314e-07 | 1.4755e-06 | 0 | 1.4755e-06 | 0 | 8.9561e-07 | 1.7912e-06 | 0 | 1.7912e-06 | [12 empty] | 7.3.3.17.5 (Remote Grid) Updates to grid topology to minimize risk of ignition in HFTDs Remote GridWLDFREquipment / facility failureAggregated | WLDFR | HFTD - Distribution - Tier 2 - 2QU CoRE ¦ 4QU LoRE | Non-Red Flag Warning - Small Fires | Equipment / facility failure | Aggregated | 2066 | 0.00068905 | 1078.9824 | 0.74347 | 2066 | Mitigation | 0.95 | 45 | 0 | esc | 0.00097009 | 6.6844e-07 | 0.00097009 | 6.6844e-07
[79 empty] | WLDFR | HFTD - Distribution - Tier 3 - 2QU CoRE ¦ 4QU LoRE | Non-Red Flag Warning - Destructive Fires | 2067 | 0 | 2.1711e-09 | 13246.6313 | 384.5316 | 12862.0997 | 0 | 0 | 0 | 2.5956e-06 | 0 | 0 | 0 | 2.876e-05 | 0 | 2.876e-05 | 0 | 6.7314e-07 | 1.4755e-06 | 0 | 1.4755e-06 | 0 | 8.9561e-07 | 1.7912e-06 | 0 | 1.7912e-06 | [12 empty] | 7.3.3.17.5 (Remote Grid) Updates to grid topology to minimize risk of ignition in HFTDs Remote GridWLDFREquipment / facility failureAggregated | WLDFR | HFTD - Distribution - Tier 2 - 2QU CoRE ¦ 4QU LoRE | Non-Red Flag Warning - Small Fires | Equipment / facility failure | Aggregated | 2067 | 0.00068905 | 1078.9824 | 0.74347 | 2067 | Mitigation | 0.95 | 45 | 0 | esc | 0 | 0 | 0.00097009 | 6.6844e-07
[79 empty] | WLDFR | HFTD - Distribution - Tier 3 - 2QU CoRE ¦ 4QU LoRE | Non-Red Flag Warning - Large Fires | 2022 | 1.7299e-08 | 0 | 5.2406 | 0.69642 | 2.942 | 1.6022 | 0 | 0 | 2.0429e-05 | 9.0657e-08 | 0 | 9.0657e-08 | 0 | 0 | 0 | 0 | 7.0358e-07 | 1.5423e-06 | 0 | 1.5423e-06 | 0 | 8.9561e-07 | 1.7912e-06 | 0 | 1.7912e-06 | [12 empty] | 7.3.3.17.5 (Remote Grid) Updates to grid topology to minimize risk of ignition in HFTDs Remote GridWLDFRVegetation ContactAggregated | WLDFR | HFTD - Distribution - Tier 2 - 2QU CoRE ¦ 4QU LoRE | Non-Red Flag Warning - Small Fires | Vegetation Contact | Aggregated | 2022 | 0.0014913 | 1078.9824 | 1.6091 | 2022 | Mitigation | 0.95 | 45 | 0 | esc | 0.00097009 | 1.4467e-06 | 0 | 0
[79 empty] | WLDFR | HFTD - Distribution - Tier 3 - 2QU CoRE ¦ 4QU LoRE | Non-Red Flag Warning - Large Fires | 2023 | 1.7299e-08 | 1.7299e-08 | 5.475 | 0.71896 | 3.0715 | 1.6846 | 0 | 0 | 2.0429e-05 | 9.4713e-08 | 0 | 9.4713e-08 | 9.4713e-08 | 0 | 9.4713e-08 | 0 | 7.0358e-07 | 1.5423e-06 | 0 | 1.5423e-06 | 0 | 8.9561e-07 | 1.7912e-06 | 0 | 1.7912e-06 | [12 empty] | 7.3.3.17.5 (Remote Grid) Updates to grid topology to minimize risk of ignition in HFTDs Remote GridWLDFRVegetation ContactAggregated | WLDFR | HFTD - Distribution - Tier 2 - 2QU CoRE ¦ 4QU LoRE | Non-Red Flag Warning - Small Fires | Vegetation Contact | Aggregated | 2023 | 0.0014913 | 1078.9824 | 1.6091 | 2023 | Mitigation | 0.95 | 45 | 0 | esc | 0.00097009 | 1.4467e-06 | 0.00097009 | 1.4467e-06
[79 empty] | WLDFR | HFTD - Distribution - Tier 3 - 2QU CoRE ¦ 4QU LoRE | Non-Red Flag Warning - Large Fires | 2024 | 1.7299e-08 | 1.7299e-08 | 5.475 | 0.71896 | 3.0715 | 1.6846 | 0 | 0 | 2.0429e-05 | 9.4713e-08 | 0 | 9.4713e-08 | 9.4713e-08 | 0 | 9.4713e-08 | 0 | 7.0358e-07 | 1.5423e-06 | 0 | 1.5423e-06 | 0 | 9.539e-07 | 1.9078e-06 | 0 | 1.9078e-06 | [12 empty] | 7.3.3.17.5 (Remote Grid) Updates to grid topology to minimize risk of ignition in HFTDs Remote GridWLDFRVegetation ContactAggregated | WLDFR | HFTD - Distribution - Tier 2 - 2QU CoRE ¦ 4QU LoRE | Non-Red Flag Warning - Small Fires | Vegetation Contact | Aggregated | 2024 | 0.0014913 | 1078.9824 | 1.6091 | 2024 | Mitigation | 0.95 | 45 | 0 | esc | 0.00097009 | 1.4467e-06 | 0.00097009 | 1.4467e-06
[79 empty] | WLDFR | HFTD - Distribution - Tier 3 - 2QU CoRE ¦ 4QU LoRE | Non-Red Flag Warning - Large Fires | 2025 | 1.7299e-08 | 1.7299e-08 | 5.475 | 0.71896 | 3.0715 | 1.6846 | 0 | 0 | 2.0429e-05 | 9.4713e-08 | 0 | 9.4713e-08 | 9.4713e-08 | 0 | 9.4713e-08 | 0 | 0 | 1.5423e-06 | 0 | 1.5423e-06 | 0 | 9.539e-07 | 1.9078e-06 | 0 | 1.9078e-06 | [12 empty] | 7.3.3.17.5 (Remote Grid) Updates to grid topology to minimize risk of ignition in HFTDs Remote GridWLDFRVegetation ContactAggregated | WLDFR | HFTD - Distribution - Tier 2 - 2QU CoRE ¦ 4QU LoRE | Non-Red Flag Warning - Small Fires | Vegetation Contact | Aggregated | 2025 | 0.0014913 | 1078.9824 | 1.6091 | 2025 | Mitigation | 0.95 | 45 | 0 | esc | 0.00097009 | 1.4467e-06 | 0.00097009 | 1.4467e-06
[79 empty] | WLDFR | HFTD - Distribution - Tier 3 - 2QU CoRE ¦ 4QU LoRE | Non-Red Flag Warning - Large Fires | 2026 | 1.7299e-08 | 1.7299e-08 | 5.475 | 0.71896 | 3.0715 | 1.6846 | 0 | 0 | 2.0429e-05 | 9.4713e-08 | 0 | 9.4713e-08 | 9.4713e-08 | 0 | 9.4713e-08 | 0 | 0 | 0 | 0 | 0 | 0 | 9.539e-07 | 1.9078e-06 | 0 | 1.9078e-06 | [12 empty] | 7.3.3.17.5 (Remote Grid) Updates to grid topology to minimize risk of ignition in HFTDs Remote GridWLDFRVegetation ContactAggregated | WLDFR | HFTD - Distribution - Tier 2 - 2QU CoRE ¦ 4QU LoRE | Non-Red Flag Warning - Small Fires | Vegetation Contact | Aggregated | 2026 | 0.0014913 | 1078.9824 | 1.6091 | 2026 | Mitigation | 0.95 | 45 | 0 | esc | 0.00097009 | 1.4467e-06 | 0.00097009 | 1.4467e-06
[79 empty] | WLDFR | HFTD - Distribution - Tier 3 - 2QU CoRE ¦ 4QU LoRE | Non-Red Flag Warning - Large Fires | 2027 | 1.7299e-08 | 1.7299e-08 | 5.475 | 0.71896 | 3.0715 | 1.6846 | 0 | 0 | 2.0429e-05 | 9.4713e-08 | 0 | 9.4713e-08 | 9.4713e-08 | 0 | 9.4713e-08 | 0 | 0.00049375 | 0 | 0 | 0 | 0 | 9.539e-07 | 1.9078e-06 | 0 | 1.9078e-06 | [12 empty] | 7.3.3.17.5 (Remote Grid) Updates to grid topology to minimize risk of ignition in HFTDs Remote GridWLDFRVegetation ContactAggregated | WLDFR | HFTD - Distribution - Tier 2 - 2QU CoRE ¦ 4QU LoRE | Non-Red Flag Warning - Small Fires | Vegetation Contact | Aggregated | 2027 | 0.0014913 | 1078.9824 | 1.6091 | 2027 | Mitigation | 0.95 | 45 | 0 | esc | 0.00097009 | 1.4467e-06 | 0.00097009 | 1.4467e-06
[79 empty] | WLDFR | HFTD - Distribution - Tier 3 - 2QU CoRE ¦ 4QU LoRE | Non-Red Flag Warning - Large Fires | 2028 | 1.7299e-08 | 1.7299e-08 | 5.777 | 0.74734 | 3.238 | 1.7917 | 0 | 0 | 2.0429e-05 | 9.9937e-08 | 0 | 9.9937e-08 | 9.9937e-08 | 0 | 9.9937e-08 | 0 | 0.00051185 | 0.001122 | 0 | 0.001122 | 0 | 0 | 1.9078e-06 | 0 | 1.9078e-06 | [12 empty] | 7.3.3.17.5 (Remote Grid) Updates to grid topology to minimize risk of ignition in HFTDs Remote GridWLDFRVegetation ContactAggregated | WLDFR | HFTD - Distribution - Tier 2 - 2QU CoRE ¦ 4QU LoRE | Non-Red Flag Warning - Small Fires | Vegetation Contact | Aggregated | 2028 | 0.0014913 | 1078.9824 | 1.6091 | 2028 | Mitigation | 0.95 | 45 | 0 | esc | 0.00097009 | 1.4467e-06 | 0.00097009 | 1.4467e-06
[79 empty] | WLDFR | HFTD - Distribution - Tier 3 - 2QU CoRE ¦ 4QU LoRE | Non-Red Flag Warning - Large Fires | 2029 | 1.7299e-08 | 1.7299e-08 | 5.777 | 0.74734 | 3.238 | 1.7917 | 0 | 0 | 2.0429e-05 | 9.9937e-08 | 0 | 9.9937e-08 | 9.9937e-08 | 0 | 9.9937e-08 | 0 | 0.00051185 | 0.001122 | 0 | 0.001122 | 0 | 0 | 0 | 0 | 0 | [12 empty] | 7.3.3.17.5 (Remote Grid) Updates to grid topology to minimize risk of ignition in HFTDs Remote GridWLDFRVegetation ContactAggregated | WLDFR | HFTD - Distribution - Tier 2 - 2QU CoRE ¦ 4QU LoRE | Non-Red Flag Warning - Small Fires | Vegetation Contact | Aggregated | 2029 | 0.0014913 | 1078.9824 | 1.6091 | 2029 | Mitigation | 0.95 | 45 | 0 | esc | 0.00097009 | 1.4467e-06 | 0.00097009 | 1.4467e-06
[79 empty] | WLDFR | HFTD - Distribution - Tier 3 - 2QU CoRE ¦ 4QU LoRE | Non-Red Flag Warning - Large Fires | 2030 | 1.7299e-08 | 1.7299e-08 | 5.777 | 0.74734 | 3.238 | 1.7917 | 0 | 0 | 2.0429e-05 | 9.9937e-08 | 0 | 9.9937e-08 | 9.9937e-08 | 0 | 9.9937e-08 | 0 | 0.00051185 | 0.001122 | 0 | 0.001122 | 0 | 0 | 0 | 0 | 0 | [12 empty] | 7.3.3.17.5 (Remote Grid) Updates to grid topology to minimize risk of ignition in HFTDs Remote GridWLDFRVegetation ContactAggregated | WLDFR | HFTD - Distribution - Tier 2 - 2QU CoRE ¦ 4QU LoRE | Non-Red Flag Warning - Small Fires | Vegetation Contact | Aggregated | 2030 | 0.0014913 | 1078.9824 | 1.6091 | 2030 | Mitigation | 0.95 | 45 | 0 | esc | 0.00097009 | 1.4467e-06 | 0.00097009 | 1.4467e-06
[79 empty] | WLDFR | HFTD - Distribution - Tier 3 - 2QU CoRE ¦ 4QU LoRE | Non-Red Flag Warning - Large Fires | 2031 | 1.7299e-08 | 1.7299e-08 | 5.777 | 0.74734 | 3.238 | 1.7917 | 0 | 0 | 2.0429e-05 | 9.9937e-08 | 0 | 9.9937e-08 | 9.9937e-08 | 0 | 9.9937e-08 | 0 | 0.00051185 | 0.001122 | 0 | 0.001122 | 0 | 8.3242e-06 | 0 | 0 | 0 | [12 empty] | 7.3.3.17.5 (Remote Grid) Updates to grid topology to minimize risk of ignition in HFTDs Remote GridWLDFRVegetation ContactAggregated | WLDFR | HFTD - Distribution - Tier 2 - 2QU CoRE ¦ 4QU LoRE | Non-Red Flag Warning - Small Fires | Vegetation Contact | Aggregated | 2031 | 0.0014913 | 1078.9824 | 1.6091 | 2031 | Mitigation | 0.95 | 45 | 0 | esc | 0.00097009 | 1.4467e-06 | 0.00097009 | 1.4467e-06
[79 empty] | WLDFR | HFTD - Distribution - Tier 3 - 2QU CoRE ¦ 4QU LoRE | Non-Red Flag Warning - Large Fires | 2032 | 1.7299e-08 | 1.7299e-08 | 5.777 | 0.74734 | 3.238 | 1.7917 | 0 | 0 | 2.0429e-05 | 9.9937e-08 | 0 | 9.9937e-08 | 9.9937e-08 | 0 | 9.9937e-08 | 0 | 0.00051185 | 0.001122 | 0 | 0.001122 | 0 | 8.5922e-06 | 1.7184e-05 | 0 | 1.7184e-05 | [12 empty] | 7.3.3.17.5 (Remote Grid) Updates to grid topology to minimize risk of ignition in HFTDs Remote GridWLDFRVegetation ContactAggregated | WLDFR | HFTD - Distribution - Tier 2 - 2QU CoRE ¦ 4QU LoRE | Non-Red Flag Warning - Small Fires | Vegetation Contact | Aggregated | 2032 | 0.0014913 | 1078.9824 | 1.6091 | 2032 | Mitigation | 0.95 | 45 | 0 | esc | 0.00097009 | 1.4467e-06 | 0.00097009 | 1.4467e-06
[79 empty] | WLDFR | HFTD - Distribution - Tier 3 - 2QU CoRE ¦ 4QU LoRE | Non-Red Flag Warning - Large Fires | 2033 | 1.7299e-08 | 1.7299e-08 | 6.1205 | 0.77885 | 3.4265 | 1.9151 | 0 | 0 | 2.0429e-05 | 1.0588e-07 | 0 | 1.0588e-07 | 1.0588e-07 | 0 | 1.0588e-07 | 0 | 0.00053465 | 0.001172 | 0 | 0.001172 | 0 | 8.5922e-06 | 1.7184e-05 | 0 | 1.7184e-05 | [12 empty] | 7.3.3.17.5 (Remote Grid) Updates to grid topology to minimize risk of ignition in HFTDs Remote GridWLDFRVegetation ContactAggregated | WLDFR | HFTD - Distribution - Tier 2 - 2QU CoRE ¦ 4QU LoRE | Non-Red Flag Warning - Small Fires | Vegetation Contact | Aggregated | 2033 | 0.0014913 | 1078.9824 | 1.6091 | 2033 | Mitigation | 0.95 | 45 | 0 | esc | 0.00097009 | 1.4467e-06 | 0.00097009 | 1.4467e-06
[79 empty] | WLDFR | HFTD - Distribution - Tier 3 - 2QU CoRE ¦ 4QU LoRE | Non-Red Flag Warning - Large Fires | 2034 | 1.7299e-08 | 1.7299e-08 | 6.1205 | 0.77885 | 3.4265 | 1.9151 | 0 | 0 | 2.0429e-05 | 1.0588e-07 | 0 | 1.0588e-07 | 1.0588e-07 | 0 | 1.0588e-07 | 0 | 0.00053465 | 0.001172 | 0 | 0.001172 | 0 | 8.5922e-06 | 1.7184e-05 | 0 | 1.7184e-05 | [12 empty] | 7.3.3.17.5 (Remote Grid) Updates to grid topology to minimize risk of ignition in HFTDs Remote GridWLDFRVegetation ContactAggregated | WLDFR | HFTD - Distribution - Tier 2 - 2QU CoRE ¦ 4QU LoRE | Non-Red Flag Warning - Small Fires | Vegetation Contact | Aggregated | 2034 | 0.0014913 | 1078.9824 | 1.6091 | 2034 | Mitigation | 0.95 | 45 | 0 | esc | 0.00097009 | 1.4467e-06 | 0.00097009 | 1.4467e-06
[79 empty] | WLDFR | HFTD - Distribution - Tier 3 - 2QU CoRE ¦ 4QU LoRE | Non-Red Flag Warning - Large Fires | 2035 | 1.7299e-08 | 1.7299e-08 | 6.1205 | 0.77885 | 3.4265 | 1.9151 | 0 | 0 | 2.0429e-05 | 1.0588e-07 | 0 | 1.0588e-07 | 1.0588e-07 | 0 | 1.0588e-07 | 0 | 0.00053465 | 0.001172 | 0 | 0.001172 | 0 | 8.5922e-06 | 1.7184e-05 | 0 | 1.7184e-05 | [12 empty] | 7.3.3.17.5 (Remote Grid) Updates to grid topology to minimize risk of ignition in HFTDs Remote GridWLDFRVegetation ContactAggregated | WLDFR | HFTD - Distribution - Tier 2 - 2QU CoRE ¦ 4QU LoRE | Non-Red Flag Warning - Small Fires | Vegetation Contact | Aggregated | 2035 | 0.0014913 | 1078.9824 | 1.6091 | 2035 | Mitigation | 0.95 | 45 | 0 | esc | 0.00097009 | 1.4467e-06 | 0.00097009 | 1.4467e-06
[79 empty] | WLDFR | HFTD - Distribution - Tier 3 - 2QU CoRE ¦ 4QU LoRE | Non-Red Flag Warning - Large Fires | 2036 | 1.7299e-08 | 1.7299e-08 | 6.1205 | 0.77885 | 3.4265 | 1.9151 | 0 | 0 | 2.0429e-05 | 1.0588e-07 | 0 | 1.0588e-07 | 1.0588e-07 | 0 | 1.0588e-07 | 0 | 0.00053465 | 0.001172 | 0 | 0.001172 | 0 | 8.5922e-06 | 1.7184e-05 | 0 | 1.7184e-05 | [12 empty] | 7.3.3.17.5 (Remote Grid) Updates to grid topology to minimize risk of ignition in HFTDs Remote GridWLDFRVegetation ContactAggregated | WLDFR | HFTD - Distribution - Tier 2 - 2QU CoRE ¦ 4QU LoRE | Non-Red Flag Warning - Small Fires | Vegetation Contact | Aggregated | 2036 | 0.0014913 | 1078.9824 | 1.6091 | 2036 | Mitigation | 0.95 | 45 | 0 | esc | 0.00097009 | 1.4467e-06 | 0.00097009 | 1.4467e-06
[79 empty] | WLDFR | HFTD - Distribution - Tier 3 - 2QU CoRE ¦ 4QU LoRE | Non-Red Flag Warning - Large Fires | 2037 | 1.7299e-08 | 1.7299e-08 | 6.1205 | 0.77885 | 3.4265 | 1.9151 | 0 | 0 | 2.0429e-05 | 1.0588e-07 | 0 | 1.0588e-07 | 1.0588e-07 | 0 | 1.0588e-07 | 0 | 0.00053465 | 0.001172 | 0 | 0.001172 | 0 | 8.934e-06 | 1.7868e-05 | 0 | 1.7868e-05 | [12 empty] | 7.3.3.17.5 (Remote Grid) Updates to grid topology to minimize risk of ignition in HFTDs Remote GridWLDFRVegetation ContactAggregated | WLDFR | HFTD - Distribution - Tier 2 - 2QU CoRE ¦ 4QU LoRE | Non-Red Flag Warning - Small Fires | Vegetation Contact | Aggregated | 2037 | 0.0014913 | 1078.9824 | 1.6091 | 2037 | Mitigation | 0.95 | 45 | 0 | esc | 0.00097009 | 1.4467e-06 | 0.00097009 | 1.4467e-06
[79 empty] | WLDFR | HFTD - Distribution - Tier 3 - 2QU CoRE ¦ 4QU LoRE | Non-Red Flag Warning - Large Fires | 2038 | 1.7299e-08 | 1.7299e-08 | 6.5028 | 0.81304 | 3.6355 | 2.0543 | 0 | 0 | 2.0429e-05 | 1.1249e-07 | 0 | 1.1249e-07 | 1.1249e-07 | 0 | 1.1249e-07 | 0 | 0.00056 | 0.0012275 | 0 | 0.0012275 | 0 | 8.934e-06 | 1.7868e-05 | 0 | 1.7868e-05 | [12 empty] | 7.3.3.17.5 (Remote Grid) Updates to grid topology to minimize risk of ignition in HFTDs Remote GridWLDFRVegetation ContactAggregated | WLDFR | HFTD - Distribution - Tier 2 - 2QU CoRE ¦ 4QU LoRE | Non-Red Flag Warning - Small Fires | Vegetation Contact | Aggregated | 2038 | 0.0014913 | 1078.9824 | 1.6091 | 2038 | Mitigation | 0.95 | 45 | 0 | esc | 0.00097009 | 1.4467e-06 | 0.00097009 | 1.4467e-06
[79 empty] | WLDFR | HFTD - Distribution - Tier 3 - 2QU CoRE ¦ 4QU LoRE | Non-Red Flag Warning - Large Fires | 2039 | 1.7299e-08 | 1.7299e-08 | 6.5028 | 0.81304 | 3.6355 | 2.0543 | 0 | 0 | 2.0429e-05 | 1.1249e-07 | 0 | 1.1249e-07 | 1.1249e-07 | 0 | 1.1249e-07 | 0 | 0.00056 | 0.0012275 | 0 | 0.0012275 | 0 | 8.934e-06 | 1.7868e-05 | 0 | 1.7868e-05 | [12 empty] | 7.3.3.17.5 (Remote Grid) Updates to grid topology to minimize risk of ignition in HFTDs Remote GridWLDFRVegetation ContactAggregated | WLDFR | HFTD - Distribution - Tier 2 - 2QU CoRE ¦ 4QU LoRE | Non-Red Flag Warning - Small Fires | Vegetation Contact | Aggregated | 2039 | 0.0014913 | 1078.9824 | 1.6091 | 2039 | Mitigation | 0.95 | 45 | 0 | esc | 0.00097009 | 1.4467e-06 | 0.00097009 | 1.4467e-06
[79 empty] | WLDFR | HFTD - Distribution - Tier 3 - 2QU CoRE ¦ 4QU LoRE | Non-Red Flag Warning - Large Fires | 2040 | 1.7299e-08 | 1.7299e-08 | 6.5028 | 0.81304 | 3.6355 | 2.0543 | 0 | 0 | 2.0429e-05 | 1.1249e-07 | 0 | 1.1249e-07 | 1.1249e-07 | 0 | 1.1249e-07 | 0 | 0.00056 | 0.0012275 | 0 | 0.0012275 | 0 | 8.934e-06 | 1.7868e-05 | 0 | 1.7868e-05 | [12 empty] | 7.3.3.17.5 (Remote Grid) Updates to grid topology to minimize risk of ignition in HFTDs Remote GridWLDFRVegetation ContactAggregated | WLDFR | HFTD - Distribution - Tier 2 - 2QU CoRE ¦ 4QU LoRE | Non-Red Flag Warning - Small Fires | Vegetation Contact | Aggregated | 2040 | 0.0014913 | 1078.9824 | 1.6091 | 2040 | Mitigation | 0.95 | 45 | 0 | esc | 0.00097009 | 1.4467e-06 | 0.00097009 | 1.4467e-06
[79 empty] | WLDFR | HFTD - Distribution - Tier 3 - 2QU CoRE ¦ 4QU LoRE | Non-Red Flag Warning - Large Fires | 2041 | 1.7299e-08 | 1.7299e-08 | 6.5028 | 0.81304 | 3.6355 | 2.0543 | 0 | 0 | 2.0429e-05 | 1.1249e-07 | 0 | 1.1249e-07 | 1.1249e-07 | 0 | 1.1249e-07 | 0 | 0.00056 | 0.0012275 | 0 | 0.0012275 | 0 | 8.934e-06 | 1.7868e-05 | 0 | 1.7868e-05 | [12 empty] | 7.3.3.17.5 (Remote Grid) Updates to grid topology to minimize risk of ignition in HFTDs Remote GridWLDFRVegetation ContactAggregated | WLDFR | HFTD - Distribution - Tier 2 - 2QU CoRE ¦ 4QU LoRE | Non-Red Flag Warning - Small Fires | Vegetation Contact | Aggregated | 2041 | 0.0014913 | 1078.9824 | 1.6091 | 2041 | Mitigation | 0.95 | 45 | 0 | esc | 0.00097009 | 1.4467e-06 | 0.00097009 | 1.4467e-06
[79 empty] | WLDFR | HFTD - Distribution - Tier 3 - 2QU CoRE ¦ 4QU LoRE | Non-Red Flag Warning - Large Fires | 2042 | 1.7299e-08 | 1.7299e-08 | 6.5028 | 0.81304 | 3.6355 | 2.0543 | 0 | 0 | 2.0429e-05 | 1.1249e-07 | 0 | 1.1249e-07 | 1.1249e-07 | 0 | 1.1249e-07 | 0 | 0.00056 | 0.0012275 | 0 | 0.0012275 | 0 | 9.3191e-06 | 1.8638e-05 | 0 | 1.8638e-05 | [12 empty] | 7.3.3.17.5 (Remote Grid) Updates to grid topology to minimize risk of ignition in HFTDs Remote GridWLDFRVegetation ContactAggregated | WLDFR | HFTD - Distribution - Tier 2 - 2QU CoRE ¦ 4QU LoRE | Non-Red Flag Warning - Small Fires | Vegetation Contact | Aggregated | 2042 | 0.0014913 | 1078.9824 | 1.6091 | 2042 | Mitigation | 0.95 | 45 | 0 | esc | 0.00097009 | 1.4467e-06 | 0.00097009 | 1.4467e-06
[79 empty] | WLDFR | HFTD - Distribution - Tier 3 - 2QU CoRE ¦ 4QU LoRE | Non-Red Flag Warning - Large Fires | 2043 | 1.7299e-08 | 1.7299e-08 | 6.9209 | 0.84944 | 3.8632 | 2.2083 | 0 | 0 | 2.0429e-05 | 1.1973e-07 | 0 | 1.1973e-07 | 1.1973e-07 | 0 | 1.1973e-07 | 0 | 0.00058751 | 0.0012878 | 0 | 0.0012878 | 0 | 9.3191e-06 | 1.8638e-05 | 0 | 1.8638e-05 | [12 empty] | 7.3.3.17.5 (Remote Grid) Updates to grid topology to minimize risk of ignition in HFTDs Remote GridWLDFRVegetation ContactAggregated | WLDFR | HFTD - Distribution - Tier 2 - 2QU CoRE ¦ 4QU LoRE | Non-Red Flag Warning - Small Fires | Vegetation Contact | Aggregated | 2043 | 0.0014913 | 1078.9824 | 1.6091 | 2043 | Mitigation | 0.95 | 45 | 0 | esc | 0.00097009 | 1.4467e-06 | 0.00097009 | 1.4467e-06
[79 empty] | WLDFR | HFTD - Distribution - Tier 3 - 2QU CoRE ¦ 4QU LoRE | Non-Red Flag Warning - Large Fires | 2044 | 1.7299e-08 | 1.7299e-08 | 6.9209 | 0.84944 | 3.8632 | 2.2083 | 0 | 0 | 2.0429e-05 | 1.1973e-07 | 0 | 1.1973e-07 | 1.1973e-07 | 0 | 1.1973e-07 | 0 | 0.00058751 | 0.0012878 | 0 | 0.0012878 | 0 | 9.3191e-06 | 1.8638e-05 | 0 | 1.8638e-05 | [12 empty] | 7.3.3.17.5 (Remote Grid) Updates to grid topology to minimize risk of ignition in HFTDs Remote GridWLDFRVegetation ContactAggregated | WLDFR | HFTD - Distribution - Tier 2 - 2QU CoRE ¦ 4QU LoRE | Non-Red Flag Warning - Small Fires | Vegetation Contact | Aggregated | 2044 | 0.0014913 | 1078.9824 | 1.6091 | 2044 | Mitigation | 0.95 | 45 | 0 | esc | 0.00097009 | 1.4467e-06 | 0.00097009 | 1.4467e-06
[79 empty] | WLDFR | HFTD - Distribution - Tier 3 - 2QU CoRE ¦ 4QU LoRE | Non-Red Flag Warning - Large Fires | 2045 | 1.7299e-08 | 1.7299e-08 | 6.9209 | 0.84944 | 3.8632 | 2.2083 | 0 | 0 | 2.0429e-05 | 1.1973e-07 | 0 | 1.1973e-07 | 1.1973e-07 | 0 | 1.1973e-07 | 0 | 0.00058751 | 0.0012878 | 0 | 0.0012878 | 0 | 9.3191e-06 | 1.8638e-05 | 0 | 1.8638e-05 | [12 empty] | 7.3.3.17.5 (Remote Grid) Updates to grid topology to minimize risk of ignition in HFTDs Remote GridWLDFRVegetation ContactAggregated | WLDFR | HFTD - Distribution - Tier 2 - 2QU CoRE ¦ 4QU LoRE | Non-Red Flag Warning - Small Fires | Vegetation Contact | Aggregated | 2045 | 0.0014913 | 1078.9824 | 1.6091 | 2045 | Mitigation | 0.95 | 45 | 0 | esc | 0.00097009 | 1.4467e-06 | 0.00097009 | 1.4467e-06
[79 empty] | WLDFR | HFTD - Distribution - Tier 3 - 2QU CoRE ¦ 4QU LoRE | Non-Red Flag Warning - Large Fires | 2046 | 1.7299e-08 | 1.7299e-08 | 6.9209 | 0.84944 | 3.8632 | 2.2083 | 0 | 0 | 2.0429e-05 | 1.1973e-07 | 0 | 1.1973e-07 | 1.1973e-07 | 0 | 1.1973e-07 | 0 | 0.00058751 | 0.0012878 | 0 | 0.0012878 | 0 | 9.3191e-06 | 1.8638e-05 | 0 | 1.8638e-05 | [12 empty] | 7.3.3.17.5 (Remote Grid) Updates to grid topology to minimize risk of ignition in HFTDs Remote GridWLDFRVegetation ContactAggregated | WLDFR | HFTD - Distribution - Tier 2 - 2QU CoRE ¦ 4QU LoRE | Non-Red Flag Warning - Small Fires | Vegetation Contact | Aggregated | 2046 | 0.0014913 | 1078.9824 | 1.6091 | 2046 | Mitigation | 0.95 | 45 | 0 | esc | 0.00097009 | 1.4467e-06 | 0.00097009 | 1.4467e-06
[79 empty] | WLDFR | HFTD - Distribution - Tier 3 - 2QU CoRE ¦ 4QU LoRE | Non-Red Flag Warning - Large Fires | 2047 | 1.7299e-08 | 1.7299e-08 | 6.9209 | 0.84944 | 3.8632 | 2.2083 | 0 | 0 | 2.0429e-05 | 1.1973e-07 | 0 | 1.1973e-07 | 1.1973e-07 | 0 | 1.1973e-07 | 0 | 0.00058751 | 0.0012878 | 0 | 0.0012878 | 0 | 9.7437e-06 | 1.9487e-05 | 0 | 1.9487e-05 | [12 empty] | 7.3.3.17.5 (Remote Grid) Updates to grid topology to minimize risk of ignition in HFTDs Remote GridWLDFRVegetation ContactAggregated | WLDFR | HFTD - Distribution - Tier 2 - 2QU CoRE ¦ 4QU LoRE | Non-Red Flag Warning - Small Fires | Vegetation Contact | Aggregated | 2047 | 0.0014913 | 1078.9824 | 1.6091 | 2047 | Mitigation | 0.95 | 45 | 0 | esc | 0.00097009 | 1.4467e-06 | 0.00097009 | 1.4467e-06
[79 empty] | WLDFR | HFTD - Distribution - Tier 3 - 2QU CoRE ¦ 4QU LoRE | Non-Red Flag Warning - Large Fires | 2048 | 1.7299e-08 | 1.7299e-08 | 7.3713 | 0.88759 | 4.1075 | 2.3763 | 0 | 0 | 2.0429e-05 | 1.2752e-07 | 0 | 1.2752e-07 | 1.2752e-07 | 0 | 1.2752e-07 | 0 | 0.00061682 | 0.0013521 | 0 | 0.0013521 | 0 | 9.7437e-06 | 1.9487e-05 | 0 | 1.9487e-05 | [12 empty] | 7.3.3.17.5 (Remote Grid) Updates to grid topology to minimize risk of ignition in HFTDs Remote GridWLDFRVegetation ContactAggregated | WLDFR | HFTD - Distribution - Tier 2 - 2QU CoRE ¦ 4QU LoRE | Non-Red Flag Warning - Small Fires | Vegetation Contact | Aggregated | 2048 | 0.0014913 | 1078.9824 | 1.6091 | 2048 | Mitigation | 0.95 | 45 | 0 | esc | 0.00097009 | 1.4467e-06 | 0.00097009 | 1.4467e-06
[79 empty] | WLDFR | HFTD - Distribution - Tier 3 - 2QU CoRE ¦ 4QU LoRE | Non-Red Flag Warning - Large Fires | 2049 | 1.7299e-08 | 1.7299e-08 | 7.3713 | 0.88759 | 4.1075 | 2.3763 | 0 | 0 | 2.0429e-05 | 1.2752e-07 | 0 | 1.2752e-07 | 1.2752e-07 | 0 | 1.2752e-07 | 0 | 0.00061682 | 0.0013521 | 0 | 0.0013521 | 0 | 9.7437e-06 | 1.9487e-05 | 0 | 1.9487e-05 | [12 empty] | 7.3.3.17.5 (Remote Grid) Updates to grid topology to minimize risk of ignition in HFTDs Remote GridWLDFRVegetation ContactAggregated | WLDFR | HFTD - Distribution - Tier 2 - 2QU CoRE ¦ 4QU LoRE | Non-Red Flag Warning - Small Fires | Vegetation Contact | Aggregated | 2049 | 0.0014913 | 1078.9824 | 1.6091 | 2049 | Mitigation | 0.95 | 45 | 0 | esc | 0.00097009 | 1.4467e-06 | 0.00097009 | 1.4467e-06
[79 empty] | WLDFR | HFTD - Distribution - Tier 3 - 2QU CoRE ¦ 4QU LoRE | Non-Red Flag Warning - Large Fires | 2050 | 1.7299e-08 | 1.7299e-08 | 7.3713 | 0.88759 | 4.1075 | 2.3763 | 0 | 0 | 2.0429e-05 | 1.2752e-07 | 0 | 1.2752e-07 | 1.2752e-07 | 0 | 1.2752e-07 | 0 | 0.00061682 | 0.0013521 | 0 | 0.0013521 | 0 | 9.7437e-06 | 1.9487e-05 | 0 | 1.9487e-05 | [12 empty] | 7.3.3.17.5 (Remote Grid) Updates to grid topology to minimize risk of ignition in HFTDs Remote GridWLDFRVegetation ContactAggregated | WLDFR | HFTD - Distribution - Tier 2 - 2QU CoRE ¦ 4QU LoRE | Non-Red Flag Warning - Small Fires | Vegetation Contact | Aggregated | 2050 | 0.0014913 | 1078.9824 | 1.6091 | 2050 | Mitigation | 0.95 | 45 | 0 | esc | 0.00097009 | 1.4467e-06 | 0.00097009 | 1.4467e-06
[79 empty] | WLDFR | HFTD - Distribution - Tier 3 - 2QU CoRE ¦ 4QU LoRE | Non-Red Flag Warning - Large Fires | 2051 | 1.7299e-08 | 1.7299e-08 | 7.3713 | 0.88759 | 4.1075 | 2.3763 | 0 | 0 | 2.0429e-05 | 1.2752e-07 | 0 | 1.2752e-07 | 1.2752e-07 | 0 | 1.2752e-07 | 0 | 0.00061682 | 0.0013521 | 0 | 0.0013521 | 0 | 9.7437e-06 | 1.9487e-05 | 0 | 1.9487e-05 | [12 empty] | 7.3.3.17.5 (Remote Grid) Updates to grid topology to minimize risk of ignition in HFTDs Remote GridWLDFRVegetation ContactAggregated | WLDFR | HFTD - Distribution - Tier 2 - 2QU CoRE ¦ 4QU LoRE | Non-Red Flag Warning - Small Fires | Vegetation Contact | Aggregated | 2051 | 0.0014913 | 1078.9824 | 1.6091 | 2051 | Mitigation | 0.95 | 45 | 0 | esc | 0.00097009 | 1.4467e-06 | 0.00097009 | 1.4467e-06
[79 empty] | WLDFR | HFTD - Distribution - Tier 3 - 2QU CoRE ¦ 4QU LoRE | Non-Red Flag Warning - Large Fires | 2052 | 1.7299e-08 | 1.7299e-08 | 7.3713 | 0.88759 | 4.1075 | 2.3763 | 0 | 0 | 2.0429e-05 | 1.2752e-07 | 0 | 1.2752e-07 | 1.2752e-07 | 0 | 1.2752e-07 | 0 | 0.00061682 | 0.0013521 | 0 | 0.0013521 | 0 | 1.0203e-05 | 2.0407e-05 | 0 | 2.0407e-05 | [12 empty] | 7.3.3.17.5 (Remote Grid) Updates to grid topology to minimize risk of ignition in HFTDs Remote GridWLDFRVegetation ContactAggregated | WLDFR | HFTD - Distribution - Tier 2 - 2QU CoRE ¦ 4QU LoRE | Non-Red Flag Warning - Small Fires | Vegetation Contact | Aggregated | 2052 | 0.0014913 | 1078.9824 | 1.6091 | 2052 | Mitigation | 0.95 | 45 | 0 | esc | 0.00097009 | 1.4467e-06 | 0.00097009 | 1.4467e-06
[79 empty] | WLDFR | HFTD - Distribution - Tier 3 - 2QU CoRE ¦ 4QU LoRE | Non-Red Flag Warning - Large Fires | 2053 | 1.7299e-08 | 1.7299e-08 | 7.8503 | 0.92702 | 4.3664 | 2.5569 | 0 | 0 | 2.0429e-05 | 1.358e-07 | 0 | 1.358e-07 | 1.358e-07 | 0 | 1.358e-07 | 0 | 0.00064754 | 0.0014194 | 0 | 0.0014194 | 0 | 1.0203e-05 | 2.0407e-05 | 0 | 2.0407e-05 | [12 empty] | 7.3.3.17.5 (Remote Grid) Updates to grid topology to minimize risk of ignition in HFTDs Remote GridWLDFRVegetation ContactAggregated | WLDFR | HFTD - Distribution - Tier 2 - 2QU CoRE ¦ 4QU LoRE | Non-Red Flag Warning - Small Fires | Vegetation Contact | Aggregated | 2053 | 0.0014913 | 1078.9824 | 1.6091 | 2053 | Mitigation | 0.95 | 45 | 0 | esc | 0.00097009 | 1.4467e-06 | 0.00097009 | 1.4467e-06
[79 empty] | WLDFR | HFTD - Distribution - Tier 3 - 2QU CoRE ¦ 4QU LoRE | Non-Red Flag Warning - Large Fires | 2054 | 1.7299e-08 | 1.7299e-08 | 7.8503 | 0.92702 | 4.3664 | 2.5569 | 0 | 0 | 2.0429e-05 | 1.358e-07 | 0 | 1.358e-07 | 1.358e-07 | 0 | 1.358e-07 | 0 | 0.00064754 | 0.0014194 | 0 | 0.0014194 | 0 | 1.0203e-05 | 2.0407e-05 | 0 | 2.0407e-05 | [12 empty] | 7.3.3.17.5 (Remote Grid) Updates to grid topology to minimize risk of ignition in HFTDs Remote GridWLDFRVegetation ContactAggregated | WLDFR | HFTD - Distribution - Tier 2 - 2QU CoRE ¦ 4QU LoRE | Non-Red Flag Warning - Small Fires | Vegetation Contact | Aggregated | 2054 | 0.0014913 | 1078.9824 | 1.6091 | 2054 | Mitigation | 0.95 | 45 | 0 | esc | 0.00097009 | 1.4467e-06 | 0.00097009 | 1.4467e-06
[79 empty] | WLDFR | HFTD - Distribution - Tier 3 - 2QU CoRE ¦ 4QU LoRE | Non-Red Flag Warning - Large Fires | 2055 | 1.7299e-08 | 1.7299e-08 | 7.8503 | 0.92702 | 4.3664 | 2.5569 | 0 | 0 | 2.0429e-05 | 1.358e-07 | 0 | 1.358e-07 | 1.358e-07 | 0 | 1.358e-07 | 0 | 0.00064754 | 0.0014194 | 0 | 0.0014194 | 0 | 1.0203e-05 | 2.0407e-05 | 0 | 2.0407e-05 | [12 empty] | 7.3.3.17.5 (Remote Grid) Updates to grid topology to minimize risk of ignition in HFTDs Remote GridWLDFRVegetation ContactAggregated | WLDFR | HFTD - Distribution - Tier 2 - 2QU CoRE ¦ 4QU LoRE | Non-Red Flag Warning - Small Fires | Vegetation Contact | Aggregated | 2055 | 0.0014913 | 1078.9824 | 1.6091 | 2055 | Mitigation | 0.95 | 45 | 0 | esc | 0.00097009 | 1.4467e-06 | 0.00097009 | 1.4467e-06
[79 empty] | WLDFR | HFTD - Distribution - Tier 3 - 2QU CoRE ¦ 4QU LoRE | Non-Red Flag Warning - Large Fires | 2056 | 1.7299e-08 | 1.7299e-08 | 7.8503 | 0.92702 | 4.3664 | 2.5569 | 0 | 0 | 2.0429e-05 | 1.358e-07 | 0 | 1.358e-07 | 1.358e-07 | 0 | 1.358e-07 | 0 | 0.00064754 | 0.0014194 | 0 | 0.0014194 | 0 | 1.0203e-05 | 2.0407e-05 | 0 | 2.0407e-05 | [12 empty] | 7.3.3.17.5 (Remote Grid) Updates to grid topology to minimize risk of ignition in HFTDs Remote GridWLDFRVegetation ContactAggregated | WLDFR | HFTD - Distribution - Tier 2 - 2QU CoRE ¦ 4QU LoRE | Non-Red Flag Warning - Small Fires | Vegetation Contact | Aggregated | 2056 | 0.0014913 | 1078.9824 | 1.6091 | 2056 | Mitigation | 0.95 | 45 | 0 | esc | 0.00097009 | 1.4467e-06 | 0.00097009 | 1.4467e-06
[79 empty] | WLDFR | HFTD - Distribution - Tier 3 - 2QU CoRE ¦ 4QU LoRE | Non-Red Flag Warning - Large Fires | 2057 | 1.7299e-08 | 1.7299e-08 | 7.8503 | 0.92702 | 4.3664 | 2.5569 | 0 | 0 | 2.0429e-05 | 1.358e-07 | 0 | 1.358e-07 | 1.358e-07 | 0 | 1.358e-07 | 0 | 0.00064754 | 0.0014194 | 0 | 0.0014194 | 0 | 1.0693e-05 | 2.1387e-05 | 0 | 2.1387e-05 | [12 empty] | 7.3.3.17.5 (Remote Grid) Updates to grid topology to minimize risk of ignition in HFTDs Remote GridWLDFRVegetation ContactAggregated | WLDFR | HFTD - Distribution - Tier 2 - 2QU CoRE ¦ 4QU LoRE | Non-Red Flag Warning - Small Fires | Vegetation Contact | Aggregated | 2057 | 0.0014913 | 1078.9824 | 1.6091 | 2057 | Mitigation | 0.95 | 45 | 0 | esc | 0.00097009 | 1.4467e-06 | 0.00097009 | 1.4467e-06
[79 empty] | WLDFR | HFTD - Distribution - Tier 3 - 2QU CoRE ¦ 4QU LoRE | Non-Red Flag Warning - Large Fires | 2058 | 1.7299e-08 | 1.7299e-08 | 8.3524 | 0.96727 | 4.6367 | 2.7484 | 0 | 0 | 2.0429e-05 | 1.4449e-07 | 0 | 1.4449e-07 | 1.4449e-07 | 0 | 1.4449e-07 | 0 | 0.0006793 | 0.001489 | 0 | 0.001489 | 0 | 1.0693e-05 | 2.1387e-05 | 0 | 2.1387e-05 | [12 empty] | 7.3.3.17.5 (Remote Grid) Updates to grid topology to minimize risk of ignition in HFTDs Remote GridWLDFRVegetation ContactAggregated | WLDFR | HFTD - Distribution - Tier 2 - 2QU CoRE ¦ 4QU LoRE | Non-Red Flag Warning - Small Fires | Vegetation Contact | Aggregated | 2058 | 0.0014913 | 1078.9824 | 1.6091 | 2058 | Mitigation | 0.95 | 45 | 0 | esc | 0.00097009 | 1.4467e-06 | 0.00097009 | 1.4467e-06
[79 empty] | WLDFR | HFTD - Distribution - Tier 3 - 2QU CoRE ¦ 4QU LoRE | Non-Red Flag Warning - Large Fires | 2059 | 1.7299e-08 | 1.7299e-08 | 8.3524 | 0.96727 | 4.6367 | 2.7484 | 0 | 0 | 2.0429e-05 | 1.4449e-07 | 0 | 1.4449e-07 | 1.4449e-07 | 0 | 1.4449e-07 | 0 | 0.0006793 | 0.001489 | 0 | 0.001489 | 0 | 1.0693e-05 | 2.1387e-05 | 0 | 2.1387e-05 | [12 empty] | 7.3.3.17.5 (Remote Grid) Updates to grid topology to minimize risk of ignition in HFTDs Remote GridWLDFRVegetation ContactAggregated | WLDFR | HFTD - Distribution - Tier 2 - 2QU CoRE ¦ 4QU LoRE | Non-Red Flag Warning - Small Fires | Vegetation Contact | Aggregated | 2059 | 0.0014913 | 1078.9824 | 1.6091 | 2059 | Mitigation | 0.95 | 45 | 0 | esc | 0.00097009 | 1.4467e-06 | 0.00097009 | 1.4467e-06
[79 empty] | WLDFR | HFTD - Distribution - Tier 3 - 2QU CoRE ¦ 4QU LoRE | Non-Red Flag Warning - Large Fires | 2060 | 1.7299e-08 | 1.7299e-08 | 8.3524 | 0.96727 | 4.6367 | 2.7484 | 0 | 0 | 2.0429e-05 | 1.4449e-07 | 0 | 1.4449e-07 | 1.4449e-07 | 0 | 1.4449e-07 | 0 | 0.0006793 | 0.001489 | 0 | 0.001489 | 0 | 1.0693e-05 | 2.1387e-05 | 0 | 2.1387e-05 | [12 empty] | 7.3.3.17.5 (Remote Grid) Updates to grid topology to minimize risk of ignition in HFTDs Remote GridWLDFRVegetation ContactAggregated | WLDFR | HFTD - Distribution - Tier 2 - 2QU CoRE ¦ 4QU LoRE | Non-Red Flag Warning - Small Fires | Vegetation Contact | Aggregated | 2060 | 0.0014913 | 1078.9824 | 1.6091 | 2060 | Mitigation | 0.95 | 45 | 0 | esc | 0.00097009 | 1.4467e-06 | 0.00097009 | 1.4467e-06
[79 empty] | WLDFR | HFTD - Distribution - Tier 3 - 2QU CoRE ¦ 4QU LoRE | Non-Red Flag Warning - Large Fires | 2061 | 1.7299e-08 | 1.7299e-08 | 8.3524 | 0.96727 | 4.6367 | 2.7484 | 0 | 0 | 2.0429e-05 | 1.4449e-07 | 0 | 1.4449e-07 | 1.4449e-07 | 0 | 1.4449e-07 | 0 | 0.0006793 | 0.001489 | 0 | 0.001489 | 0 | 0 | 2.1387e-05 | 0 | 2.1387e-05 | [12 empty] | 7.3.3.17.5 (Remote Grid) Updates to grid topology to minimize risk of ignition in HFTDs Remote GridWLDFRVegetation ContactAggregated | WLDFR | HFTD - Distribution - Tier 2 - 2QU CoRE ¦ 4QU LoRE | Non-Red Flag Warning - Small Fires | Vegetation Contact | Aggregated | 2061 | 0.0014913 | 1078.9824 | 1.6091 | 2061 | Mitigation | 0.95 | 45 | 0 | esc | 0.00097009 | 1.4467e-06 | 0.00097009 | 1.4467e-06
[79 empty] | WLDFR | HFTD - Distribution - Tier 3 - 2QU CoRE ¦ 4QU LoRE | Non-Red Flag Warning - Large Fires | 2062 | 1.7299e-08 | 1.7299e-08 | 8.3524 | 0.96727 | 4.6367 | 2.7484 | 0 | 0 | 2.0429e-05 | 1.4449e-07 | 0 | 1.4449e-07 | 1.4449e-07 | 0 | 1.4449e-07 | 0 | 0.0006793 | 0.001489 | 0 | 0.001489 | 0 | 0 | 0 | 0 | 0 | [12 empty] | 7.3.3.17.5 (Remote Grid) Updates to grid topology to minimize risk of ignition in HFTDs Remote GridWLDFRVegetation ContactAggregated | WLDFR | HFTD - Distribution - Tier 2 - 2QU CoRE ¦ 4QU LoRE | Non-Red Flag Warning - Small Fires | Vegetation Contact | Aggregated | 2062 | 0.0014913 | 1078.9824 | 1.6091 | 2062 | Mitigation | 0.95 | 45 | 0 | esc | 0.00097009 | 1.4467e-06 | 0.00097009 | 1.4467e-06
[79 empty] | WLDFR | HFTD - Distribution - Tier 3 - 2QU CoRE ¦ 4QU LoRE | Non-Red Flag Warning - Large Fires | 2063 | 1.7299e-08 | 1.7299e-08 | 8.872 | 1.0079 | 4.9153 | 2.9488 | 0 | 0 | 2.0429e-05 | 1.5348e-07 | 0 | 1.5348e-07 | 1.5348e-07 | 0 | 1.5348e-07 | 0 | 0.0007117 | 0.0015601 | 0 | 0.0015601 | 0 | 0 | 0 | 0 | 0 | [12 empty] | 7.3.3.17.5 (Remote Grid) Updates to grid topology to minimize risk of ignition in HFTDs Remote GridWLDFRVegetation ContactAggregated | WLDFR | HFTD - Distribution - Tier 2 - 2QU CoRE ¦ 4QU LoRE | Non-Red Flag Warning - Small Fires | Vegetation Contact | Aggregated | 2063 | 0.0014913 | 1078.9824 | 1.6091 | 2063 | Mitigation | 0.95 | 45 | 0 | esc | 0.00097009 | 1.4467e-06 | 0.00097009 | 1.4467e-06
[79 empty] | WLDFR | HFTD - Distribution - Tier 3 - 2QU CoRE ¦ 4QU LoRE | Non-Red Flag Warning - Large Fires | 2064 | 1.7299e-08 | 1.7299e-08 | 8.872 | 1.0079 | 4.9153 | 2.9488 | 0 | 0 | 2.0429e-05 | 1.5348e-07 | 0 | 1.5348e-07 | 1.5348e-07 | 0 | 1.5348e-07 | 0 | 0.0007117 | 0.0015601 | 0 | 0.0015601 | 0 | 0.00022397 | 0 | 0 | 0 | [12 empty] | 7.3.3.17.5 (Remote Grid) Updates to grid topology to minimize risk of ignition in HFTDs Remote GridWLDFRVegetation ContactAggregated | WLDFR | HFTD - Distribution - Tier 2 - 2QU CoRE ¦ 4QU LoRE | Non-Red Flag Warning - Small Fires | Vegetation Contact | Aggregated | 2064 | 0.0014913 | 1078.9824 | 1.6091 | 2064 | Mitigation | 0.95 | 45 | 0 | esc | 0.00097009 | 1.4467e-06 | 0.00097009 | 1.4467e-06
[79 empty] | WLDFR | HFTD - Distribution - Tier 3 - 2QU CoRE ¦ 4QU LoRE | Non-Red Flag Warning - Large Fires | 2065 | 1.7299e-08 | 1.7299e-08 | 8.872 | 1.0079 | 4.9153 | 2.9488 | 0 | 0 | 2.0429e-05 | 1.5348e-07 | 0 | 1.5348e-07 | 1.5348e-07 | 0 | 1.5348e-07 | 0 | 0.0007117 | 0.0015601 | 0 | 0.0015601 | 0 | 0.00023218 | 0.00046435 | 0 | 0.00046435 | [12 empty] | 7.3.3.17.5 (Remote Grid) Updates to grid topology to minimize risk of ignition in HFTDs Remote GridWLDFRVegetation ContactAggregated | WLDFR | HFTD - Distribution - Tier 2 - 2QU CoRE ¦ 4QU LoRE | Non-Red Flag Warning - Small Fires | Vegetation Contact | Aggregated | 2065 | 0.0014913 | 1078.9824 | 1.6091 | 2065 | Mitigation | 0.95 | 45 | 0 | esc | 0.00097009 | 1.4467e-06 | 0.00097009 | 1.4467e-06
[79 empty] | WLDFR | HFTD - Distribution - Tier 3 - 2QU CoRE ¦ 4QU LoRE | Non-Red Flag Warning - Large Fires | 2066 | 1.7299e-08 | 1.7299e-08 | 8.872 | 1.0079 | 4.9153 | 2.9488 | 0 | 0 | 2.0429e-05 | 1.5348e-07 | 0 | 1.5348e-07 | 1.5348e-07 | 0 | 1.5348e-07 | 0 | 0.0007117 | 0.0015601 | 0 | 0.0015601 | 0 | 0.00023218 | 0.00046435 | 0 | 0.00046435 | [12 empty] | 7.3.3.17.5 (Remote Grid) Updates to grid topology to minimize risk of ignition in HFTDs Remote GridWLDFRVegetation ContactAggregated | WLDFR | HFTD - Distribution - Tier 2 - 2QU CoRE ¦ 4QU LoRE | Non-Red Flag Warning - Small Fires | Vegetation Contact | Aggregated | 2066 | 0.0014913 | 1078.9824 | 1.6091 | 2066 | Mitigation | 0.95 | 45 | 0 | esc | 0.00097009 | 1.4467e-06 | 0.00097009 | 1.4467e-06
[79 empty] | WLDFR | HFTD - Distribution - Tier 3 - 2QU CoRE ¦ 4QU LoRE | Non-Red Flag Warning - Large Fires | 2067 | 0 | 1.7299e-08 | 8.872 | 1.0079 | 4.9153 | 2.9488 | 0 | 0 | 2.0429e-05 | 0 | 0 | 0 | 1.5348e-07 | 0 | 1.5348e-07 | 0 | 0.0007117 | 0.0015601 | 0 | 0.0015601 | 0 | 0.00023218 | 0.00046435 | 0 | 0.00046435 | [12 empty] | 7.3.3.17.5 (Remote Grid) Updates to grid topology to minimize risk of ignition in HFTDs Remote GridWLDFRVegetation ContactAggregated | WLDFR | HFTD - Distribution - Tier 2 - 2QU CoRE ¦ 4QU LoRE | Non-Red Flag Warning - Small Fires | Vegetation Contact | Aggregated | 2067 | 0.0014913 | 1078.9824 | 1.6091 | 2067 | Mitigation | 0.95 | 45 | 0 | esc | 0 | 0 | 0.00097009 | 1.4467e-06
[79 empty] | WLDFR | HFTD - Distribution - Tier 3 - 2QU CoRE ¦ 4QU LoRE | Non-Red Flag Warning - Small Fires | 2022 | 3.0532e-06 | 0 | 0.077901 | 0.036425 | 0.0015809 | 0.039895 | 0 | 0 | 0.0034038 | 2.3785e-07 | 0 | 2.3785e-07 | 0 | 0 | 0 | 0 | 0.00074435 | 0.0016316 | 0 | 0.0016316 | 0 | 0.00023218 | 0.00046435 | 0 | 0.00046435 | [12 empty] | 7.3.3.17.5 (Remote Grid) Updates to grid topology to minimize risk of ignition in HFTDs Remote GridWLDFRWire-to-wire contactAggregated | WLDFR | HFTD - Distribution - Tier 2 - 2QU CoRE ¦ 4QU LoRE | Non-Red Flag Warning - Small Fires | Wire-to-wire contact | Aggregated | 2022 | 0.00024922 | 1078.9824 | 0.26891 | 2022 | Mitigation | 0.95 | 45 | 0 | esc | 0.00097009 | 2.4177e-07 | 0 | 0
[79 empty] | WLDFR | HFTD - Distribution - Tier 3 - 2QU CoRE ¦ 4QU LoRE | Non-Red Flag Warning - Small Fires | 2023 | 3.0532e-06 | 3.0532e-06 | 0.080408 | 0.03759 | 0.0016314 | 0.041187 | 0 | 0 | 0.0034038 | 2.455e-07 | 0 | 2.455e-07 | 2.455e-07 | 0 | 2.455e-07 | 0 | 0.00074435 | 0.0016316 | 0 | 0.0016316 | 0 | 0.00023218 | 0.00046435 | 0 | 0.00046435 | [12 empty] | 7.3.3.17.5 (Remote Grid) Updates to grid topology to minimize risk of ignition in HFTDs Remote GridWLDFRWire-to-wire contactAggregated | WLDFR | HFTD - Distribution - Tier 2 - 2QU CoRE ¦ 4QU LoRE | Non-Red Flag Warning - Small Fires | Wire-to-wire contact | Aggregated | 2023 | 0.00024922 | 1078.9824 | 0.26891 | 2023 | Mitigation | 0.95 | 45 | 0 | esc | 0.00097009 | 2.4177e-07 | 0.00097009 | 2.4177e-07
[79 empty] | WLDFR | HFTD - Distribution - Tier 3 - 2QU CoRE ¦ 4QU LoRE | Non-Red Flag Warning - Small Fires | 2024 | 3.0532e-06 | 3.0532e-06 | 0.080408 | 0.03759 | 0.0016314 | 0.041187 | 0 | 0 | 0.0034038 | 2.455e-07 | 0 | 2.455e-07 | 2.455e-07 | 0 | 2.455e-07 | 0 | 0.00074435 | 0.0016316 | 0 | 0.0016316 | 0 | 0.00024252 | 0.00048504 | 0 | 0.00048504 | [12 empty] | 7.3.3.17.5 (Remote Grid) Updates to grid topology to minimize risk of ignition in HFTDs Remote GridWLDFRWire-to-wire contactAggregated | WLDFR | HFTD - Distribution - Tier 2 - 2QU CoRE ¦ 4QU LoRE | Non-Red Flag Warning - Small Fires | Wire-to-wire contact | Aggregated | 2024 | 0.00024922 | 1078.9824 | 0.26891 | 2024 | Mitigation | 0.95 | 45 | 0 | esc | 0.00097009 | 2.4177e-07 | 0.00097009 | 2.4177e-07
[79 empty] | WLDFR | HFTD - Distribution - Tier 3 - 2QU CoRE ¦ 4QU LoRE | Non-Red Flag Warning - Small Fires | 2025 | 3.0532e-06 | 3.0532e-06 | 0.080408 | 0.03759 | 0.0016314 | 0.041187 | 0 | 0 | 0.0034038 | 2.455e-07 | 0 | 2.455e-07 | 2.455e-07 | 0 | 2.455e-07 | 0 | 0.00074435 | 0.0016316 | 0 | 0.0016316 | 0 | 0.00024252 | 0.00048504 | 0 | 0.00048504 | [12 empty] | 7.3.3.17.5 (Remote Grid) Updates to grid topology to minimize risk of ignition in HFTDs Remote GridWLDFRWire-to-wire contactAggregated | WLDFR | HFTD - Distribution - Tier 2 - 2QU CoRE ¦ 4QU LoRE | Non-Red Flag Warning - Small Fires | Wire-to-wire contact | Aggregated | 2025 | 0.00024922 | 1078.9824 | 0.26891 | 2025 | Mitigation | 0.95 | 45 | 0 | esc | 0.00097009 | 2.4177e-07 | 0.00097009 | 2.4177e-07
[79 empty] | WLDFR | HFTD - Distribution - Tier 3 - 2QU CoRE ¦ 4QU LoRE | Non-Red Flag Warning - Small Fires | 2026 | 3.0532e-06 | 3.0532e-06 | 0.080408 | 0.03759 | 0.0016314 | 0.041187 | 0 | 0 | 0.0034038 | 2.455e-07 | 0 | 2.455e-07 | 2.455e-07 | 0 | 2.455e-07 | 0 | 0.00074435 | 0.0016316 | 0 | 0.0016316 | 0 | 0.00024252 | 0.00048504 | 0 | 0.00048504 | [12 empty] | 7.3.3.17.5 (Remote Grid) Updates to grid topology to minimize risk of ignition in HFTDs Remote GridWLDFRWire-to-wire contactAggregated | WLDFR | HFTD - Distribution - Tier 2 - 2QU CoRE ¦ 4QU LoRE | Non-Red Flag Warning - Small Fires | Wire-to-wire contact | Aggregated | 2026 | 0.00024922 | 1078.9824 | 0.26891 | 2026 | Mitigation | 0.95 | 45 | 0 | esc | 0.00097009 | 2.4177e-07 | 0.00097009 | 2.4177e-07
[79 empty] | WLDFR | HFTD - Distribution - Tier 3 - 2QU CoRE ¦ 4QU LoRE | Non-Red Flag Warning - Small Fires | 2027 | 3.0532e-06 | 3.0532e-06 | 0.080408 | 0.03759 | 0.0016314 | 0.041187 | 0 | 0 | 0.0034038 | 2.455e-07 | 0 | 2.455e-07 | 2.455e-07 | 0 | 2.455e-07 | 0 | 0.00077686 | 0.0017029 | 0 | 0.0017029 | 0 | 0.00024252 | 0.00048504 | 0 | 0.00048504 | [12 empty] | 7.3.3.17.5 (Remote Grid) Updates to grid topology to minimize risk of ignition in HFTDs Remote GridWLDFRWire-to-wire contactAggregated | WLDFR | HFTD - Distribution - Tier 2 - 2QU CoRE ¦ 4QU LoRE | Non-Red Flag Warning - Small Fires | Wire-to-wire contact | Aggregated | 2027 | 0.00024922 | 1078.9824 | 0.26891 | 2027 | Mitigation | 0.95 | 45 | 0 | esc | 0.00097009 | 2.4177e-07 | 0.00097009 | 2.4177e-07
[79 empty] | WLDFR | HFTD - Distribution - Tier 3 - 2QU CoRE ¦ 4QU LoRE | Non-Red Flag Warning - Small Fires | 2028 | 3.0532e-06 | 3.0532e-06 | 0.083606 | 0.039055 | 0.001695 | 0.042856 | 0 | 0 | 0.0034038 | 2.5527e-07 | 0 | 2.5527e-07 | 2.5527e-07 | 0 | 2.5527e-07 | 0 | 0.00077686 | 0.0017029 | 0 | 0.0017029 | 0 | 0.00024252 | 0.00048504 | 0 | 0.00048504 | [12 empty] | 7.3.3.17.5 (Remote Grid) Updates to grid topology to minimize risk of ignition in HFTDs Remote GridWLDFRWire-to-wire contactAggregated | WLDFR | HFTD - Distribution - Tier 2 - 2QU CoRE ¦ 4QU LoRE | Non-Red Flag Warning - Small Fires | Wire-to-wire contact | Aggregated | 2028 | 0.00024922 | 1078.9824 | 0.26891 | 2028 | Mitigation | 0.95 | 45 | 0 | esc | 0.00097009 | 2.4177e-07 | 0.00097009 | 2.4177e-07
[79 empty] | WLDFR | HFTD - Distribution - Tier 3 - 2QU CoRE ¦ 4QU LoRE | Non-Red Flag Warning - Small Fires | 2029 | 3.0532e-06 | 3.0532e-06 | 0.083606 | 0.039055 | 0.001695 | 0.042856 | 0 | 0 | 0.0034038 | 2.5527e-07 | 0 | 2.5527e-07 | 2.5527e-07 | 0 | 2.5527e-07 | 0 | 0.00077686 | 0.0017029 | 0 | 0.0017029 | 0 | 0.00025402 | 0.00050804 | 0 | 0.00050804 | [12 empty] | 7.3.3.17.5 (Remote Grid) Updates to grid topology to minimize risk of ignition in HFTDs Remote GridWLDFRWire-to-wire contactAggregated | WLDFR | HFTD - Distribution - Tier 2 - 2QU CoRE ¦ 4QU LoRE | Non-Red Flag Warning - Small Fires | Wire-to-wire contact | Aggregated | 2029 | 0.00024922 | 1078.9824 | 0.26891 | 2029 | Mitigation | 0.95 | 45 | 0 | esc | 0.00097009 | 2.4177e-07 | 0.00097009 | 2.4177e-07
[79 empty] | WLDFR | HFTD - Distribution - Tier 3 - 2QU CoRE ¦ 4QU LoRE | Non-Red Flag Warning - Small Fires | 2030 | 3.0532e-06 | 3.0532e-06 | 0.083606 | 0.039055 | 0.001695 | 0.042856 | 0 | 0 | 0.0034038 | 2.5527e-07 | 0 | 2.5527e-07 | 2.5527e-07 | 0 | 2.5527e-07 | 0 | 0 | 0.0017029 | 0 | 0.0017029 | 0 | 0.00025402 | 0.00050804 | 0 | 0.00050804 | [12 empty] | 7.3.3.17.5 (Remote Grid) Updates to grid topology to minimize risk of ignition in HFTDs Remote GridWLDFRWire-to-wire contactAggregated | WLDFR | HFTD - Distribution - Tier 2 - 2QU CoRE ¦ 4QU LoRE | Non-Red Flag Warning - Small Fires | Wire-to-wire contact | Aggregated | 2030 | 0.00024922 | 1078.9824 | 0.26891 | 2030 | Mitigation | 0.95 | 45 | 0 | esc | 0.00097009 | 2.4177e-07 | 0.00097009 | 2.4177e-07
[79 empty] | WLDFR | HFTD - Distribution - Tier 3 - 2QU CoRE ¦ 4QU LoRE | Non-Red Flag Warning - Small Fires | 2031 | 3.0532e-06 | 3.0532e-06 | 0.083606 | 0.039055 | 0.001695 | 0.042856 | 0 | 0 | 0.0034038 | 2.5527e-07 | 0 | 2.5527e-07 | 2.5527e-07 | 0 | 2.5527e-07 | 0 | 0 | 0 | 0 | 0 | 0 | 0.00025402 | 0.00050804 | 0 | 0.00050804 | [12 empty] | 7.3.3.17.5 (Remote Grid) Updates to grid topology to minimize risk of ignition in HFTDs Remote GridWLDFRWire-to-wire contactAggregated | WLDFR | HFTD - Distribution - Tier 2 - 2QU CoRE ¦ 4QU LoRE | Non-Red Flag Warning - Small Fires | Wire-to-wire contact | Aggregated | 2031 | 0.00024922 | 1078.9824 | 0.26891 | 2031 | Mitigation | 0.95 | 45 | 0 | esc | 0.00097009 | 2.4177e-07 | 0.00097009 | 2.4177e-07
[79 empty] | WLDFR | HFTD - Distribution - Tier 3 - 2QU CoRE ¦ 4QU LoRE | Non-Red Flag Warning - Small Fires | 2032 | 3.0532e-06 | 3.0532e-06 | 0.083606 | 0.039055 | 0.001695 | 0.042856 | 0 | 0 | 0.0034038 | 2.5527e-07 | 0 | 2.5527e-07 | 2.5527e-07 | 0 | 2.5527e-07 | 0 | 0.00036289 | 0 | 0 | 0 | 0 | 0.00025402 | 0.00050804 | 0 | 0.00050804 | [12 empty] | 7.3.3.17.5 (Remote Grid) Updates to grid topology to minimize risk of ignition in HFTDs Remote GridWLDFRWire-to-wire contactAggregated | WLDFR | HFTD - Distribution - Tier 2 - 2QU CoRE ¦ 4QU LoRE | Non-Red Flag Warning - Small Fires | Wire-to-wire contact | Aggregated | 2032 | 0.00024922 | 1078.9824 | 0.26891 | 2032 | Mitigation | 0.95 | 45 | 0 | esc | 0.00097009 | 2.4177e-07 | 0.00097009 | 2.4177e-07
[79 empty] | WLDFR | HFTD - Distribution - Tier 3 - 2QU CoRE ¦ 4QU LoRE | Non-Red Flag Warning - Small Fires | 2033 | 3.0532e-06 | 3.0532e-06 | 0.087211 | 0.040679 | 0.0017655 | 0.044766 | 0 | 0 | 0.0034038 | 2.6627e-07 | 0 | 2.6627e-07 | 2.6627e-07 | 0 | 2.6627e-07 | 0 | 0.00037615 | 0.00082453 | 0 | 0.00082453 | 0 | 0.00025402 | 0.00050804 | 0 | 0.00050804 | [12 empty] | 7.3.3.17.5 (Remote Grid) Updates to grid topology to minimize risk of ignition in HFTDs Remote GridWLDFRWire-to-wire contactAggregated | WLDFR | HFTD - Distribution - Tier 2 - 2QU CoRE ¦ 4QU LoRE | Non-Red Flag Warning - Small Fires | Wire-to-wire contact | Aggregated | 2033 | 0.00024922 | 1078.9824 | 0.26891 | 2033 | Mitigation | 0.95 | 45 | 0 | esc | 0.00097009 | 2.4177e-07 | 0.00097009 | 2.4177e-07
[79 empty] | WLDFR | HFTD - Distribution - Tier 3 - 2QU CoRE ¦ 4QU LoRE | Non-Red Flag Warning - Small Fires | 2034 | 3.0532e-06 | 3.0532e-06 | 0.087211 | 0.040679 | 0.0017655 | 0.044766 | 0 | 0 | 0.0034038 | 2.6627e-07 | 0 | 2.6627e-07 | 2.6627e-07 | 0 | 2.6627e-07 | 0 | 0.00037615 | 0.00082453 | 0 | 0.00082453 | 0 | 0.0002665 | 0.000533 | 0 | 0.000533 | [12 empty] | 7.3.3.17.5 (Remote Grid) Updates to grid topology to minimize risk of ignition in HFTDs Remote GridWLDFRWire-to-wire contactAggregated | WLDFR | HFTD - Distribution - Tier 2 - 2QU CoRE ¦ 4QU LoRE | Non-Red Flag Warning - Small Fires | Wire-to-wire contact | Aggregated | 2034 | 0.00024922 | 1078.9824 | 0.26891 | 2034 | Mitigation | 0.95 | 45 | 0 | esc | 0.00097009 | 2.4177e-07 | 0.00097009 | 2.4177e-07
[79 empty] | WLDFR | HFTD - Distribution - Tier 3 - 2QU CoRE ¦ 4QU LoRE | Non-Red Flag Warning - Small Fires | 2035 | 3.0532e-06 | 3.0532e-06 | 0.087211 | 0.040679 | 0.0017655 | 0.044766 | 0 | 0 | 0.0034038 | 2.6627e-07 | 0 | 2.6627e-07 | 2.6627e-07 | 0 | 2.6627e-07 | 0 | 0.00037615 | 0.00082453 | 0 | 0.00082453 | 0 | 0.0002665 | 0.000533 | 0 | 0.000533 | [12 empty] | 7.3.3.17.5 (Remote Grid) Updates to grid topology to minimize risk of ignition in HFTDs Remote GridWLDFRWire-to-wire contactAggregated | WLDFR | HFTD - Distribution - Tier 2 - 2QU CoRE ¦ 4QU LoRE | Non-Red Flag Warning - Small Fires | Wire-to-wire contact | Aggregated | 2035 | 0.00024922 | 1078.9824 | 0.26891 | 2035 | Mitigation | 0.95 | 45 | 0 | esc | 0.00097009 | 2.4177e-07 | 0.00097009 | 2.4177e-07
[79 empty] | WLDFR | HFTD - Distribution - Tier 3 - 2QU CoRE ¦ 4QU LoRE | Non-Red Flag Warning - Small Fires | 2036 | 3.0532e-06 | 3.0532e-06 | 0.087211 | 0.040679 | 0.0017655 | 0.044766 | 0 | 0 | 0.0034038 | 2.6627e-07 | 0 | 2.6627e-07 | 2.6627e-07 | 0 | 2.6627e-07 | 0 | 0.00037615 | 0.00082453 | 0 | 0.00082453 | 0 | 0.0002665 | 0.000533 | 0 | 0.000533 | [12 empty] | 7.3.3.17.5 (Remote Grid) Updates to grid topology to minimize risk of ignition in HFTDs Remote GridWLDFRWire-to-wire contactAggregated | WLDFR | HFTD - Distribution - Tier 2 - 2QU CoRE ¦ 4QU LoRE | Non-Red Flag Warning - Small Fires | Wire-to-wire contact | Aggregated | 2036 | 0.00024922 | 1078.9824 | 0.26891 | 2036 | Mitigation | 0.95 | 45 | 0 | esc | 0.00097009 | 2.4177e-07 | 0.00097009 | 2.4177e-07
[79 empty] | WLDFR | HFTD - Distribution - Tier 3 - 2QU CoRE ¦ 4QU LoRE | Non-Red Flag Warning - Small Fires | 2037 | 3.0532e-06 | 3.0532e-06 | 0.087211 | 0.040679 | 0.0017655 | 0.044766 | 0 | 0 | 0.0034038 | 2.6627e-07 | 0 | 2.6627e-07 | 2.6627e-07 | 0 | 2.6627e-07 | 0 | 0.00037615 | 0.00082453 | 0 | 0.00082453 | 0 | 0.0002665 | 0.000533 | 0 | 0.000533 | [12 empty] | 7.3.3.17.5 (Remote Grid) Updates to grid topology to minimize risk of ignition in HFTDs Remote GridWLDFRWire-to-wire contactAggregated | WLDFR | HFTD - Distribution - Tier 2 - 2QU CoRE ¦ 4QU LoRE | Non-Red Flag Warning - Small Fires | Wire-to-wire contact | Aggregated | 2037 | 0.00024922 | 1078.9824 | 0.26891 | 2037 | Mitigation | 0.95 | 45 | 0 | esc | 0.00097009 | 2.4177e-07 | 0.00097009 | 2.4177e-07
[79 empty] | WLDFR | HFTD - Distribution - Tier 3 - 2QU CoRE ¦ 4QU LoRE | Non-Red Flag Warning - Small Fires | 2038 | 3.0532e-06 | 3.0532e-06 | 0.091184 | 0.042438 | 0.0018418 | 0.046905 | 0 | 0 | 0.0034038 | 2.784e-07 | 0 | 2.784e-07 | 2.784e-07 | 0 | 2.784e-07 | 0 | 0.00039284 | 0.00086112 | 0 | 0.00086112 | 0 | 0.0002665 | 0.000533 | 0 | 0.000533 | [12 empty] | 7.3.3.17.5 (Remote Grid) Updates to grid topology to minimize risk of ignition in HFTDs Remote GridWLDFRWire-to-wire contactAggregated | WLDFR | HFTD - Distribution - Tier 2 - 2QU CoRE ¦ 4QU LoRE | Non-Red Flag Warning - Small Fires | Wire-to-wire contact | Aggregated | 2038 | 0.00024922 | 1078.9824 | 0.26891 | 2038 | Mitigation | 0.95 | 45 | 0 | esc | 0.00097009 | 2.4177e-07 | 0.00097009 | 2.4177e-07
[79 empty] | WLDFR | HFTD - Distribution - Tier 3 - 2QU CoRE ¦ 4QU LoRE | Non-Red Flag Warning - Small Fires | 2039 | 3.0532e-06 | 3.0532e-06 | 0.091184 | 0.042438 | 0.0018418 | 0.046905 | 0 | 0 | 0.0034038 | 2.784e-07 | 0 | 2.784e-07 | 2.784e-07 | 0 | 2.784e-07 | 0 | 0.00039284 | 0.00086112 | 0 | 0.00086112 | 0 | 0.00027979 | 0.00055958 | 0 | 0.00055958 | [12 empty] | 7.3.3.17.5 (Remote Grid) Updates to grid topology to minimize risk of ignition in HFTDs Remote GridWLDFRWire-to-wire contactAggregated | WLDFR | HFTD - Distribution - Tier 2 - 2QU CoRE ¦ 4QU LoRE | Non-Red Flag Warning - Small Fires | Wire-to-wire contact | Aggregated | 2039 | 0.00024922 | 1078.9824 | 0.26891 | 2039 | Mitigation | 0.95 | 45 | 0 | esc | 0.00097009 | 2.4177e-07 | 0.00097009 | 2.4177e-07
[79 empty] | WLDFR | HFTD - Distribution - Tier 3 - 2QU CoRE ¦ 4QU LoRE | Non-Red Flag Warning - Small Fires | 2040 | 3.0532e-06 | 3.0532e-06 | 0.091184 | 0.042438 | 0.0018418 | 0.046905 | 0 | 0 | 0.0034038 | 2.784e-07 | 0 | 2.784e-07 | 2.784e-07 | 0 | 2.784e-07 | 0 | 0.00039284 | 0.00086112 | 0 | 0.00086112 | 0 | 0.00027979 | 0.00055958 | 0 | 0.00055958 | [12 empty] | 7.3.3.17.5 (Remote Grid) Updates to grid topology to minimize risk of ignition in HFTDs Remote GridWLDFRWire-to-wire contactAggregated | WLDFR | HFTD - Distribution - Tier 2 - 2QU CoRE ¦ 4QU LoRE | Non-Red Flag Warning - Small Fires | Wire-to-wire contact | Aggregated | 2040 | 0.00024922 | 1078.9824 | 0.26891 | 2040 | Mitigation | 0.95 | 45 | 0 | esc | 0.00097009 | 2.4177e-07 | 0.00097009 | 2.4177e-07
[79 empty] | WLDFR | HFTD - Distribution - Tier 3 - 2QU CoRE ¦ 4QU LoRE | Non-Red Flag Warning - Small Fires | 2041 | 3.0532e-06 | 3.0532e-06 | 0.091184 | 0.042438 | 0.0018418 | 0.046905 | 0 | 0 | 0.0034038 | 2.784e-07 | 0 | 2.784e-07 | 2.784e-07 | 0 | 2.784e-07 | 0 | 0.00039284 | 0.00086112 | 0 | 0.00086112 | 0 | 0.00027979 | 0.00055958 | 0 | 0.00055958 | [12 empty] | 7.3.3.17.5 (Remote Grid) Updates to grid topology to minimize risk of ignition in HFTDs Remote GridWLDFRWire-to-wire contactAggregated | WLDFR | HFTD - Distribution - Tier 2 - 2QU CoRE ¦ 4QU LoRE | Non-Red Flag Warning - Small Fires | Wire-to-wire contact | Aggregated | 2041 | 0.00024922 | 1078.9824 | 0.26891 | 2041 | Mitigation | 0.95 | 45 | 0 | esc | 0.00097009 | 2.4177e-07 | 0.00097009 | 2.4177e-07
[79 empty] | WLDFR | HFTD - Distribution - Tier 3 - 2QU CoRE ¦ 4QU LoRE | Non-Red Flag Warning - Small Fires | 2042 | 3.0532e-06 | 3.0532e-06 | 0.091184 | 0.042438 | 0.0018418 | 0.046905 | 0 | 0 | 0.0034038 | 2.784e-07 | 0 | 2.784e-07 | 2.784e-07 | 0 | 2.784e-07 | 0 | 0.00039284 | 0.00086112 | 0 | 0.00086112 | 0 | 0.00027979 | 0.00055958 | 0 | 0.00055958 | [12 empty] | 7.3.3.17.5 (Remote Grid) Updates to grid topology to minimize risk of ignition in HFTDs Remote GridWLDFRWire-to-wire contactAggregated | WLDFR | HFTD - Distribution - Tier 2 - 2QU CoRE ¦ 4QU LoRE | Non-Red Flag Warning - Small Fires | Wire-to-wire contact | Aggregated | 2042 | 0.00024922 | 1078.9824 | 0.26891 | 2042 | Mitigation | 0.95 | 45 | 0 | esc | 0.00097009 | 2.4177e-07 | 0.00097009 | 2.4177e-07
[79 empty] | WLDFR | HFTD - Distribution - Tier 3 - 2QU CoRE ¦ 4QU LoRE | Non-Red Flag Warning - Small Fires | 2043 | 3.0532e-06 | 3.0532e-06 | 0.095486 | 0.044306 | 0.0019228 | 0.049257 | 0 | 0 | 0.0034038 | 2.9154e-07 | 0 | 2.9154e-07 | 2.9154e-07 | 0 | 2.9154e-07 | 0 | 0.00041138 | 0.00090175 | 0 | 0.00090175 | 0 | 0.00027979 | 0.00055958 | 0 | 0.00055958 | [12 empty] | 7.3.3.17.5 (Remote Grid) Updates to grid topology to minimize risk of ignition in HFTDs Remote GridWLDFRWire-to-wire contactAggregated | WLDFR | HFTD - Distribution - Tier 2 - 2QU CoRE ¦ 4QU LoRE | Non-Red Flag Warning - Small Fires | Wire-to-wire contact | Aggregated | 2043 | 0.00024922 | 1078.9824 | 0.26891 | 2043 | Mitigation | 0.95 | 45 | 0 | esc | 0.00097009 | 2.4177e-07 | 0.00097009 | 2.4177e-07
[79 empty] | WLDFR | HFTD - Distribution - Tier 3 - 2QU CoRE ¦ 4QU LoRE | Non-Red Flag Warning - Small Fires | 2044 | 3.0532e-06 | 3.0532e-06 | 0.095486 | 0.044306 | 0.0019228 | 0.049257 | 0 | 0 | 0.0034038 | 2.9154e-07 | 0 | 2.9154e-07 | 2.9154e-07 | 0 | 2.9154e-07 | 0 | 0.00041138 | 0.00090175 | 0 | 0.00090175 | 0 | 0.00029373 | 0.00058746 | 0 | 0.00058746 | [12 empty] | 7.3.3.17.5 (Remote Grid) Updates to grid topology to minimize risk of ignition in HFTDs Remote GridWLDFRWire-to-wire contactAggregated | WLDFR | HFTD - Distribution - Tier 2 - 2QU CoRE ¦ 4QU LoRE | Non-Red Flag Warning - Small Fires | Wire-to-wire contact | Aggregated | 2044 | 0.00024922 | 1078.9824 | 0.26891 | 2044 | Mitigation | 0.95 | 45 | 0 | esc | 0.00097009 | 2.4177e-07 | 0.00097009 | 2.4177e-07
[79 empty] | WLDFR | HFTD - Distribution - Tier 3 - 2QU CoRE ¦ 4QU LoRE | Non-Red Flag Warning - Small Fires | 2045 | 3.0532e-06 | 3.0532e-06 | 0.095486 | 0.044306 | 0.0019228 | 0.049257 | 0 | 0 | 0.0034038 | 2.9154e-07 | 0 | 2.9154e-07 | 2.9154e-07 | 0 | 2.9154e-07 | 0 | 0.00041138 | 0.00090175 | 0 | 0.00090175 | 0 | 0.00029373 | 0.00058746 | 0 | 0.00058746 | [12 empty] | 7.3.3.17.5 (Remote Grid) Updates to grid topology to minimize risk of ignition in HFTDs Remote GridWLDFRWire-to-wire contactAggregated | WLDFR | HFTD - Distribution - Tier 2 - 2QU CoRE ¦ 4QU LoRE | Non-Red Flag Warning - Small Fires | Wire-to-wire contact | Aggregated | 2045 | 0.00024922 | 1078.9824 | 0.26891 | 2045 | Mitigation | 0.95 | 45 | 0 | esc | 0.00097009 | 2.4177e-07 | 0.00097009 | 2.4177e-07
[79 empty] | WLDFR | HFTD - Distribution - Tier 3 - 2QU CoRE ¦ 4QU LoRE | Non-Red Flag Warning - Small Fires | 2046 | 3.0532e-06 | 3.0532e-06 | 0.095486 | 0.044306 | 0.0019228 | 0.049257 | 0 | 0 | 0.0034038 | 2.9154e-07 | 0 | 2.9154e-07 | 2.9154e-07 | 0 | 2.9154e-07 | 0 | 0.00041138 | 0.00090175 | 0 | 0.00090175 | 0 | 0.00029373 | 0.00058746 | 0 | 0.00058746 | [12 empty] | 7.3.3.17.5 (Remote Grid) Updates to grid topology to minimize risk of ignition in HFTDs Remote GridWLDFRWire-to-wire contactAggregated | WLDFR | HFTD - Distribution - Tier 2 - 2QU CoRE ¦ 4QU LoRE | Non-Red Flag Warning - Small Fires | Wire-to-wire contact | Aggregated | 2046 | 0.00024922 | 1078.9824 | 0.26891 | 2046 | Mitigation | 0.95 | 45 | 0 | esc | 0.00097009 | 2.4177e-07 | 0.00097009 | 2.4177e-07
[79 empty] | WLDFR | HFTD - Distribution - Tier 3 - 2QU CoRE ¦ 4QU LoRE | Non-Red Flag Warning - Small Fires | 2047 | 3.0532e-06 | 3.0532e-06 | 0.095486 | 0.044306 | 0.0019228 | 0.049257 | 0 | 0 | 0.0034038 | 2.9154e-07 | 0 | 2.9154e-07 | 2.9154e-07 | 0 | 2.9154e-07 | 0 | 0.00041138 | 0.00090175 | 0 | 0.00090175 | 0 | 0.00029373 | 0.00058746 | 0 | 0.00058746 | [12 empty] | 7.3.3.17.5 (Remote Grid) Updates to grid topology to minimize risk of ignition in HFTDs Remote GridWLDFRWire-to-wire contactAggregated | WLDFR | HFTD - Distribution - Tier 2 - 2QU CoRE ¦ 4QU LoRE | Non-Red Flag Warning - Small Fires | Wire-to-wire contact | Aggregated | 2047 | 0.00024922 | 1078.9824 | 0.26891 | 2047 | Mitigation | 0.95 | 45 | 0 | esc | 0.00097009 | 2.4177e-07 | 0.00097009 | 2.4177e-07
[79 empty] | WLDFR | HFTD - Distribution - Tier 3 - 2QU CoRE ¦ 4QU LoRE | Non-Red Flag Warning - Small Fires | 2048 | 3.0532e-06 | 3.0532e-06 | 0.10007 | 0.04626 | 0.0020076 | 0.051804 | 0 | 0 | 0.0034038 | 3.0554e-07 | 0 | 3.0554e-07 | 3.0554e-07 | 0 | 3.0554e-07 | 0 | 0.00043148 | 0.00094582 | 0 | 0.00094582 | 0 | 0 | 0.00058746 | 0 | 0.00058746 | [12 empty] | 7.3.3.17.5 (Remote Grid) Updates to grid topology to minimize risk of ignition in HFTDs Remote GridWLDFRWire-to-wire contactAggregated | WLDFR | HFTD - Distribution - Tier 2 - 2QU CoRE ¦ 4QU LoRE | Non-Red Flag Warning - Small Fires | Wire-to-wire contact | Aggregated | 2048 | 0.00024922 | 1078.9824 | 0.26891 | 2048 | Mitigation | 0.95 | 45 | 0 | esc | 0.00097009 | 2.4177e-07 | 0.00097009 | 2.4177e-07
[79 empty] | WLDFR | HFTD - Distribution - Tier 3 - 2QU CoRE ¦ 4QU LoRE | Non-Red Flag Warning - Small Fires | 2049 | 3.0532e-06 | 3.0532e-06 | 0.10007 | 0.04626 | 0.0020076 | 0.051804 | 0 | 0 | 0.0034038 | 3.0554e-07 | 0 | 3.0554e-07 | 3.0554e-07 | 0 | 3.0554e-07 | 0 | 0.00043148 | 0.00094582 | 0 | 0.00094582 | 0 | 0 | 0 | 0 | 0 | [12 empty] | 7.3.3.17.5 (Remote Grid) Updates to grid topology to minimize risk of ignition in HFTDs Remote GridWLDFRWire-to-wire contactAggregated | WLDFR | HFTD - Distribution - Tier 2 - 2QU CoRE ¦ 4QU LoRE | Non-Red Flag Warning - Small Fires | Wire-to-wire contact | Aggregated | 2049 | 0.00024922 | 1078.9824 | 0.26891 | 2049 | Mitigation | 0.95 | 45 | 0 | esc | 0.00097009 | 2.4177e-07 | 0.00097009 | 2.4177e-07
[79 empty] | WLDFR | HFTD - Distribution - Tier 3 - 2QU CoRE ¦ 4QU LoRE | Non-Red Flag Warning - Small Fires | 2050 | 3.0532e-06 | 3.0532e-06 | 0.10007 | 0.04626 | 0.0020076 | 0.051804 | 0 | 0 | 0.0034038 | 3.0554e-07 | 0 | 3.0554e-07 | 3.0554e-07 | 0 | 3.0554e-07 | 0 | 0.00043148 | 0.00094582 | 0 | 0.00094582 | 0 | 0 | 0 | 0 | 0 | [12 empty] | 7.3.3.17.5 (Remote Grid) Updates to grid topology to minimize risk of ignition in HFTDs Remote GridWLDFRWire-to-wire contactAggregated | WLDFR | HFTD - Distribution - Tier 2 - 2QU CoRE ¦ 4QU LoRE | Non-Red Flag Warning - Small Fires | Wire-to-wire contact | Aggregated | 2050 | 0.00024922 | 1078.9824 | 0.26891 | 2050 | Mitigation | 0.95 | 45 | 0 | esc | 0.00097009 | 2.4177e-07 | 0.00097009 | 2.4177e-07
[79 empty] | WLDFR | HFTD - Distribution - Tier 3 - 2QU CoRE ¦ 4QU LoRE | Non-Red Flag Warning - Small Fires | 2051 | 3.0532e-06 | 3.0532e-06 | 0.10007 | 0.04626 | 0.0020076 | 0.051804 | 0 | 0 | 0.0034038 | 3.0554e-07 | 0 | 3.0554e-07 | 3.0554e-07 | 0 | 3.0554e-07 | 0 | 0.00043148 | 0.00094582 | 0 | 0.00094582 | 0 | 2.7691e-05 | 0 | 0 | 0 | [12 empty] | 7.3.3.17.5 (Remote Grid) Updates to grid topology to minimize risk of ignition in HFTDs Remote GridWLDFRWire-to-wire contactAggregated | WLDFR | HFTD - Distribution - Tier 2 - 2QU CoRE ¦ 4QU LoRE | Non-Red Flag Warning - Small Fires | Wire-to-wire contact | Aggregated | 2051 | 0.00024922 | 1078.9824 | 0.26891 | 2051 | Mitigation | 0.95 | 45 | 0 | esc | 0.00097009 | 2.4177e-07 | 0.00097009 | 2.4177e-07
[79 empty] | WLDFR | HFTD - Distribution - Tier 3 - 2QU CoRE ¦ 4QU LoRE | Non-Red Flag Warning - Small Fires | 2052 | 3.0532e-06 | 3.0532e-06 | 0.10007 | 0.04626 | 0.0020076 | 0.051804 | 0 | 0 | 0.0034038 | 3.0554e-07 | 0 | 3.0554e-07 | 3.0554e-07 | 0 | 3.0554e-07 | 0 | 0.00043148 | 0.00094582 | 0 | 0.00094582 | 0 | 2.8703e-05 | 5.7406e-05 | 0 | 5.7406e-05 | [12 empty] | 7.3.3.17.5 (Remote Grid) Updates to grid topology to minimize risk of ignition in HFTDs Remote GridWLDFRWire-to-wire contactAggregated | WLDFR | HFTD - Distribution - Tier 2 - 2QU CoRE ¦ 4QU LoRE | Non-Red Flag Warning - Small Fires | Wire-to-wire contact | Aggregated | 2052 | 0.00024922 | 1078.9824 | 0.26891 | 2052 | Mitigation | 0.95 | 45 | 0 | esc | 0.00097009 | 2.4177e-07 | 0.00097009 | 2.4177e-07
[79 empty] | WLDFR | HFTD - Distribution - Tier 3 - 2QU CoRE ¦ 4QU LoRE | Non-Red Flag Warning - Small Fires | 2053 | 3.0532e-06 | 3.0532e-06 | 0.10489 | 0.048274 | 0.002095 | 0.054525 | 0 | 0 | 0.0034038 | 3.2026e-07 | 0 | 3.2026e-07 | 3.2026e-07 | 0 | 3.2026e-07 | 0 | 0.00045288 | 0.00099273 | 0 | 0.00099273 | 0 | 2.8703e-05 | 5.7406e-05 | 0 | 5.7406e-05 | [12 empty] | 7.3.3.17.5 (Remote Grid) Updates to grid topology to minimize risk of ignition in HFTDs Remote GridWLDFRWire-to-wire contactAggregated | WLDFR | HFTD - Distribution - Tier 2 - 2QU CoRE ¦ 4QU LoRE | Non-Red Flag Warning - Small Fires | Wire-to-wire contact | Aggregated | 2053 | 0.00024922 | 1078.9824 | 0.26891 | 2053 | Mitigation | 0.95 | 45 | 0 | esc | 0.00097009 | 2.4177e-07 | 0.00097009 | 2.4177e-07
[79 empty] | WLDFR | HFTD - Distribution - Tier 3 - 2QU CoRE ¦ 4QU LoRE | Non-Red Flag Warning - Small Fires | 2054 | 3.0532e-06 | 3.0532e-06 | 0.10489 | 0.048274 | 0.002095 | 0.054525 | 0 | 0 | 0.0034038 | 3.2026e-07 | 0 | 3.2026e-07 | 3.2026e-07 | 0 | 3.2026e-07 | 0 | 0.00045288 | 0.00099273 | 0 | 0.00099273 | 0 | 2.8703e-05 | 5.7406e-05 | 0 | 5.7406e-05 | [12 empty] | 7.3.3.17.5 (Remote Grid) Updates to grid topology to minimize risk of ignition in HFTDs Remote GridWLDFRWire-to-wire contactAggregated | WLDFR | HFTD - Distribution - Tier 2 - 2QU CoRE ¦ 4QU LoRE | Non-Red Flag Warning - Small Fires | Wire-to-wire contact | Aggregated | 2054 | 0.00024922 | 1078.9824 | 0.26891 | 2054 | Mitigation | 0.95 | 45 | 0 | esc | 0.00097009 | 2.4177e-07 | 0.00097009 | 2.4177e-07
[79 empty] | WLDFR | HFTD - Distribution - Tier 3 - 2QU CoRE ¦ 4QU LoRE | Non-Red Flag Warning - Small Fires | 2055 | 3.0532e-06 | 3.0532e-06 | 0.10489 | 0.048274 | 0.002095 | 0.054525 | 0 | 0 | 0.0034038 | 3.2026e-07 | 0 | 3.2026e-07 | 3.2026e-07 | 0 | 3.2026e-07 | 0 | 0.00045288 | 0.00099273 | 0 | 0.00099273 | 0 | 2.8703e-05 | 5.7406e-05 | 0 | 5.7406e-05 | [12 empty] | 7.3.3.17.5 (Remote Grid) Updates to grid topology to minimize risk of ignition in HFTDs Remote GridWLDFRWire-to-wire contactAggregated | WLDFR | HFTD - Distribution - Tier 2 - 2QU CoRE ¦ 4QU LoRE | Non-Red Flag Warning - Small Fires | Wire-to-wire contact | Aggregated | 2055 | 0.00024922 | 1078.9824 | 0.26891 | 2055 | Mitigation | 0.95 | 45 | 0 | esc | 0.00097009 | 2.4177e-07 | 0.00097009 | 2.4177e-07
[79 empty] | WLDFR | HFTD - Distribution - Tier 3 - 2QU CoRE ¦ 4QU LoRE | Non-Red Flag Warning - Small Fires | 2056 | 3.0532e-06 | 3.0532e-06 | 0.10489 | 0.048274 | 0.002095 | 0.054525 | 0 | 0 | 0.0034038 | 3.2026e-07 | 0 | 3.2026e-07 | 3.2026e-07 | 0 | 3.2026e-07 | 0 | 0.00045288 | 0.00099273 | 0 | 0.00099273 | 0 | 2.8703e-05 | 5.7406e-05 | 0 | 5.7406e-05 | [12 empty] | 7.3.3.17.5 (Remote Grid) Updates to grid topology to minimize risk of ignition in HFTDs Remote GridWLDFRWire-to-wire contactAggregated | WLDFR | HFTD - Distribution - Tier 2 - 2QU CoRE ¦ 4QU LoRE | Non-Red Flag Warning - Small Fires | Wire-to-wire contact | Aggregated | 2056 | 0.00024922 | 1078.9824 | 0.26891 | 2056 | Mitigation | 0.95 | 45 | 0 | esc | 0.00097009 | 2.4177e-07 | 0.00097009 | 2.4177e-07
[79 empty] | WLDFR | HFTD - Distribution - Tier 3 - 2QU CoRE ¦ 4QU LoRE | Non-Red Flag Warning - Small Fires | 2057 | 3.0532e-06 | 3.0532e-06 | 0.10489 | 0.048274 | 0.002095 | 0.054525 | 0 | 0 | 0.0034038 | 3.2026e-07 | 0 | 3.2026e-07 | 3.2026e-07 | 0 | 3.2026e-07 | 0 | 0.00045288 | 0.00099273 | 0 | 0.00099273 | 0 | 2.9977e-05 | 5.9953e-05 | 0 | 5.9953e-05 | [12 empty] | 7.3.3.17.5 (Remote Grid) Updates to grid topology to minimize risk of ignition in HFTDs Remote GridWLDFRWire-to-wire contactAggregated | WLDFR | HFTD - Distribution - Tier 2 - 2QU CoRE ¦ 4QU LoRE | Non-Red Flag Warning - Small Fires | Wire-to-wire contact | Aggregated | 2057 | 0.00024922 | 1078.9824 | 0.26891 | 2057 | Mitigation | 0.95 | 45 | 0 | esc | 0.00097009 | 2.4177e-07 | 0.00097009 | 2.4177e-07
[79 empty] | WLDFR | HFTD - Distribution - Tier 3 - 2QU CoRE ¦ 4QU LoRE | Non-Red Flag Warning - Small Fires | 2058 | 3.0532e-06 | 3.0532e-06 | 0.1099 | 0.050325 | 0.0021839 | 0.057393 | 0 | 0 | 0.0034038 | 3.3555e-07 | 0 | 3.3555e-07 | 3.3555e-07 | 0 | 3.3555e-07 | 0 | 0.00047529 | 0.0010418 | 0 | 0.0010418 | 0 | 2.9977e-05 | 5.9953e-05 | 0 | 5.9953e-05 | [12 empty] | 7.3.3.17.5 (Remote Grid) Updates to grid topology to minimize risk of ignition in HFTDs Remote GridWLDFRWire-to-wire contactAggregated | WLDFR | HFTD - Distribution - Tier 2 - 2QU CoRE ¦ 4QU LoRE | Non-Red Flag Warning - Small Fires | Wire-to-wire contact | Aggregated | 2058 | 0.00024922 | 1078.9824 | 0.26891 | 2058 | Mitigation | 0.95 | 45 | 0 | esc | 0.00097009 | 2.4177e-07 | 0.00097009 | 2.4177e-07
[79 empty] | WLDFR | HFTD - Distribution - Tier 3 - 2QU CoRE ¦ 4QU LoRE | Non-Red Flag Warning - Small Fires | 2059 | 3.0532e-06 | 3.0532e-06 | 0.1099 | 0.050325 | 0.0021839 | 0.057393 | 0 | 0 | 0.0034038 | 3.3555e-07 | 0 | 3.3555e-07 | 3.3555e-07 | 0 | 3.3555e-07 | 0 | 0.00047529 | 0.0010418 | 0 | 0.0010418 | 0 | 2.9977e-05 | 5.9953e-05 | 0 | 5.9953e-05 | [12 empty] | 7.3.3.17.5 (Remote Grid) Updates to grid topology to minimize risk of ignition in HFTDs Remote GridWLDFRWire-to-wire contactAggregated | WLDFR | HFTD - Distribution - Tier 2 - 2QU CoRE ¦ 4QU LoRE | Non-Red Flag Warning - Small Fires | Wire-to-wire contact | Aggregated | 2059 | 0.00024922 | 1078.9824 | 0.26891 | 2059 | Mitigation | 0.95 | 45 | 0 | esc | 0.00097009 | 2.4177e-07 | 0.00097009 | 2.4177e-07
[79 empty] | WLDFR | HFTD - Distribution - Tier 3 - 2QU CoRE ¦ 4QU LoRE | Non-Red Flag Warning - Small Fires | 2060 | 3.0532e-06 | 3.0532e-06 | 0.1099 | 0.050325 | 0.0021839 | 0.057393 | 0 | 0 | 0.0034038 | 3.3555e-07 | 0 | 3.3555e-07 | 3.3555e-07 | 0 | 3.3555e-07 | 0 | 0.00047529 | 0.0010418 | 0 | 0.0010418 | 0 | 2.9977e-05 | 5.9953e-05 | 0 | 5.9953e-05 | [12 empty] | 7.3.3.17.5 (Remote Grid) Updates to grid topology to minimize risk of ignition in HFTDs Remote GridWLDFRWire-to-wire contactAggregated | WLDFR | HFTD - Distribution - Tier 2 - 2QU CoRE ¦ 4QU LoRE | Non-Red Flag Warning - Small Fires | Wire-to-wire contact | Aggregated | 2060 | 0.00024922 | 1078.9824 | 0.26891 | 2060 | Mitigation | 0.95 | 45 | 0 | esc | 0.00097009 | 2.4177e-07 | 0.00097009 | 2.4177e-07
[79 empty] | WLDFR | HFTD - Distribution - Tier 3 - 2QU CoRE ¦ 4QU LoRE | Non-Red Flag Warning - Small Fires | 2061 | 3.0532e-06 | 3.0532e-06 | 0.1099 | 0.050325 | 0.0021839 | 0.057393 | 0 | 0 | 0.0034038 | 3.3555e-07 | 0 | 3.3555e-07 | 3.3555e-07 | 0 | 3.3555e-07 | 0 | 0.00047529 | 0.0010418 | 0 | 0.0010418 | 0 | 2.9977e-05 | 5.9953e-05 | 0 | 5.9953e-05 | [12 empty] | 7.3.3.17.5 (Remote Grid) Updates to grid topology to minimize risk of ignition in HFTDs Remote GridWLDFRWire-to-wire contactAggregated | WLDFR | HFTD - Distribution - Tier 2 - 2QU CoRE ¦ 4QU LoRE | Non-Red Flag Warning - Small Fires | Wire-to-wire contact | Aggregated | 2061 | 0.00024922 | 1078.9824 | 0.26891 | 2061 | Mitigation | 0.95 | 45 | 0 | esc | 0.00097009 | 2.4177e-07 | 0.00097009 | 2.4177e-07
[79 empty] | WLDFR | HFTD - Distribution - Tier 3 - 2QU CoRE ¦ 4QU LoRE | Non-Red Flag Warning - Small Fires | 2062 | 3.0532e-06 | 3.0532e-06 | 0.1099 | 0.050325 | 0.0021839 | 0.057393 | 0 | 0 | 0.0034038 | 3.3555e-07 | 0 | 3.3555e-07 | 3.3555e-07 | 0 | 3.3555e-07 | 0 | 0.00047529 | 0.0010418 | 0 | 0.0010418 | 0 | 3.1391e-05 | 6.2783e-05 | 0 | 6.2783e-05 | [12 empty] | 7.3.3.17.5 (Remote Grid) Updates to grid topology to minimize risk of ignition in HFTDs Remote GridWLDFRWire-to-wire contactAggregated | WLDFR | HFTD - Distribution - Tier 2 - 2QU CoRE ¦ 4QU LoRE | Non-Red Flag Warning - Small Fires | Wire-to-wire contact | Aggregated | 2062 | 0.00024922 | 1078.9824 | 0.26891 | 2062 | Mitigation | 0.95 | 45 | 0 | esc | 0.00097009 | 2.4177e-07 | 0.00097009 | 2.4177e-07
[79 empty] | WLDFR | HFTD - Distribution - Tier 3 - 2QU CoRE ¦ 4QU LoRE | Non-Red Flag Warning - Small Fires | 2063 | 3.0532e-06 | 3.0532e-06 | 0.11504 | 0.052388 | 0.0022734 | 0.060377 | 0 | 0 | 0.0034038 | 3.5124e-07 | 0 | 3.5124e-07 | 3.5124e-07 | 0 | 3.5124e-07 | 0 | 0.00049843 | 0.0010926 | 0 | 0.0010926 | 0 | 3.1391e-05 | 6.2783e-05 | 0 | 6.2783e-05 | [12 empty] | 7.3.3.17.5 (Remote Grid) Updates to grid topology to minimize risk of ignition in HFTDs Remote GridWLDFRWire-to-wire contactAggregated | WLDFR | HFTD - Distribution - Tier 2 - 2QU CoRE ¦ 4QU LoRE | Non-Red Flag Warning - Small Fires | Wire-to-wire contact | Aggregated | 2063 | 0.00024922 | 1078.9824 | 0.26891 | 2063 | Mitigation | 0.95 | 45 | 0 | esc | 0.00097009 | 2.4177e-07 | 0.00097009 | 2.4177e-07
[79 empty] | WLDFR | HFTD - Distribution - Tier 3 - 2QU CoRE ¦ 4QU LoRE | Non-Red Flag Warning - Small Fires | 2064 | 3.0532e-06 | 3.0532e-06 | 0.11504 | 0.052388 | 0.0022734 | 0.060377 | 0 | 0 | 0.0034038 | 3.5124e-07 | 0 | 3.5124e-07 | 3.5124e-07 | 0 | 3.5124e-07 | 0 | 0.00049843 | 0.0010926 | 0 | 0.0010926 | 0 | 3.1391e-05 | 6.2783e-05 | 0 | 6.2783e-05 | [12 empty] | 7.3.3.17.5 (Remote Grid) Updates to grid topology to minimize risk of ignition in HFTDs Remote GridWLDFRWire-to-wire contactAggregated | WLDFR | HFTD - Distribution - Tier 2 - 2QU CoRE ¦ 4QU LoRE | Non-Red Flag Warning - Small Fires | Wire-to-wire contact | Aggregated | 2064 | 0.00024922 | 1078.9824 | 0.26891 | 2064 | Mitigation | 0.95 | 45 | 0 | esc | 0.00097009 | 2.4177e-07 | 0.00097009 | 2.4177e-07
[79 empty] | WLDFR | HFTD - Distribution - Tier 3 - 2QU CoRE ¦ 4QU LoRE | Non-Red Flag Warning - Small Fires | 2065 | 3.0532e-06 | 3.0532e-06 | 0.11504 | 0.052388 | 0.0022734 | 0.060377 | 0 | 0 | 0.0034038 | 3.5124e-07 | 0 | 3.5124e-07 | 3.5124e-07 | 0 | 3.5124e-07 | 0 | 0.00049843 | 0.0010926 | 0 | 0.0010926 | 0 | 3.1391e-05 | 6.2783e-05 | 0 | 6.2783e-05 | [12 empty] | 7.3.3.17.5 (Remote Grid) Updates to grid topology to minimize risk of ignition in HFTDs Remote GridWLDFRWire-to-wire contactAggregated | WLDFR | HFTD - Distribution - Tier 2 - 2QU CoRE ¦ 4QU LoRE | Non-Red Flag Warning - Small Fires | Wire-to-wire contact | Aggregated | 2065 | 0.00024922 | 1078.9824 | 0.26891 | 2065 | Mitigation | 0.95 | 45 | 0 | esc | 0.00097009 | 2.4177e-07 | 0.00097009 | 2.4177e-07
[79 empty] | WLDFR | HFTD - Distribution - Tier 3 - 2QU CoRE ¦ 4QU LoRE | Non-Red Flag Warning - Small Fires | 2066 | 3.0532e-06 | 3.0532e-06 | 0.11504 | 0.052388 | 0.0022734 | 0.060377 | 0 | 0 | 0.0034038 | 3.5124e-07 | 0 | 3.5124e-07 | 3.5124e-07 | 0 | 3.5124e-07 | 0 | 0.00049843 | 0.0010926 | 0 | 0.0010926 | 0 | 3.1391e-05 | 6.2783e-05 | 0 | 6.2783e-05 | [12 empty] | 7.3.3.17.5 (Remote Grid) Updates to grid topology to minimize risk of ignition in HFTDs Remote GridWLDFRWire-to-wire contactAggregated | WLDFR | HFTD - Distribution - Tier 2 - 2QU CoRE ¦ 4QU LoRE | Non-Red Flag Warning - Small Fires | Wire-to-wire contact | Aggregated | 2066 | 0.00024922 | 1078.9824 | 0.26891 | 2066 | Mitigation | 0.95 | 45 | 0 | esc | 0.00097009 | 2.4177e-07 | 0.00097009 | 2.4177e-07
[79 empty] | WLDFR | HFTD - Distribution - Tier 3 - 2QU CoRE ¦ 4QU LoRE | Non-Red Flag Warning - Small Fires | 2067 | 0 | 3.0532e-06 | 0.11504 | 0.052388 | 0.0022734 | 0.060377 | 0 | 0 | 0.0034038 | 0 | 0 | 0 | 3.5124e-07 | 0 | 3.5124e-07 | 0 | 0.00049843 | 0.0010926 | 0 | 0.0010926 | 0 | 3.2925e-05 | 6.5851e-05 | 0 | 6.5851e-05 | [12 empty] | 7.3.3.17.5 (Remote Grid) Updates to grid topology to minimize risk of ignition in HFTDs Remote GridWLDFRWire-to-wire contactAggregated | WLDFR | HFTD - Distribution - Tier 2 - 2QU CoRE ¦ 4QU LoRE | Non-Red Flag Warning - Small Fires | Wire-to-wire contact | Aggregated | 2067 | 0.00024922 | 1078.9824 | 0.26891 | 2067 | Mitigation | 0.95 | 45 | 0 | esc | 0 | 0 | 0.00097009 | 2.4177e-07
[79 empty] | WLDFR | HFTD - Distribution - Tier 3 - 2QU CoRE ¦ 4QU LoRE | Red Flag Warning - Catastrophic Fires | 2022 | 5.3266e-08 | 0 | 14146.1306 | 222.2294 | 8585.7228 | 5338.1784 | 0 | 0 | 5.4908e-05 | 0.0007535 | 0 | 0.0007535 | 0 | 0 | 0 | 0 | 0.00052202 | 0.0011443 | 0 | 0.0011443 | 0 | 3.2925e-05 | 6.5851e-05 | 0 | 6.5851e-05 | [12 empty] | 7.3.3.17.5 (Remote Grid) Updates to grid topology to minimize risk of ignition in HFTDs Remote GridWLDFREquipment / facility failureAggregated | WLDFR | HFTD - Distribution - Tier 2 - 2QU CoRE ¦ 4QU LoRE | Red Flag Warning - Catastrophic Fires | Equipment / facility failure | Aggregated | 2022 | 1.7285e-05 | 1078.9824 | 0.01865 | 2022 | Mitigation | 0.95 | 45 | 0 | esc | 0.00097009 | 1.6768e-08 | 0 | 0
[79 empty] | WLDFR | HFTD - Distribution - Tier 3 - 2QU CoRE ¦ 4QU LoRE | Red Flag Warning - Catastrophic Fires | 2023 | 5.3266e-08 | 5.3266e-08 | 14664.6376 | 233.2301 | 8896.516 | 5534.8915 | 0 | 0 | 5.4908e-05 | 0.00078112 | 0 | 0.00078112 | 0.00078112 | 0 | 0.00078112 | 0 | 0.00052202 | 0.0011443 | 0 | 0.0011443 | 0 | 3.2925e-05 | 6.5851e-05 | 0 | 6.5851e-05 | [12 empty] | 7.3.3.17.5 (Remote Grid) Updates to grid topology to minimize risk of ignition in HFTDs Remote GridWLDFREquipment / facility failureAggregated | WLDFR | HFTD - Distribution - Tier 2 - 2QU CoRE ¦ 4QU LoRE | Red Flag Warning - Catastrophic Fires | Equipment / facility failure | Aggregated | 2023 | 1.7285e-05 | 1078.9824 | 0.01865 | 2023 | Mitigation | 0.95 | 45 | 0 | esc | 0.00097009 | 1.6768e-08 | 0.00097009 | 1.6768e-08
[79 empty] | WLDFR | HFTD - Distribution - Tier 3 - 2QU CoRE ¦ 4QU LoRE | Red Flag Warning - Catastrophic Fires | 2024 | 5.3266e-08 | 5.3266e-08 | 14664.6376 | 233.2301 | 8896.516 | 5534.8915 | 0 | 0 | 5.4908e-05 | 0.00078112 | 0 | 0.00078112 | 0.00078112 | 0 | 0.00078112 | 0 | 0.00052202 | 0.0011443 | 0 | 0.0011443 | 0 | 3.2925e-05 | 6.5851e-05 | 0 | 6.5851e-05 | [12 empty] | 7.3.3.17.5 (Remote Grid) Updates to grid topology to minimize risk of ignition in HFTDs Remote GridWLDFREquipment / facility failureAggregated | WLDFR | HFTD - Distribution - Tier 2 - 2QU CoRE ¦ 4QU LoRE | Red Flag Warning - Catastrophic Fires | Equipment / facility failure | Aggregated | 2024 | 1.7285e-05 | 1078.9824 | 0.01865 | 2024 | Mitigation | 0.95 | 45 | 0 | esc | 0.00097009 | 1.6768e-08 | 0.00097009 | 1.6768e-08
[79 empty] | WLDFR | HFTD - Distribution - Tier 3 - 2QU CoRE ¦ 4QU LoRE | Red Flag Warning - Catastrophic Fires | 2025 | 5.3266e-08 | 5.3266e-08 | 14664.6376 | 233.2301 | 8896.516 | 5534.8915 | 0 | 0 | 5.4908e-05 | 0.00078112 | 0 | 0.00078112 | 0.00078112 | 0 | 0.00078112 | 0 | 0.00052202 | 0.0011443 | 0 | 0.0011443 | 0 | 3.2925e-05 | 6.5851e-05 | 0 | 6.5851e-05 | [12 empty] | 7.3.3.17.5 (Remote Grid) Updates to grid topology to minimize risk of ignition in HFTDs Remote GridWLDFREquipment / facility failureAggregated | WLDFR | HFTD - Distribution - Tier 2 - 2QU CoRE ¦ 4QU LoRE | Red Flag Warning - Catastrophic Fires | Equipment / facility failure | Aggregated | 2025 | 1.7285e-05 | 1078.9824 | 0.01865 | 2025 | Mitigation | 0.95 | 45 | 0 | esc | 0.00097009 | 1.6768e-08 | 0.00097009 | 1.6768e-08
[79 empty] | WLDFR | HFTD - Distribution - Tier 3 - 2QU CoRE ¦ 4QU LoRE | Red Flag Warning - Catastrophic Fires | 2026 | 5.3266e-08 | 5.3266e-08 | 14664.6376 | 233.2301 | 8896.516 | 5534.8915 | 0 | 0 | 5.4908e-05 | 0.00078112 | 0 | 0.00078112 | 0.00078112 | 0 | 0.00078112 | 0 | 0.00052202 | 0.0011443 | 0 | 0.0011443 | 0 | 3.4558e-05 | 6.9116e-05 | 0 | 6.9116e-05 | [12 empty] | 7.3.3.17.5 (Remote Grid) Updates to grid topology to minimize risk of ignition in HFTDs Remote GridWLDFREquipment / facility failureAggregated | WLDFR | HFTD - Distribution - Tier 2 - 2QU CoRE ¦ 4QU LoRE | Red Flag Warning - Catastrophic Fires | Equipment / facility failure | Aggregated | 2026 | 1.7285e-05 | 1078.9824 | 0.01865 | 2026 | Mitigation | 0.95 | 45 | 0 | esc | 0.00097009 | 1.6768e-08 | 0.00097009 | 1.6768e-08
[79 empty] | WLDFR | HFTD - Distribution - Tier 3 - 2QU CoRE ¦ 4QU LoRE | Red Flag Warning - Catastrophic Fires | 2027 | 5.3266e-08 | 5.3266e-08 | 14664.6376 | 233.2301 | 8896.516 | 5534.8915 | 0 | 0 | 5.4908e-05 | 0.00078112 | 0 | 0.00078112 | 0.00078112 | 0 | 0.00078112 | 0 | 0.00054577 | 0.0011963 | 0 | 0.0011963 | 0 | 3.4558e-05 | 6.9116e-05 | 0 | 6.9116e-05 | [12 empty] | 7.3.3.17.5 (Remote Grid) Updates to grid topology to minimize risk of ignition in HFTDs Remote GridWLDFREquipment / facility failureAggregated | WLDFR | HFTD - Distribution - Tier 2 - 2QU CoRE ¦ 4QU LoRE | Red Flag Warning - Catastrophic Fires | Equipment / facility failure | Aggregated | 2027 | 1.7285e-05 | 1078.9824 | 0.01865 | 2027 | Mitigation | 0.95 | 45 | 0 | esc | 0.00097009 | 1.6768e-08 | 0.00097009 | 1.6768e-08
[79 empty] | WLDFR | HFTD - Distribution - Tier 3 - 2QU CoRE ¦ 4QU LoRE | Red Flag Warning - Catastrophic Fires | 2028 | 5.3266e-08 | 5.3266e-08 | 15317.9909 | 247.273 | 9287.6491 | 5783.0689 | 0 | 0 | 5.4908e-05 | 0.00081592 | 0 | 0.00081592 | 0.00081592 | 0 | 0.00081592 | 0 | 0.00054577 | 0.0011963 | 0 | 0.0011963 | 0 | 3.4558e-05 | 6.9116e-05 | 0 | 6.9116e-05 | [12 empty] | 7.3.3.17.5 (Remote Grid) Updates to grid topology to minimize risk of ignition in HFTDs Remote GridWLDFREquipment / facility failureAggregated | WLDFR | HFTD - Distribution - Tier 2 - 2QU CoRE ¦ 4QU LoRE | Red Flag Warning - Catastrophic Fires | Equipment / facility failure | Aggregated | 2028 | 1.7285e-05 | 1078.9824 | 0.01865 | 2028 | Mitigation | 0.95 | 45 | 0 | esc | 0.00097009 | 1.6768e-08 | 0.00097009 | 1.6768e-08
[79 empty] | WLDFR | HFTD - Distribution - Tier 3 - 2QU CoRE ¦ 4QU LoRE | Red Flag Warning - Catastrophic Fires | 2029 | 5.3266e-08 | 5.3266e-08 | 15317.9909 | 247.273 | 9287.6491 | 5783.0689 | 0 | 0 | 5.4908e-05 | 0.00081592 | 0 | 0.00081592 | 0.00081592 | 0 | 0.00081592 | 0 | 0.00054577 | 0.0011963 | 0 | 0.0011963 | 0 | 3.4558e-05 | 6.9116e-05 | 0 | 6.9116e-05 | [12 empty] | 7.3.3.17.5 (Remote Grid) Updates to grid topology to minimize risk of ignition in HFTDs Remote GridWLDFREquipment / facility failureAggregated | WLDFR | HFTD - Distribution - Tier 2 - 2QU CoRE ¦ 4QU LoRE | Red Flag Warning - Catastrophic Fires | Equipment / facility failure | Aggregated | 2029 | 1.7285e-05 | 1078.9824 | 0.01865 | 2029 | Mitigation | 0.95 | 45 | 0 | esc | 0.00097009 | 1.6768e-08 | 0.00097009 | 1.6768e-08
[79 empty] | WLDFR | HFTD - Distribution - Tier 3 - 2QU CoRE ¦ 4QU LoRE | Red Flag Warning - Catastrophic Fires | 2030 | 5.3266e-08 | 5.3266e-08 | 15317.9909 | 247.273 | 9287.6491 | 5783.0689 | 0 | 0 | 5.4908e-05 | 0.00081592 | 0 | 0.00081592 | 0.00081592 | 0 | 0.00081592 | 0 | 0.00054577 | 0.0011963 | 0 | 0.0011963 | 0 | 3.4558e-05 | 6.9116e-05 | 0 | 6.9116e-05 | [12 empty] | 7.3.3.17.5 (Remote Grid) Updates to grid topology to minimize risk of ignition in HFTDs Remote GridWLDFREquipment / facility failureAggregated | WLDFR | HFTD - Distribution - Tier 2 - 2QU CoRE ¦ 4QU LoRE | Red Flag Warning - Catastrophic Fires | Equipment / facility failure | Aggregated | 2030 | 1.7285e-05 | 1078.9824 | 0.01865 | 2030 | Mitigation | 0.95 | 45 | 0 | esc | 0.00097009 | 1.6768e-08 | 0.00097009 | 1.6768e-08
[79 empty] | WLDFR | HFTD - Distribution - Tier 3 - 2QU CoRE ¦ 4QU LoRE | Red Flag Warning - Catastrophic Fires | 2031 | 5.3266e-08 | 5.3266e-08 | 15317.9909 | 247.273 | 9287.6491 | 5783.0689 | 0 | 0 | 5.4908e-05 | 0.00081592 | 0 | 0.00081592 | 0.00081592 | 0 | 0.00081592 | 0 | 0.00054577 | 0.0011963 | 0 | 0.0011963 | 0 | 3.6268e-05 | 7.2536e-05 | 0 | 7.2536e-05 | [12 empty] | 7.3.3.17.5 (Remote Grid) Updates to grid topology to minimize risk of ignition in HFTDs Remote GridWLDFREquipment / facility failureAggregated | WLDFR | HFTD - Distribution - Tier 2 - 2QU CoRE ¦ 4QU LoRE | Red Flag Warning - Catastrophic Fires | Equipment / facility failure | Aggregated | 2031 | 1.7285e-05 | 1078.9824 | 0.01865 | 2031 | Mitigation | 0.95 | 45 | 0 | esc | 0.00097009 | 1.6768e-08 | 0.00097009 | 1.6768e-08
[79 empty] | WLDFR | HFTD - Distribution - Tier 3 - 2QU CoRE ¦ 4QU LoRE | Red Flag Warning - Catastrophic Fires | 2032 | 5.3266e-08 | 5.3266e-08 | 15317.9909 | 247.273 | 9287.6491 | 5783.0689 | 0 | 0 | 5.4908e-05 | 0.00081592 | 0 | 0.00081592 | 0.00081592 | 0 | 0.00081592 | 0 | 0.00056939 | 0.0012481 | 0 | 0.0012481 | 0 | 3.6268e-05 | 7.2536e-05 | 0 | 7.2536e-05 | [12 empty] | 7.3.3.17.5 (Remote Grid) Updates to grid topology to minimize risk of ignition in HFTDs Remote GridWLDFREquipment / facility failureAggregated | WLDFR | HFTD - Distribution - Tier 2 - 2QU CoRE ¦ 4QU LoRE | Red Flag Warning - Catastrophic Fires | Equipment / facility failure | Aggregated | 2032 | 1.7285e-05 | 1078.9824 | 0.01865 | 2032 | Mitigation | 0.95 | 45 | 0 | esc | 0.00097009 | 1.6768e-08 | 0.00097009 | 1.6768e-08
[79 empty] | WLDFR | HFTD - Distribution - Tier 3 - 2QU CoRE ¦ 4QU LoRE | Red Flag Warning - Catastrophic Fires | 2033 | 5.3266e-08 | 5.3266e-08 | 16044.1264 | 263.1074 | 9721.74 | 6059.2791 | 0 | 0 | 5.4908e-05 | 0.0008546 | 0 | 0.0008546 | 0.0008546 | 0 | 0.0008546 | 0 | 0.00056939 | 0.0012481 | 0 | 0.0012481 | 0 | 3.6268e-05 | 7.2536e-05 | 0 | 7.2536e-05 | [12 empty] | 7.3.3.17.5 (Remote Grid) Updates to grid topology to minimize risk of ignition in HFTDs Remote GridWLDFREquipment / facility failureAggregated | WLDFR | HFTD - Distribution - Tier 2 - 2QU CoRE ¦ 4QU LoRE | Red Flag Warning - Catastrophic Fires | Equipment / facility failure | Aggregated | 2033 | 1.7285e-05 | 1078.9824 | 0.01865 | 2033 | Mitigation | 0.95 | 45 | 0 | esc | 0.00097009 | 1.6768e-08 | 0.00097009 | 1.6768e-08
[79 empty] | WLDFR | HFTD - Distribution - Tier 3 - 2QU CoRE ¦ 4QU LoRE | Red Flag Warning - Catastrophic Fires | 2034 | 5.3266e-08 | 5.3266e-08 | 16044.1264 | 263.1074 | 9721.74 | 6059.2791 | 0 | 0 | 5.4908e-05 | 0.0008546 | 0 | 0.0008546 | 0.0008546 | 0 | 0.0008546 | 0 | 0.00056939 | 0.0012481 | 0 | 0.0012481 | 0 | 3.6268e-05 | 7.2536e-05 | 0 | 7.2536e-05 | [12 empty] | 7.3.3.17.5 (Remote Grid) Updates to grid topology to minimize risk of ignition in HFTDs Remote GridWLDFREquipment / facility failureAggregated | WLDFR | HFTD - Distribution - Tier 2 - 2QU CoRE ¦ 4QU LoRE | Red Flag Warning - Catastrophic Fires | Equipment / facility failure | Aggregated | 2034 | 1.7285e-05 | 1078.9824 | 0.01865 | 2034 | Mitigation | 0.95 | 45 | 0 | esc | 0.00097009 | 1.6768e-08 | 0.00097009 | 1.6768e-08
[79 empty] | WLDFR | HFTD - Distribution - Tier 3 - 2QU CoRE ¦ 4QU LoRE | Red Flag Warning - Catastrophic Fires | 2035 | 5.3266e-08 | 5.3266e-08 | 16044.1264 | 263.1074 | 9721.74 | 6059.2791 | 0 | 0 | 5.4908e-05 | 0.0008546 | 0 | 0.0008546 | 0.0008546 | 0 | 0.0008546 | 0 | 0 | 0.0012481 | 0 | 0.0012481 | 0 | 0 | 7.2536e-05 | 0 | 7.2536e-05 | [12 empty] | 7.3.3.17.5 (Remote Grid) Updates to grid topology to minimize risk of ignition in HFTDs Remote GridWLDFREquipment / facility failureAggregated | WLDFR | HFTD - Distribution - Tier 2 - 2QU CoRE ¦ 4QU LoRE | Red Flag Warning - Catastrophic Fires | Equipment / facility failure | Aggregated | 2035 | 1.7285e-05 | 1078.9824 | 0.01865 | 2035 | Mitigation | 0.95 | 45 | 0 | esc | 0.00097009 | 1.6768e-08 | 0.00097009 | 1.6768e-08
[79 empty] | WLDFR | HFTD - Distribution - Tier 3 - 2QU CoRE ¦ 4QU LoRE | Red Flag Warning - Catastrophic Fires | 2036 | 5.3266e-08 | 5.3266e-08 | 16044.1264 | 263.1074 | 9721.74 | 6059.2791 | 0 | 0 | 5.4908e-05 | 0.0008546 | 0 | 0.0008546 | 0.0008546 | 0 | 0.0008546 | 0 | 0 | 0 | 0 | 0 | 0 | 0 | 0 | 0 | 0 | [12 empty] | 7.3.3.17.5 (Remote Grid) Updates to grid topology to minimize risk of ignition in HFTDs Remote GridWLDFREquipment / facility failureAggregated | WLDFR | HFTD - Distribution - Tier 2 - 2QU CoRE ¦ 4QU LoRE | Red Flag Warning - Catastrophic Fires | Equipment / facility failure | Aggregated | 2036 | 1.7285e-05 | 1078.9824 | 0.01865 | 2036 | Mitigation | 0.95 | 45 | 0 | esc | 0.00097009 | 1.6768e-08 | 0.00097009 | 1.6768e-08
[79 empty] | WLDFR | HFTD - Distribution - Tier 3 - 2QU CoRE ¦ 4QU LoRE | Red Flag Warning - Catastrophic Fires | 2037 | 5.3266e-08 | 5.3266e-08 | 16044.1264 | 263.1074 | 9721.74 | 6059.2791 | 0 | 0 | 5.4908e-05 | 0.0008546 | 0 | 0.0008546 | 0.0008546 | 0 | 0.0008546 | 0 | 1.6267e-06 | 0 | 0 | 0 | 0 | 0 | 0 | 0 | 0 | [12 empty] | 7.3.3.17.5 (Remote Grid) Updates to grid topology to minimize risk of ignition in HFTDs Remote GridWLDFREquipment / facility failureAggregated | WLDFR | HFTD - Distribution - Tier 2 - 2QU CoRE ¦ 4QU LoRE | Red Flag Warning - Catastrophic Fires | Equipment / facility failure | Aggregated | 2037 | 1.7285e-05 | 1078.9824 | 0.01865 | 2037 | Mitigation | 0.95 | 45 | 0 | esc | 0.00097009 | 1.6768e-08 | 0.00097009 | 1.6768e-08
[79 empty] | WLDFR | HFTD - Distribution - Tier 3 - 2QU CoRE ¦ 4QU LoRE | Red Flag Warning - Catastrophic Fires | 2038 | 5.3266e-08 | 5.3266e-08 | 16832.3912 | 280.5544 | 10192.2718 | 6359.5651 | 0 | 0 | 5.4908e-05 | 0.00089659 | 0 | 0.00089659 | 0.00089659 | 0 | 0.00089659 | 0 | 1.6995e-06 | 3.7252e-06 | 0 | 3.7252e-06 | 0 | 1.6903e-06 | 0 | 0 | 0 | [12 empty] | 7.3.3.17.5 (Remote Grid) Updates to grid topology to minimize risk of ignition in HFTDs Remote GridWLDFREquipment / facility failureAggregated | WLDFR | HFTD - Distribution - Tier 2 - 2QU CoRE ¦ 4QU LoRE | Red Flag Warning - Catastrophic Fires | Equipment / facility failure | Aggregated | 2038 | 1.7285e-05 | 1078.9824 | 0.01865 | 2038 | Mitigation | 0.95 | 45 | 0 | esc | 0.00097009 | 1.6768e-08 | 0.00097009 | 1.6768e-08
[79 empty] | WLDFR | HFTD - Distribution - Tier 3 - 2QU CoRE ¦ 4QU LoRE | Red Flag Warning - Catastrophic Fires | 2039 | 5.3266e-08 | 5.3266e-08 | 16832.3912 | 280.5544 | 10192.2718 | 6359.5651 | 0 | 0 | 5.4908e-05 | 0.00089659 | 0 | 0.00089659 | 0.00089659 | 0 | 0.00089659 | 0 | 1.6995e-06 | 3.7252e-06 | 0 | 3.7252e-06 | 0 | 1.7659e-06 | 3.5318e-06 | 0 | 3.5318e-06 | [12 empty] | 7.3.3.17.5 (Remote Grid) Updates to grid topology to minimize risk of ignition in HFTDs Remote GridWLDFREquipment / facility failureAggregated | WLDFR | HFTD - Distribution - Tier 2 - 2QU CoRE ¦ 4QU LoRE | Red Flag Warning - Catastrophic Fires | Equipment / facility failure | Aggregated | 2039 | 1.7285e-05 | 1078.9824 | 0.01865 | 2039 | Mitigation | 0.95 | 45 | 0 | esc | 0.00097009 | 1.6768e-08 | 0.00097009 | 1.6768e-08
[79 empty] | WLDFR | HFTD - Distribution - Tier 3 - 2QU CoRE ¦ 4QU LoRE | Red Flag Warning - Catastrophic Fires | 2040 | 5.3266e-08 | 5.3266e-08 | 16832.3912 | 280.5544 | 10192.2718 | 6359.5651 | 0 | 0 | 5.4908e-05 | 0.00089659 | 0 | 0.00089659 | 0.00089659 | 0 | 0.00089659 | 0 | 1.6995e-06 | 3.7252e-06 | 0 | 3.7252e-06 | 0 | 1.7659e-06 | 3.5318e-06 | 0 | 3.5318e-06 | [12 empty] | 7.3.3.17.5 (Remote Grid) Updates to grid topology to minimize risk of ignition in HFTDs Remote GridWLDFREquipment / facility failureAggregated | WLDFR | HFTD - Distribution - Tier 2 - 2QU CoRE ¦ 4QU LoRE | Red Flag Warning - Catastrophic Fires | Equipment / facility failure | Aggregated | 2040 | 1.7285e-05 | 1078.9824 | 0.01865 | 2040 | Mitigation | 0.95 | 45 | 0 | esc | 0.00097009 | 1.6768e-08 | 0.00097009 | 1.6768e-08
[79 empty] | WLDFR | HFTD - Distribution - Tier 3 - 2QU CoRE ¦ 4QU LoRE | Red Flag Warning - Catastrophic Fires | 2041 | 5.3266e-08 | 5.3266e-08 | 16832.3912 | 280.5544 | 10192.2718 | 6359.5651 | 0 | 0 | 5.4908e-05 | 0.00089659 | 0 | 0.00089659 | 0.00089659 | 0 | 0.00089659 | 0 | 1.6995e-06 | 3.7252e-06 | 0 | 3.7252e-06 | 0 | 1.7659e-06 | 3.5318e-06 | 0 | 3.5318e-06 | [12 empty] | 7.3.3.17.5 (Remote Grid) Updates to grid topology to minimize risk of ignition in HFTDs Remote GridWLDFREquipment / facility failureAggregated | WLDFR | HFTD - Distribution - Tier 2 - 2QU CoRE ¦ 4QU LoRE | Red Flag Warning - Catastrophic Fires | Equipment / facility failure | Aggregated | 2041 | 1.7285e-05 | 1078.9824 | 0.01865 | 2041 | Mitigation | 0.95 | 45 | 0 | esc | 0.00097009 | 1.6768e-08 | 0.00097009 | 1.6768e-08
[79 empty] | WLDFR | HFTD - Distribution - Tier 3 - 2QU CoRE ¦ 4QU LoRE | Red Flag Warning - Catastrophic Fires | 2042 | 5.3266e-08 | 5.3266e-08 | 16832.3912 | 280.5544 | 10192.2718 | 6359.5651 | 0 | 0 | 5.4908e-05 | 0.00089659 | 0 | 0.00089659 | 0.00089659 | 0 | 0.00089659 | 0 | 1.6995e-06 | 3.7252e-06 | 0 | 3.7252e-06 | 0 | 1.7659e-06 | 3.5318e-06 | 0 | 3.5318e-06 | [12 empty] | 7.3.3.17.5 (Remote Grid) Updates to grid topology to minimize risk of ignition in HFTDs Remote GridWLDFREquipment / facility failureAggregated | WLDFR | HFTD - Distribution - Tier 2 - 2QU CoRE ¦ 4QU LoRE | Red Flag Warning - Catastrophic Fires | Equipment / facility failure | Aggregated | 2042 | 1.7285e-05 | 1078.9824 | 0.01865 | 2042 | Mitigation | 0.95 | 45 | 0 | esc | 0.00097009 | 1.6768e-08 | 0.00097009 | 1.6768e-08
[79 empty] | WLDFR | HFTD - Distribution - Tier 3 - 2QU CoRE ¦ 4QU LoRE | Red Flag Warning - Catastrophic Fires | 2043 | 5.3266e-08 | 5.3266e-08 | 17672.0852 | 299.42 | 10692.7362 | 6679.929 | 0 | 0 | 5.4908e-05 | 0.00094131 | 0 | 0.00094131 | 0.00094131 | 0 | 0.00094131 | 0 | 1.7932e-06 | 3.9307e-06 | 0 | 3.9307e-06 | 0 | 1.7659e-06 | 3.5318e-06 | 0 | 3.5318e-06 | [12 empty] | 7.3.3.17.5 (Remote Grid) Updates to grid topology to minimize risk of ignition in HFTDs Remote GridWLDFREquipment / facility failureAggregated | WLDFR | HFTD - Distribution - Tier 2 - 2QU CoRE ¦ 4QU LoRE | Red Flag Warning - Catastrophic Fires | Equipment / facility failure | Aggregated | 2043 | 1.7285e-05 | 1078.9824 | 0.01865 | 2043 | Mitigation | 0.95 | 45 | 0 | esc | 0.00097009 | 1.6768e-08 | 0.00097009 | 1.6768e-08
[79 empty] | WLDFR | HFTD - Distribution - Tier 3 - 2QU CoRE ¦ 4QU LoRE | Red Flag Warning - Catastrophic Fires | 2044 | 5.3266e-08 | 5.3266e-08 | 17672.0852 | 299.42 | 10692.7362 | 6679.929 | 0 | 0 | 5.4908e-05 | 0.00094131 | 0 | 0.00094131 | 0.00094131 | 0 | 0.00094131 | 0 | 1.7932e-06 | 3.9307e-06 | 0 | 3.9307e-06 | 0 | 1.8633e-06 | 3.7266e-06 | 0 | 3.7266e-06 | [12 empty] | 7.3.3.17.5 (Remote Grid) Updates to grid topology to minimize risk of ignition in HFTDs Remote GridWLDFREquipment / facility failureAggregated | WLDFR | HFTD - Distribution - Tier 2 - 2QU CoRE ¦ 4QU LoRE | Red Flag Warning - Catastrophic Fires | Equipment / facility failure | Aggregated | 2044 | 1.7285e-05 | 1078.9824 | 0.01865 | 2044 | Mitigation | 0.95 | 45 | 0 | esc | 0.00097009 | 1.6768e-08 | 0.00097009 | 1.6768e-08
[79 empty] | WLDFR | HFTD - Distribution - Tier 3 - 2QU CoRE ¦ 4QU LoRE | Red Flag Warning - Catastrophic Fires | 2045 | 5.3266e-08 | 5.3266e-08 | 17672.0852 | 299.42 | 10692.7362 | 6679.929 | 0 | 0 | 5.4908e-05 | 0.00094131 | 0 | 0.00094131 | 0.00094131 | 0 | 0.00094131 | 0 | 1.7932e-06 | 3.9307e-06 | 0 | 3.9307e-06 | 0 | 1.8633e-06 | 3.7266e-06 | 0 | 3.7266e-06 | [12 empty] | 7.3.3.17.5 (Remote Grid) Updates to grid topology to minimize risk of ignition in HFTDs Remote GridWLDFREquipment / facility failureAggregated | WLDFR | HFTD - Distribution - Tier 2 - 2QU CoRE ¦ 4QU LoRE | Red Flag Warning - Catastrophic Fires | Equipment / facility failure | Aggregated | 2045 | 1.7285e-05 | 1078.9824 | 0.01865 | 2045 | Mitigation | 0.95 | 45 | 0 | esc | 0.00097009 | 1.6768e-08 | 0.00097009 | 1.6768e-08
[79 empty] | WLDFR | HFTD - Distribution - Tier 3 - 2QU CoRE ¦ 4QU LoRE | Red Flag Warning - Catastrophic Fires | 2046 | 5.3266e-08 | 5.3266e-08 | 17672.0852 | 299.42 | 10692.7362 | 6679.929 | 0 | 0 | 5.4908e-05 | 0.00094131 | 0 | 0.00094131 | 0.00094131 | 0 | 0.00094131 | 0 | 1.7932e-06 | 3.9307e-06 | 0 | 3.9307e-06 | 0 | 1.8633e-06 | 3.7266e-06 | 0 | 3.7266e-06 | [12 empty] | 7.3.3.17.5 (Remote Grid) Updates to grid topology to minimize risk of ignition in HFTDs Remote GridWLDFREquipment / facility failureAggregated | WLDFR | HFTD - Distribution - Tier 2 - 2QU CoRE ¦ 4QU LoRE | Red Flag Warning - Catastrophic Fires | Equipment / facility failure | Aggregated | 2046 | 1.7285e-05 | 1078.9824 | 0.01865 | 2046 | Mitigation | 0.95 | 45 | 0 | esc | 0.00097009 | 1.6768e-08 | 0.00097009 | 1.6768e-08
[79 empty] | WLDFR | HFTD - Distribution - Tier 3 - 2QU CoRE ¦ 4QU LoRE | Red Flag Warning - Catastrophic Fires | 2047 | 5.3266e-08 | 5.3266e-08 | 17672.0852 | 299.42 | 10692.7362 | 6679.929 | 0 | 0 | 5.4908e-05 | 0.00094131 | 0 | 0.00094131 | 0.00094131 | 0 | 0.00094131 | 0 | 1.7932e-06 | 3.9307e-06 | 0 | 3.9307e-06 | 0 | 1.8633e-06 | 3.7266e-06 | 0 | 3.7266e-06 | [12 empty] | 7.3.3.17.5 (Remote Grid) Updates to grid topology to minimize risk of ignition in HFTDs Remote GridWLDFREquipment / facility failureAggregated | WLDFR | HFTD - Distribution - Tier 2 - 2QU CoRE ¦ 4QU LoRE | Red Flag Warning - Catastrophic Fires | Equipment / facility failure | Aggregated | 2047 | 1.7285e-05 | 1078.9824 | 0.01865 | 2047 | Mitigation | 0.95 | 45 | 0 | esc | 0.00097009 | 1.6768e-08 | 0.00097009 | 1.6768e-08
[79 empty] | WLDFR | HFTD - Distribution - Tier 3 - 2QU CoRE ¦ 4QU LoRE | Red Flag Warning - Catastrophic Fires | 2048 | 5.3266e-08 | 5.3266e-08 | 18552.3348 | 319.4911 | 11216.5626 | 7016.281 | 0 | 0 | 5.4908e-05 | 0.0009882 | 0 | 0.0009882 | 0.0009882 | 0 | 0.0009882 | 0 | 1.8998e-06 | 4.1644e-06 | 0 | 4.1644e-06 | 0 | 1.8633e-06 | 3.7266e-06 | 0 | 3.7266e-06 | [12 empty] | 7.3.3.17.5 (Remote Grid) Updates to grid topology to minimize risk of ignition in HFTDs Remote GridWLDFREquipment / facility failureAggregated | WLDFR | HFTD - Distribution - Tier 2 - 2QU CoRE ¦ 4QU LoRE | Red Flag Warning - Catastrophic Fires | Equipment / facility failure | Aggregated | 2048 | 1.7285e-05 | 1078.9824 | 0.01865 | 2048 | Mitigation | 0.95 | 45 | 0 | esc | 0.00097009 | 1.6768e-08 | 0.00097009 | 1.6768e-08
[79 empty] | WLDFR | HFTD - Distribution - Tier 3 - 2QU CoRE ¦ 4QU LoRE | Red Flag Warning - Catastrophic Fires | 2049 | 5.3266e-08 | 5.3266e-08 | 18552.3348 | 319.4911 | 11216.5626 | 7016.281 | 0 | 0 | 5.4908e-05 | 0.0009882 | 0 | 0.0009882 | 0.0009882 | 0 | 0.0009882 | 0 | 1.8998e-06 | 4.1644e-06 | 0 | 4.1644e-06 | 0 | 1.9741e-06 | 3.9481e-06 | 0 | 3.9481e-06 | [12 empty] | 7.3.3.17.5 (Remote Grid) Updates to grid topology to minimize risk of ignition in HFTDs Remote GridWLDFREquipment / facility failureAggregated | WLDFR | HFTD - Distribution - Tier 2 - 2QU CoRE ¦ 4QU LoRE | Red Flag Warning - Catastrophic Fires | Equipment / facility failure | Aggregated | 2049 | 1.7285e-05 | 1078.9824 | 0.01865 | 2049 | Mitigation | 0.95 | 45 | 0 | esc | 0.00097009 | 1.6768e-08 | 0.00097009 | 1.6768e-08
[79 empty] | WLDFR | HFTD - Distribution - Tier 3 - 2QU CoRE ¦ 4QU LoRE | Red Flag Warning - Catastrophic Fires | 2050 | 5.3266e-08 | 5.3266e-08 | 18552.3348 | 319.4911 | 11216.5626 | 7016.281 | 0 | 0 | 5.4908e-05 | 0.0009882 | 0 | 0.0009882 | 0.0009882 | 0 | 0.0009882 | 0 | 1.8998e-06 | 4.1644e-06 | 0 | 4.1644e-06 | 0 | 1.9741e-06 | 3.9481e-06 | 0 | 3.9481e-06 | [12 empty] | 7.3.3.17.5 (Remote Grid) Updates to grid topology to minimize risk of ignition in HFTDs Remote GridWLDFREquipment / facility failureAggregated | WLDFR | HFTD - Distribution - Tier 2 - 2QU CoRE ¦ 4QU LoRE | Red Flag Warning - Catastrophic Fires | Equipment / facility failure | Aggregated | 2050 | 1.7285e-05 | 1078.9824 | 0.01865 | 2050 | Mitigation | 0.95 | 45 | 0 | esc | 0.00097009 | 1.6768e-08 | 0.00097009 | 1.6768e-08
[79 empty] | WLDFR | HFTD - Distribution - Tier 3 - 2QU CoRE ¦ 4QU LoRE | Red Flag Warning - Catastrophic Fires | 2051 | 5.3266e-08 | 5.3266e-08 | 18552.3348 | 319.4911 | 11216.5626 | 7016.281 | 0 | 0 | 5.4908e-05 | 0.0009882 | 0 | 0.0009882 | 0.0009882 | 0 | 0.0009882 | 0 | 1.8998e-06 | 4.1644e-06 | 0 | 4.1644e-06 | 0 | 1.9741e-06 | 3.9481e-06 | 0 | 3.9481e-06 | [12 empty] | 7.3.3.17.5 (Remote Grid) Updates to grid topology to minimize risk of ignition in HFTDs Remote GridWLDFREquipment / facility failureAggregated | WLDFR | HFTD - Distribution - Tier 2 - 2QU CoRE ¦ 4QU LoRE | Red Flag Warning - Catastrophic Fires | Equipment / facility failure | Aggregated | 2051 | 1.7285e-05 | 1078.9824 | 0.01865 | 2051 | Mitigation | 0.95 | 45 | 0 | esc | 0.00097009 | 1.6768e-08 | 0.00097009 | 1.6768e-08
[79 empty] | WLDFR | HFTD - Distribution - Tier 3 - 2QU CoRE ¦ 4QU LoRE | Red Flag Warning - Catastrophic Fires | 2052 | 5.3266e-08 | 5.3266e-08 | 18552.3348 | 319.4911 | 11216.5626 | 7016.281 | 0 | 0 | 5.4908e-05 | 0.0009882 | 0 | 0.0009882 | 0.0009882 | 0 | 0.0009882 | 0 | 1.8998e-06 | 4.1644e-06 | 0 | 4.1644e-06 | 0 | 1.9741e-06 | 3.9481e-06 | 0 | 3.9481e-06 | [12 empty] | 7.3.3.17.5 (Remote Grid) Updates to grid topology to minimize risk of ignition in HFTDs Remote GridWLDFREquipment / facility failureAggregated | WLDFR | HFTD - Distribution - Tier 2 - 2QU CoRE ¦ 4QU LoRE | Red Flag Warning - Catastrophic Fires | Equipment / facility failure | Aggregated | 2052 | 1.7285e-05 | 1078.9824 | 0.01865 | 2052 | Mitigation | 0.95 | 45 | 0 | esc | 0.00097009 | 1.6768e-08 | 0.00097009 | 1.6768e-08
[79 empty] | WLDFR | HFTD - Distribution - Tier 3 - 2QU CoRE ¦ 4QU LoRE | Red Flag Warning - Catastrophic Fires | 2053 | 5.3266e-08 | 5.3266e-08 | 19462.1283 | 340.5356 | 11757.1413 | 7364.4514 | 0 | 0 | 5.4908e-05 | 0.0010367 | 0 | 0.0010367 | 0.0010367 | 0 | 0.0010367 | 0 | 2.0185e-06 | 4.4246e-06 | 0 | 4.4246e-06 | 0 | 1.9741e-06 | 3.9481e-06 | 0 | 3.9481e-06 | [12 empty] | 7.3.3.17.5 (Remote Grid) Updates to grid topology to minimize risk of ignition in HFTDs Remote GridWLDFREquipment / facility failureAggregated | WLDFR | HFTD - Distribution - Tier 2 - 2QU CoRE ¦ 4QU LoRE | Red Flag Warning - Catastrophic Fires | Equipment / facility failure | Aggregated | 2053 | 1.7285e-05 | 1078.9824 | 0.01865 | 2053 | Mitigation | 0.95 | 45 | 0 | esc | 0.00097009 | 1.6768e-08 | 0.00097009 | 1.6768e-08
[79 empty] | WLDFR | HFTD - Distribution - Tier 3 - 2QU CoRE ¦ 4QU LoRE | Red Flag Warning - Catastrophic Fires | 2054 | 5.3266e-08 | 5.3266e-08 | 19462.1283 | 340.5356 | 11757.1413 | 7364.4514 | 0 | 0 | 5.4908e-05 | 0.0010367 | 0 | 0.0010367 | 0.0010367 | 0 | 0.0010367 | 0 | 2.0185e-06 | 4.4246e-06 | 0 | 4.4246e-06 | 0 | 2.0974e-06 | 4.1948e-06 | 0 | 4.1948e-06 | [12 empty] | 7.3.3.17.5 (Remote Grid) Updates to grid topology to minimize risk of ignition in HFTDs Remote GridWLDFREquipment / facility failureAggregated | WLDFR | HFTD - Distribution - Tier 2 - 2QU CoRE ¦ 4QU LoRE | Red Flag Warning - Catastrophic Fires | Equipment / facility failure | Aggregated | 2054 | 1.7285e-05 | 1078.9824 | 0.01865 | 2054 | Mitigation | 0.95 | 45 | 0 | esc | 0.00097009 | 1.6768e-08 | 0.00097009 | 1.6768e-08
[79 empty] | WLDFR | HFTD - Distribution - Tier 3 - 2QU CoRE ¦ 4QU LoRE | Red Flag Warning - Catastrophic Fires | 2055 | 5.3266e-08 | 5.3266e-08 | 19462.1283 | 340.5356 | 11757.1413 | 7364.4514 | 0 | 0 | 5.4908e-05 | 0.0010367 | 0 | 0.0010367 | 0.0010367 | 0 | 0.0010367 | 0 | 2.0185e-06 | 4.4246e-06 | 0 | 4.4246e-06 | 0 | 2.0974e-06 | 4.1948e-06 | 0 | 4.1948e-06 | [12 empty] | 7.3.3.17.5 (Remote Grid) Updates to grid topology to minimize risk of ignition in HFTDs Remote GridWLDFREquipment / facility failureAggregated | WLDFR | HFTD - Distribution - Tier 2 - 2QU CoRE ¦ 4QU LoRE | Red Flag Warning - Catastrophic Fires | Equipment / facility failure | Aggregated | 2055 | 1.7285e-05 | 1078.9824 | 0.01865 | 2055 | Mitigation | 0.95 | 45 | 0 | esc | 0.00097009 | 1.6768e-08 | 0.00097009 | 1.6768e-08
[79 empty] | WLDFR | HFTD - Distribution - Tier 3 - 2QU CoRE ¦ 4QU LoRE | Red Flag Warning - Catastrophic Fires | 2056 | 5.3266e-08 | 5.3266e-08 | 19462.1283 | 340.5356 | 11757.1413 | 7364.4514 | 0 | 0 | 5.4908e-05 | 0.0010367 | 0 | 0.0010367 | 0.0010367 | 0 | 0.0010367 | 0 | 2.0185e-06 | 4.4246e-06 | 0 | 4.4246e-06 | 0 | 2.0974e-06 | 4.1948e-06 | 0 | 4.1948e-06 | [12 empty] | 7.3.3.17.5 (Remote Grid) Updates to grid topology to minimize risk of ignition in HFTDs Remote GridWLDFREquipment / facility failureAggregated | WLDFR | HFTD - Distribution - Tier 2 - 2QU CoRE ¦ 4QU LoRE | Red Flag Warning - Catastrophic Fires | Equipment / facility failure | Aggregated | 2056 | 1.7285e-05 | 1078.9824 | 0.01865 | 2056 | Mitigation | 0.95 | 45 | 0 | esc | 0.00097009 | 1.6768e-08 | 0.00097009 | 1.6768e-08
[79 empty] | WLDFR | HFTD - Distribution - Tier 3 - 2QU CoRE ¦ 4QU LoRE | Red Flag Warning - Catastrophic Fires | 2057 | 5.3266e-08 | 5.3266e-08 | 19462.1283 | 340.5356 | 11757.1413 | 7364.4514 | 0 | 0 | 5.4908e-05 | 0.0010367 | 0 | 0.0010367 | 0.0010367 | 0 | 0.0010367 | 0 | 2.0185e-06 | 4.4246e-06 | 0 | 4.4246e-06 | 0 | 2.0974e-06 | 4.1948e-06 | 0 | 4.1948e-06 | [12 empty] | 7.3.3.17.5 (Remote Grid) Updates to grid topology to minimize risk of ignition in HFTDs Remote GridWLDFREquipment / facility failureAggregated | WLDFR | HFTD - Distribution - Tier 2 - 2QU CoRE ¦ 4QU LoRE | Red Flag Warning - Catastrophic Fires | Equipment / facility failure | Aggregated | 2057 | 1.7285e-05 | 1078.9824 | 0.01865 | 2057 | Mitigation | 0.95 | 45 | 0 | esc | 0.00097009 | 1.6768e-08 | 0.00097009 | 1.6768e-08
[79 empty] | WLDFR | HFTD - Distribution - Tier 3 - 2QU CoRE ¦ 4QU LoRE | Red Flag Warning - Catastrophic Fires | 2058 | 5.3266e-08 | 5.3266e-08 | 20390.4035 | 362.3049 | 12307.8747 | 7720.2238 | 0 | 0 | 5.4908e-05 | 0.0010861 | 0 | 0.0010861 | 0.0010861 | 0 | 0.0010861 | 0 | 2.1483e-06 | 4.709e-06 | 0 | 4.709e-06 | 0 | 2.0974e-06 | 4.1948e-06 | 0 | 4.1948e-06 | [12 empty] | 7.3.3.17.5 (Remote Grid) Updates to grid topology to minimize risk of ignition in HFTDs Remote GridWLDFREquipment / facility failureAggregated | WLDFR | HFTD - Distribution - Tier 2 - 2QU CoRE ¦ 4QU LoRE | Red Flag Warning - Catastrophic Fires | Equipment / facility failure | Aggregated | 2058 | 1.7285e-05 | 1078.9824 | 0.01865 | 2058 | Mitigation | 0.95 | 45 | 0 | esc | 0.00097009 | 1.6768e-08 | 0.00097009 | 1.6768e-08
[79 empty] | WLDFR | HFTD - Distribution - Tier 3 - 2QU CoRE ¦ 4QU LoRE | Red Flag Warning - Catastrophic Fires | 2059 | 5.3266e-08 | 5.3266e-08 | 20390.4035 | 362.3049 | 12307.8747 | 7720.2238 | 0 | 0 | 5.4908e-05 | 0.0010861 | 0 | 0.0010861 | 0.0010861 | 0 | 0.0010861 | 0 | 2.1483e-06 | 4.709e-06 | 0 | 4.709e-06 | 0 | 2.2322e-06 | 4.4645e-06 | 0 | 4.4645e-06 | [12 empty] | 7.3.3.17.5 (Remote Grid) Updates to grid topology to minimize risk of ignition in HFTDs Remote GridWLDFREquipment / facility failureAggregated | WLDFR | HFTD - Distribution - Tier 2 - 2QU CoRE ¦ 4QU LoRE | Red Flag Warning - Catastrophic Fires | Equipment / facility failure | Aggregated | 2059 | 1.7285e-05 | 1078.9824 | 0.01865 | 2059 | Mitigation | 0.95 | 45 | 0 | esc | 0.00097009 | 1.6768e-08 | 0.00097009 | 1.6768e-08
[79 empty] | WLDFR | HFTD - Distribution - Tier 3 - 2QU CoRE ¦ 4QU LoRE | Red Flag Warning - Catastrophic Fires | 2060 | 5.3266e-08 | 5.3266e-08 | 20390.4035 | 362.3049 | 12307.8747 | 7720.2238 | 0 | 0 | 5.4908e-05 | 0.0010861 | 0 | 0.0010861 | 0.0010861 | 0 | 0.0010861 | 0 | 2.1483e-06 | 4.709e-06 | 0 | 4.709e-06 | 0 | 2.2322e-06 | 4.4645e-06 | 0 | 4.4645e-06 | [12 empty] | 7.3.3.17.5 (Remote Grid) Updates to grid topology to minimize risk of ignition in HFTDs Remote GridWLDFREquipment / facility failureAggregated | WLDFR | HFTD - Distribution - Tier 2 - 2QU CoRE ¦ 4QU LoRE | Red Flag Warning - Catastrophic Fires | Equipment / facility failure | Aggregated | 2060 | 1.7285e-05 | 1078.9824 | 0.01865 | 2060 | Mitigation | 0.95 | 45 | 0 | esc | 0.00097009 | 1.6768e-08 | 0.00097009 | 1.6768e-08
[79 empty] | WLDFR | HFTD - Distribution - Tier 3 - 2QU CoRE ¦ 4QU LoRE | Red Flag Warning - Catastrophic Fires | 2061 | 5.3266e-08 | 5.3266e-08 | 20390.4035 | 362.3049 | 12307.8747 | 7720.2238 | 0 | 0 | 5.4908e-05 | 0.0010861 | 0 | 0.0010861 | 0.0010861 | 0 | 0.0010861 | 0 | 2.1483e-06 | 4.709e-06 | 0 | 4.709e-06 | 0 | 2.2322e-06 | 4.4645e-06 | 0 | 4.4645e-06 | [12 empty] | 7.3.3.17.5 (Remote Grid) Updates to grid topology to minimize risk of ignition in HFTDs Remote GridWLDFREquipment / facility failureAggregated | WLDFR | HFTD - Distribution - Tier 2 - 2QU CoRE ¦ 4QU LoRE | Red Flag Warning - Catastrophic Fires | Equipment / facility failure | Aggregated | 2061 | 1.7285e-05 | 1078.9824 | 0.01865 | 2061 | Mitigation | 0.95 | 45 | 0 | esc | 0.00097009 | 1.6768e-08 | 0.00097009 | 1.6768e-08
[79 empty] | WLDFR | HFTD - Distribution - Tier 3 - 2QU CoRE ¦ 4QU LoRE | Red Flag Warning - Catastrophic Fires | 2062 | 5.3266e-08 | 5.3266e-08 | 20390.4035 | 362.3049 | 12307.8747 | 7720.2238 | 0 | 0 | 5.4908e-05 | 0.0010861 | 0 | 0.0010861 | 0.0010861 | 0 | 0.0010861 | 0 | 2.1483e-06 | 4.709e-06 | 0 | 4.709e-06 | 0 | 2.2322e-06 | 4.4645e-06 | 0 | 4.4645e-06 | [12 empty] | 7.3.3.17.5 (Remote Grid) Updates to grid topology to minimize risk of ignition in HFTDs Remote GridWLDFREquipment / facility failureAggregated | WLDFR | HFTD - Distribution - Tier 2 - 2QU CoRE ¦ 4QU LoRE | Red Flag Warning - Catastrophic Fires | Equipment / facility failure | Aggregated | 2062 | 1.7285e-05 | 1078.9824 | 0.01865 | 2062 | Mitigation | 0.95 | 45 | 0 | esc | 0.00097009 | 1.6768e-08 | 0.00097009 | 1.6768e-08
[79 empty] | WLDFR | HFTD - Distribution - Tier 3 - 2QU CoRE ¦ 4QU LoRE | Red Flag Warning - Catastrophic Fires | 2063 | 5.3266e-08 | 5.3266e-08 | 21325.9188 | 384.5316 | 12862.0997 | 8079.2876 | 0 | 0 | 5.4908e-05 | 0.0011359 | 0 | 0.0011359 | 0.0011359 | 0 | 0.0011359 | 0 | 2.2881e-06 | 5.0155e-06 | 0 | 5.0155e-06 | 0 | 2.2322e-06 | 4.4645e-06 | 0 | 4.4645e-06 | [12 empty] | 7.3.3.17.5 (Remote Grid) Updates to grid topology to minimize risk of ignition in HFTDs Remote GridWLDFREquipment / facility failureAggregated | WLDFR | HFTD - Distribution - Tier 2 - 2QU CoRE ¦ 4QU LoRE | Red Flag Warning - Catastrophic Fires | Equipment / facility failure | Aggregated | 2063 | 1.7285e-05 | 1078.9824 | 0.01865 | 2063 | Mitigation | 0.95 | 45 | 0 | esc | 0.00097009 | 1.6768e-08 | 0.00097009 | 1.6768e-08
[79 empty] | WLDFR | HFTD - Distribution - Tier 3 - 2QU CoRE ¦ 4QU LoRE | Red Flag Warning - Catastrophic Fires | 2064 | 5.3266e-08 | 5.3266e-08 | 21325.9188 | 384.5316 | 12862.0997 | 8079.2876 | 0 | 0 | 5.4908e-05 | 0.0011359 | 0 | 0.0011359 | 0.0011359 | 0 | 0.0011359 | 0 | 2.2881e-06 | 5.0155e-06 | 0 | 5.0155e-06 | 0 | 2.3775e-06 | 4.755e-06 | 0 | 4.755e-06 | [12 empty] | 7.3.3.17.5 (Remote Grid) Updates to grid topology to minimize risk of ignition in HFTDs Remote GridWLDFREquipment / facility failureAggregated | WLDFR | HFTD - Distribution - Tier 2 - 2QU CoRE ¦ 4QU LoRE | Red Flag Warning - Catastrophic Fires | Equipment / facility failure | Aggregated | 2064 | 1.7285e-05 | 1078.9824 | 0.01865 | 2064 | Mitigation | 0.95 | 45 | 0 | esc | 0.00097009 | 1.6768e-08 | 0.00097009 | 1.6768e-08
[79 empty] | WLDFR | HFTD - Distribution - Tier 3 - 2QU CoRE ¦ 4QU LoRE | Red Flag Warning - Catastrophic Fires | 2065 | 5.3266e-08 | 5.3266e-08 | 21325.9188 | 384.5316 | 12862.0997 | 8079.2876 | 0 | 0 | 5.4908e-05 | 0.0011359 | 0 | 0.0011359 | 0.0011359 | 0 | 0.0011359 | 0 | 2.2881e-06 | 5.0155e-06 | 0 | 5.0155e-06 | 0 | 2.3775e-06 | 4.755e-06 | 0 | 4.755e-06 | [12 empty] | 7.3.3.17.5 (Remote Grid) Updates to grid topology to minimize risk of ignition in HFTDs Remote GridWLDFREquipment / facility failureAggregated | WLDFR | HFTD - Distribution - Tier 2 - 2QU CoRE ¦ 4QU LoRE | Red Flag Warning - Catastrophic Fires | Equipment / facility failure | Aggregated | 2065 | 1.7285e-05 | 1078.9824 | 0.01865 | 2065 | Mitigation | 0.95 | 45 | 0 | esc | 0.00097009 | 1.6768e-08 | 0.00097009 | 1.6768e-08
[79 empty] | WLDFR | HFTD - Distribution - Tier 3 - 2QU CoRE ¦ 4QU LoRE | Red Flag Warning - Catastrophic Fires | 2066 | 5.3266e-08 | 5.3266e-08 | 21325.9188 | 384.5316 | 12862.0997 | 8079.2876 | 0 | 0 | 5.4908e-05 | 0.0011359 | 0 | 0.0011359 | 0.0011359 | 0 | 0.0011359 | 0 | 2.2881e-06 | 5.0155e-06 | 0 | 5.0155e-06 | 0 | 2.3775e-06 | 4.755e-06 | 0 | 4.755e-06 | [12 empty] | 7.3.3.17.5 (Remote Grid) Updates to grid topology to minimize risk of ignition in HFTDs Remote GridWLDFREquipment / facility failureAggregated | WLDFR | HFTD - Distribution - Tier 2 - 2QU CoRE ¦ 4QU LoRE | Red Flag Warning - Catastrophic Fires | Equipment / facility failure | Aggregated | 2066 | 1.7285e-05 | 1078.9824 | 0.01865 | 2066 | Mitigation | 0.95 | 45 | 0 | esc | 0.00097009 | 1.6768e-08 | 0.00097009 | 1.6768e-08
[79 empty] | WLDFR | HFTD - Distribution - Tier 3 - 2QU CoRE ¦ 4QU LoRE | Red Flag Warning - Catastrophic Fires | 2067 | 0 | 5.3266e-08 | 21325.9188 | 384.5316 | 12862.0997 | 8079.2876 | 0 | 0 | 5.4908e-05 | 0 | 0 | 0 | 0.0011359 | 0 | 0.0011359 | 0 | 2.2881e-06 | 5.0155e-06 | 0 | 5.0155e-06 | 0 | 2.3775e-06 | 4.755e-06 | 0 | 4.755e-06 | [12 empty] | 7.3.3.17.5 (Remote Grid) Updates to grid topology to minimize risk of ignition in HFTDs Remote GridWLDFREquipment / facility failureAggregated | WLDFR | HFTD - Distribution - Tier 2 - 2QU CoRE ¦ 4QU LoRE | Red Flag Warning - Catastrophic Fires | Equipment / facility failure | Aggregated | 2067 | 1.7285e-05 | 1078.9824 | 0.01865 | 2067 | Mitigation | 0.95 | 45 | 0 | esc | 0 | 0 | 0.00097009 | 1.6768e-08
[79 empty] | WLDFR | HFTD - Distribution - Tier 3 - 2QU CoRE ¦ 4QU LoRE | Red Flag Warning - Destructive Fires | 2022 | 7.0948e-09 | 0 | 8807.9522 | 222.2294 | 8585.7228 | 0 | 0 | 0 | 7.3135e-06 | 6.249e-05 | 0 | 6.249e-05 | 0 | 0 | 0 | 0 | 2.4367e-06 | 5.3414e-06 | 0 | 5.3414e-06 | 0 | 0 | 4.755e-06 | 0 | 4.755e-06 | [12 empty] | 7.3.3.17.5 (Remote Grid) Updates to grid topology to minimize risk of ignition in HFTDs Remote GridWLDFRVegetation ContactAggregated | WLDFR | HFTD - Distribution - Tier 2 - 2QU CoRE ¦ 4QU LoRE | Red Flag Warning - Catastrophic Fires | Vegetation Contact | Aggregated | 2022 | 3.3738e-05 | 1078.9824 | 0.036403 | 2022 | Mitigation | 0.95 | 45 | 0 | esc | 0.00097009 | 3.2729e-08 | 0 | 0
[79 empty] | WLDFR | HFTD - Distribution - Tier 3 - 2QU CoRE ¦ 4QU LoRE | Red Flag Warning - Destructive Fires | 2023 | 7.0948e-09 | 7.0948e-09 | 9129.7461 | 233.2301 | 8896.516 | 0 | 0 | 0 | 7.3135e-06 | 6.4773e-05 | 0 | 6.4773e-05 | 6.4773e-05 | 0 | 6.4773e-05 | 0 | 2.4367e-06 | 5.3414e-06 | 0 | 5.3414e-06 | 0 | 0 | 0 | 0 | 0 | [12 empty] | 7.3.3.17.5 (Remote Grid) Updates to grid topology to minimize risk of ignition in HFTDs Remote GridWLDFRVegetation ContactAggregated | WLDFR | HFTD - Distribution - Tier 2 - 2QU CoRE ¦ 4QU LoRE | Red Flag Warning - Catastrophic Fires | Vegetation Contact | Aggregated | 2023 | 3.3738e-05 | 1078.9824 | 0.036403 | 2023 | Mitigation | 0.95 | 45 | 0 | esc | 0.00097009 | 3.2729e-08 | 0.00097009 | 3.2729e-08
[79 empty] | WLDFR | HFTD - Distribution - Tier 3 - 2QU CoRE ¦ 4QU LoRE | Red Flag Warning - Destructive Fires | 2024 | 7.0948e-09 | 7.0948e-09 | 9129.7461 | 233.2301 | 8896.516 | 0 | 0 | 0 | 7.3135e-06 | 6.4773e-05 | 0 | 6.4773e-05 | 6.4773e-05 | 0 | 6.4773e-05 | 0 | 2.4367e-06 | 5.3414e-06 | 0 | 5.3414e-06 | 0 | 0 | 0 | 0 | 0 | [12 empty] | 7.3.3.17.5 (Remote Grid) Updates to grid topology to minimize risk of ignition in HFTDs Remote GridWLDFRVegetation ContactAggregated | WLDFR | HFTD - Distribution - Tier 2 - 2QU CoRE ¦ 4QU LoRE | Red Flag Warning - Catastrophic Fires | Vegetation Contact | Aggregated | 2024 | 3.3738e-05 | 1078.9824 | 0.036403 | 2024 | Mitigation | 0.95 | 45 | 0 | esc | 0.00097009 | 3.2729e-08 | 0.00097009 | 3.2729e-08
[79 empty] | WLDFR | HFTD - Distribution - Tier 3 - 2QU CoRE ¦ 4QU LoRE | Red Flag Warning - Destructive Fires | 2025 | 7.0948e-09 | 7.0948e-09 | 9129.7461 | 233.2301 | 8896.516 | 0 | 0 | 0 | 7.3135e-06 | 6.4773e-05 | 0 | 6.4773e-05 | 6.4773e-05 | 0 | 6.4773e-05 | 0 | 2.4367e-06 | 5.3414e-06 | 0 | 5.3414e-06 | 0 | 3.2464e-07 | 0 | 0 | 0 | [12 empty] | 7.3.3.17.5 (Remote Grid) Updates to grid topology to minimize risk of ignition in HFTDs Remote GridWLDFRVegetation ContactAggregated | WLDFR | HFTD - Distribution - Tier 2 - 2QU CoRE ¦ 4QU LoRE | Red Flag Warning - Catastrophic Fires | Vegetation Contact | Aggregated | 2025 | 3.3738e-05 | 1078.9824 | 0.036403 | 2025 | Mitigation | 0.95 | 45 | 0 | esc | 0.00097009 | 3.2729e-08 | 0.00097009 | 3.2729e-08
[79 empty] | WLDFR | HFTD - Distribution - Tier 3 - 2QU CoRE ¦ 4QU LoRE | Red Flag Warning - Destructive Fires | 2026 | 7.0948e-09 | 7.0948e-09 | 9129.7461 | 233.2301 | 8896.516 | 0 | 0 | 0 | 7.3135e-06 | 6.4773e-05 | 0 | 6.4773e-05 | 6.4773e-05 | 0 | 6.4773e-05 | 0 | 2.4367e-06 | 5.3414e-06 | 0 | 5.3414e-06 | 0 | 3.3509e-07 | 6.7018e-07 | 0 | 6.7018e-07 | [12 empty] | 7.3.3.17.5 (Remote Grid) Updates to grid topology to minimize risk of ignition in HFTDs Remote GridWLDFRVegetation ContactAggregated | WLDFR | HFTD - Distribution - Tier 2 - 2QU CoRE ¦ 4QU LoRE | Red Flag Warning - Catastrophic Fires | Vegetation Contact | Aggregated | 2026 | 3.3738e-05 | 1078.9824 | 0.036403 | 2026 | Mitigation | 0.95 | 45 | 0 | esc | 0.00097009 | 3.2729e-08 | 0.00097009 | 3.2729e-08
[79 empty] | WLDFR | HFTD - Distribution - Tier 3 - 2QU CoRE ¦ 4QU LoRE | Red Flag Warning - Destructive Fires | 2027 | 7.0948e-09 | 7.0948e-09 | 9129.7461 | 233.2301 | 8896.516 | 0 | 0 | 0 | 7.3135e-06 | 6.4773e-05 | 0 | 6.4773e-05 | 6.4773e-05 | 0 | 6.4773e-05 | 0 | 2.5926e-06 | 5.683e-06 | 0 | 5.683e-06 | 0 | 3.3509e-07 | 6.7018e-07 | 0 | 6.7018e-07 | [12 empty] | 7.3.3.17.5 (Remote Grid) Updates to grid topology to minimize risk of ignition in HFTDs Remote GridWLDFRVegetation ContactAggregated | WLDFR | HFTD - Distribution - Tier 2 - 2QU CoRE ¦ 4QU LoRE | Red Flag Warning - Catastrophic Fires | Vegetation Contact | Aggregated | 2027 | 3.3738e-05 | 1078.9824 | 0.036403 | 2027 | Mitigation | 0.95 | 45 | 0 | esc | 0.00097009 | 3.2729e-08 | 0.00097009 | 3.2729e-08
[79 empty] | WLDFR | HFTD - Distribution - Tier 3 - 2QU CoRE ¦ 4QU LoRE | Red Flag Warning - Destructive Fires | 2028 | 7.0948e-09 | 7.0948e-09 | 9534.9221 | 247.273 | 9287.6491 | 0 | 0 | 0 | 7.3135e-06 | 6.7648e-05 | 0 | 6.7648e-05 | 6.7648e-05 | 0 | 6.7648e-05 | 0 | 2.5926e-06 | 5.683e-06 | 0 | 5.683e-06 | 0 | 3.3509e-07 | 6.7018e-07 | 0 | 6.7018e-07 | [12 empty] | 7.3.3.17.5 (Remote Grid) Updates to grid topology to minimize risk of ignition in HFTDs Remote GridWLDFRVegetation ContactAggregated | WLDFR | HFTD - Distribution - Tier 2 - 2QU CoRE ¦ 4QU LoRE | Red Flag Warning - Catastrophic Fires | Vegetation Contact | Aggregated | 2028 | 3.3738e-05 | 1078.9824 | 0.036403 | 2028 | Mitigation | 0.95 | 45 | 0 | esc | 0.00097009 | 3.2729e-08 | 0.00097009 | 3.2729e-08
[79 empty] | WLDFR | HFTD - Distribution - Tier 3 - 2QU CoRE ¦ 4QU LoRE | Red Flag Warning - Destructive Fires | 2029 | 7.0948e-09 | 7.0948e-09 | 9534.9221 | 247.273 | 9287.6491 | 0 | 0 | 0 | 7.3135e-06 | 6.7648e-05 | 0 | 6.7648e-05 | 6.7648e-05 | 0 | 6.7648e-05 | 0 | 2.5926e-06 | 5.683e-06 | 0 | 5.683e-06 | 0 | 3.3509e-07 | 6.7018e-07 | 0 | 6.7018e-07 | [12 empty] | 7.3.3.17.5 (Remote Grid) Updates to grid topology to minimize risk of ignition in HFTDs Remote GridWLDFRVegetation ContactAggregated | WLDFR | HFTD - Distribution - Tier 2 - 2QU CoRE ¦ 4QU LoRE | Red Flag Warning - Catastrophic Fires | Vegetation Contact | Aggregated | 2029 | 3.3738e-05 | 1078.9824 | 0.036403 | 2029 | Mitigation | 0.95 | 45 | 0 | esc | 0.00097009 | 3.2729e-08 | 0.00097009 | 3.2729e-08
[79 empty] | WLDFR | HFTD - Distribution - Tier 3 - 2QU CoRE ¦ 4QU LoRE | Red Flag Warning - Destructive Fires | 2030 | 7.0948e-09 | 7.0948e-09 | 9534.9221 | 247.273 | 9287.6491 | 0 | 0 | 0 | 7.3135e-06 | 6.7648e-05 | 0 | 6.7648e-05 | 6.7648e-05 | 0 | 6.7648e-05 | 0 | 2.5926e-06 | 5.683e-06 | 0 | 5.683e-06 | 0 | 3.3509e-07 | 6.7018e-07 | 0 | 6.7018e-07 | [12 empty] | 7.3.3.17.5 (Remote Grid) Updates to grid topology to minimize risk of ignition in HFTDs Remote GridWLDFRVegetation ContactAggregated | WLDFR | HFTD - Distribution - Tier 2 - 2QU CoRE ¦ 4QU LoRE | Red Flag Warning - Catastrophic Fires | Vegetation Contact | Aggregated | 2030 | 3.3738e-05 | 1078.9824 | 0.036403 | 2030 | Mitigation | 0.95 | 45 | 0 | esc | 0.00097009 | 3.2729e-08 | 0.00097009 | 3.2729e-08
[79 empty] | WLDFR | HFTD - Distribution - Tier 3 - 2QU CoRE ¦ 4QU LoRE | Red Flag Warning - Destructive Fires | 2031 | 7.0948e-09 | 7.0948e-09 | 9534.9221 | 247.273 | 9287.6491 | 0 | 0 | 0 | 7.3135e-06 | 6.7648e-05 | 0 | 6.7648e-05 | 6.7648e-05 | 0 | 6.7648e-05 | 0 | 2.5926e-06 | 5.683e-06 | 0 | 5.683e-06 | 0 | 3.4842e-07 | 6.9683e-07 | 0 | 6.9683e-07 | [12 empty] | 7.3.3.17.5 (Remote Grid) Updates to grid topology to minimize risk of ignition in HFTDs Remote GridWLDFRVegetation ContactAggregated | WLDFR | HFTD - Distribution - Tier 2 - 2QU CoRE ¦ 4QU LoRE | Red Flag Warning - Catastrophic Fires | Vegetation Contact | Aggregated | 2031 | 3.3738e-05 | 1078.9824 | 0.036403 | 2031 | Mitigation | 0.95 | 45 | 0 | esc | 0.00097009 | 3.2729e-08 | 0.00097009 | 3.2729e-08
[79 empty] | WLDFR | HFTD - Distribution - Tier 3 - 2QU CoRE ¦ 4QU LoRE | Red Flag Warning - Destructive Fires | 2032 | 7.0948e-09 | 7.0948e-09 | 9534.9221 | 247.273 | 9287.6491 | 0 | 0 | 0 | 7.3135e-06 | 6.7648e-05 | 0 | 6.7648e-05 | 6.7648e-05 | 0 | 6.7648e-05 | 0 | 2.7539e-06 | 6.0366e-06 | 0 | 6.0366e-06 | 0 | 3.4842e-07 | 6.9683e-07 | 0 | 6.9683e-07 | [12 empty] | 7.3.3.17.5 (Remote Grid) Updates to grid topology to minimize risk of ignition in HFTDs Remote GridWLDFRVegetation ContactAggregated | WLDFR | HFTD - Distribution - Tier 2 - 2QU CoRE ¦ 4QU LoRE | Red Flag Warning - Catastrophic Fires | Vegetation Contact | Aggregated | 2032 | 3.3738e-05 | 1078.9824 | 0.036403 | 2032 | Mitigation | 0.95 | 45 | 0 | esc | 0.00097009 | 3.2729e-08 | 0.00097009 | 3.2729e-08
[79 empty] | WLDFR | HFTD - Distribution - Tier 3 - 2QU CoRE ¦ 4QU LoRE | Red Flag Warning - Destructive Fires | 2033 | 7.0948e-09 | 7.0948e-09 | 9984.8474 | 263.1074 | 9721.74 | 0 | 0 | 0 | 7.3135e-06 | 7.084e-05 | 0 | 7.084e-05 | 7.084e-05 | 0 | 7.084e-05 | 0 | 2.7539e-06 | 6.0366e-06 | 0 | 6.0366e-06 | 0 | 3.4842e-07 | 6.9683e-07 | 0 | 6.9683e-07 | [12 empty] | 7.3.3.17.5 (Remote Grid) Updates to grid topology to minimize risk of ignition in HFTDs Remote GridWLDFRVegetation ContactAggregated | WLDFR | HFTD - Distribution - Tier 2 - 2QU CoRE ¦ 4QU LoRE | Red Flag Warning - Catastrophic Fires | Vegetation Contact | Aggregated | 2033 | 3.3738e-05 | 1078.9824 | 0.036403 | 2033 | Mitigation | 0.95 | 45 | 0 | esc | 0.00097009 | 3.2729e-08 | 0.00097009 | 3.2729e-08
[79 empty] | WLDFR | HFTD - Distribution - Tier 3 - 2QU CoRE ¦ 4QU LoRE | Red Flag Warning - Destructive Fires | 2034 | 7.0948e-09 | 7.0948e-09 | 9984.8474 | 263.1074 | 9721.74 | 0 | 0 | 0 | 7.3135e-06 | 7.084e-05 | 0 | 7.084e-05 | 7.084e-05 | 0 | 7.084e-05 | 0 | 2.7539e-06 | 6.0366e-06 | 0 | 6.0366e-06 | 0 | 3.4842e-07 | 6.9683e-07 | 0 | 6.9683e-07 | [12 empty] | 7.3.3.17.5 (Remote Grid) Updates to grid topology to minimize risk of ignition in HFTDs Remote GridWLDFRVegetation ContactAggregated | WLDFR | HFTD - Distribution - Tier 2 - 2QU CoRE ¦ 4QU LoRE | Red Flag Warning - Catastrophic Fires | Vegetation Contact | Aggregated | 2034 | 3.3738e-05 | 1078.9824 | 0.036403 | 2034 | Mitigation | 0.95 | 45 | 0 | esc | 0.00097009 | 3.2729e-08 | 0.00097009 | 3.2729e-08
[79 empty] | WLDFR | HFTD - Distribution - Tier 3 - 2QU CoRE ¦ 4QU LoRE | Red Flag Warning - Destructive Fires | 2035 | 7.0948e-09 | 7.0948e-09 | 9984.8474 | 263.1074 | 9721.74 | 0 | 0 | 0 | 7.3135e-06 | 7.084e-05 | 0 | 7.084e-05 | 7.084e-05 | 0 | 7.084e-05 | 0 | 2.7539e-06 | 6.0366e-06 | 0 | 6.0366e-06 | 0 | 3.4842e-07 | 6.9683e-07 | 0 | 6.9683e-07 | [12 empty] | 7.3.3.17.5 (Remote Grid) Updates to grid topology to minimize risk of ignition in HFTDs Remote GridWLDFRVegetation ContactAggregated | WLDFR | HFTD - Distribution - Tier 2 - 2QU CoRE ¦ 4QU LoRE | Red Flag Warning - Catastrophic Fires | Vegetation Contact | Aggregated | 2035 | 3.3738e-05 | 1078.9824 | 0.036403 | 2035 | Mitigation | 0.95 | 45 | 0 | esc | 0.00097009 | 3.2729e-08 | 0.00097009 | 3.2729e-08
[79 empty] | WLDFR | HFTD - Distribution - Tier 3 - 2QU CoRE ¦ 4QU LoRE | Red Flag Warning - Destructive Fires | 2036 | 7.0948e-09 | 7.0948e-09 | 9984.8474 | 263.1074 | 9721.74 | 0 | 0 | 0 | 7.3135e-06 | 7.084e-05 | 0 | 7.084e-05 | 7.084e-05 | 0 | 7.084e-05 | 0 | 2.7539e-06 | 6.0366e-06 | 0 | 6.0366e-06 | 0 | 3.6344e-07 | 7.2688e-07 | 0 | 7.2688e-07 | [12 empty] | 7.3.3.17.5 (Remote Grid) Updates to grid topology to minimize risk of ignition in HFTDs Remote GridWLDFRVegetation ContactAggregated | WLDFR | HFTD - Distribution - Tier 2 - 2QU CoRE ¦ 4QU LoRE | Red Flag Warning - Catastrophic Fires | Vegetation Contact | Aggregated | 2036 | 3.3738e-05 | 1078.9824 | 0.036403 | 2036 | Mitigation | 0.95 | 45 | 0 | esc | 0.00097009 | 3.2729e-08 | 0.00097009 | 3.2729e-08
[79 empty] | WLDFR | HFTD - Distribution - Tier 3 - 2QU CoRE ¦ 4QU LoRE | Red Flag Warning - Destructive Fires | 2037 | 7.0948e-09 | 7.0948e-09 | 9984.8474 | 263.1074 | 9721.74 | 0 | 0 | 0 | 7.3135e-06 | 7.084e-05 | 0 | 7.084e-05 | 7.084e-05 | 0 | 7.084e-05 | 0 | 2.9188e-06 | 6.398e-06 | 0 | 6.398e-06 | 0 | 3.6344e-07 | 7.2688e-07 | 0 | 7.2688e-07 | [12 empty] | 7.3.3.17.5 (Remote Grid) Updates to grid topology to minimize risk of ignition in HFTDs Remote GridWLDFRVegetation ContactAggregated | WLDFR | HFTD - Distribution - Tier 2 - 2QU CoRE ¦ 4QU LoRE | Red Flag Warning - Catastrophic Fires | Vegetation Contact | Aggregated | 2037 | 3.3738e-05 | 1078.9824 | 0.036403 | 2037 | Mitigation | 0.95 | 45 | 0 | esc | 0.00097009 | 3.2729e-08 | 0.00097009 | 3.2729e-08
[79 empty] | WLDFR | HFTD - Distribution - Tier 3 - 2QU CoRE ¦ 4QU LoRE | Red Flag Warning - Destructive Fires | 2038 | 7.0948e-09 | 7.0948e-09 | 10472.8261 | 280.5544 | 10192.2718 | 0 | 0 | 0 | 7.3135e-06 | 7.4302e-05 | 0 | 7.4302e-05 | 7.4302e-05 | 0 | 7.4302e-05 | 0 | 2.9188e-06 | 6.398e-06 | 0 | 6.398e-06 | 0 | 3.6344e-07 | 7.2688e-07 | 0 | 7.2688e-07 | [12 empty] | 7.3.3.17.5 (Remote Grid) Updates to grid topology to minimize risk of ignition in HFTDs Remote GridWLDFRVegetation ContactAggregated | WLDFR | HFTD - Distribution - Tier 2 - 2QU CoRE ¦ 4QU LoRE | Red Flag Warning - Catastrophic Fires | Vegetation Contact | Aggregated | 2038 | 3.3738e-05 | 1078.9824 | 0.036403 | 2038 | Mitigation | 0.95 | 45 | 0 | esc | 0.00097009 | 3.2729e-08 | 0.00097009 | 3.2729e-08
[79 empty] | WLDFR | HFTD - Distribution - Tier 3 - 2QU CoRE ¦ 4QU LoRE | Red Flag Warning - Destructive Fires | 2039 | 7.0948e-09 | 7.0948e-09 | 10472.8261 | 280.5544 | 10192.2718 | 0 | 0 | 0 | 7.3135e-06 | 7.4302e-05 | 0 | 7.4302e-05 | 7.4302e-05 | 0 | 7.4302e-05 | 0 | 2.9188e-06 | 6.398e-06 | 0 | 6.398e-06 | 0 | 3.6344e-07 | 7.2688e-07 | 0 | 7.2688e-07 | [12 empty] | 7.3.3.17.5 (Remote Grid) Updates to grid topology to minimize risk of ignition in HFTDs Remote GridWLDFRVegetation ContactAggregated | WLDFR | HFTD - Distribution - Tier 2 - 2QU CoRE ¦ 4QU LoRE | Red Flag Warning - Catastrophic Fires | Vegetation Contact | Aggregated | 2039 | 3.3738e-05 | 1078.9824 | 0.036403 | 2039 | Mitigation | 0.95 | 45 | 0 | esc | 0.00097009 | 3.2729e-08 | 0.00097009 | 3.2729e-08
[79 empty] | WLDFR | HFTD - Distribution - Tier 3 - 2QU CoRE ¦ 4QU LoRE | Red Flag Warning - Destructive Fires | 2040 | 7.0948e-09 | 7.0948e-09 | 10472.8261 | 280.5544 | 10192.2718 | 0 | 0 | 0 | 7.3135e-06 | 7.4302e-05 | 0 | 7.4302e-05 | 7.4302e-05 | 0 | 7.4302e-05 | 0 | 0 | 6.398e-06 | 0 | 6.398e-06 | 0 | 3.6344e-07 | 7.2688e-07 | 0 | 7.2688e-07 | [12 empty] | 7.3.3.17.5 (Remote Grid) Updates to grid topology to minimize risk of ignition in HFTDs Remote GridWLDFRVegetation ContactAggregated | WLDFR | HFTD - Distribution - Tier 2 - 2QU CoRE ¦ 4QU LoRE | Red Flag Warning - Catastrophic Fires | Vegetation Contact | Aggregated | 2040 | 3.3738e-05 | 1078.9824 | 0.036403 | 2040 | Mitigation | 0.95 | 45 | 0 | esc | 0.00097009 | 3.2729e-08 | 0.00097009 | 3.2729e-08
[79 empty] | WLDFR | HFTD - Distribution - Tier 3 - 2QU CoRE ¦ 4QU LoRE | Red Flag Warning - Destructive Fires | 2041 | 7.0948e-09 | 7.0948e-09 | 10472.8261 | 280.5544 | 10192.2718 | 0 | 0 | 0 | 7.3135e-06 | 7.4302e-05 | 0 | 7.4302e-05 | 7.4302e-05 | 0 | 7.4302e-05 | 0 | 0 | 0 | 0 | 0 | 0 | 3.8e-07 | 7.5999e-07 | 0 | 7.5999e-07 | [12 empty] | 7.3.3.17.5 (Remote Grid) Updates to grid topology to minimize risk of ignition in HFTDs Remote GridWLDFRVegetation ContactAggregated | WLDFR | HFTD - Distribution - Tier 2 - 2QU CoRE ¦ 4QU LoRE | Red Flag Warning - Catastrophic Fires | Vegetation Contact | Aggregated | 2041 | 3.3738e-05 | 1078.9824 | 0.036403 | 2041 | Mitigation | 0.95 | 45 | 0 | esc | 0.00097009 | 3.2729e-08 | 0.00097009 | 3.2729e-08
[79 empty] | WLDFR | HFTD - Distribution - Tier 3 - 2QU CoRE ¦ 4QU LoRE | Red Flag Warning - Destructive Fires | 2042 | 7.0948e-09 | 7.0948e-09 | 10472.8261 | 280.5544 | 10192.2718 | 0 | 0 | 0 | 7.3135e-06 | 7.4302e-05 | 0 | 7.4302e-05 | 7.4302e-05 | 0 | 7.4302e-05 | 0 | 4.4136e-06 | 0 | 0 | 0 | 0 | 3.8e-07 | 7.5999e-07 | 0 | 7.5999e-07 | [12 empty] | 7.3.3.17.5 (Remote Grid) Updates to grid topology to minimize risk of ignition in HFTDs Remote GridWLDFRVegetation ContactAggregated | WLDFR | HFTD - Distribution - Tier 2 - 2QU CoRE ¦ 4QU LoRE | Red Flag Warning - Catastrophic Fires | Vegetation Contact | Aggregated | 2042 | 3.3738e-05 | 1078.9824 | 0.036403 | 2042 | Mitigation | 0.95 | 45 | 0 | esc | 0.00097009 | 3.2729e-08 | 0.00097009 | 3.2729e-08
[79 empty] | WLDFR | HFTD - Distribution - Tier 3 - 2QU CoRE ¦ 4QU LoRE | Red Flag Warning - Destructive Fires | 2043 | 7.0948e-09 | 7.0948e-09 | 10992.1562 | 299.42 | 10692.7362 | 0 | 0 | 0 | 7.3135e-06 | 7.7987e-05 | 0 | 7.7987e-05 | 7.7987e-05 | 0 | 7.7987e-05 | 0 | 4.5557e-06 | 9.9861e-06 | 0 | 9.9861e-06 | 0 | 3.8e-07 | 7.5999e-07 | 0 | 7.5999e-07 | [12 empty] | 7.3.3.17.5 (Remote Grid) Updates to grid topology to minimize risk of ignition in HFTDs Remote GridWLDFRVegetation ContactAggregated | WLDFR | HFTD - Distribution - Tier 2 - 2QU CoRE ¦ 4QU LoRE | Red Flag Warning - Catastrophic Fires | Vegetation Contact | Aggregated | 2043 | 3.3738e-05 | 1078.9824 | 0.036403 | 2043 | Mitigation | 0.95 | 45 | 0 | esc | 0.00097009 | 3.2729e-08 | 0.00097009 | 3.2729e-08
[79 empty] | WLDFR | HFTD - Distribution - Tier 3 - 2QU CoRE ¦ 4QU LoRE | Red Flag Warning - Destructive Fires | 2044 | 7.0948e-09 | 7.0948e-09 | 10992.1562 | 299.42 | 10692.7362 | 0 | 0 | 0 | 7.3135e-06 | 7.7987e-05 | 0 | 7.7987e-05 | 7.7987e-05 | 0 | 7.7987e-05 | 0 | 4.5557e-06 | 9.9861e-06 | 0 | 9.9861e-06 | 0 | 3.8e-07 | 7.5999e-07 | 0 | 7.5999e-07 | [12 empty] | 7.3.3.17.5 (Remote Grid) Updates to grid topology to minimize risk of ignition in HFTDs Remote GridWLDFRVegetation ContactAggregated | WLDFR | HFTD - Distribution - Tier 2 - 2QU CoRE ¦ 4QU LoRE | Red Flag Warning - Catastrophic Fires | Vegetation Contact | Aggregated | 2044 | 3.3738e-05 | 1078.9824 | 0.036403 | 2044 | Mitigation | 0.95 | 45 | 0 | esc | 0.00097009 | 3.2729e-08 | 0.00097009 | 3.2729e-08
[79 empty] | WLDFR | HFTD - Distribution - Tier 3 - 2QU CoRE ¦ 4QU LoRE | Red Flag Warning - Destructive Fires | 2045 | 7.0948e-09 | 7.0948e-09 | 10992.1562 | 299.42 | 10692.7362 | 0 | 0 | 0 | 7.3135e-06 | 7.7987e-05 | 0 | 7.7987e-05 | 7.7987e-05 | 0 | 7.7987e-05 | 0 | 4.5557e-06 | 9.9861e-06 | 0 | 9.9861e-06 | 0 | 3.8e-07 | 7.5999e-07 | 0 | 7.5999e-07 | [12 empty] | 7.3.3.17.5 (Remote Grid) Updates to grid topology to minimize risk of ignition in HFTDs Remote GridWLDFRVegetation ContactAggregated | WLDFR | HFTD - Distribution - Tier 2 - 2QU CoRE ¦ 4QU LoRE | Red Flag Warning - Catastrophic Fires | Vegetation Contact | Aggregated | 2045 | 3.3738e-05 | 1078.9824 | 0.036403 | 2045 | Mitigation | 0.95 | 45 | 0 | esc | 0.00097009 | 3.2729e-08 | 0.00097009 | 3.2729e-08
[79 empty] | WLDFR | HFTD - Distribution - Tier 3 - 2QU CoRE ¦ 4QU LoRE | Red Flag Warning - Destructive Fires | 2046 | 7.0948e-09 | 7.0948e-09 | 10992.1562 | 299.42 | 10692.7362 | 0 | 0 | 0 | 7.3135e-06 | 7.7987e-05 | 0 | 7.7987e-05 | 7.7987e-05 | 0 | 7.7987e-05 | 0 | 4.5557e-06 | 9.9861e-06 | 0 | 9.9861e-06 | 0 | 3.9792e-07 | 7.9584e-07 | 0 | 7.9584e-07 | [12 empty] | 7.3.3.17.5 (Remote Grid) Updates to grid topology to minimize risk of ignition in HFTDs Remote GridWLDFRVegetation ContactAggregated | WLDFR | HFTD - Distribution - Tier 2 - 2QU CoRE ¦ 4QU LoRE | Red Flag Warning - Catastrophic Fires | Vegetation Contact | Aggregated | 2046 | 3.3738e-05 | 1078.9824 | 0.036403 | 2046 | Mitigation | 0.95 | 45 | 0 | esc | 0.00097009 | 3.2729e-08 | 0.00097009 | 3.2729e-08
[79 empty] | WLDFR | HFTD - Distribution - Tier 3 - 2QU CoRE ¦ 4QU LoRE | Red Flag Warning - Destructive Fires | 2047 | 7.0948e-09 | 7.0948e-09 | 10992.1562 | 299.42 | 10692.7362 | 0 | 0 | 0 | 7.3135e-06 | 7.7987e-05 | 0 | 7.7987e-05 | 7.7987e-05 | 0 | 7.7987e-05 | 0 | 4.5557e-06 | 9.9861e-06 | 0 | 9.9861e-06 | 0 | 3.9792e-07 | 7.9584e-07 | 0 | 7.9584e-07 | [12 empty] | 7.3.3.17.5 (Remote Grid) Updates to grid topology to minimize risk of ignition in HFTDs Remote GridWLDFRVegetation ContactAggregated | WLDFR | HFTD - Distribution - Tier 2 - 2QU CoRE ¦ 4QU LoRE | Red Flag Warning - Catastrophic Fires | Vegetation Contact | Aggregated | 2047 | 3.3738e-05 | 1078.9824 | 0.036403 | 2047 | Mitigation | 0.95 | 45 | 0 | esc | 0.00097009 | 3.2729e-08 | 0.00097009 | 3.2729e-08
[79 empty] | WLDFR | HFTD - Distribution - Tier 3 - 2QU CoRE ¦ 4QU LoRE | Red Flag Warning - Destructive Fires | 2048 | 7.0948e-09 | 7.0948e-09 | 11536.0538 | 319.4911 | 11216.5626 | 0 | 0 | 0 | 7.3135e-06 | 8.1846e-05 | 0 | 8.1846e-05 | 8.1846e-05 | 0 | 8.1846e-05 | 0 | 4.7369e-06 | 1.0383e-05 | 0 | 1.0383e-05 | 0 | 3.9792e-07 | 7.9584e-07 | 0 | 7.9584e-07 | [12 empty] | 7.3.3.17.5 (Remote Grid) Updates to grid topology to minimize risk of ignition in HFTDs Remote GridWLDFRVegetation ContactAggregated | WLDFR | HFTD - Distribution - Tier 2 - 2QU CoRE ¦ 4QU LoRE | Red Flag Warning - Catastrophic Fires | Vegetation Contact | Aggregated | 2048 | 3.3738e-05 | 1078.9824 | 0.036403 | 2048 | Mitigation | 0.95 | 45 | 0 | esc | 0.00097009 | 3.2729e-08 | 0.00097009 | 3.2729e-08
[79 empty] | WLDFR | HFTD - Distribution - Tier 3 - 2QU CoRE ¦ 4QU LoRE | Red Flag Warning - Destructive Fires | 2049 | 7.0948e-09 | 7.0948e-09 | 11536.0538 | 319.4911 | 11216.5626 | 0 | 0 | 0 | 7.3135e-06 | 8.1846e-05 | 0 | 8.1846e-05 | 8.1846e-05 | 0 | 8.1846e-05 | 0 | 4.7369e-06 | 1.0383e-05 | 0 | 1.0383e-05 | 0 | 3.9792e-07 | 7.9584e-07 | 0 | 7.9584e-07 | [12 empty] | 7.3.3.17.5 (Remote Grid) Updates to grid topology to minimize risk of ignition in HFTDs Remote GridWLDFRVegetation ContactAggregated | WLDFR | HFTD - Distribution - Tier 2 - 2QU CoRE ¦ 4QU LoRE | Red Flag Warning - Catastrophic Fires | Vegetation Contact | Aggregated | 2049 | 3.3738e-05 | 1078.9824 | 0.036403 | 2049 | Mitigation | 0.95 | 45 | 0 | esc | 0.00097009 | 3.2729e-08 | 0.00097009 | 3.2729e-08
[79 empty] | WLDFR | HFTD - Distribution - Tier 3 - 2QU CoRE ¦ 4QU LoRE | Red Flag Warning - Destructive Fires | 2050 | 7.0948e-09 | 7.0948e-09 | 11536.0538 | 319.4911 | 11216.5626 | 0 | 0 | 0 | 7.3135e-06 | 8.1846e-05 | 0 | 8.1846e-05 | 8.1846e-05 | 0 | 8.1846e-05 | 0 | 4.7369e-06 | 1.0383e-05 | 0 | 1.0383e-05 | 0 | 3.9792e-07 | 7.9584e-07 | 0 | 7.9584e-07 | [12 empty] | 7.3.3.17.5 (Remote Grid) Updates to grid topology to minimize risk of ignition in HFTDs Remote GridWLDFRVegetation ContactAggregated | WLDFR | HFTD - Distribution - Tier 2 - 2QU CoRE ¦ 4QU LoRE | Red Flag Warning - Catastrophic Fires | Vegetation Contact | Aggregated | 2050 | 3.3738e-05 | 1078.9824 | 0.036403 | 2050 | Mitigation | 0.95 | 45 | 0 | esc | 0.00097009 | 3.2729e-08 | 0.00097009 | 3.2729e-08
[79 empty] | WLDFR | HFTD - Distribution - Tier 3 - 2QU CoRE ¦ 4QU LoRE | Red Flag Warning - Destructive Fires | 2051 | 7.0948e-09 | 7.0948e-09 | 11536.0538 | 319.4911 | 11216.5626 | 0 | 0 | 0 | 7.3135e-06 | 8.1846e-05 | 0 | 8.1846e-05 | 8.1846e-05 | 0 | 8.1846e-05 | 0 | 4.7369e-06 | 1.0383e-05 | 0 | 1.0383e-05 | 0 | 4.1703e-07 | 8.3407e-07 | 0 | 8.3407e-07 | [12 empty] | 7.3.3.17.5 (Remote Grid) Updates to grid topology to minimize risk of ignition in HFTDs Remote GridWLDFRVegetation ContactAggregated | WLDFR | HFTD - Distribution - Tier 2 - 2QU CoRE ¦ 4QU LoRE | Red Flag Warning - Catastrophic Fires | Vegetation Contact | Aggregated | 2051 | 3.3738e-05 | 1078.9824 | 0.036403 | 2051 | Mitigation | 0.95 | 45 | 0 | esc | 0.00097009 | 3.2729e-08 | 0.00097009 | 3.2729e-08
[79 empty] | WLDFR | HFTD - Distribution - Tier 3 - 2QU CoRE ¦ 4QU LoRE | Red Flag Warning - Destructive Fires | 2052 | 7.0948e-09 | 7.0948e-09 | 11536.0538 | 319.4911 | 11216.5626 | 0 | 0 | 0 | 7.3135e-06 | 8.1846e-05 | 0 | 8.1846e-05 | 8.1846e-05 | 0 | 8.1846e-05 | 0 | 4.7369e-06 | 1.0383e-05 | 0 | 1.0383e-05 | 0 | 4.1703e-07 | 8.3407e-07 | 0 | 8.3407e-07 | [12 empty] | 7.3.3.17.5 (Remote Grid) Updates to grid topology to minimize risk of ignition in HFTDs Remote GridWLDFRVegetation ContactAggregated | WLDFR | HFTD - Distribution - Tier 2 - 2QU CoRE ¦ 4QU LoRE | Red Flag Warning - Catastrophic Fires | Vegetation Contact | Aggregated | 2052 | 3.3738e-05 | 1078.9824 | 0.036403 | 2052 | Mitigation | 0.95 | 45 | 0 | esc | 0.00097009 | 3.2729e-08 | 0.00097009 | 3.2729e-08
[79 empty] | WLDFR | HFTD - Distribution - Tier 3 - 2QU CoRE ¦ 4QU LoRE | Red Flag Warning - Destructive Fires | 2053 | 7.0948e-09 | 7.0948e-09 | 12097.6769 | 340.5356 | 11757.1413 | 0 | 0 | 0 | 7.3135e-06 | 8.583e-05 | 0 | 8.583e-05 | 8.583e-05 | 0 | 8.583e-05 | 0 | 4.9411e-06 | 1.0831e-05 | 0 | 1.0831e-05 | 0 | 4.1703e-07 | 8.3407e-07 | 0 | 8.3407e-07 | [12 empty] | 7.3.3.17.5 (Remote Grid) Updates to grid topology to minimize risk of ignition in HFTDs Remote GridWLDFRVegetation ContactAggregated | WLDFR | HFTD - Distribution - Tier 2 - 2QU CoRE ¦ 4QU LoRE | Red Flag Warning - Catastrophic Fires | Vegetation Contact | Aggregated | 2053 | 3.3738e-05 | 1078.9824 | 0.036403 | 2053 | Mitigation | 0.95 | 45 | 0 | esc | 0.00097009 | 3.2729e-08 | 0.00097009 | 3.2729e-08
[79 empty] | WLDFR | HFTD - Distribution - Tier 3 - 2QU CoRE ¦ 4QU LoRE | Red Flag Warning - Destructive Fires | 2054 | 7.0948e-09 | 7.0948e-09 | 12097.6769 | 340.5356 | 11757.1413 | 0 | 0 | 0 | 7.3135e-06 | 8.583e-05 | 0 | 8.583e-05 | 8.583e-05 | 0 | 8.583e-05 | 0 | 4.9411e-06 | 1.0831e-05 | 0 | 1.0831e-05 | 0 | 4.1703e-07 | 8.3407e-07 | 0 | 8.3407e-07 | [12 empty] | 7.3.3.17.5 (Remote Grid) Updates to grid topology to minimize risk of ignition in HFTDs Remote GridWLDFRVegetation ContactAggregated | WLDFR | HFTD - Distribution - Tier 2 - 2QU CoRE ¦ 4QU LoRE | Red Flag Warning - Catastrophic Fires | Vegetation Contact | Aggregated | 2054 | 3.3738e-05 | 1078.9824 | 0.036403 | 2054 | Mitigation | 0.95 | 45 | 0 | esc | 0.00097009 | 3.2729e-08 | 0.00097009 | 3.2729e-08
[79 empty] | WLDFR | HFTD - Distribution - Tier 3 - 2QU CoRE ¦ 4QU LoRE | Red Flag Warning - Destructive Fires | 2055 | 7.0948e-09 | 7.0948e-09 | 12097.6769 | 340.5356 | 11757.1413 | 0 | 0 | 0 | 7.3135e-06 | 8.583e-05 | 0 | 8.583e-05 | 8.583e-05 | 0 | 8.583e-05 | 0 | 4.9411e-06 | 1.0831e-05 | 0 | 1.0831e-05 | 0 | 0 | 8.3407e-07 | 0 | 8.3407e-07 | [12 empty] | 7.3.3.17.5 (Remote Grid) Updates to grid topology to minimize risk of ignition in HFTDs Remote GridWLDFRVegetation ContactAggregated | WLDFR | HFTD - Distribution - Tier 2 - 2QU CoRE ¦ 4QU LoRE | Red Flag Warning - Catastrophic Fires | Vegetation Contact | Aggregated | 2055 | 3.3738e-05 | 1078.9824 | 0.036403 | 2055 | Mitigation | 0.95 | 45 | 0 | esc | 0.00097009 | 3.2729e-08 | 0.00097009 | 3.2729e-08
[79 empty] | WLDFR | HFTD - Distribution - Tier 3 - 2QU CoRE ¦ 4QU LoRE | Red Flag Warning - Destructive Fires | 2056 | 7.0948e-09 | 7.0948e-09 | 12097.6769 | 340.5356 | 11757.1413 | 0 | 0 | 0 | 7.3135e-06 | 8.583e-05 | 0 | 8.583e-05 | 8.583e-05 | 0 | 8.583e-05 | 0 | 4.9411e-06 | 1.0831e-05 | 0 | 1.0831e-05 | 0 | 0 | 0 | 0 | 0 | [12 empty] | 7.3.3.17.5 (Remote Grid) Updates to grid topology to minimize risk of ignition in HFTDs Remote GridWLDFRVegetation ContactAggregated | WLDFR | HFTD - Distribution - Tier 2 - 2QU CoRE ¦ 4QU LoRE | Red Flag Warning - Catastrophic Fires | Vegetation Contact | Aggregated | 2056 | 3.3738e-05 | 1078.9824 | 0.036403 | 2056 | Mitigation | 0.95 | 45 | 0 | esc | 0.00097009 | 3.2729e-08 | 0.00097009 | 3.2729e-08
[79 empty] | WLDFR | HFTD - Distribution - Tier 3 - 2QU CoRE ¦ 4QU LoRE | Red Flag Warning - Destructive Fires | 2057 | 7.0948e-09 | 7.0948e-09 | 12097.6769 | 340.5356 | 11757.1413 | 0 | 0 | 0 | 7.3135e-06 | 8.583e-05 | 0 | 8.583e-05 | 8.583e-05 | 0 | 8.583e-05 | 0 | 4.9411e-06 | 1.0831e-05 | 0 | 1.0831e-05 | 0 | 0 | 0 | 0 | 0 | [12 empty] | 7.3.3.17.5 (Remote Grid) Updates to grid topology to minimize risk of ignition in HFTDs Remote GridWLDFRVegetation ContactAggregated | WLDFR | HFTD - Distribution - Tier 2 - 2QU CoRE ¦ 4QU LoRE | Red Flag Warning - Catastrophic Fires | Vegetation Contact | Aggregated | 2057 | 3.3738e-05 | 1078.9824 | 0.036403 | 2057 | Mitigation | 0.95 | 45 | 0 | esc | 0.00097009 | 3.2729e-08 | 0.00097009 | 3.2729e-08
[79 empty] | WLDFR | HFTD - Distribution - Tier 3 - 2QU CoRE ¦ 4QU LoRE | Red Flag Warning - Destructive Fires | 2058 | 7.0948e-09 | 7.0948e-09 | 12670.1796 | 362.3049 | 12307.8747 | 0 | 0 | 0 | 7.3135e-06 | 8.9892e-05 | 0 | 8.9892e-05 | 8.9892e-05 | 0 | 8.9892e-05 | 0 | 5.1662e-06 | 1.1324e-05 | 0 | 1.1324e-05 | 0 | 2.3092e-06 | 0 | 0 | 0 | [12 empty] | 7.3.3.17.5 (Remote Grid) Updates to grid topology to minimize risk of ignition in HFTDs Remote GridWLDFRVegetation ContactAggregated | WLDFR | HFTD - Distribution - Tier 2 - 2QU CoRE ¦ 4QU LoRE | Red Flag Warning - Catastrophic Fires | Vegetation Contact | Aggregated | 2058 | 3.3738e-05 | 1078.9824 | 0.036403 | 2058 | Mitigation | 0.95 | 45 | 0 | esc | 0.00097009 | 3.2729e-08 | 0.00097009 | 3.2729e-08
[79 empty] | WLDFR | HFTD - Distribution - Tier 3 - 2QU CoRE ¦ 4QU LoRE | Red Flag Warning - Destructive Fires | 2059 | 7.0948e-09 | 7.0948e-09 | 12670.1796 | 362.3049 | 12307.8747 | 0 | 0 | 0 | 7.3135e-06 | 8.9892e-05 | 0 | 8.9892e-05 | 8.9892e-05 | 0 | 8.9892e-05 | 0 | 5.1662e-06 | 1.1324e-05 | 0 | 1.1324e-05 | 0 | 2.3939e-06 | 4.7878e-06 | 0 | 4.7878e-06 | [12 empty] | 7.3.3.17.5 (Remote Grid) Updates to grid topology to minimize risk of ignition in HFTDs Remote GridWLDFRVegetation ContactAggregated | WLDFR | HFTD - Distribution - Tier 2 - 2QU CoRE ¦ 4QU LoRE | Red Flag Warning - Catastrophic Fires | Vegetation Contact | Aggregated | 2059 | 3.3738e-05 | 1078.9824 | 0.036403 | 2059 | Mitigation | 0.95 | 45 | 0 | esc | 0.00097009 | 3.2729e-08 | 0.00097009 | 3.2729e-08
[79 empty] | WLDFR | HFTD - Distribution - Tier 3 - 2QU CoRE ¦ 4QU LoRE | Red Flag Warning - Destructive Fires | 2060 | 7.0948e-09 | 7.0948e-09 | 12670.1796 | 362.3049 | 12307.8747 | 0 | 0 | 0 | 7.3135e-06 | 8.9892e-05 | 0 | 8.9892e-05 | 8.9892e-05 | 0 | 8.9892e-05 | 0 | 5.1662e-06 | 1.1324e-05 | 0 | 1.1324e-05 | 0 | 2.3939e-06 | 4.7878e-06 | 0 | 4.7878e-06 | [12 empty] | 7.3.3.17.5 (Remote Grid) Updates to grid topology to minimize risk of ignition in HFTDs Remote GridWLDFRVegetation ContactAggregated | WLDFR | HFTD - Distribution - Tier 2 - 2QU CoRE ¦ 4QU LoRE | Red Flag Warning - Catastrophic Fires | Vegetation Contact | Aggregated | 2060 | 3.3738e-05 | 1078.9824 | 0.036403 | 2060 | Mitigation | 0.95 | 45 | 0 | esc | 0.00097009 | 3.2729e-08 | 0.00097009 | 3.2729e-08
[79 empty] | WLDFR | HFTD - Distribution - Tier 3 - 2QU CoRE ¦ 4QU LoRE | Red Flag Warning - Destructive Fires | 2061 | 7.0948e-09 | 7.0948e-09 | 12670.1796 | 362.3049 | 12307.8747 | 0 | 0 | 0 | 7.3135e-06 | 8.9892e-05 | 0 | 8.9892e-05 | 8.9892e-05 | 0 | 8.9892e-05 | 0 | 5.1662e-06 | 1.1324e-05 | 0 | 1.1324e-05 | 0 | 2.3939e-06 | 4.7878e-06 | 0 | 4.7878e-06 | [12 empty] | 7.3.3.17.5 (Remote Grid) Updates to grid topology to minimize risk of ignition in HFTDs Remote GridWLDFRVegetation ContactAggregated | WLDFR | HFTD - Distribution - Tier 2 - 2QU CoRE ¦ 4QU LoRE | Red Flag Warning - Catastrophic Fires | Vegetation Contact | Aggregated | 2061 | 3.3738e-05 | 1078.9824 | 0.036403 | 2061 | Mitigation | 0.95 | 45 | 0 | esc | 0.00097009 | 3.2729e-08 | 0.00097009 | 3.2729e-08
[79 empty] | WLDFR | HFTD - Distribution - Tier 3 - 2QU CoRE ¦ 4QU LoRE | Red Flag Warning - Destructive Fires | 2062 | 7.0948e-09 | 7.0948e-09 | 12670.1796 | 362.3049 | 12307.8747 | 0 | 0 | 0 | 7.3135e-06 | 8.9892e-05 | 0 | 8.9892e-05 | 8.9892e-05 | 0 | 8.9892e-05 | 0 | 5.1662e-06 | 1.1324e-05 | 0 | 1.1324e-05 | 0 | 2.3939e-06 | 4.7878e-06 | 0 | 4.7878e-06 | [12 empty] | 7.3.3.17.5 (Remote Grid) Updates to grid topology to minimize risk of ignition in HFTDs Remote GridWLDFRVegetation ContactAggregated | WLDFR | HFTD - Distribution - Tier 2 - 2QU CoRE ¦ 4QU LoRE | Red Flag Warning - Catastrophic Fires | Vegetation Contact | Aggregated | 2062 | 3.3738e-05 | 1078.9824 | 0.036403 | 2062 | Mitigation | 0.95 | 45 | 0 | esc | 0.00097009 | 3.2729e-08 | 0.00097009 | 3.2729e-08
[79 empty] | WLDFR | HFTD - Distribution - Tier 3 - 2QU CoRE ¦ 4QU LoRE | Red Flag Warning - Destructive Fires | 2063 | 7.0948e-09 | 7.0948e-09 | 13246.6313 | 384.5316 | 12862.0997 | 0 | 0 | 0 | 7.3135e-06 | 9.3982e-05 | 0 | 9.3982e-05 | 9.3982e-05 | 0 | 9.3982e-05 | 0 | 5.4099e-06 | 1.1859e-05 | 0 | 1.1859e-05 | 0 | 2.3939e-06 | 4.7878e-06 | 0 | 4.7878e-06 | [12 empty] | 7.3.3.17.5 (Remote Grid) Updates to grid topology to minimize risk of ignition in HFTDs Remote GridWLDFRVegetation ContactAggregated | WLDFR | HFTD - Distribution - Tier 2 - 2QU CoRE ¦ 4QU LoRE | Red Flag Warning - Catastrophic Fires | Vegetation Contact | Aggregated | 2063 | 3.3738e-05 | 1078.9824 | 0.036403 | 2063 | Mitigation | 0.95 | 45 | 0 | esc | 0.00097009 | 3.2729e-08 | 0.00097009 | 3.2729e-08
[79 empty] | WLDFR | HFTD - Distribution - Tier 3 - 2QU CoRE ¦ 4QU LoRE | Red Flag Warning - Destructive Fires | 2064 | 7.0948e-09 | 7.0948e-09 | 13246.6313 | 384.5316 | 12862.0997 | 0 | 0 | 0 | 7.3135e-06 | 9.3982e-05 | 0 | 9.3982e-05 | 9.3982e-05 | 0 | 9.3982e-05 | 0 | 5.4099e-06 | 1.1859e-05 | 0 | 1.1859e-05 | 0 | 2.5005e-06 | 5.0011e-06 | 0 | 5.0011e-06 | [12 empty] | 7.3.3.17.5 (Remote Grid) Updates to grid topology to minimize risk of ignition in HFTDs Remote GridWLDFRVegetation ContactAggregated | WLDFR | HFTD - Distribution - Tier 2 - 2QU CoRE ¦ 4QU LoRE | Red Flag Warning - Catastrophic Fires | Vegetation Contact | Aggregated | 2064 | 3.3738e-05 | 1078.9824 | 0.036403 | 2064 | Mitigation | 0.95 | 45 | 0 | esc | 0.00097009 | 3.2729e-08 | 0.00097009 | 3.2729e-08
[79 empty] | WLDFR | HFTD - Distribution - Tier 3 - 2QU CoRE ¦ 4QU LoRE | Red Flag Warning - Destructive Fires | 2065 | 7.0948e-09 | 7.0948e-09 | 13246.6313 | 384.5316 | 12862.0997 | 0 | 0 | 0 | 7.3135e-06 | 9.3982e-05 | 0 | 9.3982e-05 | 9.3982e-05 | 0 | 9.3982e-05 | 0 | 5.4099e-06 | 1.1859e-05 | 0 | 1.1859e-05 | 0 | 2.5005e-06 | 5.0011e-06 | 0 | 5.0011e-06 | [12 empty] | 7.3.3.17.5 (Remote Grid) Updates to grid topology to minimize risk of ignition in HFTDs Remote GridWLDFRVegetation ContactAggregated | WLDFR | HFTD - Distribution - Tier 2 - 2QU CoRE ¦ 4QU LoRE | Red Flag Warning - Catastrophic Fires | Vegetation Contact | Aggregated | 2065 | 3.3738e-05 | 1078.9824 | 0.036403 | 2065 | Mitigation | 0.95 | 45 | 0 | esc | 0.00097009 | 3.2729e-08 | 0.00097009 | 3.2729e-08
[79 empty] | WLDFR | HFTD - Distribution - Tier 3 - 2QU CoRE ¦ 4QU LoRE | Red Flag Warning - Destructive Fires | 2066 | 7.0948e-09 | 7.0948e-09 | 13246.6313 | 384.5316 | 12862.0997 | 0 | 0 | 0 | 7.3135e-06 | 9.3982e-05 | 0 | 9.3982e-05 | 9.3982e-05 | 0 | 9.3982e-05 | 0 | 5.4099e-06 | 1.1859e-05 | 0 | 1.1859e-05 | 0 | 2.5005e-06 | 5.0011e-06 | 0 | 5.0011e-06 | [12 empty] | 7.3.3.17.5 (Remote Grid) Updates to grid topology to minimize risk of ignition in HFTDs Remote GridWLDFRVegetation ContactAggregated | WLDFR | HFTD - Distribution - Tier 2 - 2QU CoRE ¦ 4QU LoRE | Red Flag Warning - Catastrophic Fires | Vegetation Contact | Aggregated | 2066 | 3.3738e-05 | 1078.9824 | 0.036403 | 2066 | Mitigation | 0.95 | 45 | 0 | esc | 0.00097009 | 3.2729e-08 | 0.00097009 | 3.2729e-08
[79 empty] | WLDFR | HFTD - Distribution - Tier 3 - 2QU CoRE ¦ 4QU LoRE | Red Flag Warning - Destructive Fires | 2067 | 0 | 7.0948e-09 | 13246.6313 | 384.5316 | 12862.0997 | 0 | 0 | 0 | 7.3135e-06 | 0 | 0 | 0 | 9.3982e-05 | 0 | 9.3982e-05 | 0 | 5.4099e-06 | 1.1859e-05 | 0 | 1.1859e-05 | 0 | 2.5005e-06 | 5.0011e-06 | 0 | 5.0011e-06 | [12 empty] | 7.3.3.17.5 (Remote Grid) Updates to grid topology to minimize risk of ignition in HFTDs Remote GridWLDFRVegetation ContactAggregated | WLDFR | HFTD - Distribution - Tier 2 - 2QU CoRE ¦ 4QU LoRE | Red Flag Warning - Catastrophic Fires | Vegetation Contact | Aggregated | 2067 | 3.3738e-05 | 1078.9824 | 0.036403 | 2067 | Mitigation | 0.95 | 45 | 0 | esc | 0 | 0 | 0.00097009 | 3.2729e-08
[79 empty] | WLDFR | HFTD - Distribution - Tier 3 - 2QU CoRE ¦ 4QU LoRE | Red Flag Warning - Large Fires | 2022 | 3.5889e-08 | 0 | 5.2406 | 0.69642 | 2.942 | 1.6022 | 0 | 0 | 3.6996e-05 | 1.8808e-07 | 0 | 1.8808e-07 | 0 | 0 | 0 | 0 | 5.6697e-06 | 1.2428e-05 | 0 | 1.2428e-05 | 0 | 2.5005e-06 | 5.0011e-06 | 0 | 5.0011e-06 | [12 empty] | 7.3.3.17.5 (Remote Grid) Updates to grid topology to minimize risk of ignition in HFTDs Remote GridWLDFREquipment / facility failureAggregated | WLDFR | HFTD - Distribution - Tier 2 - 2QU CoRE ¦ 4QU LoRE | Red Flag Warning - Destructive Fires | Equipment / facility failure | Aggregated | 2022 | 3.1905e-06 | 1078.9824 | 0.0034424 | 2022 | Mitigation | 0.95 | 45 | 0 | esc | 0.00097009 | 3.095e-09 | 0 | 0
[79 empty] | WLDFR | HFTD - Distribution - Tier 3 - 2QU CoRE ¦ 4QU LoRE | Red Flag Warning - Large Fires | 2023 | 3.5889e-08 | 3.5889e-08 | 5.475 | 0.71896 | 3.0715 | 1.6846 | 0 | 0 | 3.6996e-05 | 1.9649e-07 | 0 | 1.9649e-07 | 1.9649e-07 | 0 | 1.9649e-07 | 0 | 5.6697e-06 | 1.2428e-05 | 0 | 1.2428e-05 | 0 | 2.6191e-06 | 5.2381e-06 | 0 | 5.2381e-06 | [12 empty] | 7.3.3.17.5 (Remote Grid) Updates to grid topology to minimize risk of ignition in HFTDs Remote GridWLDFREquipment / facility failureAggregated | WLDFR | HFTD - Distribution - Tier 2 - 2QU CoRE ¦ 4QU LoRE | Red Flag Warning - Destructive Fires | Equipment / facility failure | Aggregated | 2023 | 3.1905e-06 | 1078.9824 | 0.0034424 | 2023 | Mitigation | 0.95 | 45 | 0 | esc | 0.00097009 | 3.095e-09 | 0.00097009 | 3.095e-09
[79 empty] | WLDFR | HFTD - Distribution - Tier 3 - 2QU CoRE ¦ 4QU LoRE | Red Flag Warning - Large Fires | 2024 | 3.5889e-08 | 3.5889e-08 | 5.475 | 0.71896 | 3.0715 | 1.6846 | 0 | 0 | 3.6996e-05 | 1.9649e-07 | 0 | 1.9649e-07 | 1.9649e-07 | 0 | 1.9649e-07 | 0 | 5.6697e-06 | 1.2428e-05 | 0 | 1.2428e-05 | 0 | 2.6191e-06 | 5.2381e-06 | 0 | 5.2381e-06 | [12 empty] | 7.3.3.17.5 (Remote Grid) Updates to grid topology to minimize risk of ignition in HFTDs Remote GridWLDFREquipment / facility failureAggregated | WLDFR | HFTD - Distribution - Tier 2 - 2QU CoRE ¦ 4QU LoRE | Red Flag Warning - Destructive Fires | Equipment / facility failure | Aggregated | 2024 | 3.1905e-06 | 1078.9824 | 0.0034424 | 2024 | Mitigation | 0.95 | 45 | 0 | esc | 0.00097009 | 3.095e-09 | 0.00097009 | 3.095e-09
[79 empty] | WLDFR | HFTD - Distribution - Tier 3 - 2QU CoRE ¦ 4QU LoRE | Red Flag Warning - Large Fires | 2025 | 3.5889e-08 | 3.5889e-08 | 5.475 | 0.71896 | 3.0715 | 1.6846 | 0 | 0 | 3.6996e-05 | 1.9649e-07 | 0 | 1.9649e-07 | 1.9649e-07 | 0 | 1.9649e-07 | 0 | 5.6697e-06 | 1.2428e-05 | 0 | 1.2428e-05 | 0 | 2.6191e-06 | 5.2381e-06 | 0 | 5.2381e-06 | [12 empty] | 7.3.3.17.5 (Remote Grid) Updates to grid topology to minimize risk of ignition in HFTDs Remote GridWLDFREquipment / facility failureAggregated | WLDFR | HFTD - Distribution - Tier 2 - 2QU CoRE ¦ 4QU LoRE | Red Flag Warning - Destructive Fires | Equipment / facility failure | Aggregated | 2025 | 3.1905e-06 | 1078.9824 | 0.0034424 | 2025 | Mitigation | 0.95 | 45 | 0 | esc | 0.00097009 | 3.095e-09 | 0.00097009 | 3.095e-09
[79 empty] | WLDFR | HFTD - Distribution - Tier 3 - 2QU CoRE ¦ 4QU LoRE | Red Flag Warning - Large Fires | 2026 | 3.5889e-08 | 3.5889e-08 | 5.475 | 0.71896 | 3.0715 | 1.6846 | 0 | 0 | 3.6996e-05 | 1.9649e-07 | 0 | 1.9649e-07 | 1.9649e-07 | 0 | 1.9649e-07 | 0 | 5.6697e-06 | 1.2428e-05 | 0 | 1.2428e-05 | 0 | 2.6191e-06 | 5.2381e-06 | 0 | 5.2381e-06 | [12 empty] | 7.3.3.17.5 (Remote Grid) Updates to grid topology to minimize risk of ignition in HFTDs Remote GridWLDFREquipment / facility failureAggregated | WLDFR | HFTD - Distribution - Tier 2 - 2QU CoRE ¦ 4QU LoRE | Red Flag Warning - Destructive Fires | Equipment / facility failure | Aggregated | 2026 | 3.1905e-06 | 1078.9824 | 0.0034424 | 2026 | Mitigation | 0.95 | 45 | 0 | esc | 0.00097009 | 3.095e-09 | 0.00097009 | 3.095e-09
[79 empty] | WLDFR | HFTD - Distribution - Tier 3 - 2QU CoRE ¦ 4QU LoRE | Red Flag Warning - Large Fires | 2027 | 3.5889e-08 | 3.5889e-08 | 5.475 | 0.71896 | 3.0715 | 1.6846 | 0 | 0 | 3.6996e-05 | 1.9649e-07 | 0 | 1.9649e-07 | 1.9649e-07 | 0 | 1.9649e-07 | 0 | 5.943e-06 | 1.3027e-05 | 0 | 1.3027e-05 | 0 | 2.6191e-06 | 5.2381e-06 | 0 | 5.2381e-06 | [12 empty] | 7.3.3.17.5 (Remote Grid) Updates to grid topology to minimize risk of ignition in HFTDs Remote GridWLDFREquipment / facility failureAggregated | WLDFR | HFTD - Distribution - Tier 2 - 2QU CoRE ¦ 4QU LoRE | Red Flag Warning - Destructive Fires | Equipment / facility failure | Aggregated | 2027 | 3.1905e-06 | 1078.9824 | 0.0034424 | 2027 | Mitigation | 0.95 | 45 | 0 | esc | 0.00097009 | 3.095e-09 | 0.00097009 | 3.095e-09
[79 empty] | WLDFR | HFTD - Distribution - Tier 3 - 2QU CoRE ¦ 4QU LoRE | Red Flag Warning - Large Fires | 2028 | 3.5889e-08 | 3.5889e-08 | 5.777 | 0.74734 | 3.238 | 1.7917 | 0 | 0 | 3.6996e-05 | 2.0733e-07 | 0 | 2.0733e-07 | 2.0733e-07 | 0 | 2.0733e-07 | 0 | 5.943e-06 | 1.3027e-05 | 0 | 1.3027e-05 | 0 | 2.7478e-06 | 5.4955e-06 | 0 | 5.4955e-06 | [12 empty] | 7.3.3.17.5 (Remote Grid) Updates to grid topology to minimize risk of ignition in HFTDs Remote GridWLDFREquipment / facility failureAggregated | WLDFR | HFTD - Distribution - Tier 2 - 2QU CoRE ¦ 4QU LoRE | Red Flag Warning - Destructive Fires | Equipment / facility failure | Aggregated | 2028 | 3.1905e-06 | 1078.9824 | 0.0034424 | 2028 | Mitigation | 0.95 | 45 | 0 | esc | 0.00097009 | 3.095e-09 | 0.00097009 | 3.095e-09
[79 empty] | WLDFR | HFTD - Distribution - Tier 3 - 2QU CoRE ¦ 4QU LoRE | Red Flag Warning - Large Fires | 2029 | 3.5889e-08 | 3.5889e-08 | 5.777 | 0.74734 | 3.238 | 1.7917 | 0 | 0 | 3.6996e-05 | 2.0733e-07 | 0 | 2.0733e-07 | 2.0733e-07 | 0 | 2.0733e-07 | 0 | 5.943e-06 | 1.3027e-05 | 0 | 1.3027e-05 | 0 | 2.7478e-06 | 5.4955e-06 | 0 | 5.4955e-06 | [12 empty] | 7.3.3.17.5 (Remote Grid) Updates to grid topology to minimize risk of ignition in HFTDs Remote GridWLDFREquipment / facility failureAggregated | WLDFR | HFTD - Distribution - Tier 2 - 2QU CoRE ¦ 4QU LoRE | Red Flag Warning - Destructive Fires | Equipment / facility failure | Aggregated | 2029 | 3.1905e-06 | 1078.9824 | 0.0034424 | 2029 | Mitigation | 0.95 | 45 | 0 | esc | 0.00097009 | 3.095e-09 | 0.00097009 | 3.095e-09
[79 empty] | WLDFR | HFTD - Distribution - Tier 3 - 2QU CoRE ¦ 4QU LoRE | Red Flag Warning - Large Fires | 2030 | 3.5889e-08 | 3.5889e-08 | 5.777 | 0.74734 | 3.238 | 1.7917 | 0 | 0 | 3.6996e-05 | 2.0733e-07 | 0 | 2.0733e-07 | 2.0733e-07 | 0 | 2.0733e-07 | 0 | 5.943e-06 | 1.3027e-05 | 0 | 1.3027e-05 | 0 | 2.7478e-06 | 5.4955e-06 | 0 | 5.4955e-06 | [12 empty] | 7.3.3.17.5 (Remote Grid) Updates to grid topology to minimize risk of ignition in HFTDs Remote GridWLDFREquipment / facility failureAggregated | WLDFR | HFTD - Distribution - Tier 2 - 2QU CoRE ¦ 4QU LoRE | Red Flag Warning - Destructive Fires | Equipment / facility failure | Aggregated | 2030 | 3.1905e-06 | 1078.9824 | 0.0034424 | 2030 | Mitigation | 0.95 | 45 | 0 | esc | 0.00097009 | 3.095e-09 | 0.00097009 | 3.095e-09
[79 empty] | WLDFR | HFTD - Distribution - Tier 3 - 2QU CoRE ¦ 4QU LoRE | Red Flag Warning - Large Fires | 2031 | 3.5889e-08 | 3.5889e-08 | 5.777 | 0.74734 | 3.238 | 1.7917 | 0 | 0 | 3.6996e-05 | 2.0733e-07 | 0 | 2.0733e-07 | 2.0733e-07 | 0 | 2.0733e-07 | 0 | 5.943e-06 | 1.3027e-05 | 0 | 1.3027e-05 | 0 | 2.7478e-06 | 5.4955e-06 | 0 | 5.4955e-06 | [12 empty] | 7.3.3.17.5 (Remote Grid) Updates to grid topology to minimize risk of ignition in HFTDs Remote GridWLDFREquipment / facility failureAggregated | WLDFR | HFTD - Distribution - Tier 2 - 2QU CoRE ¦ 4QU LoRE | Red Flag Warning - Destructive Fires | Equipment / facility failure | Aggregated | 2031 | 3.1905e-06 | 1078.9824 | 0.0034424 | 2031 | Mitigation | 0.95 | 45 | 0 | esc | 0.00097009 | 3.095e-09 | 0.00097009 | 3.095e-09
[79 empty] | WLDFR | HFTD - Distribution - Tier 3 - 2QU CoRE ¦ 4QU LoRE | Red Flag Warning - Large Fires | 2032 | 3.5889e-08 | 3.5889e-08 | 5.777 | 0.74734 | 3.238 | 1.7917 | 0 | 0 | 3.6996e-05 | 2.0733e-07 | 0 | 2.0733e-07 | 2.0733e-07 | 0 | 2.0733e-07 | 0 | 6.2267e-06 | 1.3649e-05 | 0 | 1.3649e-05 | 0 | 2.7478e-06 | 5.4955e-06 | 0 | 5.4955e-06 | [12 empty] | 7.3.3.17.5 (Remote Grid) Updates to grid topology to minimize risk of ignition in HFTDs Remote GridWLDFREquipment / facility failureAggregated | WLDFR | HFTD - Distribution - Tier 2 - 2QU CoRE ¦ 4QU LoRE | Red Flag Warning - Destructive Fires | Equipment / facility failure | Aggregated | 2032 | 3.1905e-06 | 1078.9824 | 0.0034424 | 2032 | Mitigation | 0.95 | 45 | 0 | esc | 0.00097009 | 3.095e-09 | 0.00097009 | 3.095e-09
[79 empty] | WLDFR | HFTD - Distribution - Tier 3 - 2QU CoRE ¦ 4QU LoRE | Red Flag Warning - Large Fires | 2033 | 3.5889e-08 | 3.5889e-08 | 6.1205 | 0.77885 | 3.4265 | 1.9151 | 0 | 0 | 3.6996e-05 | 2.1966e-07 | 0 | 2.1966e-07 | 2.1966e-07 | 0 | 2.1966e-07 | 0 | 6.2267e-06 | 1.3649e-05 | 0 | 1.3649e-05 | 0 | 2.8848e-06 | 5.7697e-06 | 0 | 5.7697e-06 | [12 empty] | 7.3.3.17.5 (Remote Grid) Updates to grid topology to minimize risk of ignition in HFTDs Remote GridWLDFREquipment / facility failureAggregated | WLDFR | HFTD - Distribution - Tier 2 - 2QU CoRE ¦ 4QU LoRE | Red Flag Warning - Destructive Fires | Equipment / facility failure | Aggregated | 2033 | 3.1905e-06 | 1078.9824 | 0.0034424 | 2033 | Mitigation | 0.95 | 45 | 0 | esc | 0.00097009 | 3.095e-09 | 0.00097009 | 3.095e-09
[79 empty] | WLDFR | HFTD - Distribution - Tier 3 - 2QU CoRE ¦ 4QU LoRE | Red Flag Warning - Large Fires | 2034 | 3.5889e-08 | 3.5889e-08 | 6.1205 | 0.77885 | 3.4265 | 1.9151 | 0 | 0 | 3.6996e-05 | 2.1966e-07 | 0 | 2.1966e-07 | 2.1966e-07 | 0 | 2.1966e-07 | 0 | 6.2267e-06 | 1.3649e-05 | 0 | 1.3649e-05 | 0 | 2.8848e-06 | 5.7697e-06 | 0 | 5.7697e-06 | [12 empty] | 7.3.3.17.5 (Remote Grid) Updates to grid topology to minimize risk of ignition in HFTDs Remote GridWLDFREquipment / facility failureAggregated | WLDFR | HFTD - Distribution - Tier 2 - 2QU CoRE ¦ 4QU LoRE | Red Flag Warning - Destructive Fires | Equipment / facility failure | Aggregated | 2034 | 3.1905e-06 | 1078.9824 | 0.0034424 | 2034 | Mitigation | 0.95 | 45 | 0 | esc | 0.00097009 | 3.095e-09 | 0.00097009 | 3.095e-09
[79 empty] | WLDFR | HFTD - Distribution - Tier 3 - 2QU CoRE ¦ 4QU LoRE | Red Flag Warning - Large Fires | 2035 | 3.5889e-08 | 3.5889e-08 | 6.1205 | 0.77885 | 3.4265 | 1.9151 | 0 | 0 | 3.6996e-05 | 2.1966e-07 | 0 | 2.1966e-07 | 2.1966e-07 | 0 | 2.1966e-07 | 0 | 6.2267e-06 | 1.3649e-05 | 0 | 1.3649e-05 | 0 | 2.8848e-06 | 5.7697e-06 | 0 | 5.7697e-06 | [12 empty] | 7.3.3.17.5 (Remote Grid) Updates to grid topology to minimize risk of ignition in HFTDs Remote GridWLDFREquipment / facility failureAggregated | WLDFR | HFTD - Distribution - Tier 2 - 2QU CoRE ¦ 4QU LoRE | Red Flag Warning - Destructive Fires | Equipment / facility failure | Aggregated | 2035 | 3.1905e-06 | 1078.9824 | 0.0034424 | 2035 | Mitigation | 0.95 | 45 | 0 | esc | 0.00097009 | 3.095e-09 | 0.00097009 | 3.095e-09
[79 empty] | WLDFR | HFTD - Distribution - Tier 3 - 2QU CoRE ¦ 4QU LoRE | Red Flag Warning - Large Fires | 2036 | 3.5889e-08 | 3.5889e-08 | 6.1205 | 0.77885 | 3.4265 | 1.9151 | 0 | 0 | 3.6996e-05 | 2.1966e-07 | 0 | 2.1966e-07 | 2.1966e-07 | 0 | 2.1966e-07 | 0 | 6.2267e-06 | 1.3649e-05 | 0 | 1.3649e-05 | 0 | 2.8848e-06 | 5.7697e-06 | 0 | 5.7697e-06 | [12 empty] | 7.3.3.17.5 (Remote Grid) Updates to grid topology to minimize risk of ignition in HFTDs Remote GridWLDFREquipment / facility failureAggregated | WLDFR | HFTD - Distribution - Tier 2 - 2QU CoRE ¦ 4QU LoRE | Red Flag Warning - Destructive Fires | Equipment / facility failure | Aggregated | 2036 | 3.1905e-06 | 1078.9824 | 0.0034424 | 2036 | Mitigation | 0.95 | 45 | 0 | esc | 0.00097009 | 3.095e-09 | 0.00097009 | 3.095e-09
[79 empty] | WLDFR | HFTD - Distribution - Tier 3 - 2QU CoRE ¦ 4QU LoRE | Red Flag Warning - Large Fires | 2037 | 3.5889e-08 | 3.5889e-08 | 6.1205 | 0.77885 | 3.4265 | 1.9151 | 0 | 0 | 3.6996e-05 | 2.1966e-07 | 0 | 2.1966e-07 | 2.1966e-07 | 0 | 2.1966e-07 | 0 | 6.5177e-06 | 1.4287e-05 | 0 | 1.4287e-05 | 0 | 2.8848e-06 | 5.7697e-06 | 0 | 5.7697e-06 | [12 empty] | 7.3.3.17.5 (Remote Grid) Updates to grid topology to minimize risk of ignition in HFTDs Remote GridWLDFREquipment / facility failureAggregated | WLDFR | HFTD - Distribution - Tier 2 - 2QU CoRE ¦ 4QU LoRE | Red Flag Warning - Destructive Fires | Equipment / facility failure | Aggregated | 2037 | 3.1905e-06 | 1078.9824 | 0.0034424 | 2037 | Mitigation | 0.95 | 45 | 0 | esc | 0.00097009 | 3.095e-09 | 0.00097009 | 3.095e-09
[79 empty] | WLDFR | HFTD - Distribution - Tier 3 - 2QU CoRE ¦ 4QU LoRE | Red Flag Warning - Large Fires | 2038 | 3.5889e-08 | 3.5889e-08 | 6.5028 | 0.81304 | 3.6355 | 2.0543 | 0 | 0 | 3.6996e-05 | 2.3338e-07 | 0 | 2.3338e-07 | 2.3338e-07 | 0 | 2.3338e-07 | 0 | 6.5177e-06 | 1.4287e-05 | 0 | 1.4287e-05 | 0 | 3.0285e-06 | 6.057e-06 | 0 | 6.057e-06 | [12 empty] | 7.3.3.17.5 (Remote Grid) Updates to grid topology to minimize risk of ignition in HFTDs Remote GridWLDFREquipment / facility failureAggregated | WLDFR | HFTD - Distribution - Tier 2 - 2QU CoRE ¦ 4QU LoRE | Red Flag Warning - Destructive Fires | Equipment / facility failure | Aggregated | 2038 | 3.1905e-06 | 1078.9824 | 0.0034424 | 2038 | Mitigation | 0.95 | 45 | 0 | esc | 0.00097009 | 3.095e-09 | 0.00097009 | 3.095e-09
[79 empty] | WLDFR | HFTD - Distribution - Tier 3 - 2QU CoRE ¦ 4QU LoRE | Red Flag Warning - Large Fires | 2039 | 3.5889e-08 | 3.5889e-08 | 6.5028 | 0.81304 | 3.6355 | 2.0543 | 0 | 0 | 3.6996e-05 | 2.3338e-07 | 0 | 2.3338e-07 | 2.3338e-07 | 0 | 2.3338e-07 | 0 | 6.5177e-06 | 1.4287e-05 | 0 | 1.4287e-05 | 0 | 3.0285e-06 | 6.057e-06 | 0 | 6.057e-06 | [12 empty] | 7.3.3.17.5 (Remote Grid) Updates to grid topology to minimize risk of ignition in HFTDs Remote GridWLDFREquipment / facility failureAggregated | WLDFR | HFTD - Distribution - Tier 2 - 2QU CoRE ¦ 4QU LoRE | Red Flag Warning - Destructive Fires | Equipment / facility failure | Aggregated | 2039 | 3.1905e-06 | 1078.9824 | 0.0034424 | 2039 | Mitigation | 0.95 | 45 | 0 | esc | 0.00097009 | 3.095e-09 | 0.00097009 | 3.095e-09
[79 empty] | WLDFR | HFTD - Distribution - Tier 3 - 2QU CoRE ¦ 4QU LoRE | Red Flag Warning - Large Fires | 2040 | 3.5889e-08 | 3.5889e-08 | 6.5028 | 0.81304 | 3.6355 | 2.0543 | 0 | 0 | 3.6996e-05 | 2.3338e-07 | 0 | 2.3338e-07 | 2.3338e-07 | 0 | 2.3338e-07 | 0 | 6.5177e-06 | 1.4287e-05 | 0 | 1.4287e-05 | 0 | 3.0285e-06 | 6.057e-06 | 0 | 6.057e-06 | [12 empty] | 7.3.3.17.5 (Remote Grid) Updates to grid topology to minimize risk of ignition in HFTDs Remote GridWLDFREquipment / facility failureAggregated | WLDFR | HFTD - Distribution - Tier 2 - 2QU CoRE ¦ 4QU LoRE | Red Flag Warning - Destructive Fires | Equipment / facility failure | Aggregated | 2040 | 3.1905e-06 | 1078.9824 | 0.0034424 | 2040 | Mitigation | 0.95 | 45 | 0 | esc | 0.00097009 | 3.095e-09 | 0.00097009 | 3.095e-09
[79 empty] | WLDFR | HFTD - Distribution - Tier 3 - 2QU CoRE ¦ 4QU LoRE | Red Flag Warning - Large Fires | 2041 | 3.5889e-08 | 3.5889e-08 | 6.5028 | 0.81304 | 3.6355 | 2.0543 | 0 | 0 | 3.6996e-05 | 2.3338e-07 | 0 | 2.3338e-07 | 2.3338e-07 | 0 | 2.3338e-07 | 0 | 6.5177e-06 | 1.4287e-05 | 0 | 1.4287e-05 | 0 | 3.0285e-06 | 6.057e-06 | 0 | 6.057e-06 | [12 empty] | 7.3.3.17.5 (Remote Grid) Updates to grid topology to minimize risk of ignition in HFTDs Remote GridWLDFREquipment / facility failureAggregated | WLDFR | HFTD - Distribution - Tier 2 - 2QU CoRE ¦ 4QU LoRE | Red Flag Warning - Destructive Fires | Equipment / facility failure | Aggregated | 2041 | 3.1905e-06 | 1078.9824 | 0.0034424 | 2041 | Mitigation | 0.95 | 45 | 0 | esc | 0.00097009 | 3.095e-09 | 0.00097009 | 3.095e-09
[79 empty] | WLDFR | HFTD - Distribution - Tier 3 - 2QU CoRE ¦ 4QU LoRE | Red Flag Warning - Large Fires | 2042 | 3.5889e-08 | 3.5889e-08 | 6.5028 | 0.81304 | 3.6355 | 2.0543 | 0 | 0 | 3.6996e-05 | 2.3338e-07 | 0 | 2.3338e-07 | 2.3338e-07 | 0 | 2.3338e-07 | 0 | 6.8125e-06 | 1.4933e-05 | 0 | 1.4933e-05 | 0 | 0 | 6.057e-06 | 0 | 6.057e-06 | [12 empty] | 7.3.3.17.5 (Remote Grid) Updates to grid topology to minimize risk of ignition in HFTDs Remote GridWLDFREquipment / facility failureAggregated | WLDFR | HFTD - Distribution - Tier 2 - 2QU CoRE ¦ 4QU LoRE | Red Flag Warning - Destructive Fires | Equipment / facility failure | Aggregated | 2042 | 3.1905e-06 | 1078.9824 | 0.0034424 | 2042 | Mitigation | 0.95 | 45 | 0 | esc | 0.00097009 | 3.095e-09 | 0.00097009 | 3.095e-09
[79 empty] | WLDFR | HFTD - Distribution - Tier 3 - 2QU CoRE ¦ 4QU LoRE | Red Flag Warning - Large Fires | 2043 | 3.5889e-08 | 3.5889e-08 | 6.9209 | 0.84944 | 3.8632 | 2.2083 | 0 | 0 | 3.6996e-05 | 2.4839e-07 | 0 | 2.4839e-07 | 2.4839e-07 | 0 | 2.4839e-07 | 0 | 6.8125e-06 | 1.4933e-05 | 0 | 1.4933e-05 | 0 | 0 | 0 | 0 | 0 | [12 empty] | 7.3.3.17.5 (Remote Grid) Updates to grid topology to minimize risk of ignition in HFTDs Remote GridWLDFREquipment / facility failureAggregated | WLDFR | HFTD - Distribution - Tier 2 - 2QU CoRE ¦ 4QU LoRE | Red Flag Warning - Destructive Fires | Equipment / facility failure | Aggregated | 2043 | 3.1905e-06 | 1078.9824 | 0.0034424 | 2043 | Mitigation | 0.95 | 45 | 0 | esc | 0.00097009 | 3.095e-09 | 0.00097009 | 3.095e-09
[79 empty] | WLDFR | HFTD - Distribution - Tier 3 - 2QU CoRE ¦ 4QU LoRE | Red Flag Warning - Large Fires | 2044 | 3.5889e-08 | 3.5889e-08 | 6.9209 | 0.84944 | 3.8632 | 2.2083 | 0 | 0 | 3.6996e-05 | 2.4839e-07 | 0 | 2.4839e-07 | 2.4839e-07 | 0 | 2.4839e-07 | 0 | 6.8125e-06 | 1.4933e-05 | 0 | 1.4933e-05 | 0 | 0 | 0 | 0 | 0 | [12 empty] | 7.3.3.17.5 (Remote Grid) Updates to grid topology to minimize risk of ignition in HFTDs Remote GridWLDFREquipment / facility failureAggregated | WLDFR | HFTD - Distribution - Tier 2 - 2QU CoRE ¦ 4QU LoRE | Red Flag Warning - Destructive Fires | Equipment / facility failure | Aggregated | 2044 | 3.1905e-06 | 1078.9824 | 0.0034424 | 2044 | Mitigation | 0.95 | 45 | 0 | esc | 0.00097009 | 3.095e-09 | 0.00097009 | 3.095e-09
[79 empty] | WLDFR | HFTD - Distribution - Tier 3 - 2QU CoRE ¦ 4QU LoRE | Red Flag Warning - Large Fires | 2045 | 3.5889e-08 | 3.5889e-08 | 6.9209 | 0.84944 | 3.8632 | 2.2083 | 0 | 0 | 3.6996e-05 | 2.4839e-07 | 0 | 2.4839e-07 | 2.4839e-07 | 0 | 2.4839e-07 | 0 | 0 | 1.4933e-05 | 0 | 1.4933e-05 | 0 | 5.594e-06 | 0 | 0 | 0 | [12 empty] | 7.3.3.17.5 (Remote Grid) Updates to grid topology to minimize risk of ignition in HFTDs Remote GridWLDFREquipment / facility failureAggregated | WLDFR | HFTD - Distribution - Tier 2 - 2QU CoRE ¦ 4QU LoRE | Red Flag Warning - Destructive Fires | Equipment / facility failure | Aggregated | 2045 | 3.1905e-06 | 1078.9824 | 0.0034424 | 2045 | Mitigation | 0.95 | 45 | 0 | esc | 0.00097009 | 3.095e-09 | 0.00097009 | 3.095e-09
[79 empty] | WLDFR | HFTD - Distribution - Tier 3 - 2QU CoRE ¦ 4QU LoRE | Red Flag Warning - Large Fires | 2046 | 3.5889e-08 | 3.5889e-08 | 6.9209 | 0.84944 | 3.8632 | 2.2083 | 0 | 0 | 3.6996e-05 | 2.4839e-07 | 0 | 2.4839e-07 | 2.4839e-07 | 0 | 2.4839e-07 | 0 | 0 | 0 | 0 | 0 | 0 | 5.7983e-06 | 1.1597e-05 | 0 | 1.1597e-05 | [12 empty] | 7.3.3.17.5 (Remote Grid) Updates to grid topology to minimize risk of ignition in HFTDs Remote GridWLDFREquipment / facility failureAggregated | WLDFR | HFTD - Distribution - Tier 2 - 2QU CoRE ¦ 4QU LoRE | Red Flag Warning - Destructive Fires | Equipment / facility failure | Aggregated | 2046 | 3.1905e-06 | 1078.9824 | 0.0034424 | 2046 | Mitigation | 0.95 | 45 | 0 | esc | 0.00097009 | 3.095e-09 | 0.00097009 | 3.095e-09
[79 empty] | WLDFR | HFTD - Distribution - Tier 3 - 2QU CoRE ¦ 4QU LoRE | Red Flag Warning - Large Fires | 2047 | 3.5889e-08 | 3.5889e-08 | 6.9209 | 0.84944 | 3.8632 | 2.2083 | 0 | 0 | 3.6996e-05 | 2.4839e-07 | 0 | 2.4839e-07 | 2.4839e-07 | 0 | 2.4839e-07 | 0 | 0.013448 | 0 | 0 | 0 | 0 | 5.7983e-06 | 1.1597e-05 | 0 | 1.1597e-05 | [12 empty] | 7.3.3.17.5 (Remote Grid) Updates to grid topology to minimize risk of ignition in HFTDs Remote GridWLDFREquipment / facility failureAggregated | WLDFR | HFTD - Distribution - Tier 2 - 2QU CoRE ¦ 4QU LoRE | Red Flag Warning - Destructive Fires | Equipment / facility failure | Aggregated | 2047 | 3.1905e-06 | 1078.9824 | 0.0034424 | 2047 | Mitigation | 0.95 | 45 | 0 | esc | 0.00097009 | 3.095e-09 | 0.00097009 | 3.095e-09
[79 empty] | WLDFR | HFTD - Distribution - Tier 3 - 2QU CoRE ¦ 4QU LoRE | Red Flag Warning - Large Fires | 2048 | 3.5889e-08 | 3.5889e-08 | 7.3713 | 0.88759 | 4.1075 | 2.3763 | 0 | 0 | 3.6996e-05 | 2.6455e-07 | 0 | 2.6455e-07 | 2.6455e-07 | 0 | 2.6455e-07 | 0 | 0.013941 | 0.03056 | 0 | 0.03056 | 0 | 5.7983e-06 | 1.1597e-05 | 0 | 1.1597e-05 | [12 empty] | 7.3.3.17.5 (Remote Grid) Updates to grid topology to minimize risk of ignition in HFTDs Remote GridWLDFREquipment / facility failureAggregated | WLDFR | HFTD - Distribution - Tier 2 - 2QU CoRE ¦ 4QU LoRE | Red Flag Warning - Destructive Fires | Equipment / facility failure | Aggregated | 2048 | 3.1905e-06 | 1078.9824 | 0.0034424 | 2048 | Mitigation | 0.95 | 45 | 0 | esc | 0.00097009 | 3.095e-09 | 0.00097009 | 3.095e-09
[79 empty] | WLDFR | HFTD - Distribution - Tier 3 - 2QU CoRE ¦ 4QU LoRE | Red Flag Warning - Large Fires | 2049 | 3.5889e-08 | 3.5889e-08 | 7.3713 | 0.88759 | 4.1075 | 2.3763 | 0 | 0 | 3.6996e-05 | 2.6455e-07 | 0 | 2.6455e-07 | 2.6455e-07 | 0 | 2.6455e-07 | 0 | 0.013941 | 0.03056 | 0 | 0.03056 | 0 | 5.7983e-06 | 1.1597e-05 | 0 | 1.1597e-05 | [12 empty] | 7.3.3.17.5 (Remote Grid) Updates to grid topology to minimize risk of ignition in HFTDs Remote GridWLDFREquipment / facility failureAggregated | WLDFR | HFTD - Distribution - Tier 2 - 2QU CoRE ¦ 4QU LoRE | Red Flag Warning - Destructive Fires | Equipment / facility failure | Aggregated | 2049 | 3.1905e-06 | 1078.9824 | 0.0034424 | 2049 | Mitigation | 0.95 | 45 | 0 | esc | 0.00097009 | 3.095e-09 | 0.00097009 | 3.095e-09
[79 empty] | WLDFR | HFTD - Distribution - Tier 3 - 2QU CoRE ¦ 4QU LoRE | Red Flag Warning - Large Fires | 2050 | 3.5889e-08 | 3.5889e-08 | 7.3713 | 0.88759 | 4.1075 | 2.3763 | 0 | 0 | 3.6996e-05 | 2.6455e-07 | 0 | 2.6455e-07 | 2.6455e-07 | 0 | 2.6455e-07 | 0 | 0.013941 | 0.03056 | 0 | 0.03056 | 0 | 5.7983e-06 | 1.1597e-05 | 0 | 1.1597e-05 | [12 empty] | 7.3.3.17.5 (Remote Grid) Updates to grid topology to minimize risk of ignition in HFTDs Remote GridWLDFREquipment / facility failureAggregated | WLDFR | HFTD - Distribution - Tier 2 - 2QU CoRE ¦ 4QU LoRE | Red Flag Warning - Destructive Fires | Equipment / facility failure | Aggregated | 2050 | 3.1905e-06 | 1078.9824 | 0.0034424 | 2050 | Mitigation | 0.95 | 45 | 0 | esc | 0.00097009 | 3.095e-09 | 0.00097009 | 3.095e-09
[79 empty] | WLDFR | HFTD - Distribution - Tier 3 - 2QU CoRE ¦ 4QU LoRE | Red Flag Warning - Large Fires | 2051 | 3.5889e-08 | 3.5889e-08 | 7.3713 | 0.88759 | 4.1075 | 2.3763 | 0 | 0 | 3.6996e-05 | 2.6455e-07 | 0 | 2.6455e-07 | 2.6455e-07 | 0 | 2.6455e-07 | 0 | 0.013941 | 0.03056 | 0 | 0.03056 | 0 | 6.0557e-06 | 1.2111e-05 | 0 | 1.2111e-05 | [12 empty] | 7.3.3.17.5 (Remote Grid) Updates to grid topology to minimize risk of ignition in HFTDs Remote GridWLDFREquipment / facility failureAggregated | WLDFR | HFTD - Distribution - Tier 2 - 2QU CoRE ¦ 4QU LoRE | Red Flag Warning - Destructive Fires | Equipment / facility failure | Aggregated | 2051 | 3.1905e-06 | 1078.9824 | 0.0034424 | 2051 | Mitigation | 0.95 | 45 | 0 | esc | 0.00097009 | 3.095e-09 | 0.00097009 | 3.095e-09
[79 empty] | WLDFR | HFTD - Distribution - Tier 3 - 2QU CoRE ¦ 4QU LoRE | Red Flag Warning - Large Fires | 2052 | 3.5889e-08 | 3.5889e-08 | 7.3713 | 0.88759 | 4.1075 | 2.3763 | 0 | 0 | 3.6996e-05 | 2.6455e-07 | 0 | 2.6455e-07 | 2.6455e-07 | 0 | 2.6455e-07 | 0 | 0.013941 | 0.03056 | 0 | 0.03056 | 0 | 6.0557e-06 | 1.2111e-05 | 0 | 1.2111e-05 | [12 empty] | 7.3.3.17.5 (Remote Grid) Updates to grid topology to minimize risk of ignition in HFTDs Remote GridWLDFREquipment / facility failureAggregated | WLDFR | HFTD - Distribution - Tier 2 - 2QU CoRE ¦ 4QU LoRE | Red Flag Warning - Destructive Fires | Equipment / facility failure | Aggregated | 2052 | 3.1905e-06 | 1078.9824 | 0.0034424 | 2052 | Mitigation | 0.95 | 45 | 0 | esc | 0.00097009 | 3.095e-09 | 0.00097009 | 3.095e-09
[79 empty] | WLDFR | HFTD - Distribution - Tier 3 - 2QU CoRE ¦ 4QU LoRE | Red Flag Warning - Large Fires | 2053 | 3.5889e-08 | 3.5889e-08 | 7.8503 | 0.92702 | 4.3664 | 2.5569 | 0 | 0 | 3.6996e-05 | 2.8174e-07 | 0 | 2.8174e-07 | 2.8174e-07 | 0 | 2.8174e-07 | 0 | 0.014562 | 0.031921 | 0 | 0.031921 | 0 | 6.0557e-06 | 1.2111e-05 | 0 | 1.2111e-05 | [12 empty] | 7.3.3.17.5 (Remote Grid) Updates to grid topology to minimize risk of ignition in HFTDs Remote GridWLDFREquipment / facility failureAggregated | WLDFR | HFTD - Distribution - Tier 2 - 2QU CoRE ¦ 4QU LoRE | Red Flag Warning - Destructive Fires | Equipment / facility failure | Aggregated | 2053 | 3.1905e-06 | 1078.9824 | 0.0034424 | 2053 | Mitigation | 0.95 | 45 | 0 | esc | 0.00097009 | 3.095e-09 | 0.00097009 | 3.095e-09
[79 empty] | WLDFR | HFTD - Distribution - Tier 3 - 2QU CoRE ¦ 4QU LoRE | Red Flag Warning - Large Fires | 2054 | 3.5889e-08 | 3.5889e-08 | 7.8503 | 0.92702 | 4.3664 | 2.5569 | 0 | 0 | 3.6996e-05 | 2.8174e-07 | 0 | 2.8174e-07 | 2.8174e-07 | 0 | 2.8174e-07 | 0 | 0.014562 | 0.031921 | 0 | 0.031921 | 0 | 6.0557e-06 | 1.2111e-05 | 0 | 1.2111e-05 | [12 empty] | 7.3.3.17.5 (Remote Grid) Updates to grid topology to minimize risk of ignition in HFTDs Remote GridWLDFREquipment / facility failureAggregated | WLDFR | HFTD - Distribution - Tier 2 - 2QU CoRE ¦ 4QU LoRE | Red Flag Warning - Destructive Fires | Equipment / facility failure | Aggregated | 2054 | 3.1905e-06 | 1078.9824 | 0.0034424 | 2054 | Mitigation | 0.95 | 45 | 0 | esc | 0.00097009 | 3.095e-09 | 0.00097009 | 3.095e-09
[79 empty] | WLDFR | HFTD - Distribution - Tier 3 - 2QU CoRE ¦ 4QU LoRE | Red Flag Warning - Large Fires | 2055 | 3.5889e-08 | 3.5889e-08 | 7.8503 | 0.92702 | 4.3664 | 2.5569 | 0 | 0 | 3.6996e-05 | 2.8174e-07 | 0 | 2.8174e-07 | 2.8174e-07 | 0 | 2.8174e-07 | 0 | 0.014562 | 0.031921 | 0 | 0.031921 | 0 | 6.0557e-06 | 1.2111e-05 | 0 | 1.2111e-05 | [12 empty] | 7.3.3.17.5 (Remote Grid) Updates to grid topology to minimize risk of ignition in HFTDs Remote GridWLDFREquipment / facility failureAggregated | WLDFR | HFTD - Distribution - Tier 2 - 2QU CoRE ¦ 4QU LoRE | Red Flag Warning - Destructive Fires | Equipment / facility failure | Aggregated | 2055 | 3.1905e-06 | 1078.9824 | 0.0034424 | 2055 | Mitigation | 0.95 | 45 | 0 | esc | 0.00097009 | 3.095e-09 | 0.00097009 | 3.095e-09
[79 empty] | WLDFR | HFTD - Distribution - Tier 3 - 2QU CoRE ¦ 4QU LoRE | Red Flag Warning - Large Fires | 2056 | 3.5889e-08 | 3.5889e-08 | 7.8503 | 0.92702 | 4.3664 | 2.5569 | 0 | 0 | 3.6996e-05 | 2.8174e-07 | 0 | 2.8174e-07 | 2.8174e-07 | 0 | 2.8174e-07 | 0 | 0.014562 | 0.031921 | 0 | 0.031921 | 0 | 6.3414e-06 | 1.2683e-05 | 0 | 1.2683e-05 | [12 empty] | 7.3.3.17.5 (Remote Grid) Updates to grid topology to minimize risk of ignition in HFTDs Remote GridWLDFREquipment / facility failureAggregated | WLDFR | HFTD - Distribution - Tier 2 - 2QU CoRE ¦ 4QU LoRE | Red Flag Warning - Destructive Fires | Equipment / facility failure | Aggregated | 2056 | 3.1905e-06 | 1078.9824 | 0.0034424 | 2056 | Mitigation | 0.95 | 45 | 0 | esc | 0.00097009 | 3.095e-09 | 0.00097009 | 3.095e-09
[79 empty] | WLDFR | HFTD - Distribution - Tier 3 - 2QU CoRE ¦ 4QU LoRE | Red Flag Warning - Large Fires | 2057 | 3.5889e-08 | 3.5889e-08 | 7.8503 | 0.92702 | 4.3664 | 2.5569 | 0 | 0 | 3.6996e-05 | 2.8174e-07 | 0 | 2.8174e-07 | 2.8174e-07 | 0 | 2.8174e-07 | 0 | 0.014562 | 0.031921 | 0 | 0.031921 | 0 | 6.3414e-06 | 1.2683e-05 | 0 | 1.2683e-05 | [12 empty] | 7.3.3.17.5 (Remote Grid) Updates to grid topology to minimize risk of ignition in HFTDs Remote GridWLDFREquipment / facility failureAggregated | WLDFR | HFTD - Distribution - Tier 2 - 2QU CoRE ¦ 4QU LoRE | Red Flag Warning - Destructive Fires | Equipment / facility failure | Aggregated | 2057 | 3.1905e-06 | 1078.9824 | 0.0034424 | 2057 | Mitigation | 0.95 | 45 | 0 | esc | 0.00097009 | 3.095e-09 | 0.00097009 | 3.095e-09
[79 empty] | WLDFR | HFTD - Distribution - Tier 3 - 2QU CoRE ¦ 4QU LoRE | Red Flag Warning - Large Fires | 2058 | 3.5889e-08 | 3.5889e-08 | 8.3524 | 0.96727 | 4.6367 | 2.7484 | 0 | 0 | 3.6996e-05 | 2.9976e-07 | 0 | 2.9976e-07 | 2.9976e-07 | 0 | 2.9976e-07 | 0 | 0.015253 | 0.033434 | 0 | 0.033434 | 0 | 6.3414e-06 | 1.2683e-05 | 0 | 1.2683e-05 | [12 empty] | 7.3.3.17.5 (Remote Grid) Updates to grid topology to minimize risk of ignition in HFTDs Remote GridWLDFREquipment / facility failureAggregated | WLDFR | HFTD - Distribution - Tier 2 - 2QU CoRE ¦ 4QU LoRE | Red Flag Warning - Destructive Fires | Equipment / facility failure | Aggregated | 2058 | 3.1905e-06 | 1078.9824 | 0.0034424 | 2058 | Mitigation | 0.95 | 45 | 0 | esc | 0.00097009 | 3.095e-09 | 0.00097009 | 3.095e-09
[79 empty] | WLDFR | HFTD - Distribution - Tier 3 - 2QU CoRE ¦ 4QU LoRE | Red Flag Warning - Large Fires | 2059 | 3.5889e-08 | 3.5889e-08 | 8.3524 | 0.96727 | 4.6367 | 2.7484 | 0 | 0 | 3.6996e-05 | 2.9976e-07 | 0 | 2.9976e-07 | 2.9976e-07 | 0 | 2.9976e-07 | 0 | 0.015253 | 0.033434 | 0 | 0.033434 | 0 | 6.3414e-06 | 1.2683e-05 | 0 | 1.2683e-05 | [12 empty] | 7.3.3.17.5 (Remote Grid) Updates to grid topology to minimize risk of ignition in HFTDs Remote GridWLDFREquipment / facility failureAggregated | WLDFR | HFTD - Distribution - Tier 2 - 2QU CoRE ¦ 4QU LoRE | Red Flag Warning - Destructive Fires | Equipment / facility failure | Aggregated | 2059 | 3.1905e-06 | 1078.9824 | 0.0034424 | 2059 | Mitigation | 0.95 | 45 | 0 | esc | 0.00097009 | 3.095e-09 | 0.00097009 | 3.095e-09
[79 empty] | WLDFR | HFTD - Distribution - Tier 3 - 2QU CoRE ¦ 4QU LoRE | Red Flag Warning - Large Fires | 2060 | 3.5889e-08 | 3.5889e-08 | 8.3524 | 0.96727 | 4.6367 | 2.7484 | 0 | 0 | 3.6996e-05 | 2.9976e-07 | 0 | 2.9976e-07 | 2.9976e-07 | 0 | 2.9976e-07 | 0 | 0.015253 | 0.033434 | 0 | 0.033434 | 0 | 6.3414e-06 | 1.2683e-05 | 0 | 1.2683e-05 | [12 empty] | 7.3.3.17.5 (Remote Grid) Updates to grid topology to minimize risk of ignition in HFTDs Remote GridWLDFREquipment / facility failureAggregated | WLDFR | HFTD - Distribution - Tier 2 - 2QU CoRE ¦ 4QU LoRE | Red Flag Warning - Destructive Fires | Equipment / facility failure | Aggregated | 2060 | 3.1905e-06 | 1078.9824 | 0.0034424 | 2060 | Mitigation | 0.95 | 45 | 0 | esc | 0.00097009 | 3.095e-09 | 0.00097009 | 3.095e-09
[79 empty] | WLDFR | HFTD - Distribution - Tier 3 - 2QU CoRE ¦ 4QU LoRE | Red Flag Warning - Large Fires | 2061 | 3.5889e-08 | 3.5889e-08 | 8.3524 | 0.96727 | 4.6367 | 2.7484 | 0 | 0 | 3.6996e-05 | 2.9976e-07 | 0 | 2.9976e-07 | 2.9976e-07 | 0 | 2.9976e-07 | 0 | 0.015253 | 0.033434 | 0 | 0.033434 | 0 | 6.6513e-06 | 1.3303e-05 | 0 | 1.3303e-05 | [12 empty] | 7.3.3.17.5 (Remote Grid) Updates to grid topology to minimize risk of ignition in HFTDs Remote GridWLDFREquipment / facility failureAggregated | WLDFR | HFTD - Distribution - Tier 2 - 2QU CoRE ¦ 4QU LoRE | Red Flag Warning - Destructive Fires | Equipment / facility failure | Aggregated | 2061 | 3.1905e-06 | 1078.9824 | 0.0034424 | 2061 | Mitigation | 0.95 | 45 | 0 | esc | 0.00097009 | 3.095e-09 | 0.00097009 | 3.095e-09
[79 empty] | WLDFR | HFTD - Distribution - Tier 3 - 2QU CoRE ¦ 4QU LoRE | Red Flag Warning - Large Fires | 2062 | 3.5889e-08 | 3.5889e-08 | 8.3524 | 0.96727 | 4.6367 | 2.7484 | 0 | 0 | 3.6996e-05 | 2.9976e-07 | 0 | 2.9976e-07 | 2.9976e-07 | 0 | 2.9976e-07 | 0 | 0.015253 | 0.033434 | 0 | 0.033434 | 0 | 6.6513e-06 | 1.3303e-05 | 0 | 1.3303e-05 | [12 empty] | 7.3.3.17.5 (Remote Grid) Updates to grid topology to minimize risk of ignition in HFTDs Remote GridWLDFREquipment / facility failureAggregated | WLDFR | HFTD - Distribution - Tier 2 - 2QU CoRE ¦ 4QU LoRE | Red Flag Warning - Destructive Fires | Equipment / facility failure | Aggregated | 2062 | 3.1905e-06 | 1078.9824 | 0.0034424 | 2062 | Mitigation | 0.95 | 45 | 0 | esc | 0.00097009 | 3.095e-09 | 0.00097009 | 3.095e-09
[79 empty] | WLDFR | HFTD - Distribution - Tier 3 - 2QU CoRE ¦ 4QU LoRE | Red Flag Warning - Large Fires | 2063 | 3.5889e-08 | 3.5889e-08 | 8.872 | 1.0079 | 4.9153 | 2.9488 | 0 | 0 | 3.6996e-05 | 3.1841e-07 | 0 | 3.1841e-07 | 3.1841e-07 | 0 | 3.1841e-07 | 0 | 0.016002 | 0.035077 | 0 | 0.035077 | 0 | 6.6513e-06 | 1.3303e-05 | 0 | 1.3303e-05 | [12 empty] | 7.3.3.17.5 (Remote Grid) Updates to grid topology to minimize risk of ignition in HFTDs Remote GridWLDFREquipment / facility failureAggregated | WLDFR | HFTD - Distribution - Tier 2 - 2QU CoRE ¦ 4QU LoRE | Red Flag Warning - Destructive Fires | Equipment / facility failure | Aggregated | 2063 | 3.1905e-06 | 1078.9824 | 0.0034424 | 2063 | Mitigation | 0.95 | 45 | 0 | esc | 0.00097009 | 3.095e-09 | 0.00097009 | 3.095e-09
[79 empty] | WLDFR | HFTD - Distribution - Tier 3 - 2QU CoRE ¦ 4QU LoRE | Red Flag Warning - Large Fires | 2064 | 3.5889e-08 | 3.5889e-08 | 8.872 | 1.0079 | 4.9153 | 2.9488 | 0 | 0 | 3.6996e-05 | 3.1841e-07 | 0 | 3.1841e-07 | 3.1841e-07 | 0 | 3.1841e-07 | 0 | 0.016002 | 0.035077 | 0 | 0.035077 | 0 | 6.6513e-06 | 1.3303e-05 | 0 | 1.3303e-05 | [12 empty] | 7.3.3.17.5 (Remote Grid) Updates to grid topology to minimize risk of ignition in HFTDs Remote GridWLDFREquipment / facility failureAggregated | WLDFR | HFTD - Distribution - Tier 2 - 2QU CoRE ¦ 4QU LoRE | Red Flag Warning - Destructive Fires | Equipment / facility failure | Aggregated | 2064 | 3.1905e-06 | 1078.9824 | 0.0034424 | 2064 | Mitigation | 0.95 | 45 | 0 | esc | 0.00097009 | 3.095e-09 | 0.00097009 | 3.095e-09
[79 empty] | WLDFR | HFTD - Distribution - Tier 3 - 2QU CoRE ¦ 4QU LoRE | Red Flag Warning - Large Fires | 2065 | 3.5889e-08 | 3.5889e-08 | 8.872 | 1.0079 | 4.9153 | 2.9488 | 0 | 0 | 3.6996e-05 | 3.1841e-07 | 0 | 3.1841e-07 | 3.1841e-07 | 0 | 3.1841e-07 | 0 | 0.016002 | 0.035077 | 0 | 0.035077 | 0 | 6.6513e-06 | 1.3303e-05 | 0 | 1.3303e-05 | [12 empty] | 7.3.3.17.5 (Remote Grid) Updates to grid topology to minimize risk of ignition in HFTDs Remote GridWLDFREquipment / facility failureAggregated | WLDFR | HFTD - Distribution - Tier 2 - 2QU CoRE ¦ 4QU LoRE | Red Flag Warning - Destructive Fires | Equipment / facility failure | Aggregated | 2065 | 3.1905e-06 | 1078.9824 | 0.0034424 | 2065 | Mitigation | 0.95 | 45 | 0 | esc | 0.00097009 | 3.095e-09 | 0.00097009 | 3.095e-09
[79 empty] | WLDFR | HFTD - Distribution - Tier 3 - 2QU CoRE ¦ 4QU LoRE | Red Flag Warning - Large Fires | 2066 | 3.5889e-08 | 3.5889e-08 | 8.872 | 1.0079 | 4.9153 | 2.9488 | 0 | 0 | 3.6996e-05 | 3.1841e-07 | 0 | 3.1841e-07 | 3.1841e-07 | 0 | 3.1841e-07 | 0 | 0.016002 | 0.035077 | 0 | 0.035077 | 0 | 6.9812e-06 | 1.3962e-05 | 0 | 1.3962e-05 | [12 empty] | 7.3.3.17.5 (Remote Grid) Updates to grid topology to minimize risk of ignition in HFTDs Remote GridWLDFREquipment / facility failureAggregated | WLDFR | HFTD - Distribution - Tier 2 - 2QU CoRE ¦ 4QU LoRE | Red Flag Warning - Destructive Fires | Equipment / facility failure | Aggregated | 2066 | 3.1905e-06 | 1078.9824 | 0.0034424 | 2066 | Mitigation | 0.95 | 45 | 0 | esc | 0.00097009 | 3.095e-09 | 0.00097009 | 3.095e-09
[79 empty] | WLDFR | HFTD - Distribution - Tier 3 - 2QU CoRE ¦ 4QU LoRE | Red Flag Warning - Large Fires | 2067 | 0 | 3.5889e-08 | 8.872 | 1.0079 | 4.9153 | 2.9488 | 0 | 0 | 3.6996e-05 | 0 | 0 | 0 | 3.1841e-07 | 0 | 3.1841e-07 | 0 | 0.016002 | 0.035077 | 0 | 0.035077 | 0 | 6.9812e-06 | 1.3962e-05 | 0 | 1.3962e-05 | [12 empty] | 7.3.3.17.5 (Remote Grid) Updates to grid topology to minimize risk of ignition in HFTDs Remote GridWLDFREquipment / facility failureAggregated | WLDFR | HFTD - Distribution - Tier 2 - 2QU CoRE ¦ 4QU LoRE | Red Flag Warning - Destructive Fires | Equipment / facility failure | Aggregated | 2067 | 3.1905e-06 | 1078.9824 | 0.0034424 | 2067 | Mitigation | 0.95 | 45 | 0 | esc | 0 | 0 | 0.00097009 | 3.095e-09
[79 empty] | WLDFR | HFTD - Distribution - Tier 3 - 2QU CoRE ¦ 4QU LoRE | Red Flag Warning - Small Fires | 2022 | 4.6457e-07 | 0 | 0.077901 | 0.036425 | 0.0015809 | 0.039895 | 0 | 0 | 0.0004883 | 3.619e-08 | 0 | 3.619e-08 | 0 | 0 | 0 | 0 | 0.0168 | 0.036827 | 0 | 0.036827 | 0 | 6.9812e-06 | 1.3962e-05 | 0 | 1.3962e-05 | [12 empty] | 7.3.3.17.5 (Remote Grid) Updates to grid topology to minimize risk of ignition in HFTDs Remote GridWLDFRVegetation ContactAggregated | WLDFR | HFTD - Distribution - Tier 2 - 2QU CoRE ¦ 4QU LoRE | Red Flag Warning - Destructive Fires | Vegetation Contact | Aggregated | 2022 | 4.091e-06 | 1078.9824 | 0.0044141 | 2022 | Mitigation | 0.95 | 45 | 0 | esc | 0.00097009 | 3.9686e-09 | 0 | 0
[79 empty] | WLDFR | HFTD - Distribution - Tier 3 - 2QU CoRE ¦ 4QU LoRE | Red Flag Warning - Small Fires | 2023 | 4.6457e-07 | 4.6457e-07 | 0.080408 | 0.03759 | 0.0016314 | 0.041187 | 0 | 0 | 0.0004883 | 3.7355e-08 | 0 | 3.7355e-08 | 3.7355e-08 | 0 | 3.7355e-08 | 0 | 0.0168 | 0.036827 | 0 | 0.036827 | 0 | 6.9812e-06 | 1.3962e-05 | 0 | 1.3962e-05 | [12 empty] | 7.3.3.17.5 (Remote Grid) Updates to grid topology to minimize risk of ignition in HFTDs Remote GridWLDFRVegetation ContactAggregated | WLDFR | HFTD - Distribution - Tier 2 - 2QU CoRE ¦ 4QU LoRE | Red Flag Warning - Destructive Fires | Vegetation Contact | Aggregated | 2023 | 4.091e-06 | 1078.9824 | 0.0044141 | 2023 | Mitigation | 0.95 | 45 | 0 | esc | 0.00097009 | 3.9686e-09 | 0.00097009 | 3.9686e-09
[79 empty] | WLDFR | HFTD - Distribution - Tier 3 - 2QU CoRE ¦ 4QU LoRE | Red Flag Warning - Small Fires | 2024 | 4.6457e-07 | 4.6457e-07 | 0.080408 | 0.03759 | 0.0016314 | 0.041187 | 0 | 0 | 0.0004883 | 3.7355e-08 | 0 | 3.7355e-08 | 3.7355e-08 | 0 | 3.7355e-08 | 0 | 0.0168 | 0.036827 | 0 | 0.036827 | 0 | 6.9812e-06 | 1.3962e-05 | 0 | 1.3962e-05 | [12 empty] | 7.3.3.17.5 (Remote Grid) Updates to grid topology to minimize risk of ignition in HFTDs Remote GridWLDFRVegetation ContactAggregated | WLDFR | HFTD - Distribution - Tier 2 - 2QU CoRE ¦ 4QU LoRE | Red Flag Warning - Destructive Fires | Vegetation Contact | Aggregated | 2024 | 4.091e-06 | 1078.9824 | 0.0044141 | 2024 | Mitigation | 0.95 | 45 | 0 | esc | 0.00097009 | 3.9686e-09 | 0.00097009 | 3.9686e-09
[79 empty] | WLDFR | HFTD - Distribution - Tier 3 - 2QU CoRE ¦ 4QU LoRE | Red Flag Warning - Small Fires | 2025 | 4.6457e-07 | 4.6457e-07 | 0.080408 | 0.03759 | 0.0016314 | 0.041187 | 0 | 0 | 0.0004883 | 3.7355e-08 | 0 | 3.7355e-08 | 3.7355e-08 | 0 | 3.7355e-08 | 0 | 0.0168 | 0.036827 | 0 | 0.036827 | 0 | 7.3266e-06 | 1.4653e-05 | 0 | 1.4653e-05 | [12 empty] | 7.3.3.17.5 (Remote Grid) Updates to grid topology to minimize risk of ignition in HFTDs Remote GridWLDFRVegetation ContactAggregated | WLDFR | HFTD - Distribution - Tier 2 - 2QU CoRE ¦ 4QU LoRE | Red Flag Warning - Destructive Fires | Vegetation Contact | Aggregated | 2025 | 4.091e-06 | 1078.9824 | 0.0044141 | 2025 | Mitigation | 0.95 | 45 | 0 | esc | 0.00097009 | 3.9686e-09 | 0.00097009 | 3.9686e-09
[79 empty] | WLDFR | HFTD - Distribution - Tier 3 - 2QU CoRE ¦ 4QU LoRE | Red Flag Warning - Small Fires | 2026 | 4.6457e-07 | 4.6457e-07 | 0.080408 | 0.03759 | 0.0016314 | 0.041187 | 0 | 0 | 0.0004883 | 3.7355e-08 | 0 | 3.7355e-08 | 3.7355e-08 | 0 | 3.7355e-08 | 0 | 0.0168 | 0.036827 | 0 | 0.036827 | 0 | 7.3266e-06 | 1.4653e-05 | 0 | 1.4653e-05 | [12 empty] | 7.3.3.17.5 (Remote Grid) Updates to grid topology to minimize risk of ignition in HFTDs Remote GridWLDFRVegetation ContactAggregated | WLDFR | HFTD - Distribution - Tier 2 - 2QU CoRE ¦ 4QU LoRE | Red Flag Warning - Destructive Fires | Vegetation Contact | Aggregated | 2026 | 4.091e-06 | 1078.9824 | 0.0044141 | 2026 | Mitigation | 0.95 | 45 | 0 | esc | 0.00097009 | 3.9686e-09 | 0.00097009 | 3.9686e-09
[79 empty] | WLDFR | HFTD - Distribution - Tier 3 - 2QU CoRE ¦ 4QU LoRE | Red Flag Warning - Small Fires | 2027 | 4.6457e-07 | 4.6457e-07 | 0.080408 | 0.03759 | 0.0016314 | 0.041187 | 0 | 0 | 0.0004883 | 3.7355e-08 | 0 | 3.7355e-08 | 3.7355e-08 | 0 | 3.7355e-08 | 0 | 0.017637 | 0.038661 | 0 | 0.038661 | 0 | 7.3266e-06 | 1.4653e-05 | 0 | 1.4653e-05 | [12 empty] | 7.3.3.17.5 (Remote Grid) Updates to grid topology to minimize risk of ignition in HFTDs Remote GridWLDFRVegetation ContactAggregated | WLDFR | HFTD - Distribution - Tier 2 - 2QU CoRE ¦ 4QU LoRE | Red Flag Warning - Destructive Fires | Vegetation Contact | Aggregated | 2027 | 4.091e-06 | 1078.9824 | 0.0044141 | 2027 | Mitigation | 0.95 | 45 | 0 | esc | 0.00097009 | 3.9686e-09 | 0.00097009 | 3.9686e-09
[79 empty] | WLDFR | HFTD - Distribution - Tier 3 - 2QU CoRE ¦ 4QU LoRE | Red Flag Warning - Small Fires | 2028 | 4.6457e-07 | 4.6457e-07 | 0.083606 | 0.039055 | 0.001695 | 0.042856 | 0 | 0 | 0.0004883 | 3.8841e-08 | 0 | 3.8841e-08 | 3.8841e-08 | 0 | 3.8841e-08 | 0 | 0.017637 | 0.038661 | 0 | 0.038661 | 0 | 7.3266e-06 | 1.4653e-05 | 0 | 1.4653e-05 | [12 empty] | 7.3.3.17.5 (Remote Grid) Updates to grid topology to minimize risk of ignition in HFTDs Remote GridWLDFRVegetation ContactAggregated | WLDFR | HFTD - Distribution - Tier 2 - 2QU CoRE ¦ 4QU LoRE | Red Flag Warning - Destructive Fires | Vegetation Contact | Aggregated | 2028 | 4.091e-06 | 1078.9824 | 0.0044141 | 2028 | Mitigation | 0.95 | 45 | 0 | esc | 0.00097009 | 3.9686e-09 | 0.00097009 | 3.9686e-09
[79 empty] | WLDFR | HFTD - Distribution - Tier 3 - 2QU CoRE ¦ 4QU LoRE | Red Flag Warning - Small Fires | 2029 | 4.6457e-07 | 4.6457e-07 | 0.083606 | 0.039055 | 0.001695 | 0.042856 | 0 | 0 | 0.0004883 | 3.8841e-08 | 0 | 3.8841e-08 | 3.8841e-08 | 0 | 3.8841e-08 | 0 | 0.017637 | 0.038661 | 0 | 0.038661 | 0 | 0 | 1.4653e-05 | 0 | 1.4653e-05 | [12 empty] | 7.3.3.17.5 (Remote Grid) Updates to grid topology to minimize risk of ignition in HFTDs Remote GridWLDFRVegetation ContactAggregated | WLDFR | HFTD - Distribution - Tier 2 - 2QU CoRE ¦ 4QU LoRE | Red Flag Warning - Destructive Fires | Vegetation Contact | Aggregated | 2029 | 4.091e-06 | 1078.9824 | 0.0044141 | 2029 | Mitigation | 0.95 | 45 | 0 | esc | 0.00097009 | 3.9686e-09 | 0.00097009 | 3.9686e-09
[79 empty] | WLDFR | HFTD - Distribution - Tier 3 - 2QU CoRE ¦ 4QU LoRE | Red Flag Warning - Small Fires | 2030 | 4.6457e-07 | 4.6457e-07 | 0.083606 | 0.039055 | 0.001695 | 0.042856 | 0 | 0 | 0.0004883 | 3.8841e-08 | 0 | 3.8841e-08 | 3.8841e-08 | 0 | 3.8841e-08 | 0 | 0.017637 | 0.038661 | 0 | 0.038661 | 0 | 0 | 0 | 0 | 0 | [12 empty] | 7.3.3.17.5 (Remote Grid) Updates to grid topology to minimize risk of ignition in HFTDs Remote GridWLDFRVegetation ContactAggregated | WLDFR | HFTD - Distribution - Tier 2 - 2QU CoRE ¦ 4QU LoRE | Red Flag Warning - Destructive Fires | Vegetation Contact | Aggregated | 2030 | 4.091e-06 | 1078.9824 | 0.0044141 | 2030 | Mitigation | 0.95 | 45 | 0 | esc | 0.00097009 | 3.9686e-09 | 0.00097009 | 3.9686e-09
[79 empty] | WLDFR | HFTD - Distribution - Tier 3 - 2QU CoRE ¦ 4QU LoRE | Red Flag Warning - Small Fires | 2031 | 4.6457e-07 | 4.6457e-07 | 0.083606 | 0.039055 | 0.001695 | 0.042856 | 0 | 0 | 0.0004883 | 3.8841e-08 | 0 | 3.8841e-08 | 3.8841e-08 | 0 | 3.8841e-08 | 0 | 0.017637 | 0.038661 | 0 | 0.038661 | 0 | 0 | 0 | 0 | 0 | [12 empty] | 7.3.3.17.5 (Remote Grid) Updates to grid topology to minimize risk of ignition in HFTDs Remote GridWLDFRVegetation ContactAggregated | WLDFR | HFTD - Distribution - Tier 2 - 2QU CoRE ¦ 4QU LoRE | Red Flag Warning - Destructive Fires | Vegetation Contact | Aggregated | 2031 | 4.091e-06 | 1078.9824 | 0.0044141 | 2031 | Mitigation | 0.95 | 45 | 0 | esc | 0.00097009 | 3.9686e-09 | 0.00097009 | 3.9686e-09
[79 empty] | WLDFR | HFTD - Distribution - Tier 3 - 2QU CoRE ¦ 4QU LoRE | Red Flag Warning - Small Fires | 2032 | 4.6457e-07 | 4.6457e-07 | 0.083606 | 0.039055 | 0.001695 | 0.042856 | 0 | 0 | 0.0004883 | 3.8841e-08 | 0 | 3.8841e-08 | 3.8841e-08 | 0 | 3.8841e-08 | 0 | 0.018502 | 0.040557 | 0 | 0.040557 | 0 | 5.3451e-07 | 0 | 0 | 0 | [12 empty] | 7.3.3.17.5 (Remote Grid) Updates to grid topology to minimize risk of ignition in HFTDs Remote GridWLDFRVegetation ContactAggregated | WLDFR | HFTD - Distribution - Tier 2 - 2QU CoRE ¦ 4QU LoRE | Red Flag Warning - Destructive Fires | Vegetation Contact | Aggregated | 2032 | 4.091e-06 | 1078.9824 | 0.0044141 | 2032 | Mitigation | 0.95 | 45 | 0 | esc | 0.00097009 | 3.9686e-09 | 0.00097009 | 3.9686e-09
[79 empty] | WLDFR | HFTD - Distribution - Tier 3 - 2QU CoRE ¦ 4QU LoRE | Red Flag Warning - Small Fires | 2033 | 4.6457e-07 | 4.6457e-07 | 0.087211 | 0.040679 | 0.0017655 | 0.044766 | 0 | 0 | 0.0004883 | 4.0515e-08 | 0 | 4.0515e-08 | 4.0515e-08 | 0 | 4.0515e-08 | 0 | 0.018502 | 0.040557 | 0 | 0.040557 | 0 | 5.5842e-07 | 1.1168e-06 | 0 | 1.1168e-06 | [12 empty] | 7.3.3.17.5 (Remote Grid) Updates to grid topology to minimize risk of ignition in HFTDs Remote GridWLDFRVegetation ContactAggregated | WLDFR | HFTD - Distribution - Tier 2 - 2QU CoRE ¦ 4QU LoRE | Red Flag Warning - Destructive Fires | Vegetation Contact | Aggregated | 2033 | 4.091e-06 | 1078.9824 | 0.0044141 | 2033 | Mitigation | 0.95 | 45 | 0 | esc | 0.00097009 | 3.9686e-09 | 0.00097009 | 3.9686e-09
[79 empty] | WLDFR | HFTD - Distribution - Tier 3 - 2QU CoRE ¦ 4QU LoRE | Red Flag Warning - Small Fires | 2034 | 4.6457e-07 | 4.6457e-07 | 0.087211 | 0.040679 | 0.0017655 | 0.044766 | 0 | 0 | 0.0004883 | 4.0515e-08 | 0 | 4.0515e-08 | 4.0515e-08 | 0 | 4.0515e-08 | 0 | 0.018502 | 0.040557 | 0 | 0.040557 | 0 | 5.5842e-07 | 1.1168e-06 | 0 | 1.1168e-06 | [12 empty] | 7.3.3.17.5 (Remote Grid) Updates to grid topology to minimize risk of ignition in HFTDs Remote GridWLDFRVegetation ContactAggregated | WLDFR | HFTD - Distribution - Tier 2 - 2QU CoRE ¦ 4QU LoRE | Red Flag Warning - Destructive Fires | Vegetation Contact | Aggregated | 2034 | 4.091e-06 | 1078.9824 | 0.0044141 | 2034 | Mitigation | 0.95 | 45 | 0 | esc | 0.00097009 | 3.9686e-09 | 0.00097009 | 3.9686e-09
[79 empty] | WLDFR | HFTD - Distribution - Tier 3 - 2QU CoRE ¦ 4QU LoRE | Red Flag Warning - Small Fires | 2035 | 4.6457e-07 | 4.6457e-07 | 0.087211 | 0.040679 | 0.0017655 | 0.044766 | 0 | 0 | 0.0004883 | 4.0515e-08 | 0 | 4.0515e-08 | 4.0515e-08 | 0 | 4.0515e-08 | 0 | 0.018502 | 0.040557 | 0 | 0.040557 | 0 | 5.5842e-07 | 1.1168e-06 | 0 | 1.1168e-06 | [12 empty] | 7.3.3.17.5 (Remote Grid) Updates to grid topology to minimize risk of ignition in HFTDs Remote GridWLDFRVegetation ContactAggregated | WLDFR | HFTD - Distribution - Tier 2 - 2QU CoRE ¦ 4QU LoRE | Red Flag Warning - Destructive Fires | Vegetation Contact | Aggregated | 2035 | 4.091e-06 | 1078.9824 | 0.0044141 | 2035 | Mitigation | 0.95 | 45 | 0 | esc | 0.00097009 | 3.9686e-09 | 0.00097009 | 3.9686e-09
[79 empty] | WLDFR | HFTD - Distribution - Tier 3 - 2QU CoRE ¦ 4QU LoRE | Red Flag Warning - Small Fires | 2036 | 4.6457e-07 | 4.6457e-07 | 0.087211 | 0.040679 | 0.0017655 | 0.044766 | 0 | 0 | 0.0004883 | 4.0515e-08 | 0 | 4.0515e-08 | 4.0515e-08 | 0 | 4.0515e-08 | 0 | 0.018502 | 0.040557 | 0 | 0.040557 | 0 | 5.5842e-07 | 1.1168e-06 | 0 | 1.1168e-06 | [12 empty] | 7.3.3.17.5 (Remote Grid) Updates to grid topology to minimize risk of ignition in HFTDs Remote GridWLDFRVegetation ContactAggregated | WLDFR | HFTD - Distribution - Tier 2 - 2QU CoRE ¦ 4QU LoRE | Red Flag Warning - Destructive Fires | Vegetation Contact | Aggregated | 2036 | 4.091e-06 | 1078.9824 | 0.0044141 | 2036 | Mitigation | 0.95 | 45 | 0 | esc | 0.00097009 | 3.9686e-09 | 0.00097009 | 3.9686e-09
[79 empty] | WLDFR | HFTD - Distribution - Tier 3 - 2QU CoRE ¦ 4QU LoRE | Red Flag Warning - Small Fires | 2037 | 4.6457e-07 | 4.6457e-07 | 0.087211 | 0.040679 | 0.0017655 | 0.044766 | 0 | 0 | 0.0004883 | 4.0515e-08 | 0 | 4.0515e-08 | 4.0515e-08 | 0 | 4.0515e-08 | 0 | 0.019385 | 0.042491 | 0 | 0.042491 | 0 | 5.5842e-07 | 1.1168e-06 | 0 | 1.1168e-06 | [12 empty] | 7.3.3.17.5 (Remote Grid) Updates to grid topology to minimize risk of ignition in HFTDs Remote GridWLDFRVegetation ContactAggregated | WLDFR | HFTD - Distribution - Tier 2 - 2QU CoRE ¦ 4QU LoRE | Red Flag Warning - Destructive Fires | Vegetation Contact | Aggregated | 2037 | 4.091e-06 | 1078.9824 | 0.0044141 | 2037 | Mitigation | 0.95 | 45 | 0 | esc | 0.00097009 | 3.9686e-09 | 0.00097009 | 3.9686e-09
[79 empty] | WLDFR | HFTD - Distribution - Tier 3 - 2QU CoRE ¦ 4QU LoRE | Red Flag Warning - Small Fires | 2038 | 4.6457e-07 | 4.6457e-07 | 0.091184 | 0.042438 | 0.0018418 | 0.046905 | 0 | 0 | 0.0004883 | 4.2361e-08 | 0 | 4.2361e-08 | 4.2361e-08 | 0 | 4.2361e-08 | 0 | 0.019385 | 0.042491 | 0 | 0.042491 | 0 | 5.8922e-07 | 1.1784e-06 | 0 | 1.1784e-06 | [12 empty] | 7.3.3.17.5 (Remote Grid) Updates to grid topology to minimize risk of ignition in HFTDs Remote GridWLDFRVegetation ContactAggregated | WLDFR | HFTD - Distribution - Tier 2 - 2QU CoRE ¦ 4QU LoRE | Red Flag Warning - Destructive Fires | Vegetation Contact | Aggregated | 2038 | 4.091e-06 | 1078.9824 | 0.0044141 | 2038 | Mitigation | 0.95 | 45 | 0 | esc | 0.00097009 | 3.9686e-09 | 0.00097009 | 3.9686e-09
[79 empty] | WLDFR | HFTD - Distribution - Tier 3 - 2QU CoRE ¦ 4QU LoRE | Red Flag Warning - Small Fires | 2039 | 4.6457e-07 | 4.6457e-07 | 0.091184 | 0.042438 | 0.0018418 | 0.046905 | 0 | 0 | 0.0004883 | 4.2361e-08 | 0 | 4.2361e-08 | 4.2361e-08 | 0 | 4.2361e-08 | 0 | 0.019385 | 0.042491 | 0 | 0.042491 | 0 | 5.8922e-07 | 1.1784e-06 | 0 | 1.1784e-06 | [12 empty] | 7.3.3.17.5 (Remote Grid) Updates to grid topology to minimize risk of ignition in HFTDs Remote GridWLDFRVegetation ContactAggregated | WLDFR | HFTD - Distribution - Tier 2 - 2QU CoRE ¦ 4QU LoRE | Red Flag Warning - Destructive Fires | Vegetation Contact | Aggregated | 2039 | 4.091e-06 | 1078.9824 | 0.0044141 | 2039 | Mitigation | 0.95 | 45 | 0 | esc | 0.00097009 | 3.9686e-09 | 0.00097009 | 3.9686e-09
[79 empty] | WLDFR | HFTD - Distribution - Tier 3 - 2QU CoRE ¦ 4QU LoRE | Red Flag Warning - Small Fires | 2040 | 4.6457e-07 | 4.6457e-07 | 0.091184 | 0.042438 | 0.0018418 | 0.046905 | 0 | 0 | 0.0004883 | 4.2361e-08 | 0 | 4.2361e-08 | 4.2361e-08 | 0 | 4.2361e-08 | 0 | 0.019385 | 0.042491 | 0 | 0.042491 | 0 | 5.8922e-07 | 1.1784e-06 | 0 | 1.1784e-06 | [12 empty] | 7.3.3.17.5 (Remote Grid) Updates to grid topology to minimize risk of ignition in HFTDs Remote GridWLDFRVegetation ContactAggregated | WLDFR | HFTD - Distribution - Tier 2 - 2QU CoRE ¦ 4QU LoRE | Red Flag Warning - Destructive Fires | Vegetation Contact | Aggregated | 2040 | 4.091e-06 | 1078.9824 | 0.0044141 | 2040 | Mitigation | 0.95 | 45 | 0 | esc | 0.00097009 | 3.9686e-09 | 0.00097009 | 3.9686e-09
[79 empty] | WLDFR | HFTD - Distribution - Tier 3 - 2QU CoRE ¦ 4QU LoRE | Red Flag Warning - Small Fires | 2041 | 4.6457e-07 | 4.6457e-07 | 0.091184 | 0.042438 | 0.0018418 | 0.046905 | 0 | 0 | 0.0004883 | 4.2361e-08 | 0 | 4.2361e-08 | 4.2361e-08 | 0 | 4.2361e-08 | 0 | 0.019385 | 0.042491 | 0 | 0.042491 | 0 | 5.8922e-07 | 1.1784e-06 | 0 | 1.1784e-06 | [12 empty] | 7.3.3.17.5 (Remote Grid) Updates to grid topology to minimize risk of ignition in HFTDs Remote GridWLDFRVegetation ContactAggregated | WLDFR | HFTD - Distribution - Tier 2 - 2QU CoRE ¦ 4QU LoRE | Red Flag Warning - Destructive Fires | Vegetation Contact | Aggregated | 2041 | 4.091e-06 | 1078.9824 | 0.0044141 | 2041 | Mitigation | 0.95 | 45 | 0 | esc | 0.00097009 | 3.9686e-09 | 0.00097009 | 3.9686e-09
[79 empty] | WLDFR | HFTD - Distribution - Tier 3 - 2QU CoRE ¦ 4QU LoRE | Red Flag Warning - Small Fires | 2042 | 4.6457e-07 | 4.6457e-07 | 0.091184 | 0.042438 | 0.0018418 | 0.046905 | 0 | 0 | 0.0004883 | 4.2361e-08 | 0 | 4.2361e-08 | 4.2361e-08 | 0 | 4.2361e-08 | 0 | 0.020274 | 0.044441 | 0 | 0.044441 | 0 | 5.8922e-07 | 1.1784e-06 | 0 | 1.1784e-06 | [12 empty] | 7.3.3.17.5 (Remote Grid) Updates to grid topology to minimize risk of ignition in HFTDs Remote GridWLDFRVegetation ContactAggregated | WLDFR | HFTD - Distribution - Tier 2 - 2QU CoRE ¦ 4QU LoRE | Red Flag Warning - Destructive Fires | Vegetation Contact | Aggregated | 2042 | 4.091e-06 | 1078.9824 | 0.0044141 | 2042 | Mitigation | 0.95 | 45 | 0 | esc | 0.00097009 | 3.9686e-09 | 0.00097009 | 3.9686e-09
[79 empty] | WLDFR | HFTD - Distribution - Tier 3 - 2QU CoRE ¦ 4QU LoRE | Red Flag Warning - Small Fires | 2043 | 4.6457e-07 | 4.6457e-07 | 0.095486 | 0.044306 | 0.0019228 | 0.049257 | 0 | 0 | 0.0004883 | 4.4359e-08 | 0 | 4.4359e-08 | 4.4359e-08 | 0 | 4.4359e-08 | 0 | 0.020274 | 0.044441 | 0 | 0.044441 | 0 | 6.2425e-07 | 1.2485e-06 | 0 | 1.2485e-06 | [12 empty] | 7.3.3.17.5 (Remote Grid) Updates to grid topology to minimize risk of ignition in HFTDs Remote GridWLDFRVegetation ContactAggregated | WLDFR | HFTD - Distribution - Tier 2 - 2QU CoRE ¦ 4QU LoRE | Red Flag Warning - Destructive Fires | Vegetation Contact | Aggregated | 2043 | 4.091e-06 | 1078.9824 | 0.0044141 | 2043 | Mitigation | 0.95 | 45 | 0 | esc | 0.00097009 | 3.9686e-09 | 0.00097009 | 3.9686e-09
[79 empty] | WLDFR | HFTD - Distribution - Tier 3 - 2QU CoRE ¦ 4QU LoRE | Red Flag Warning - Small Fires | 2044 | 4.6457e-07 | 4.6457e-07 | 0.095486 | 0.044306 | 0.0019228 | 0.049257 | 0 | 0 | 0.0004883 | 4.4359e-08 | 0 | 4.4359e-08 | 4.4359e-08 | 0 | 4.4359e-08 | 0 | 0.020274 | 0.044441 | 0 | 0.044441 | 0 | 6.2425e-07 | 1.2485e-06 | 0 | 1.2485e-06 | [12 empty] | 7.3.3.17.5 (Remote Grid) Updates to grid topology to minimize risk of ignition in HFTDs Remote GridWLDFRVegetation ContactAggregated | WLDFR | HFTD - Distribution - Tier 2 - 2QU CoRE ¦ 4QU LoRE | Red Flag Warning - Destructive Fires | Vegetation Contact | Aggregated | 2044 | 4.091e-06 | 1078.9824 | 0.0044141 | 2044 | Mitigation | 0.95 | 45 | 0 | esc | 0.00097009 | 3.9686e-09 | 0.00097009 | 3.9686e-09
[79 empty] | WLDFR | HFTD - Distribution - Tier 3 - 2QU CoRE ¦ 4QU LoRE | Red Flag Warning - Small Fires | 2045 | 4.6457e-07 | 4.6457e-07 | 0.095486 | 0.044306 | 0.0019228 | 0.049257 | 0 | 0 | 0.0004883 | 4.4359e-08 | 0 | 4.4359e-08 | 4.4359e-08 | 0 | 4.4359e-08 | 0 | 0.020274 | 0.044441 | 0 | 0.044441 | 0 | 6.2425e-07 | 1.2485e-06 | 0 | 1.2485e-06 | [12 empty] | 7.3.3.17.5 (Remote Grid) Updates to grid topology to minimize risk of ignition in HFTDs Remote GridWLDFRVegetation ContactAggregated | WLDFR | HFTD - Distribution - Tier 2 - 2QU CoRE ¦ 4QU LoRE | Red Flag Warning - Destructive Fires | Vegetation Contact | Aggregated | 2045 | 4.091e-06 | 1078.9824 | 0.0044141 | 2045 | Mitigation | 0.95 | 45 | 0 | esc | 0.00097009 | 3.9686e-09 | 0.00097009 | 3.9686e-09
[79 empty] | WLDFR | HFTD - Distribution - Tier 3 - 2QU CoRE ¦ 4QU LoRE | Red Flag Warning - Small Fires | 2046 | 4.6457e-07 | 4.6457e-07 | 0.095486 | 0.044306 | 0.0019228 | 0.049257 | 0 | 0 | 0.0004883 | 4.4359e-08 | 0 | 4.4359e-08 | 4.4359e-08 | 0 | 4.4359e-08 | 0 | 0.020274 | 0.044441 | 0 | 0.044441 | 0 | 6.2425e-07 | 1.2485e-06 | 0 | 1.2485e-06 | [12 empty] | 7.3.3.17.5 (Remote Grid) Updates to grid topology to minimize risk of ignition in HFTDs Remote GridWLDFRVegetation ContactAggregated | WLDFR | HFTD - Distribution - Tier 2 - 2QU CoRE ¦ 4QU LoRE | Red Flag Warning - Destructive Fires | Vegetation Contact | Aggregated | 2046 | 4.091e-06 | 1078.9824 | 0.0044141 | 2046 | Mitigation | 0.95 | 45 | 0 | esc | 0.00097009 | 3.9686e-09 | 0.00097009 | 3.9686e-09
[79 empty] | WLDFR | HFTD - Distribution - Tier 3 - 2QU CoRE ¦ 4QU LoRE | Red Flag Warning - Small Fires | 2047 | 4.6457e-07 | 4.6457e-07 | 0.095486 | 0.044306 | 0.0019228 | 0.049257 | 0 | 0 | 0.0004883 | 4.4359e-08 | 0 | 4.4359e-08 | 4.4359e-08 | 0 | 4.4359e-08 | 0 | 0.021159 | 0.046382 | 0 | 0.046382 | 0 | 6.2425e-07 | 1.2485e-06 | 0 | 1.2485e-06 | [12 empty] | 7.3.3.17.5 (Remote Grid) Updates to grid topology to minimize risk of ignition in HFTDs Remote GridWLDFRVegetation ContactAggregated | WLDFR | HFTD - Distribution - Tier 2 - 2QU CoRE ¦ 4QU LoRE | Red Flag Warning - Destructive Fires | Vegetation Contact | Aggregated | 2047 | 4.091e-06 | 1078.9824 | 0.0044141 | 2047 | Mitigation | 0.95 | 45 | 0 | esc | 0.00097009 | 3.9686e-09 | 0.00097009 | 3.9686e-09
[79 empty] | WLDFR | HFTD - Distribution - Tier 3 - 2QU CoRE ¦ 4QU LoRE | Red Flag Warning - Small Fires | 2048 | 4.6457e-07 | 4.6457e-07 | 0.10007 | 0.04626 | 0.0020076 | 0.051804 | 0 | 0 | 0.0004883 | 4.649e-08 | 0 | 4.649e-08 | 4.649e-08 | 0 | 4.649e-08 | 0 | 0.021159 | 0.046382 | 0 | 0.046382 | 0 | 6.6325e-07 | 1.3265e-06 | 0 | 1.3265e-06 | [12 empty] | 7.3.3.17.5 (Remote Grid) Updates to grid topology to minimize risk of ignition in HFTDs Remote GridWLDFRVegetation ContactAggregated | WLDFR | HFTD - Distribution - Tier 2 - 2QU CoRE ¦ 4QU LoRE | Red Flag Warning - Destructive Fires | Vegetation Contact | Aggregated | 2048 | 4.091e-06 | 1078.9824 | 0.0044141 | 2048 | Mitigation | 0.95 | 45 | 0 | esc | 0.00097009 | 3.9686e-09 | 0.00097009 | 3.9686e-09
[79 empty] | WLDFR | HFTD - Distribution - Tier 3 - 2QU CoRE ¦ 4QU LoRE | Red Flag Warning - Small Fires | 2049 | 4.6457e-07 | 4.6457e-07 | 0.10007 | 0.04626 | 0.0020076 | 0.051804 | 0 | 0 | 0.0004883 | 4.649e-08 | 0 | 4.649e-08 | 4.649e-08 | 0 | 4.649e-08 | 0 | 0.021159 | 0.046382 | 0 | 0.046382 | 0 | 6.6325e-07 | 1.3265e-06 | 0 | 1.3265e-06 | [12 empty] | 7.3.3.17.5 (Remote Grid) Updates to grid topology to minimize risk of ignition in HFTDs Remote GridWLDFRVegetation ContactAggregated | WLDFR | HFTD - Distribution - Tier 2 - 2QU CoRE ¦ 4QU LoRE | Red Flag Warning - Destructive Fires | Vegetation Contact | Aggregated | 2049 | 4.091e-06 | 1078.9824 | 0.0044141 | 2049 | Mitigation | 0.95 | 45 | 0 | esc | 0.00097009 | 3.9686e-09 | 0.00097009 | 3.9686e-09
[79 empty] | WLDFR | HFTD - Distribution - Tier 3 - 2QU CoRE ¦ 4QU LoRE | Red Flag Warning - Small Fires | 2050 | 4.6457e-07 | 4.6457e-07 | 0.10007 | 0.04626 | 0.0020076 | 0.051804 | 0 | 0 | 0.0004883 | 4.649e-08 | 0 | 4.649e-08 | 4.649e-08 | 0 | 4.649e-08 | 0 | 0 | 0.046382 | 0 | 0.046382 | 0 | 6.6325e-07 | 1.3265e-06 | 0 | 1.3265e-06 | [12 empty] | 7.3.3.17.5 (Remote Grid) Updates to grid topology to minimize risk of ignition in HFTDs Remote GridWLDFRVegetation ContactAggregated | WLDFR | HFTD - Distribution - Tier 2 - 2QU CoRE ¦ 4QU LoRE | Red Flag Warning - Destructive Fires | Vegetation Contact | Aggregated | 2050 | 4.091e-06 | 1078.9824 | 0.0044141 | 2050 | Mitigation | 0.95 | 45 | 0 | esc | 0.00097009 | 3.9686e-09 | 0.00097009 | 3.9686e-09
[79 empty] | WLDFR | HFTD - Distribution - Tier 3 - 2QU CoRE ¦ 4QU LoRE | Red Flag Warning - Small Fires | 2051 | 4.6457e-07 | 4.6457e-07 | 0.10007 | 0.04626 | 0.0020076 | 0.051804 | 0 | 0 | 0.0004883 | 4.649e-08 | 0 | 4.649e-08 | 4.649e-08 | 0 | 4.649e-08 | 0 | 0 | 0 | 0 | 0 | 0 | 6.6325e-07 | 1.3265e-06 | 0 | 1.3265e-06 | [12 empty] | 7.3.3.17.5 (Remote Grid) Updates to grid topology to minimize risk of ignition in HFTDs Remote GridWLDFRVegetation ContactAggregated | WLDFR | HFTD - Distribution - Tier 2 - 2QU CoRE ¦ 4QU LoRE | Red Flag Warning - Destructive Fires | Vegetation Contact | Aggregated | 2051 | 4.091e-06 | 1078.9824 | 0.0044141 | 2051 | Mitigation | 0.95 | 45 | 0 | esc | 0.00097009 | 3.9686e-09 | 0.00097009 | 3.9686e-09
[79 empty] | WLDFR | HFTD - Distribution - Tier 3 - 2QU CoRE ¦ 4QU LoRE | Red Flag Warning - Small Fires | 2052 | 4.6457e-07 | 4.6457e-07 | 0.10007 | 0.04626 | 0.0020076 | 0.051804 | 0 | 0 | 0.0004883 | 4.649e-08 | 0 | 4.649e-08 | 4.649e-08 | 0 | 4.649e-08 | 0 | 0.0011486 | 0 | 0 | 0 | 0 | 6.6325e-07 | 1.3265e-06 | 0 | 1.3265e-06 | [12 empty] | 7.3.3.17.5 (Remote Grid) Updates to grid topology to minimize risk of ignition in HFTDs Remote GridWLDFRVegetation ContactAggregated | WLDFR | HFTD - Distribution - Tier 2 - 2QU CoRE ¦ 4QU LoRE | Red Flag Warning - Destructive Fires | Vegetation Contact | Aggregated | 2052 | 4.091e-06 | 1078.9824 | 0.0044141 | 2052 | Mitigation | 0.95 | 45 | 0 | esc | 0.00097009 | 3.9686e-09 | 0.00097009 | 3.9686e-09
[79 empty] | WLDFR | HFTD - Distribution - Tier 3 - 2QU CoRE ¦ 4QU LoRE | Red Flag Warning - Small Fires | 2053 | 4.6457e-07 | 4.6457e-07 | 0.10489 | 0.048274 | 0.002095 | 0.054525 | 0 | 0 | 0.0004883 | 4.873e-08 | 0 | 4.873e-08 | 4.873e-08 | 0 | 4.873e-08 | 0 | 0.0011906 | 0.0026098 | 0 | 0.0026098 | 0 | 7.0589e-07 | 1.4118e-06 | 0 | 1.4118e-06 | [12 empty] | 7.3.3.17.5 (Remote Grid) Updates to grid topology to minimize risk of ignition in HFTDs Remote GridWLDFRVegetation ContactAggregated | WLDFR | HFTD - Distribution - Tier 2 - 2QU CoRE ¦ 4QU LoRE | Red Flag Warning - Destructive Fires | Vegetation Contact | Aggregated | 2053 | 4.091e-06 | 1078.9824 | 0.0044141 | 2053 | Mitigation | 0.95 | 45 | 0 | esc | 0.00097009 | 3.9686e-09 | 0.00097009 | 3.9686e-09
[79 empty] | WLDFR | HFTD - Distribution - Tier 3 - 2QU CoRE ¦ 4QU LoRE | Red Flag Warning - Small Fires | 2054 | 4.6457e-07 | 4.6457e-07 | 0.10489 | 0.048274 | 0.002095 | 0.054525 | 0 | 0 | 0.0004883 | 4.873e-08 | 0 | 4.873e-08 | 4.873e-08 | 0 | 4.873e-08 | 0 | 0.0011906 | 0.0026098 | 0 | 0.0026098 | 0 | 7.0589e-07 | 1.4118e-06 | 0 | 1.4118e-06 | [12 empty] | 7.3.3.17.5 (Remote Grid) Updates to grid topology to minimize risk of ignition in HFTDs Remote GridWLDFRVegetation ContactAggregated | WLDFR | HFTD - Distribution - Tier 2 - 2QU CoRE ¦ 4QU LoRE | Red Flag Warning - Destructive Fires | Vegetation Contact | Aggregated | 2054 | 4.091e-06 | 1078.9824 | 0.0044141 | 2054 | Mitigation | 0.95 | 45 | 0 | esc | 0.00097009 | 3.9686e-09 | 0.00097009 | 3.9686e-09
[79 empty] | WLDFR | HFTD - Distribution - Tier 3 - 2QU CoRE ¦ 4QU LoRE | Red Flag Warning - Small Fires | 2055 | 4.6457e-07 | 4.6457e-07 | 0.10489 | 0.048274 | 0.002095 | 0.054525 | 0 | 0 | 0.0004883 | 4.873e-08 | 0 | 4.873e-08 | 4.873e-08 | 0 | 4.873e-08 | 0 | 0.0011906 | 0.0026098 | 0 | 0.0026098 | 0 | 7.0589e-07 | 1.4118e-06 | 0 | 1.4118e-06 | [12 empty] | 7.3.3.17.5 (Remote Grid) Updates to grid topology to minimize risk of ignition in HFTDs Remote GridWLDFRVegetation ContactAggregated | WLDFR | HFTD - Distribution - Tier 2 - 2QU CoRE ¦ 4QU LoRE | Red Flag Warning - Destructive Fires | Vegetation Contact | Aggregated | 2055 | 4.091e-06 | 1078.9824 | 0.0044141 | 2055 | Mitigation | 0.95 | 45 | 0 | esc | 0.00097009 | 3.9686e-09 | 0.00097009 | 3.9686e-09
[79 empty] | WLDFR | HFTD - Distribution - Tier 3 - 2QU CoRE ¦ 4QU LoRE | Red Flag Warning - Small Fires | 2056 | 4.6457e-07 | 4.6457e-07 | 0.10489 | 0.048274 | 0.002095 | 0.054525 | 0 | 0 | 0.0004883 | 4.873e-08 | 0 | 4.873e-08 | 4.873e-08 | 0 | 4.873e-08 | 0 | 0.0011906 | 0.0026098 | 0 | 0.0026098 | 0 | 7.0589e-07 | 1.4118e-06 | 0 | 1.4118e-06 | [12 empty] | 7.3.3.17.5 (Remote Grid) Updates to grid topology to minimize risk of ignition in HFTDs Remote GridWLDFRVegetation ContactAggregated | WLDFR | HFTD - Distribution - Tier 2 - 2QU CoRE ¦ 4QU LoRE | Red Flag Warning - Destructive Fires | Vegetation Contact | Aggregated | 2056 | 4.091e-06 | 1078.9824 | 0.0044141 | 2056 | Mitigation | 0.95 | 45 | 0 | esc | 0.00097009 | 3.9686e-09 | 0.00097009 | 3.9686e-09
[79 empty] | WLDFR | HFTD - Distribution - Tier 3 - 2QU CoRE ¦ 4QU LoRE | Red Flag Warning - Small Fires | 2057 | 4.6457e-07 | 4.6457e-07 | 0.10489 | 0.048274 | 0.002095 | 0.054525 | 0 | 0 | 0.0004883 | 4.873e-08 | 0 | 4.873e-08 | 4.873e-08 | 0 | 4.873e-08 | 0 | 0.0011906 | 0.0026098 | 0 | 0.0026098 | 0 | 7.0589e-07 | 1.4118e-06 | 0 | 1.4118e-06 | [12 empty] | 7.3.3.17.5 (Remote Grid) Updates to grid topology to minimize risk of ignition in HFTDs Remote GridWLDFRVegetation ContactAggregated | WLDFR | HFTD - Distribution - Tier 2 - 2QU CoRE ¦ 4QU LoRE | Red Flag Warning - Destructive Fires | Vegetation Contact | Aggregated | 2057 | 4.091e-06 | 1078.9824 | 0.0044141 | 2057 | Mitigation | 0.95 | 45 | 0 | esc | 0.00097009 | 3.9686e-09 | 0.00097009 | 3.9686e-09
[79 empty] | WLDFR | HFTD - Distribution - Tier 3 - 2QU CoRE ¦ 4QU LoRE | Red Flag Warning - Small Fires | 2058 | 4.6457e-07 | 4.6457e-07 | 0.1099 | 0.050325 | 0.0021839 | 0.057393 | 0 | 0 | 0.0004883 | 5.1057e-08 | 0 | 5.1057e-08 | 5.1057e-08 | 0 | 5.1057e-08 | 0 | 0.0012434 | 0.0027257 | 0 | 0.0027257 | 0 | 7.5183e-07 | 1.5037e-06 | 0 | 1.5037e-06 | [12 empty] | 7.3.3.17.5 (Remote Grid) Updates to grid topology to minimize risk of ignition in HFTDs Remote GridWLDFRVegetation ContactAggregated | WLDFR | HFTD - Distribution - Tier 2 - 2QU CoRE ¦ 4QU LoRE | Red Flag Warning - Destructive Fires | Vegetation Contact | Aggregated | 2058 | 4.091e-06 | 1078.9824 | 0.0044141 | 2058 | Mitigation | 0.95 | 45 | 0 | esc | 0.00097009 | 3.9686e-09 | 0.00097009 | 3.9686e-09
[79 empty] | WLDFR | HFTD - Distribution - Tier 3 - 2QU CoRE ¦ 4QU LoRE | Red Flag Warning - Small Fires | 2059 | 4.6457e-07 | 4.6457e-07 | 0.1099 | 0.050325 | 0.0021839 | 0.057393 | 0 | 0 | 0.0004883 | 5.1057e-08 | 0 | 5.1057e-08 | 5.1057e-08 | 0 | 5.1057e-08 | 0 | 0.0012434 | 0.0027257 | 0 | 0.0027257 | 0 | 7.5183e-07 | 1.5037e-06 | 0 | 1.5037e-06 | [12 empty] | 7.3.3.17.5 (Remote Grid) Updates to grid topology to minimize risk of ignition in HFTDs Remote GridWLDFRVegetation ContactAggregated | WLDFR | HFTD - Distribution - Tier 2 - 2QU CoRE ¦ 4QU LoRE | Red Flag Warning - Destructive Fires | Vegetation Contact | Aggregated | 2059 | 4.091e-06 | 1078.9824 | 0.0044141 | 2059 | Mitigation | 0.95 | 45 | 0 | esc | 0.00097009 | 3.9686e-09 | 0.00097009 | 3.9686e-09
[79 empty] | WLDFR | HFTD - Distribution - Tier 3 - 2QU CoRE ¦ 4QU LoRE | Red Flag Warning - Small Fires | 2060 | 4.6457e-07 | 4.6457e-07 | 0.1099 | 0.050325 | 0.0021839 | 0.057393 | 0 | 0 | 0.0004883 | 5.1057e-08 | 0 | 5.1057e-08 | 5.1057e-08 | 0 | 5.1057e-08 | 0 | 0.0012434 | 0.0027257 | 0 | 0.0027257 | 0 | 7.5183e-07 | 1.5037e-06 | 0 | 1.5037e-06 | [12 empty] | 7.3.3.17.5 (Remote Grid) Updates to grid topology to minimize risk of ignition in HFTDs Remote GridWLDFRVegetation ContactAggregated | WLDFR | HFTD - Distribution - Tier 2 - 2QU CoRE ¦ 4QU LoRE | Red Flag Warning - Destructive Fires | Vegetation Contact | Aggregated | 2060 | 4.091e-06 | 1078.9824 | 0.0044141 | 2060 | Mitigation | 0.95 | 45 | 0 | esc | 0.00097009 | 3.9686e-09 | 0.00097009 | 3.9686e-09
[79 empty] | WLDFR | HFTD - Distribution - Tier 3 - 2QU CoRE ¦ 4QU LoRE | Red Flag Warning - Small Fires | 2061 | 4.6457e-07 | 4.6457e-07 | 0.1099 | 0.050325 | 0.0021839 | 0.057393 | 0 | 0 | 0.0004883 | 5.1057e-08 | 0 | 5.1057e-08 | 5.1057e-08 | 0 | 5.1057e-08 | 0 | 0.0012434 | 0.0027257 | 0 | 0.0027257 | 0 | 7.5183e-07 | 1.5037e-06 | 0 | 1.5037e-06 | [12 empty] | 7.3.3.17.5 (Remote Grid) Updates to grid topology to minimize risk of ignition in HFTDs Remote GridWLDFRVegetation ContactAggregated | WLDFR | HFTD - Distribution - Tier 2 - 2QU CoRE ¦ 4QU LoRE | Red Flag Warning - Destructive Fires | Vegetation Contact | Aggregated | 2061 | 4.091e-06 | 1078.9824 | 0.0044141 | 2061 | Mitigation | 0.95 | 45 | 0 | esc | 0.00097009 | 3.9686e-09 | 0.00097009 | 3.9686e-09
[79 empty] | WLDFR | HFTD - Distribution - Tier 3 - 2QU CoRE ¦ 4QU LoRE | Red Flag Warning - Small Fires | 2062 | 4.6457e-07 | 4.6457e-07 | 0.1099 | 0.050325 | 0.0021839 | 0.057393 | 0 | 0 | 0.0004883 | 5.1057e-08 | 0 | 5.1057e-08 | 5.1057e-08 | 0 | 5.1057e-08 | 0 | 0.0012434 | 0.0027257 | 0 | 0.0027257 | 0 | 0 | 1.5037e-06 | 0 | 1.5037e-06 | [12 empty] | 7.3.3.17.5 (Remote Grid) Updates to grid topology to minimize risk of ignition in HFTDs Remote GridWLDFRVegetation ContactAggregated | WLDFR | HFTD - Distribution - Tier 2 - 2QU CoRE ¦ 4QU LoRE | Red Flag Warning - Destructive Fires | Vegetation Contact | Aggregated | 2062 | 4.091e-06 | 1078.9824 | 0.0044141 | 2062 | Mitigation | 0.95 | 45 | 0 | esc | 0.00097009 | 3.9686e-09 | 0.00097009 | 3.9686e-09
[79 empty] | WLDFR | HFTD - Distribution - Tier 3 - 2QU CoRE ¦ 4QU LoRE | Red Flag Warning - Small Fires | 2063 | 4.6457e-07 | 4.6457e-07 | 0.11504 | 0.052388 | 0.0022734 | 0.060377 | 0 | 0 | 0.0004883 | 5.3443e-08 | 0 | 5.3443e-08 | 5.3443e-08 | 0 | 5.3443e-08 | 0 | 0.0013021 | 0.0028543 | 0 | 0.0028543 | 0 | 0 | 0 | 0 | 0 | [12 empty] | 7.3.3.17.5 (Remote Grid) Updates to grid topology to minimize risk of ignition in HFTDs Remote GridWLDFRVegetation ContactAggregated | WLDFR | HFTD - Distribution - Tier 2 - 2QU CoRE ¦ 4QU LoRE | Red Flag Warning - Destructive Fires | Vegetation Contact | Aggregated | 2063 | 4.091e-06 | 1078.9824 | 0.0044141 | 2063 | Mitigation | 0.95 | 45 | 0 | esc | 0.00097009 | 3.9686e-09 | 0.00097009 | 3.9686e-09
[79 empty] | WLDFR | HFTD - Distribution - Tier 3 - 2QU CoRE ¦ 4QU LoRE | Red Flag Warning - Small Fires | 2064 | 4.6457e-07 | 4.6457e-07 | 0.11504 | 0.052388 | 0.0022734 | 0.060377 | 0 | 0 | 0.0004883 | 5.3443e-08 | 0 | 5.3443e-08 | 5.3443e-08 | 0 | 5.3443e-08 | 0 | 0.0013021 | 0.0028543 | 0 | 0.0028543 | 0 | 0 | 0 | 0 | 0 | [12 empty] | 7.3.3.17.5 (Remote Grid) Updates to grid topology to minimize risk of ignition in HFTDs Remote GridWLDFRVegetation ContactAggregated | WLDFR | HFTD - Distribution - Tier 2 - 2QU CoRE ¦ 4QU LoRE | Red Flag Warning - Destructive Fires | Vegetation Contact | Aggregated | 2064 | 4.091e-06 | 1078.9824 | 0.0044141 | 2064 | Mitigation | 0.95 | 45 | 0 | esc | 0.00097009 | 3.9686e-09 | 0.00097009 | 3.9686e-09
[79 empty] | WLDFR | HFTD - Distribution - Tier 3 - 2QU CoRE ¦ 4QU LoRE | Red Flag Warning - Small Fires | 2065 | 4.6457e-07 | 4.6457e-07 | 0.11504 | 0.052388 | 0.0022734 | 0.060377 | 0 | 0 | 0.0004883 | 5.3443e-08 | 0 | 5.3443e-08 | 5.3443e-08 | 0 | 5.3443e-08 | 0 | 0.0013021 | 0.0028543 | 0 | 0.0028543 | 0 | 6.6368e-06 | 0 | 0 | 0 | [12 empty] | 7.3.3.17.5 (Remote Grid) Updates to grid topology to minimize risk of ignition in HFTDs Remote GridWLDFRVegetation ContactAggregated | WLDFR | HFTD - Distribution - Tier 2 - 2QU CoRE ¦ 4QU LoRE | Red Flag Warning - Destructive Fires | Vegetation Contact | Aggregated | 2065 | 4.091e-06 | 1078.9824 | 0.0044141 | 2065 | Mitigation | 0.95 | 45 | 0 | esc | 0.00097009 | 3.9686e-09 | 0.00097009 | 3.9686e-09
[79 empty] | WLDFR | HFTD - Distribution - Tier 3 - 2QU CoRE ¦ 4QU LoRE | Red Flag Warning - Small Fires | 2066 | 4.6457e-07 | 4.6457e-07 | 0.11504 | 0.052388 | 0.0022734 | 0.060377 | 0 | 0 | 0.0004883 | 5.3443e-08 | 0 | 5.3443e-08 | 5.3443e-08 | 0 | 5.3443e-08 | 0 | 0.0013021 | 0.0028543 | 0 | 0.0028543 | 0 | 6.8505e-06 | 1.3701e-05 | 0 | 1.3701e-05 | [12 empty] | 7.3.3.17.5 (Remote Grid) Updates to grid topology to minimize risk of ignition in HFTDs Remote GridWLDFRVegetation ContactAggregated | WLDFR | HFTD - Distribution - Tier 2 - 2QU CoRE ¦ 4QU LoRE | Red Flag Warning - Destructive Fires | Vegetation Contact | Aggregated | 2066 | 4.091e-06 | 1078.9824 | 0.0044141 | 2066 | Mitigation | 0.95 | 45 | 0 | esc | 0.00097009 | 3.9686e-09 | 0.00097009 | 3.9686e-09
[79 empty] | WLDFR | HFTD - Distribution - Tier 3 - 2QU CoRE ¦ 4QU LoRE | Red Flag Warning - Small Fires | 2067 | 0 | 4.6457e-07 | 0.11504 | 0.052388 | 0.0022734 | 0.060377 | 0 | 0 | 0.0004883 | 0 | 0 | 0 | 5.3443e-08 | 0 | 5.3443e-08 | 0 | 0.0013021 | 0.0028543 | 0 | 0.0028543 | 0 | 6.8505e-06 | 1.3701e-05 | 0 | 1.3701e-05 | [12 empty] | 7.3.3.17.5 (Remote Grid) Updates to grid topology to minimize risk of ignition in HFTDs Remote GridWLDFRVegetation ContactAggregated | WLDFR | HFTD - Distribution - Tier 2 - 2QU CoRE ¦ 4QU LoRE | Red Flag Warning - Destructive Fires | Vegetation Contact | Aggregated | 2067 | 4.091e-06 | 1078.9824 | 0.0044141 | 2067 | Mitigation | 0.95 | 45 | 0 | esc | 0 | 0 | 0.00097009 | 3.9686e-09
[79 empty] | WLDFR | HFTD - Distribution - Tier 3 - 2QU CoRE ¦ 5QU LoRE | Non-Red Flag Warning - Catastrophic Fires | 2022 | 1.2082e-09 | 0 | 14146.1306 | 222.2294 | 8585.7228 | 5338.1784 | 0 | 0 | 1.601e-06 | 1.7092e-05 | 0 | 1.7092e-05 | 0 | 0 | 0 | 0 | 0.0013658 | 0.0029938 | 0 | 0.0029938 | 0 | 6.8505e-06 | 1.3701e-05 | 0 | 1.3701e-05 | [12 empty] | 7.3.3.17.5 (Remote Grid) Updates to grid topology to minimize risk of ignition in HFTDs Remote GridWLDFREquipment / facility failureAggregated | WLDFR | HFTD - Distribution - Tier 2 - 2QU CoRE ¦ 4QU LoRE | Red Flag Warning - Large Fires | Equipment / facility failure | Aggregated | 2022 | 2.0828e-05 | 1078.9824 | 0.022473 | 2022 | Mitigation | 0.95 | 45 | 0 | esc | 0.00097009 | 2.0205e-08 | 0 | 0
[79 empty] | WLDFR | HFTD - Distribution - Tier 3 - 2QU CoRE ¦ 5QU LoRE | Non-Red Flag Warning - Catastrophic Fires | 2023 | 1.2082e-09 | 1.2082e-09 | 14664.6376 | 233.2301 | 8896.516 | 5534.8915 | 0 | 0 | 1.601e-06 | 1.7718e-05 | 0 | 1.7718e-05 | 1.7718e-05 | 0 | 1.7718e-05 | 0 | 0.0013658 | 0.0029938 | 0 | 0.0029938 | 0 | 6.8505e-06 | 1.3701e-05 | 0 | 1.3701e-05 | [12 empty] | 7.3.3.17.5 (Remote Grid) Updates to grid topology to minimize risk of ignition in HFTDs Remote GridWLDFREquipment / facility failureAggregated | WLDFR | HFTD - Distribution - Tier 2 - 2QU CoRE ¦ 4QU LoRE | Red Flag Warning - Large Fires | Equipment / facility failure | Aggregated | 2023 | 2.0828e-05 | 1078.9824 | 0.022473 | 2023 | Mitigation | 0.95 | 45 | 0 | esc | 0.00097009 | 2.0205e-08 | 0.00097009 | 2.0205e-08
[79 empty] | WLDFR | HFTD - Distribution - Tier 3 - 2QU CoRE ¦ 5QU LoRE | Non-Red Flag Warning - Catastrophic Fires | 2024 | 1.2082e-09 | 1.2082e-09 | 14664.6376 | 233.2301 | 8896.516 | 5534.8915 | 0 | 0 | 1.601e-06 | 1.7718e-05 | 0 | 1.7718e-05 | 1.7718e-05 | 0 | 1.7718e-05 | 0 | 0.0013658 | 0.0029938 | 0 | 0.0029938 | 0 | 6.8505e-06 | 1.3701e-05 | 0 | 1.3701e-05 | [12 empty] | 7.3.3.17.5 (Remote Grid) Updates to grid topology to minimize risk of ignition in HFTDs Remote GridWLDFREquipment / facility failureAggregated | WLDFR | HFTD - Distribution - Tier 2 - 2QU CoRE ¦ 4QU LoRE | Red Flag Warning - Large Fires | Equipment / facility failure | Aggregated | 2024 | 2.0828e-05 | 1078.9824 | 0.022473 | 2024 | Mitigation | 0.95 | 45 | 0 | esc | 0.00097009 | 2.0205e-08 | 0.00097009 | 2.0205e-08
[79 empty] | WLDFR | HFTD - Distribution - Tier 3 - 2QU CoRE ¦ 5QU LoRE | Non-Red Flag Warning - Catastrophic Fires | 2025 | 1.2082e-09 | 1.2082e-09 | 14664.6376 | 233.2301 | 8896.516 | 5534.8915 | 0 | 0 | 1.601e-06 | 1.7718e-05 | 0 | 1.7718e-05 | 1.7718e-05 | 0 | 1.7718e-05 | 0 | 0.0013658 | 0.0029938 | 0 | 0.0029938 | 0 | 7.123e-06 | 1.4246e-05 | 0 | 1.4246e-05 | [12 empty] | 7.3.3.17.5 (Remote Grid) Updates to grid topology to minimize risk of ignition in HFTDs Remote GridWLDFREquipment / facility failureAggregated | WLDFR | HFTD - Distribution - Tier 2 - 2QU CoRE ¦ 4QU LoRE | Red Flag Warning - Large Fires | Equipment / facility failure | Aggregated | 2025 | 2.0828e-05 | 1078.9824 | 0.022473 | 2025 | Mitigation | 0.95 | 45 | 0 | esc | 0.00097009 | 2.0205e-08 | 0.00097009 | 2.0205e-08
[79 empty] | WLDFR | HFTD - Distribution - Tier 3 - 2QU CoRE ¦ 5QU LoRE | Non-Red Flag Warning - Catastrophic Fires | 2026 | 1.2082e-09 | 1.2082e-09 | 14664.6376 | 233.2301 | 8896.516 | 5534.8915 | 0 | 0 | 1.601e-06 | 1.7718e-05 | 0 | 1.7718e-05 | 1.7718e-05 | 0 | 1.7718e-05 | 0 | 0.0013658 | 0.0029938 | 0 | 0.0029938 | 0 | 7.123e-06 | 1.4246e-05 | 0 | 1.4246e-05 | [12 empty] | 7.3.3.17.5 (Remote Grid) Updates to grid topology to minimize risk of ignition in HFTDs Remote GridWLDFREquipment / facility failureAggregated | WLDFR | HFTD - Distribution - Tier 2 - 2QU CoRE ¦ 4QU LoRE | Red Flag Warning - Large Fires | Equipment / facility failure | Aggregated | 2026 | 2.0828e-05 | 1078.9824 | 0.022473 | 2026 | Mitigation | 0.95 | 45 | 0 | esc | 0.00097009 | 2.0205e-08 | 0.00097009 | 2.0205e-08
[79 empty] | WLDFR | HFTD - Distribution - Tier 3 - 2QU CoRE ¦ 5QU LoRE | Non-Red Flag Warning - Catastrophic Fires | 2027 | 1.2082e-09 | 1.2082e-09 | 14664.6376 | 233.2301 | 8896.516 | 5534.8915 | 0 | 0 | 1.601e-06 | 1.7718e-05 | 0 | 1.7718e-05 | 1.7718e-05 | 0 | 1.7718e-05 | 0 | 0.0014335 | 0.0031422 | 0 | 0.0031422 | 0 | 7.123e-06 | 1.4246e-05 | 0 | 1.4246e-05 | [12 empty] | 7.3.3.17.5 (Remote Grid) Updates to grid topology to minimize risk of ignition in HFTDs Remote GridWLDFREquipment / facility failureAggregated | WLDFR | HFTD - Distribution - Tier 2 - 2QU CoRE ¦ 4QU LoRE | Red Flag Warning - Large Fires | Equipment / facility failure | Aggregated | 2027 | 2.0828e-05 | 1078.9824 | 0.022473 | 2027 | Mitigation | 0.95 | 45 | 0 | esc | 0.00097009 | 2.0205e-08 | 0.00097009 | 2.0205e-08
[79 empty] | WLDFR | HFTD - Distribution - Tier 3 - 2QU CoRE ¦ 5QU LoRE | Non-Red Flag Warning - Catastrophic Fires | 2028 | 1.2082e-09 | 1.2082e-09 | 15317.9909 | 247.273 | 9287.6491 | 5783.0689 | 0 | 0 | 1.601e-06 | 1.8508e-05 | 0 | 1.8508e-05 | 1.8508e-05 | 0 | 1.8508e-05 | 0 | 0.0014335 | 0.0031422 | 0 | 0.0031422 | 0 | 7.123e-06 | 1.4246e-05 | 0 | 1.4246e-05 | [12 empty] | 7.3.3.17.5 (Remote Grid) Updates to grid topology to minimize risk of ignition in HFTDs Remote GridWLDFREquipment / facility failureAggregated | WLDFR | HFTD - Distribution - Tier 2 - 2QU CoRE ¦ 4QU LoRE | Red Flag Warning - Large Fires | Equipment / facility failure | Aggregated | 2028 | 2.0828e-05 | 1078.9824 | 0.022473 | 2028 | Mitigation | 0.95 | 45 | 0 | esc | 0.00097009 | 2.0205e-08 | 0.00097009 | 2.0205e-08
[79 empty] | WLDFR | HFTD - Distribution - Tier 3 - 2QU CoRE ¦ 5QU LoRE | Non-Red Flag Warning - Catastrophic Fires | 2029 | 1.2082e-09 | 1.2082e-09 | 15317.9909 | 247.273 | 9287.6491 | 5783.0689 | 0 | 0 | 1.601e-06 | 1.8508e-05 | 0 | 1.8508e-05 | 1.8508e-05 | 0 | 1.8508e-05 | 0 | 0.0014335 | 0.0031422 | 0 | 0.0031422 | 0 | 7.123e-06 | 1.4246e-05 | 0 | 1.4246e-05 | [12 empty] | 7.3.3.17.5 (Remote Grid) Updates to grid topology to minimize risk of ignition in HFTDs Remote GridWLDFREquipment / facility failureAggregated | WLDFR | HFTD - Distribution - Tier 2 - 2QU CoRE ¦ 4QU LoRE | Red Flag Warning - Large Fires | Equipment / facility failure | Aggregated | 2029 | 2.0828e-05 | 1078.9824 | 0.022473 | 2029 | Mitigation | 0.95 | 45 | 0 | esc | 0.00097009 | 2.0205e-08 | 0.00097009 | 2.0205e-08
[79 empty] | WLDFR | HFTD - Distribution - Tier 3 - 2QU CoRE ¦ 5QU LoRE | Non-Red Flag Warning - Catastrophic Fires | 2030 | 1.2082e-09 | 1.2082e-09 | 15317.9909 | 247.273 | 9287.6491 | 5783.0689 | 0 | 0 | 1.601e-06 | 1.8508e-05 | 0 | 1.8508e-05 | 1.8508e-05 | 0 | 1.8508e-05 | 0 | 0.0014335 | 0.0031422 | 0 | 0.0031422 | 0 | 7.4301e-06 | 1.486e-05 | 0 | 1.486e-05 | [12 empty] | 7.3.3.17.5 (Remote Grid) Updates to grid topology to minimize risk of ignition in HFTDs Remote GridWLDFREquipment / facility failureAggregated | WLDFR | HFTD - Distribution - Tier 2 - 2QU CoRE ¦ 4QU LoRE | Red Flag Warning - Large Fires | Equipment / facility failure | Aggregated | 2030 | 2.0828e-05 | 1078.9824 | 0.022473 | 2030 | Mitigation | 0.95 | 45 | 0 | esc | 0.00097009 | 2.0205e-08 | 0.00097009 | 2.0205e-08
[79 empty] | WLDFR | HFTD - Distribution - Tier 3 - 2QU CoRE ¦ 5QU LoRE | Non-Red Flag Warning - Catastrophic Fires | 2031 | 1.2082e-09 | 1.2082e-09 | 15317.9909 | 247.273 | 9287.6491 | 5783.0689 | 0 | 0 | 1.601e-06 | 1.8508e-05 | 0 | 1.8508e-05 | 1.8508e-05 | 0 | 1.8508e-05 | 0 | 0.0014335 | 0.0031422 | 0 | 0.0031422 | 0 | 7.4301e-06 | 1.486e-05 | 0 | 1.486e-05 | [12 empty] | 7.3.3.17.5 (Remote Grid) Updates to grid topology to minimize risk of ignition in HFTDs Remote GridWLDFREquipment / facility failureAggregated | WLDFR | HFTD - Distribution - Tier 2 - 2QU CoRE ¦ 4QU LoRE | Red Flag Warning - Large Fires | Equipment / facility failure | Aggregated | 2031 | 2.0828e-05 | 1078.9824 | 0.022473 | 2031 | Mitigation | 0.95 | 45 | 0 | esc | 0.00097009 | 2.0205e-08 | 0.00097009 | 2.0205e-08
[79 empty] | WLDFR | HFTD - Distribution - Tier 3 - 2QU CoRE ¦ 5QU LoRE | Non-Red Flag Warning - Catastrophic Fires | 2032 | 1.2082e-09 | 1.2082e-09 | 15317.9909 | 247.273 | 9287.6491 | 5783.0689 | 0 | 0 | 1.601e-06 | 1.8508e-05 | 0 | 1.8508e-05 | 1.8508e-05 | 0 | 1.8508e-05 | 0 | 0.0015044 | 0.0032977 | 0 | 0.0032977 | 0 | 7.4301e-06 | 1.486e-05 | 0 | 1.486e-05 | [12 empty] | 7.3.3.17.5 (Remote Grid) Updates to grid topology to minimize risk of ignition in HFTDs Remote GridWLDFREquipment / facility failureAggregated | WLDFR | HFTD - Distribution - Tier 2 - 2QU CoRE ¦ 4QU LoRE | Red Flag Warning - Large Fires | Equipment / facility failure | Aggregated | 2032 | 2.0828e-05 | 1078.9824 | 0.022473 | 2032 | Mitigation | 0.95 | 45 | 0 | esc | 0.00097009 | 2.0205e-08 | 0.00097009 | 2.0205e-08
[79 empty] | WLDFR | HFTD - Distribution - Tier 3 - 2QU CoRE ¦ 5QU LoRE | Non-Red Flag Warning - Catastrophic Fires | 2033 | 1.2082e-09 | 1.2082e-09 | 16044.1264 | 263.1074 | 9721.74 | 6059.2791 | 0 | 0 | 1.601e-06 | 1.9385e-05 | 0 | 1.9385e-05 | 1.9385e-05 | 0 | 1.9385e-05 | 0 | 0.0015044 | 0.0032977 | 0 | 0.0032977 | 0 | 7.4301e-06 | 1.486e-05 | 0 | 1.486e-05 | [12 empty] | 7.3.3.17.5 (Remote Grid) Updates to grid topology to minimize risk of ignition in HFTDs Remote GridWLDFREquipment / facility failureAggregated | WLDFR | HFTD - Distribution - Tier 2 - 2QU CoRE ¦ 4QU LoRE | Red Flag Warning - Large Fires | Equipment / facility failure | Aggregated | 2033 | 2.0828e-05 | 1078.9824 | 0.022473 | 2033 | Mitigation | 0.95 | 45 | 0 | esc | 0.00097009 | 2.0205e-08 | 0.00097009 | 2.0205e-08
[79 empty] | WLDFR | HFTD - Distribution - Tier 3 - 2QU CoRE ¦ 5QU LoRE | Non-Red Flag Warning - Catastrophic Fires | 2034 | 1.2082e-09 | 1.2082e-09 | 16044.1264 | 263.1074 | 9721.74 | 6059.2791 | 0 | 0 | 1.601e-06 | 1.9385e-05 | 0 | 1.9385e-05 | 1.9385e-05 | 0 | 1.9385e-05 | 0 | 0.0015044 | 0.0032977 | 0 | 0.0032977 | 0 | 7.4301e-06 | 1.486e-05 | 0 | 1.486e-05 | [12 empty] | 7.3.3.17.5 (Remote Grid) Updates to grid topology to minimize risk of ignition in HFTDs Remote GridWLDFREquipment / facility failureAggregated | WLDFR | HFTD - Distribution - Tier 2 - 2QU CoRE ¦ 4QU LoRE | Red Flag Warning - Large Fires | Equipment / facility failure | Aggregated | 2034 | 2.0828e-05 | 1078.9824 | 0.022473 | 2034 | Mitigation | 0.95 | 45 | 0 | esc | 0.00097009 | 2.0205e-08 | 0.00097009 | 2.0205e-08
[79 empty] | WLDFR | HFTD - Distribution - Tier 3 - 2QU CoRE ¦ 5QU LoRE | Non-Red Flag Warning - Catastrophic Fires | 2035 | 1.2082e-09 | 1.2082e-09 | 16044.1264 | 263.1074 | 9721.74 | 6059.2791 | 0 | 0 | 1.601e-06 | 1.9385e-05 | 0 | 1.9385e-05 | 1.9385e-05 | 0 | 1.9385e-05 | 0 | 0.0015044 | 0.0032977 | 0 | 0.0032977 | 0 | 7.7686e-06 | 1.5537e-05 | 0 | 1.5537e-05 | [12 empty] | 7.3.3.17.5 (Remote Grid) Updates to grid topology to minimize risk of ignition in HFTDs Remote GridWLDFREquipment / facility failureAggregated | WLDFR | HFTD - Distribution - Tier 2 - 2QU CoRE ¦ 4QU LoRE | Red Flag Warning - Large Fires | Equipment / facility failure | Aggregated | 2035 | 2.0828e-05 | 1078.9824 | 0.022473 | 2035 | Mitigation | 0.95 | 45 | 0 | esc | 0.00097009 | 2.0205e-08 | 0.00097009 | 2.0205e-08
[79 empty] | WLDFR | HFTD - Distribution - Tier 3 - 2QU CoRE ¦ 5QU LoRE | Non-Red Flag Warning - Catastrophic Fires | 2036 | 1.2082e-09 | 1.2082e-09 | 16044.1264 | 263.1074 | 9721.74 | 6059.2791 | 0 | 0 | 1.601e-06 | 1.9385e-05 | 0 | 1.9385e-05 | 1.9385e-05 | 0 | 1.9385e-05 | 0 | 0.0015044 | 0.0032977 | 0 | 0.0032977 | 0 | 7.7686e-06 | 1.5537e-05 | 0 | 1.5537e-05 | [12 empty] | 7.3.3.17.5 (Remote Grid) Updates to grid topology to minimize risk of ignition in HFTDs Remote GridWLDFREquipment / facility failureAggregated | WLDFR | HFTD - Distribution - Tier 2 - 2QU CoRE ¦ 4QU LoRE | Red Flag Warning - Large Fires | Equipment / facility failure | Aggregated | 2036 | 2.0828e-05 | 1078.9824 | 0.022473 | 2036 | Mitigation | 0.95 | 45 | 0 | esc | 0.00097009 | 2.0205e-08 | 0.00097009 | 2.0205e-08
[79 empty] | WLDFR | HFTD - Distribution - Tier 3 - 2QU CoRE ¦ 5QU LoRE | Non-Red Flag Warning - Catastrophic Fires | 2037 | 1.2082e-09 | 1.2082e-09 | 16044.1264 | 263.1074 | 9721.74 | 6059.2791 | 0 | 0 | 1.601e-06 | 1.9385e-05 | 0 | 1.9385e-05 | 1.9385e-05 | 0 | 1.9385e-05 | 0 | 0.0015777 | 0.0034583 | 0 | 0.0034583 | 0 | 7.7686e-06 | 1.5537e-05 | 0 | 1.5537e-05 | [12 empty] | 7.3.3.17.5 (Remote Grid) Updates to grid topology to minimize risk of ignition in HFTDs Remote GridWLDFREquipment / facility failureAggregated | WLDFR | HFTD - Distribution - Tier 2 - 2QU CoRE ¦ 4QU LoRE | Red Flag Warning - Large Fires | Equipment / facility failure | Aggregated | 2037 | 2.0828e-05 | 1078.9824 | 0.022473 | 2037 | Mitigation | 0.95 | 45 | 0 | esc | 0.00097009 | 2.0205e-08 | 0.00097009 | 2.0205e-08
[79 empty] | WLDFR | HFTD - Distribution - Tier 3 - 2QU CoRE ¦ 5QU LoRE | Non-Red Flag Warning - Catastrophic Fires | 2038 | 1.2082e-09 | 1.2082e-09 | 16832.3912 | 280.5544 | 10192.2718 | 6359.5651 | 0 | 0 | 1.601e-06 | 2.0337e-05 | 0 | 2.0337e-05 | 2.0337e-05 | 0 | 2.0337e-05 | 0 | 0.0015777 | 0.0034583 | 0 | 0.0034583 | 0 | 7.7686e-06 | 1.5537e-05 | 0 | 1.5537e-05 | [12 empty] | 7.3.3.17.5 (Remote Grid) Updates to grid topology to minimize risk of ignition in HFTDs Remote GridWLDFREquipment / facility failureAggregated | WLDFR | HFTD - Distribution - Tier 2 - 2QU CoRE ¦ 4QU LoRE | Red Flag Warning - Large Fires | Equipment / facility failure | Aggregated | 2038 | 2.0828e-05 | 1078.9824 | 0.022473 | 2038 | Mitigation | 0.95 | 45 | 0 | esc | 0.00097009 | 2.0205e-08 | 0.00097009 | 2.0205e-08
[79 empty] | WLDFR | HFTD - Distribution - Tier 3 - 2QU CoRE ¦ 5QU LoRE | Non-Red Flag Warning - Catastrophic Fires | 2039 | 1.2082e-09 | 1.2082e-09 | 16832.3912 | 280.5544 | 10192.2718 | 6359.5651 | 0 | 0 | 1.601e-06 | 2.0337e-05 | 0 | 2.0337e-05 | 2.0337e-05 | 0 | 2.0337e-05 | 0 | 0.0015777 | 0.0034583 | 0 | 0.0034583 | 0 | 7.7686e-06 | 1.5537e-05 | 0 | 1.5537e-05 | [12 empty] | 7.3.3.17.5 (Remote Grid) Updates to grid topology to minimize risk of ignition in HFTDs Remote GridWLDFREquipment / facility failureAggregated | WLDFR | HFTD - Distribution - Tier 2 - 2QU CoRE ¦ 4QU LoRE | Red Flag Warning - Large Fires | Equipment / facility failure | Aggregated | 2039 | 2.0828e-05 | 1078.9824 | 0.022473 | 2039 | Mitigation | 0.95 | 45 | 0 | esc | 0.00097009 | 2.0205e-08 | 0.00097009 | 2.0205e-08
[79 empty] | WLDFR | HFTD - Distribution - Tier 3 - 2QU CoRE ¦ 5QU LoRE | Non-Red Flag Warning - Catastrophic Fires | 2040 | 1.2082e-09 | 1.2082e-09 | 16832.3912 | 280.5544 | 10192.2718 | 6359.5651 | 0 | 0 | 1.601e-06 | 2.0337e-05 | 0 | 2.0337e-05 | 2.0337e-05 | 0 | 2.0337e-05 | 0 | 0.0015777 | 0.0034583 | 0 | 0.0034583 | 0 | 8.135e-06 | 1.627e-05 | 0 | 1.627e-05 | [12 empty] | 7.3.3.17.5 (Remote Grid) Updates to grid topology to minimize risk of ignition in HFTDs Remote GridWLDFREquipment / facility failureAggregated | WLDFR | HFTD - Distribution - Tier 2 - 2QU CoRE ¦ 4QU LoRE | Red Flag Warning - Large Fires | Equipment / facility failure | Aggregated | 2040 | 2.0828e-05 | 1078.9824 | 0.022473 | 2040 | Mitigation | 0.95 | 45 | 0 | esc | 0.00097009 | 2.0205e-08 | 0.00097009 | 2.0205e-08
[79 empty] | WLDFR | HFTD - Distribution - Tier 3 - 2QU CoRE ¦ 5QU LoRE | Non-Red Flag Warning - Catastrophic Fires | 2041 | 1.2082e-09 | 1.2082e-09 | 16832.3912 | 280.5544 | 10192.2718 | 6359.5651 | 0 | 0 | 1.601e-06 | 2.0337e-05 | 0 | 2.0337e-05 | 2.0337e-05 | 0 | 2.0337e-05 | 0 | 0.0015777 | 0.0034583 | 0 | 0.0034583 | 0 | 8.135e-06 | 1.627e-05 | 0 | 1.627e-05 | [12 empty] | 7.3.3.17.5 (Remote Grid) Updates to grid topology to minimize risk of ignition in HFTDs Remote GridWLDFREquipment / facility failureAggregated | WLDFR | HFTD - Distribution - Tier 2 - 2QU CoRE ¦ 4QU LoRE | Red Flag Warning - Large Fires | Equipment / facility failure | Aggregated | 2041 | 2.0828e-05 | 1078.9824 | 0.022473 | 2041 | Mitigation | 0.95 | 45 | 0 | esc | 0.00097009 | 2.0205e-08 | 0.00097009 | 2.0205e-08
[79 empty] | WLDFR | HFTD - Distribution - Tier 3 - 2QU CoRE ¦ 5QU LoRE | Non-Red Flag Warning - Catastrophic Fires | 2042 | 1.2082e-09 | 1.2082e-09 | 16832.3912 | 280.5544 | 10192.2718 | 6359.5651 | 0 | 0 | 1.601e-06 | 2.0337e-05 | 0 | 2.0337e-05 | 2.0337e-05 | 0 | 2.0337e-05 | 0 | 0.0016523 | 0.0036219 | 0 | 0.0036219 | 0 | 8.135e-06 | 1.627e-05 | 0 | 1.627e-05 | [12 empty] | 7.3.3.17.5 (Remote Grid) Updates to grid topology to minimize risk of ignition in HFTDs Remote GridWLDFREquipment / facility failureAggregated | WLDFR | HFTD - Distribution - Tier 2 - 2QU CoRE ¦ 4QU LoRE | Red Flag Warning - Large Fires | Equipment / facility failure | Aggregated | 2042 | 2.0828e-05 | 1078.9824 | 0.022473 | 2042 | Mitigation | 0.95 | 45 | 0 | esc | 0.00097009 | 2.0205e-08 | 0.00097009 | 2.0205e-08
[79 empty] | WLDFR | HFTD - Distribution - Tier 3 - 2QU CoRE ¦ 5QU LoRE | Non-Red Flag Warning - Catastrophic Fires | 2043 | 1.2082e-09 | 1.2082e-09 | 17672.0852 | 299.42 | 10692.7362 | 6679.929 | 0 | 0 | 1.601e-06 | 2.1352e-05 | 0 | 2.1352e-05 | 2.1352e-05 | 0 | 2.1352e-05 | 0 | 0.0016523 | 0.0036219 | 0 | 0.0036219 | 0 | 8.135e-06 | 1.627e-05 | 0 | 1.627e-05 | [12 empty] | 7.3.3.17.5 (Remote Grid) Updates to grid topology to minimize risk of ignition in HFTDs Remote GridWLDFREquipment / facility failureAggregated | WLDFR | HFTD - Distribution - Tier 2 - 2QU CoRE ¦ 4QU LoRE | Red Flag Warning - Large Fires | Equipment / facility failure | Aggregated | 2043 | 2.0828e-05 | 1078.9824 | 0.022473 | 2043 | Mitigation | 0.95 | 45 | 0 | esc | 0.00097009 | 2.0205e-08 | 0.00097009 | 2.0205e-08
[79 empty] | WLDFR | HFTD - Distribution - Tier 3 - 2QU CoRE ¦ 5QU LoRE | Non-Red Flag Warning - Catastrophic Fires | 2044 | 1.2082e-09 | 1.2082e-09 | 17672.0852 | 299.42 | 10692.7362 | 6679.929 | 0 | 0 | 1.601e-06 | 2.1352e-05 | 0 | 2.1352e-05 | 2.1352e-05 | 0 | 2.1352e-05 | 0 | 0.0016523 | 0.0036219 | 0 | 0.0036219 | 0 | 8.135e-06 | 1.627e-05 | 0 | 1.627e-05 | [12 empty] | 7.3.3.17.5 (Remote Grid) Updates to grid topology to minimize risk of ignition in HFTDs Remote GridWLDFREquipment / facility failureAggregated | WLDFR | HFTD - Distribution - Tier 2 - 2QU CoRE ¦ 4QU LoRE | Red Flag Warning - Large Fires | Equipment / facility failure | Aggregated | 2044 | 2.0828e-05 | 1078.9824 | 0.022473 | 2044 | Mitigation | 0.95 | 45 | 0 | esc | 0.00097009 | 2.0205e-08 | 0.00097009 | 2.0205e-08
[79 empty] | WLDFR | HFTD - Distribution - Tier 3 - 2QU CoRE ¦ 5QU LoRE | Non-Red Flag Warning - Catastrophic Fires | 2045 | 1.2082e-09 | 1.2082e-09 | 17672.0852 | 299.42 | 10692.7362 | 6679.929 | 0 | 0 | 1.601e-06 | 2.1352e-05 | 0 | 2.1352e-05 | 2.1352e-05 | 0 | 2.1352e-05 | 0 | 0.0016523 | 0.0036219 | 0 | 0.0036219 | 0 | 8.5257e-06 | 1.7051e-05 | 0 | 1.7051e-05 | [12 empty] | 7.3.3.17.5 (Remote Grid) Updates to grid topology to minimize risk of ignition in HFTDs Remote GridWLDFREquipment / facility failureAggregated | WLDFR | HFTD - Distribution - Tier 2 - 2QU CoRE ¦ 4QU LoRE | Red Flag Warning - Large Fires | Equipment / facility failure | Aggregated | 2045 | 2.0828e-05 | 1078.9824 | 0.022473 | 2045 | Mitigation | 0.95 | 45 | 0 | esc | 0.00097009 | 2.0205e-08 | 0.00097009 | 2.0205e-08
[79 empty] | WLDFR | HFTD - Distribution - Tier 3 - 2QU CoRE ¦ 5QU LoRE | Non-Red Flag Warning - Catastrophic Fires | 2046 | 1.2082e-09 | 1.2082e-09 | 17672.0852 | 299.42 | 10692.7362 | 6679.929 | 0 | 0 | 1.601e-06 | 2.1352e-05 | 0 | 2.1352e-05 | 2.1352e-05 | 0 | 2.1352e-05 | 0 | 0.0016523 | 0.0036219 | 0 | 0.0036219 | 0 | 8.5257e-06 | 1.7051e-05 | 0 | 1.7051e-05 | [12 empty] | 7.3.3.17.5 (Remote Grid) Updates to grid topology to minimize risk of ignition in HFTDs Remote GridWLDFREquipment / facility failureAggregated | WLDFR | HFTD - Distribution - Tier 2 - 2QU CoRE ¦ 4QU LoRE | Red Flag Warning - Large Fires | Equipment / facility failure | Aggregated | 2046 | 2.0828e-05 | 1078.9824 | 0.022473 | 2046 | Mitigation | 0.95 | 45 | 0 | esc | 0.00097009 | 2.0205e-08 | 0.00097009 | 2.0205e-08
[79 empty] | WLDFR | HFTD - Distribution - Tier 3 - 2QU CoRE ¦ 5QU LoRE | Non-Red Flag Warning - Catastrophic Fires | 2047 | 1.2082e-09 | 1.2082e-09 | 17672.0852 | 299.42 | 10692.7362 | 6679.929 | 0 | 0 | 1.601e-06 | 2.1352e-05 | 0 | 2.1352e-05 | 2.1352e-05 | 0 | 2.1352e-05 | 0 | 0.0017275 | 0.0037867 | 0 | 0.0037867 | 0 | 8.5257e-06 | 1.7051e-05 | 0 | 1.7051e-05 | [12 empty] | 7.3.3.17.5 (Remote Grid) Updates to grid topology to minimize risk of ignition in HFTDs Remote GridWLDFREquipment / facility failureAggregated | WLDFR | HFTD - Distribution - Tier 2 - 2QU CoRE ¦ 4QU LoRE | Red Flag Warning - Large Fires | Equipment / facility failure | Aggregated | 2047 | 2.0828e-05 | 1078.9824 | 0.022473 | 2047 | Mitigation | 0.95 | 45 | 0 | esc | 0.00097009 | 2.0205e-08 | 0.00097009 | 2.0205e-08
[79 empty] | WLDFR | HFTD - Distribution - Tier 3 - 2QU CoRE ¦ 5QU LoRE | Non-Red Flag Warning - Catastrophic Fires | 2048 | 1.2082e-09 | 1.2082e-09 | 18552.3348 | 319.4911 | 11216.5626 | 7016.281 | 0 | 0 | 1.601e-06 | 2.2415e-05 | 0 | 2.2415e-05 | 2.2415e-05 | 0 | 2.2415e-05 | 0 | 0.0017275 | 0.0037867 | 0 | 0.0037867 | 0 | 8.5257e-06 | 1.7051e-05 | 0 | 1.7051e-05 | [12 empty] | 7.3.3.17.5 (Remote Grid) Updates to grid topology to minimize risk of ignition in HFTDs Remote GridWLDFREquipment / facility failureAggregated | WLDFR | HFTD - Distribution - Tier 2 - 2QU CoRE ¦ 4QU LoRE | Red Flag Warning - Large Fires | Equipment / facility failure | Aggregated | 2048 | 2.0828e-05 | 1078.9824 | 0.022473 | 2048 | Mitigation | 0.95 | 45 | 0 | esc | 0.00097009 | 2.0205e-08 | 0.00097009 | 2.0205e-08
[79 empty] | WLDFR | HFTD - Distribution - Tier 3 - 2QU CoRE ¦ 5QU LoRE | Non-Red Flag Warning - Catastrophic Fires | 2049 | 1.2082e-09 | 1.2082e-09 | 18552.3348 | 319.4911 | 11216.5626 | 7016.281 | 0 | 0 | 1.601e-06 | 2.2415e-05 | 0 | 2.2415e-05 | 2.2415e-05 | 0 | 2.2415e-05 | 0 | 0.0017275 | 0.0037867 | 0 | 0.0037867 | 0 | 0 | 1.7051e-05 | 0 | 1.7051e-05 | [12 empty] | 7.3.3.17.5 (Remote Grid) Updates to grid topology to minimize risk of ignition in HFTDs Remote GridWLDFREquipment / facility failureAggregated | WLDFR | HFTD - Distribution - Tier 2 - 2QU CoRE ¦ 4QU LoRE | Red Flag Warning - Large Fires | Equipment / facility failure | Aggregated | 2049 | 2.0828e-05 | 1078.9824 | 0.022473 | 2049 | Mitigation | 0.95 | 45 | 0 | esc | 0.00097009 | 2.0205e-08 | 0.00097009 | 2.0205e-08
[79 empty] | WLDFR | HFTD - Distribution - Tier 3 - 2QU CoRE ¦ 5QU LoRE | Non-Red Flag Warning - Catastrophic Fires | 2050 | 1.2082e-09 | 1.2082e-09 | 18552.3348 | 319.4911 | 11216.5626 | 7016.281 | 0 | 0 | 1.601e-06 | 2.2415e-05 | 0 | 2.2415e-05 | 2.2415e-05 | 0 | 2.2415e-05 | 0 | 0.0017275 | 0.0037867 | 0 | 0.0037867 | 0 | 0 | 0 | 0 | 0 | [12 empty] | 7.3.3.17.5 (Remote Grid) Updates to grid topology to minimize risk of ignition in HFTDs Remote GridWLDFREquipment / facility failureAggregated | WLDFR | HFTD - Distribution - Tier 2 - 2QU CoRE ¦ 4QU LoRE | Red Flag Warning - Large Fires | Equipment / facility failure | Aggregated | 2050 | 2.0828e-05 | 1078.9824 | 0.022473 | 2050 | Mitigation | 0.95 | 45 | 0 | esc | 0.00097009 | 2.0205e-08 | 0.00097009 | 2.0205e-08
[79 empty] | WLDFR | HFTD - Distribution - Tier 3 - 2QU CoRE ¦ 5QU LoRE | Non-Red Flag Warning - Catastrophic Fires | 2051 | 1.2082e-09 | 1.2082e-09 | 18552.3348 | 319.4911 | 11216.5626 | 7016.281 | 0 | 0 | 1.601e-06 | 2.2415e-05 | 0 | 2.2415e-05 | 2.2415e-05 | 0 | 2.2415e-05 | 0 | 0.0017275 | 0.0037867 | 0 | 0.0037867 | 0 | 0 | 0 | 0 | 0 | [12 empty] | 7.3.3.17.5 (Remote Grid) Updates to grid topology to minimize risk of ignition in HFTDs Remote GridWLDFREquipment / facility failureAggregated | WLDFR | HFTD - Distribution - Tier 2 - 2QU CoRE ¦ 4QU LoRE | Red Flag Warning - Large Fires | Equipment / facility failure | Aggregated | 2051 | 2.0828e-05 | 1078.9824 | 0.022473 | 2051 | Mitigation | 0.95 | 45 | 0 | esc | 0.00097009 | 2.0205e-08 | 0.00097009 | 2.0205e-08
[79 empty] | WLDFR | HFTD - Distribution - Tier 3 - 2QU CoRE ¦ 5QU LoRE | Non-Red Flag Warning - Catastrophic Fires | 2052 | 1.2082e-09 | 1.2082e-09 | 18552.3348 | 319.4911 | 11216.5626 | 7016.281 | 0 | 0 | 1.601e-06 | 2.2415e-05 | 0 | 2.2415e-05 | 2.2415e-05 | 0 | 2.2415e-05 | 0 | 0.0018023 | 0.0039506 | 0 | 0.0039506 | 0 | 0.00020887 | 0 | 0 | 0 | [12 empty] | 7.3.3.17.5 (Remote Grid) Updates to grid topology to minimize risk of ignition in HFTDs Remote GridWLDFREquipment / facility failureAggregated | WLDFR | HFTD - Distribution - Tier 2 - 2QU CoRE ¦ 4QU LoRE | Red Flag Warning - Large Fires | Equipment / facility failure | Aggregated | 2052 | 2.0828e-05 | 1078.9824 | 0.022473 | 2052 | Mitigation | 0.95 | 45 | 0 | esc | 0.00097009 | 2.0205e-08 | 0.00097009 | 2.0205e-08
[79 empty] | WLDFR | HFTD - Distribution - Tier 3 - 2QU CoRE ¦ 5QU LoRE | Non-Red Flag Warning - Catastrophic Fires | 2053 | 1.2082e-09 | 1.2082e-09 | 19462.1283 | 340.5356 | 11757.1413 | 7364.4514 | 0 | 0 | 1.601e-06 | 2.3515e-05 | 0 | 2.3515e-05 | 2.3515e-05 | 0 | 2.3515e-05 | 0 | 0.0018023 | 0.0039506 | 0 | 0.0039506 | 0 | 0.00021653 | 0.00043306 | 0 | 0.00043306 | [12 empty] | 7.3.3.17.5 (Remote Grid) Updates to grid topology to minimize risk of ignition in HFTDs Remote GridWLDFREquipment / facility failureAggregated | WLDFR | HFTD - Distribution - Tier 2 - 2QU CoRE ¦ 4QU LoRE | Red Flag Warning - Large Fires | Equipment / facility failure | Aggregated | 2053 | 2.0828e-05 | 1078.9824 | 0.022473 | 2053 | Mitigation | 0.95 | 45 | 0 | esc | 0.00097009 | 2.0205e-08 | 0.00097009 | 2.0205e-08
[79 empty] | WLDFR | HFTD - Distribution - Tier 3 - 2QU CoRE ¦ 5QU LoRE | Non-Red Flag Warning - Catastrophic Fires | 2054 | 1.2082e-09 | 1.2082e-09 | 19462.1283 | 340.5356 | 11757.1413 | 7364.4514 | 0 | 0 | 1.601e-06 | 2.3515e-05 | 0 | 2.3515e-05 | 2.3515e-05 | 0 | 2.3515e-05 | 0 | 0.0018023 | 0.0039506 | 0 | 0.0039506 | 0 | 0.00021653 | 0.00043306 | 0 | 0.00043306 | [12 empty] | 7.3.3.17.5 (Remote Grid) Updates to grid topology to minimize risk of ignition in HFTDs Remote GridWLDFREquipment / facility failureAggregated | WLDFR | HFTD - Distribution - Tier 2 - 2QU CoRE ¦ 4QU LoRE | Red Flag Warning - Large Fires | Equipment / facility failure | Aggregated | 2054 | 2.0828e-05 | 1078.9824 | 0.022473 | 2054 | Mitigation | 0.95 | 45 | 0 | esc | 0.00097009 | 2.0205e-08 | 0.00097009 | 2.0205e-08
[79 empty] | WLDFR | HFTD - Distribution - Tier 3 - 2QU CoRE ¦ 5QU LoRE | Non-Red Flag Warning - Catastrophic Fires | 2055 | 1.2082e-09 | 1.2082e-09 | 19462.1283 | 340.5356 | 11757.1413 | 7364.4514 | 0 | 0 | 1.601e-06 | 2.3515e-05 | 0 | 2.3515e-05 | 2.3515e-05 | 0 | 2.3515e-05 | 0 | 0 | 0.0039506 | 0 | 0.0039506 | 0 | 0.00021653 | 0.00043306 | 0 | 0.00043306 | [12 empty] | 7.3.3.17.5 (Remote Grid) Updates to grid topology to minimize risk of ignition in HFTDs Remote GridWLDFREquipment / facility failureAggregated | WLDFR | HFTD - Distribution - Tier 2 - 2QU CoRE ¦ 4QU LoRE | Red Flag Warning - Large Fires | Equipment / facility failure | Aggregated | 2055 | 2.0828e-05 | 1078.9824 | 0.022473 | 2055 | Mitigation | 0.95 | 45 | 0 | esc | 0.00097009 | 2.0205e-08 | 0.00097009 | 2.0205e-08
[79 empty] | WLDFR | HFTD - Distribution - Tier 3 - 2QU CoRE ¦ 5QU LoRE | Non-Red Flag Warning - Catastrophic Fires | 2056 | 1.2082e-09 | 1.2082e-09 | 19462.1283 | 340.5356 | 11757.1413 | 7364.4514 | 0 | 0 | 1.601e-06 | 2.3515e-05 | 0 | 2.3515e-05 | 2.3515e-05 | 0 | 2.3515e-05 | 0 | 0 | 0 | 0 | 0 | 0 | 0.00021653 | 0.00043306 | 0 | 0.00043306 | [12 empty] | 7.3.3.17.5 (Remote Grid) Updates to grid topology to minimize risk of ignition in HFTDs Remote GridWLDFREquipment / facility failureAggregated | WLDFR | HFTD - Distribution - Tier 2 - 2QU CoRE ¦ 4QU LoRE | Red Flag Warning - Large Fires | Equipment / facility failure | Aggregated | 2056 | 2.0828e-05 | 1078.9824 | 0.022473 | 2056 | Mitigation | 0.95 | 45 | 0 | esc | 0.00097009 | 2.0205e-08 | 0.00097009 | 2.0205e-08
[79 empty] | WLDFR | HFTD - Distribution - Tier 3 - 2QU CoRE ¦ 5QU LoRE | Non-Red Flag Warning - Catastrophic Fires | 2057 | 1.2082e-09 | 1.2082e-09 | 19462.1283 | 340.5356 | 11757.1413 | 7364.4514 | 0 | 0 | 1.601e-06 | 2.3515e-05 | 0 | 2.3515e-05 | 2.3515e-05 | 0 | 2.3515e-05 | 0 | 3.3999e-06 | 0 | 0 | 0 | 0 | 0.00021653 | 0.00043306 | 0 | 0.00043306 | [12 empty] | 7.3.3.17.5 (Remote Grid) Updates to grid topology to minimize risk of ignition in HFTDs Remote GridWLDFREquipment / facility failureAggregated | WLDFR | HFTD - Distribution - Tier 2 - 2QU CoRE ¦ 4QU LoRE | Red Flag Warning - Large Fires | Equipment / facility failure | Aggregated | 2057 | 2.0828e-05 | 1078.9824 | 0.022473 | 2057 | Mitigation | 0.95 | 45 | 0 | esc | 0.00097009 | 2.0205e-08 | 0.00097009 | 2.0205e-08
[79 empty] | WLDFR | HFTD - Distribution - Tier 3 - 2QU CoRE ¦ 5QU LoRE | Non-Red Flag Warning - Catastrophic Fires | 2058 | 1.2082e-09 | 1.2082e-09 | 20390.4035 | 362.3049 | 12307.8747 | 7720.2238 | 0 | 0 | 1.601e-06 | 2.4636e-05 | 0 | 2.4636e-05 | 2.4636e-05 | 0 | 2.4636e-05 | 0 | 3.552e-06 | 7.7861e-06 | 0 | 7.7861e-06 | 0 | 0.00022618 | 0.00045235 | 0 | 0.00045235 | [12 empty] | 7.3.3.17.5 (Remote Grid) Updates to grid topology to minimize risk of ignition in HFTDs Remote GridWLDFREquipment / facility failureAggregated | WLDFR | HFTD - Distribution - Tier 2 - 2QU CoRE ¦ 4QU LoRE | Red Flag Warning - Large Fires | Equipment / facility failure | Aggregated | 2058 | 2.0828e-05 | 1078.9824 | 0.022473 | 2058 | Mitigation | 0.95 | 45 | 0 | esc | 0.00097009 | 2.0205e-08 | 0.00097009 | 2.0205e-08
[79 empty] | WLDFR | HFTD - Distribution - Tier 3 - 2QU CoRE ¦ 5QU LoRE | Non-Red Flag Warning - Catastrophic Fires | 2059 | 1.2082e-09 | 1.2082e-09 | 20390.4035 | 362.3049 | 12307.8747 | 7720.2238 | 0 | 0 | 1.601e-06 | 2.4636e-05 | 0 | 2.4636e-05 | 2.4636e-05 | 0 | 2.4636e-05 | 0 | 3.552e-06 | 7.7861e-06 | 0 | 7.7861e-06 | 0 | 0.00022618 | 0.00045235 | 0 | 0.00045235 | [12 empty] | 7.3.3.17.5 (Remote Grid) Updates to grid topology to minimize risk of ignition in HFTDs Remote GridWLDFREquipment / facility failureAggregated | WLDFR | HFTD - Distribution - Tier 2 - 2QU CoRE ¦ 4QU LoRE | Red Flag Warning - Large Fires | Equipment / facility failure | Aggregated | 2059 | 2.0828e-05 | 1078.9824 | 0.022473 | 2059 | Mitigation | 0.95 | 45 | 0 | esc | 0.00097009 | 2.0205e-08 | 0.00097009 | 2.0205e-08
[79 empty] | WLDFR | HFTD - Distribution - Tier 3 - 2QU CoRE ¦ 5QU LoRE | Non-Red Flag Warning - Catastrophic Fires | 2060 | 1.2082e-09 | 1.2082e-09 | 20390.4035 | 362.3049 | 12307.8747 | 7720.2238 | 0 | 0 | 1.601e-06 | 2.4636e-05 | 0 | 2.4636e-05 | 2.4636e-05 | 0 | 2.4636e-05 | 0 | 3.552e-06 | 7.7861e-06 | 0 | 7.7861e-06 | 0 | 0.00022618 | 0.00045235 | 0 | 0.00045235 | [12 empty] | 7.3.3.17.5 (Remote Grid) Updates to grid topology to minimize risk of ignition in HFTDs Remote GridWLDFREquipment / facility failureAggregated | WLDFR | HFTD - Distribution - Tier 2 - 2QU CoRE ¦ 4QU LoRE | Red Flag Warning - Large Fires | Equipment / facility failure | Aggregated | 2060 | 2.0828e-05 | 1078.9824 | 0.022473 | 2060 | Mitigation | 0.95 | 45 | 0 | esc | 0.00097009 | 2.0205e-08 | 0.00097009 | 2.0205e-08
[79 empty] | WLDFR | HFTD - Distribution - Tier 3 - 2QU CoRE ¦ 5QU LoRE | Non-Red Flag Warning - Catastrophic Fires | 2061 | 1.2082e-09 | 1.2082e-09 | 20390.4035 | 362.3049 | 12307.8747 | 7720.2238 | 0 | 0 | 1.601e-06 | 2.4636e-05 | 0 | 2.4636e-05 | 2.4636e-05 | 0 | 2.4636e-05 | 0 | 3.552e-06 | 7.7861e-06 | 0 | 7.7861e-06 | 0 | 0.00022618 | 0.00045235 | 0 | 0.00045235 | [12 empty] | 7.3.3.17.5 (Remote Grid) Updates to grid topology to minimize risk of ignition in HFTDs Remote GridWLDFREquipment / facility failureAggregated | WLDFR | HFTD - Distribution - Tier 2 - 2QU CoRE ¦ 4QU LoRE | Red Flag Warning - Large Fires | Equipment / facility failure | Aggregated | 2061 | 2.0828e-05 | 1078.9824 | 0.022473 | 2061 | Mitigation | 0.95 | 45 | 0 | esc | 0.00097009 | 2.0205e-08 | 0.00097009 | 2.0205e-08
[79 empty] | WLDFR | HFTD - Distribution - Tier 3 - 2QU CoRE ¦ 5QU LoRE | Non-Red Flag Warning - Catastrophic Fires | 2062 | 1.2082e-09 | 1.2082e-09 | 20390.4035 | 362.3049 | 12307.8747 | 7720.2238 | 0 | 0 | 1.601e-06 | 2.4636e-05 | 0 | 2.4636e-05 | 2.4636e-05 | 0 | 2.4636e-05 | 0 | 3.552e-06 | 7.7861e-06 | 0 | 7.7861e-06 | 0 | 0.00022618 | 0.00045235 | 0 | 0.00045235 | [12 empty] | 7.3.3.17.5 (Remote Grid) Updates to grid topology to minimize risk of ignition in HFTDs Remote GridWLDFREquipment / facility failureAggregated | WLDFR | HFTD - Distribution - Tier 2 - 2QU CoRE ¦ 4QU LoRE | Red Flag Warning - Large Fires | Equipment / facility failure | Aggregated | 2062 | 2.0828e-05 | 1078.9824 | 0.022473 | 2062 | Mitigation | 0.95 | 45 | 0 | esc | 0.00097009 | 2.0205e-08 | 0.00097009 | 2.0205e-08
[79 empty] | WLDFR | HFTD - Distribution - Tier 3 - 2QU CoRE ¦ 5QU LoRE | Non-Red Flag Warning - Catastrophic Fires | 2063 | 1.2082e-09 | 1.2082e-09 | 21325.9188 | 384.5316 | 12862.0997 | 8079.2876 | 0 | 0 | 1.601e-06 | 2.5766e-05 | 0 | 2.5766e-05 | 2.5766e-05 | 0 | 2.5766e-05 | 0 | 3.7479e-06 | 8.2156e-06 | 0 | 8.2156e-06 | 0 | 0.0002369 | 0.0004738 | 0 | 0.0004738 | [12 empty] | 7.3.3.17.5 (Remote Grid) Updates to grid topology to minimize risk of ignition in HFTDs Remote GridWLDFREquipment / facility failureAggregated | WLDFR | HFTD - Distribution - Tier 2 - 2QU CoRE ¦ 4QU LoRE | Red Flag Warning - Large Fires | Equipment / facility failure | Aggregated | 2063 | 2.0828e-05 | 1078.9824 | 0.022473 | 2063 | Mitigation | 0.95 | 45 | 0 | esc | 0.00097009 | 2.0205e-08 | 0.00097009 | 2.0205e-08
[79 empty] | WLDFR | HFTD - Distribution - Tier 3 - 2QU CoRE ¦ 5QU LoRE | Non-Red Flag Warning - Catastrophic Fires | 2064 | 1.2082e-09 | 1.2082e-09 | 21325.9188 | 384.5316 | 12862.0997 | 8079.2876 | 0 | 0 | 1.601e-06 | 2.5766e-05 | 0 | 2.5766e-05 | 2.5766e-05 | 0 | 2.5766e-05 | 0 | 3.7479e-06 | 8.2156e-06 | 0 | 8.2156e-06 | 0 | 0.0002369 | 0.0004738 | 0 | 0.0004738 | [12 empty] | 7.3.3.17.5 (Remote Grid) Updates to grid topology to minimize risk of ignition in HFTDs Remote GridWLDFREquipment / facility failureAggregated | WLDFR | HFTD - Distribution - Tier 2 - 2QU CoRE ¦ 4QU LoRE | Red Flag Warning - Large Fires | Equipment / facility failure | Aggregated | 2064 | 2.0828e-05 | 1078.9824 | 0.022473 | 2064 | Mitigation | 0.95 | 45 | 0 | esc | 0.00097009 | 2.0205e-08 | 0.00097009 | 2.0205e-08
[79 empty] | WLDFR | HFTD - Distribution - Tier 3 - 2QU CoRE ¦ 5QU LoRE | Non-Red Flag Warning - Catastrophic Fires | 2065 | 1.2082e-09 | 1.2082e-09 | 21325.9188 | 384.5316 | 12862.0997 | 8079.2876 | 0 | 0 | 1.601e-06 | 2.5766e-05 | 0 | 2.5766e-05 | 2.5766e-05 | 0 | 2.5766e-05 | 0 | 3.7479e-06 | 8.2156e-06 | 0 | 8.2156e-06 | 0 | 0.0002369 | 0.0004738 | 0 | 0.0004738 | [12 empty] | 7.3.3.17.5 (Remote Grid) Updates to grid topology to minimize risk of ignition in HFTDs Remote GridWLDFREquipment / facility failureAggregated | WLDFR | HFTD - Distribution - Tier 2 - 2QU CoRE ¦ 4QU LoRE | Red Flag Warning - Large Fires | Equipment / facility failure | Aggregated | 2065 | 2.0828e-05 | 1078.9824 | 0.022473 | 2065 | Mitigation | 0.95 | 45 | 0 | esc | 0.00097009 | 2.0205e-08 | 0.00097009 | 2.0205e-08
[79 empty] | WLDFR | HFTD - Distribution - Tier 3 - 2QU CoRE ¦ 5QU LoRE | Non-Red Flag Warning - Catastrophic Fires | 2066 | 1.2082e-09 | 1.2082e-09 | 21325.9188 | 384.5316 | 12862.0997 | 8079.2876 | 0 | 0 | 1.601e-06 | 2.5766e-05 | 0 | 2.5766e-05 | 2.5766e-05 | 0 | 2.5766e-05 | 0 | 3.7479e-06 | 8.2156e-06 | 0 | 8.2156e-06 | 0 | 0.0002369 | 0.0004738 | 0 | 0.0004738 | [12 empty] | 7.3.3.17.5 (Remote Grid) Updates to grid topology to minimize risk of ignition in HFTDs Remote GridWLDFREquipment / facility failureAggregated | WLDFR | HFTD - Distribution - Tier 2 - 2QU CoRE ¦ 4QU LoRE | Red Flag Warning - Large Fires | Equipment / facility failure | Aggregated | 2066 | 2.0828e-05 | 1078.9824 | 0.022473 | 2066 | Mitigation | 0.95 | 45 | 0 | esc | 0.00097009 | 2.0205e-08 | 0.00097009 | 2.0205e-08
[79 empty] | WLDFR | HFTD - Distribution - Tier 3 - 2QU CoRE ¦ 5QU LoRE | Non-Red Flag Warning - Catastrophic Fires | 2067 | 0 | 1.2082e-09 | 21325.9188 | 384.5316 | 12862.0997 | 8079.2876 | 0 | 0 | 1.601e-06 | 0 | 0 | 0 | 2.5766e-05 | 0 | 2.5766e-05 | 0 | 3.7479e-06 | 8.2156e-06 | 0 | 8.2156e-06 | 0 | 0.0002369 | 0.0004738 | 0 | 0.0004738 | [12 empty] | 7.3.3.17.5 (Remote Grid) Updates to grid topology to minimize risk of ignition in HFTDs Remote GridWLDFREquipment / facility failureAggregated | WLDFR | HFTD - Distribution - Tier 2 - 2QU CoRE ¦ 4QU LoRE | Red Flag Warning - Large Fires | Equipment / facility failure | Aggregated | 2067 | 2.0828e-05 | 1078.9824 | 0.022473 | 2067 | Mitigation | 0.95 | 45 | 0 | esc | 0 | 0 | 0.00097009 | 2.0205e-08
[79 empty] | WLDFR | HFTD - Distribution - Tier 3 - 2QU CoRE ¦ 5QU LoRE | Non-Red Flag Warning - Destructive Fires | 2022 | 1.5226e-09 | 0 | 8807.9522 | 222.2294 | 8585.7228 | 0 | 0 | 0 | 1.799e-06 | 1.3411e-05 | 0 | 1.3411e-05 | 0 | 0 | 0 | 0 | 3.9708e-06 | 8.7041e-06 | 0 | 8.7041e-06 | 0 | 0.00024854 | 0.00049707 | 0 | 0.00049707 | [12 empty] | 7.3.3.17.5 (Remote Grid) Updates to grid topology to minimize risk of ignition in HFTDs Remote GridWLDFRVegetation ContactAggregated | WLDFR | HFTD - Distribution - Tier 2 - 2QU CoRE ¦ 4QU LoRE | Red Flag Warning - Large Fires | Vegetation Contact | Aggregated | 2022 | 2.2856e-05 | 1078.9824 | 0.024661 | 2022 | Mitigation | 0.95 | 45 | 0 | esc | 0.00097009 | 2.2172e-08 | 0 | 0
[79 empty] | WLDFR | HFTD - Distribution - Tier 3 - 2QU CoRE ¦ 5QU LoRE | Non-Red Flag Warning - Destructive Fires | 2023 | 1.5226e-09 | 1.5226e-09 | 9129.7461 | 233.2301 | 8896.516 | 0 | 0 | 0 | 1.799e-06 | 1.3901e-05 | 0 | 1.3901e-05 | 1.3901e-05 | 0 | 1.3901e-05 | 0 | 3.9708e-06 | 8.7041e-06 | 0 | 8.7041e-06 | 0 | 0.00024854 | 0.00049707 | 0 | 0.00049707 | [12 empty] | 7.3.3.17.5 (Remote Grid) Updates to grid topology to minimize risk of ignition in HFTDs Remote GridWLDFRVegetation ContactAggregated | WLDFR | HFTD - Distribution - Tier 2 - 2QU CoRE ¦ 4QU LoRE | Red Flag Warning - Large Fires | Vegetation Contact | Aggregated | 2023 | 2.2856e-05 | 1078.9824 | 0.024661 | 2023 | Mitigation | 0.95 | 45 | 0 | esc | 0.00097009 | 2.2172e-08 | 0.00097009 | 2.2172e-08
[79 empty] | WLDFR | HFTD - Distribution - Tier 3 - 2QU CoRE ¦ 5QU LoRE | Non-Red Flag Warning - Destructive Fires | 2024 | 1.5226e-09 | 1.5226e-09 | 9129.7461 | 233.2301 | 8896.516 | 0 | 0 | 0 | 1.799e-06 | 1.3901e-05 | 0 | 1.3901e-05 | 1.3901e-05 | 0 | 1.3901e-05 | 0 | 3.9708e-06 | 8.7041e-06 | 0 | 8.7041e-06 | 0 | 0.00024854 | 0.00049707 | 0 | 0.00049707 | [12 empty] | 7.3.3.17.5 (Remote Grid) Updates to grid topology to minimize risk of ignition in HFTDs Remote GridWLDFRVegetation ContactAggregated | WLDFR | HFTD - Distribution - Tier 2 - 2QU CoRE ¦ 4QU LoRE | Red Flag Warning - Large Fires | Vegetation Contact | Aggregated | 2024 | 2.2856e-05 | 1078.9824 | 0.024661 | 2024 | Mitigation | 0.95 | 45 | 0 | esc | 0.00097009 | 2.2172e-08 | 0.00097009 | 2.2172e-08
[79 empty] | WLDFR | HFTD - Distribution - Tier 3 - 2QU CoRE ¦ 5QU LoRE | Non-Red Flag Warning - Destructive Fires | 2025 | 1.5226e-09 | 1.5226e-09 | 9129.7461 | 233.2301 | 8896.516 | 0 | 0 | 0 | 1.799e-06 | 1.3901e-05 | 0 | 1.3901e-05 | 1.3901e-05 | 0 | 1.3901e-05 | 0 | 3.9708e-06 | 8.7041e-06 | 0 | 8.7041e-06 | 0 | 0.00024854 | 0.00049707 | 0 | 0.00049707 | [12 empty] | 7.3.3.17.5 (Remote Grid) Updates to grid topology to minimize risk of ignition in HFTDs Remote GridWLDFRVegetation ContactAggregated | WLDFR | HFTD - Distribution - Tier 2 - 2QU CoRE ¦ 4QU LoRE | Red Flag Warning - Large Fires | Vegetation Contact | Aggregated | 2025 | 2.2856e-05 | 1078.9824 | 0.024661 | 2025 | Mitigation | 0.95 | 45 | 0 | esc | 0.00097009 | 2.2172e-08 | 0.00097009 | 2.2172e-08
[79 empty] | WLDFR | HFTD - Distribution - Tier 3 - 2QU CoRE ¦ 5QU LoRE | Non-Red Flag Warning - Destructive Fires | 2026 | 1.5226e-09 | 1.5226e-09 | 9129.7461 | 233.2301 | 8896.516 | 0 | 0 | 0 | 1.799e-06 | 1.3901e-05 | 0 | 1.3901e-05 | 1.3901e-05 | 0 | 1.3901e-05 | 0 | 3.9708e-06 | 8.7041e-06 | 0 | 8.7041e-06 | 0 | 0.00024854 | 0.00049707 | 0 | 0.00049707 | [12 empty] | 7.3.3.17.5 (Remote Grid) Updates to grid topology to minimize risk of ignition in HFTDs Remote GridWLDFRVegetation ContactAggregated | WLDFR | HFTD - Distribution - Tier 2 - 2QU CoRE ¦ 4QU LoRE | Red Flag Warning - Large Fires | Vegetation Contact | Aggregated | 2026 | 2.2856e-05 | 1078.9824 | 0.024661 | 2026 | Mitigation | 0.95 | 45 | 0 | esc | 0.00097009 | 2.2172e-08 | 0.00097009 | 2.2172e-08
[79 empty] | WLDFR | HFTD - Distribution - Tier 3 - 2QU CoRE ¦ 5QU LoRE | Non-Red Flag Warning - Destructive Fires | 2027 | 1.5226e-09 | 1.5226e-09 | 9129.7461 | 233.2301 | 8896.516 | 0 | 0 | 0 | 1.799e-06 | 1.3901e-05 | 0 | 1.3901e-05 | 1.3901e-05 | 0 | 1.3901e-05 | 0 | 4.2188e-06 | 9.2478e-06 | 0 | 9.2478e-06 | 0 | 0.00026094 | 0.00052187 | 0 | 0.00052187 | [12 empty] | 7.3.3.17.5 (Remote Grid) Updates to grid topology to minimize risk of ignition in HFTDs Remote GridWLDFRVegetation ContactAggregated | WLDFR | HFTD - Distribution - Tier 2 - 2QU CoRE ¦ 4QU LoRE | Red Flag Warning - Large Fires | Vegetation Contact | Aggregated | 2027 | 2.2856e-05 | 1078.9824 | 0.024661 | 2027 | Mitigation | 0.95 | 45 | 0 | esc | 0.00097009 | 2.2172e-08 | 0.00097009 | 2.2172e-08
[79 empty] | WLDFR | HFTD - Distribution - Tier 3 - 2QU CoRE ¦ 5QU LoRE | Non-Red Flag Warning - Destructive Fires | 2028 | 1.5226e-09 | 1.5226e-09 | 9534.9221 | 247.273 | 9287.6491 | 0 | 0 | 0 | 1.799e-06 | 1.4518e-05 | 0 | 1.4518e-05 | 1.4518e-05 | 0 | 1.4518e-05 | 0 | 4.2188e-06 | 9.2478e-06 | 0 | 9.2478e-06 | 0 | 0.00026094 | 0.00052187 | 0 | 0.00052187 | [12 empty] | 7.3.3.17.5 (Remote Grid) Updates to grid topology to minimize risk of ignition in HFTDs Remote GridWLDFRVegetation ContactAggregated | WLDFR | HFTD - Distribution - Tier 2 - 2QU CoRE ¦ 4QU LoRE | Red Flag Warning - Large Fires | Vegetation Contact | Aggregated | 2028 | 2.2856e-05 | 1078.9824 | 0.024661 | 2028 | Mitigation | 0.95 | 45 | 0 | esc | 0.00097009 | 2.2172e-08 | 0.00097009 | 2.2172e-08
[79 empty] | WLDFR | HFTD - Distribution - Tier 3 - 2QU CoRE ¦ 5QU LoRE | Non-Red Flag Warning - Destructive Fires | 2029 | 1.5226e-09 | 1.5226e-09 | 9534.9221 | 247.273 | 9287.6491 | 0 | 0 | 0 | 1.799e-06 | 1.4518e-05 | 0 | 1.4518e-05 | 1.4518e-05 | 0 | 1.4518e-05 | 0 | 4.2188e-06 | 9.2478e-06 | 0 | 9.2478e-06 | 0 | 0.00026094 | 0.00052187 | 0 | 0.00052187 | [12 empty] | 7.3.3.17.5 (Remote Grid) Updates to grid topology to minimize risk of ignition in HFTDs Remote GridWLDFRVegetation ContactAggregated | WLDFR | HFTD - Distribution - Tier 2 - 2QU CoRE ¦ 4QU LoRE | Red Flag Warning - Large Fires | Vegetation Contact | Aggregated | 2029 | 2.2856e-05 | 1078.9824 | 0.024661 | 2029 | Mitigation | 0.95 | 45 | 0 | esc | 0.00097009 | 2.2172e-08 | 0.00097009 | 2.2172e-08
[79 empty] | WLDFR | HFTD - Distribution - Tier 3 - 2QU CoRE ¦ 5QU LoRE | Non-Red Flag Warning - Destructive Fires | 2030 | 1.5226e-09 | 1.5226e-09 | 9534.9221 | 247.273 | 9287.6491 | 0 | 0 | 0 | 1.799e-06 | 1.4518e-05 | 0 | 1.4518e-05 | 1.4518e-05 | 0 | 1.4518e-05 | 0 | 4.2188e-06 | 9.2478e-06 | 0 | 9.2478e-06 | 0 | 0.00026094 | 0.00052187 | 0 | 0.00052187 | [12 empty] | 7.3.3.17.5 (Remote Grid) Updates to grid topology to minimize risk of ignition in HFTDs Remote GridWLDFRVegetation ContactAggregated | WLDFR | HFTD - Distribution - Tier 2 - 2QU CoRE ¦ 4QU LoRE | Red Flag Warning - Large Fires | Vegetation Contact | Aggregated | 2030 | 2.2856e-05 | 1078.9824 | 0.024661 | 2030 | Mitigation | 0.95 | 45 | 0 | esc | 0.00097009 | 2.2172e-08 | 0.00097009 | 2.2172e-08
[79 empty] | WLDFR | HFTD - Distribution - Tier 3 - 2QU CoRE ¦ 5QU LoRE | Non-Red Flag Warning - Destructive Fires | 2031 | 1.5226e-09 | 1.5226e-09 | 9534.9221 | 247.273 | 9287.6491 | 0 | 0 | 0 | 1.799e-06 | 1.4518e-05 | 0 | 1.4518e-05 | 1.4518e-05 | 0 | 1.4518e-05 | 0 | 4.2188e-06 | 9.2478e-06 | 0 | 9.2478e-06 | 0 | 0.00026094 | 0.00052187 | 0 | 0.00052187 | [12 empty] | 7.3.3.17.5 (Remote Grid) Updates to grid topology to minimize risk of ignition in HFTDs Remote GridWLDFRVegetation ContactAggregated | WLDFR | HFTD - Distribution - Tier 2 - 2QU CoRE ¦ 4QU LoRE | Red Flag Warning - Large Fires | Vegetation Contact | Aggregated | 2031 | 2.2856e-05 | 1078.9824 | 0.024661 | 2031 | Mitigation | 0.95 | 45 | 0 | esc | 0.00097009 | 2.2172e-08 | 0.00097009 | 2.2172e-08
[79 empty] | WLDFR | HFTD - Distribution - Tier 3 - 2QU CoRE ¦ 5QU LoRE | Non-Red Flag Warning - Destructive Fires | 2032 | 1.5226e-09 | 1.5226e-09 | 9534.9221 | 247.273 | 9287.6491 | 0 | 0 | 0 | 1.799e-06 | 1.4518e-05 | 0 | 1.4518e-05 | 1.4518e-05 | 0 | 1.4518e-05 | 0 | 4.4901e-06 | 9.8424e-06 | 0 | 9.8424e-06 | 0 | 0.00027393 | 0.00054786 | 0 | 0.00054786 | [12 empty] | 7.3.3.17.5 (Remote Grid) Updates to grid topology to minimize risk of ignition in HFTDs Remote GridWLDFRVegetation ContactAggregated | WLDFR | HFTD - Distribution - Tier 2 - 2QU CoRE ¦ 4QU LoRE | Red Flag Warning - Large Fires | Vegetation Contact | Aggregated | 2032 | 2.2856e-05 | 1078.9824 | 0.024661 | 2032 | Mitigation | 0.95 | 45 | 0 | esc | 0.00097009 | 2.2172e-08 | 0.00097009 | 2.2172e-08
[79 empty] | WLDFR | HFTD - Distribution - Tier 3 - 2QU CoRE ¦ 5QU LoRE | Non-Red Flag Warning - Destructive Fires | 2033 | 1.5226e-09 | 1.5226e-09 | 9984.8474 | 263.1074 | 9721.74 | 0 | 0 | 0 | 1.799e-06 | 1.5203e-05 | 0 | 1.5203e-05 | 1.5203e-05 | 0 | 1.5203e-05 | 0 | 4.4901e-06 | 9.8424e-06 | 0 | 9.8424e-06 | 0 | 0.00027393 | 0.00054786 | 0 | 0.00054786 | [12 empty] | 7.3.3.17.5 (Remote Grid) Updates to grid topology to minimize risk of ignition in HFTDs Remote GridWLDFRVegetation ContactAggregated | WLDFR | HFTD - Distribution - Tier 2 - 2QU CoRE ¦ 4QU LoRE | Red Flag Warning - Large Fires | Vegetation Contact | Aggregated | 2033 | 2.2856e-05 | 1078.9824 | 0.024661 | 2033 | Mitigation | 0.95 | 45 | 0 | esc | 0.00097009 | 2.2172e-08 | 0.00097009 | 2.2172e-08
[79 empty] | WLDFR | HFTD - Distribution - Tier 3 - 2QU CoRE ¦ 5QU LoRE | Non-Red Flag Warning - Destructive Fires | 2034 | 1.5226e-09 | 1.5226e-09 | 9984.8474 | 263.1074 | 9721.74 | 0 | 0 | 0 | 1.799e-06 | 1.5203e-05 | 0 | 1.5203e-05 | 1.5203e-05 | 0 | 1.5203e-05 | 0 | 4.4901e-06 | 9.8424e-06 | 0 | 9.8424e-06 | 0 | 0.00027393 | 0.00054786 | 0 | 0.00054786 | [12 empty] | 7.3.3.17.5 (Remote Grid) Updates to grid topology to minimize risk of ignition in HFTDs Remote GridWLDFRVegetation ContactAggregated | WLDFR | HFTD - Distribution - Tier 2 - 2QU CoRE ¦ 4QU LoRE | Red Flag Warning - Large Fires | Vegetation Contact | Aggregated | 2034 | 2.2856e-05 | 1078.9824 | 0.024661 | 2034 | Mitigation | 0.95 | 45 | 0 | esc | 0.00097009 | 2.2172e-08 | 0.00097009 | 2.2172e-08
[79 empty] | WLDFR | HFTD - Distribution - Tier 3 - 2QU CoRE ¦ 5QU LoRE | Non-Red Flag Warning - Destructive Fires | 2035 | 1.5226e-09 | 1.5226e-09 | 9984.8474 | 263.1074 | 9721.74 | 0 | 0 | 0 | 1.799e-06 | 1.5203e-05 | 0 | 1.5203e-05 | 1.5203e-05 | 0 | 1.5203e-05 | 0 | 4.4901e-06 | 9.8424e-06 | 0 | 9.8424e-06 | 0 | 0.00027393 | 0.00054786 | 0 | 0.00054786 | [12 empty] | 7.3.3.17.5 (Remote Grid) Updates to grid topology to minimize risk of ignition in HFTDs Remote GridWLDFRVegetation ContactAggregated | WLDFR | HFTD - Distribution - Tier 2 - 2QU CoRE ¦ 4QU LoRE | Red Flag Warning - Large Fires | Vegetation Contact | Aggregated | 2035 | 2.2856e-05 | 1078.9824 | 0.024661 | 2035 | Mitigation | 0.95 | 45 | 0 | esc | 0.00097009 | 2.2172e-08 | 0.00097009 | 2.2172e-08
[79 empty] | WLDFR | HFTD - Distribution - Tier 3 - 2QU CoRE ¦ 5QU LoRE | Non-Red Flag Warning - Destructive Fires | 2036 | 1.5226e-09 | 1.5226e-09 | 9984.8474 | 263.1074 | 9721.74 | 0 | 0 | 0 | 1.799e-06 | 1.5203e-05 | 0 | 1.5203e-05 | 1.5203e-05 | 0 | 1.5203e-05 | 0 | 4.4901e-06 | 9.8424e-06 | 0 | 9.8424e-06 | 0 | 0 | 0.00054786 | 0 | 0.00054786 | [12 empty] | 7.3.3.17.5 (Remote Grid) Updates to grid topology to minimize risk of ignition in HFTDs Remote GridWLDFRVegetation ContactAggregated | WLDFR | HFTD - Distribution - Tier 2 - 2QU CoRE ¦ 4QU LoRE | Red Flag Warning - Large Fires | Vegetation Contact | Aggregated | 2036 | 2.2856e-05 | 1078.9824 | 0.024661 | 2036 | Mitigation | 0.95 | 45 | 0 | esc | 0.00097009 | 2.2172e-08 | 0.00097009 | 2.2172e-08
[79 empty] | WLDFR | HFTD - Distribution - Tier 3 - 2QU CoRE ¦ 5QU LoRE | Non-Red Flag Warning - Destructive Fires | 2037 | 1.5226e-09 | 1.5226e-09 | 9984.8474 | 263.1074 | 9721.74 | 0 | 0 | 0 | 1.799e-06 | 1.5203e-05 | 0 | 1.5203e-05 | 1.5203e-05 | 0 | 1.5203e-05 | 0 | 4.7823e-06 | 1.0483e-05 | 0 | 1.0483e-05 | 0 | 0 | 0 | 0 | 0 | [12 empty] | 7.3.3.17.5 (Remote Grid) Updates to grid topology to minimize risk of ignition in HFTDs Remote GridWLDFRVegetation ContactAggregated | WLDFR | HFTD - Distribution - Tier 2 - 2QU CoRE ¦ 4QU LoRE | Red Flag Warning - Large Fires | Vegetation Contact | Aggregated | 2037 | 2.2856e-05 | 1078.9824 | 0.024661 | 2037 | Mitigation | 0.95 | 45 | 0 | esc | 0.00097009 | 2.2172e-08 | 0.00097009 | 2.2172e-08
[79 empty] | WLDFR | HFTD - Distribution - Tier 3 - 2QU CoRE ¦ 5QU LoRE | Non-Red Flag Warning - Destructive Fires | 2038 | 1.5226e-09 | 1.5226e-09 | 10472.8261 | 280.5544 | 10192.2718 | 0 | 0 | 0 | 1.799e-06 | 1.5946e-05 | 0 | 1.5946e-05 | 1.5946e-05 | 0 | 1.5946e-05 | 0 | 4.7823e-06 | 1.0483e-05 | 0 | 1.0483e-05 | 0 | 0 | 0 | 0 | 0 | [12 empty] | 7.3.3.17.5 (Remote Grid) Updates to grid topology to minimize risk of ignition in HFTDs Remote GridWLDFRVegetation ContactAggregated | WLDFR | HFTD - Distribution - Tier 2 - 2QU CoRE ¦ 4QU LoRE | Red Flag Warning - Large Fires | Vegetation Contact | Aggregated | 2038 | 2.2856e-05 | 1078.9824 | 0.024661 | 2038 | Mitigation | 0.95 | 45 | 0 | esc | 0.00097009 | 2.2172e-08 | 0.00097009 | 2.2172e-08
[79 empty] | WLDFR | HFTD - Distribution - Tier 3 - 2QU CoRE ¦ 5QU LoRE | Non-Red Flag Warning - Destructive Fires | 2039 | 1.5226e-09 | 1.5226e-09 | 10472.8261 | 280.5544 | 10192.2718 | 0 | 0 | 0 | 1.799e-06 | 1.5946e-05 | 0 | 1.5946e-05 | 1.5946e-05 | 0 | 1.5946e-05 | 0 | 4.7823e-06 | 1.0483e-05 | 0 | 1.0483e-05 | 0 | 2.5464e-05 | 0 | 0 | 0 | [12 empty] | 7.3.3.17.5 (Remote Grid) Updates to grid topology to minimize risk of ignition in HFTDs Remote GridWLDFRVegetation ContactAggregated | WLDFR | HFTD - Distribution - Tier 2 - 2QU CoRE ¦ 4QU LoRE | Red Flag Warning - Large Fires | Vegetation Contact | Aggregated | 2039 | 2.2856e-05 | 1078.9824 | 0.024661 | 2039 | Mitigation | 0.95 | 45 | 0 | esc | 0.00097009 | 2.2172e-08 | 0.00097009 | 2.2172e-08
[79 empty] | WLDFR | HFTD - Distribution - Tier 3 - 2QU CoRE ¦ 5QU LoRE | Non-Red Flag Warning - Destructive Fires | 2040 | 1.5226e-09 | 1.5226e-09 | 10472.8261 | 280.5544 | 10192.2718 | 0 | 0 | 0 | 1.799e-06 | 1.5946e-05 | 0 | 1.5946e-05 | 1.5946e-05 | 0 | 1.5946e-05 | 0 | 4.7823e-06 | 1.0483e-05 | 0 | 1.0483e-05 | 0 | 2.6395e-05 | 5.2789e-05 | 0 | 5.2789e-05 | [12 empty] | 7.3.3.17.5 (Remote Grid) Updates to grid topology to minimize risk of ignition in HFTDs Remote GridWLDFRVegetation ContactAggregated | WLDFR | HFTD - Distribution - Tier 2 - 2QU CoRE ¦ 4QU LoRE | Red Flag Warning - Large Fires | Vegetation Contact | Aggregated | 2040 | 2.2856e-05 | 1078.9824 | 0.024661 | 2040 | Mitigation | 0.95 | 45 | 0 | esc | 0.00097009 | 2.2172e-08 | 0.00097009 | 2.2172e-08
[79 empty] | WLDFR | HFTD - Distribution - Tier 3 - 2QU CoRE ¦ 5QU LoRE | Non-Red Flag Warning - Destructive Fires | 2041 | 1.5226e-09 | 1.5226e-09 | 10472.8261 | 280.5544 | 10192.2718 | 0 | 0 | 0 | 1.799e-06 | 1.5946e-05 | 0 | 1.5946e-05 | 1.5946e-05 | 0 | 1.5946e-05 | 0 | 4.7823e-06 | 1.0483e-05 | 0 | 1.0483e-05 | 0 | 2.6395e-05 | 5.2789e-05 | 0 | 5.2789e-05 | [12 empty] | 7.3.3.17.5 (Remote Grid) Updates to grid topology to minimize risk of ignition in HFTDs Remote GridWLDFRVegetation ContactAggregated | WLDFR | HFTD - Distribution - Tier 2 - 2QU CoRE ¦ 4QU LoRE | Red Flag Warning - Large Fires | Vegetation Contact | Aggregated | 2041 | 2.2856e-05 | 1078.9824 | 0.024661 | 2041 | Mitigation | 0.95 | 45 | 0 | esc | 0.00097009 | 2.2172e-08 | 0.00097009 | 2.2172e-08
[79 empty] | WLDFR | HFTD - Distribution - Tier 3 - 2QU CoRE ¦ 5QU LoRE | Non-Red Flag Warning - Destructive Fires | 2042 | 1.5226e-09 | 1.5226e-09 | 10472.8261 | 280.5544 | 10192.2718 | 0 | 0 | 0 | 1.799e-06 | 1.5946e-05 | 0 | 1.5946e-05 | 1.5946e-05 | 0 | 1.5946e-05 | 0 | 5.093e-06 | 1.1164e-05 | 0 | 1.1164e-05 | 0 | 2.6395e-05 | 5.2789e-05 | 0 | 5.2789e-05 | [12 empty] | 7.3.3.17.5 (Remote Grid) Updates to grid topology to minimize risk of ignition in HFTDs Remote GridWLDFRVegetation ContactAggregated | WLDFR | HFTD - Distribution - Tier 2 - 2QU CoRE ¦ 4QU LoRE | Red Flag Warning - Large Fires | Vegetation Contact | Aggregated | 2042 | 2.2856e-05 | 1078.9824 | 0.024661 | 2042 | Mitigation | 0.95 | 45 | 0 | esc | 0.00097009 | 2.2172e-08 | 0.00097009 | 2.2172e-08
[79 empty] | WLDFR | HFTD - Distribution - Tier 3 - 2QU CoRE ¦ 5QU LoRE | Non-Red Flag Warning - Destructive Fires | 2043 | 1.5226e-09 | 1.5226e-09 | 10992.1562 | 299.42 | 10692.7362 | 0 | 0 | 0 | 1.799e-06 | 1.6737e-05 | 0 | 1.6737e-05 | 1.6737e-05 | 0 | 1.6737e-05 | 0 | 5.093e-06 | 1.1164e-05 | 0 | 1.1164e-05 | 0 | 2.6395e-05 | 5.2789e-05 | 0 | 5.2789e-05 | [12 empty] | 7.3.3.17.5 (Remote Grid) Updates to grid topology to minimize risk of ignition in HFTDs Remote GridWLDFRVegetation ContactAggregated | WLDFR | HFTD - Distribution - Tier 2 - 2QU CoRE ¦ 4QU LoRE | Red Flag Warning - Large Fires | Vegetation Contact | Aggregated | 2043 | 2.2856e-05 | 1078.9824 | 0.024661 | 2043 | Mitigation | 0.95 | 45 | 0 | esc | 0.00097009 | 2.2172e-08 | 0.00097009 | 2.2172e-08
[79 empty] | WLDFR | HFTD - Distribution - Tier 3 - 2QU CoRE ¦ 5QU LoRE | Non-Red Flag Warning - Destructive Fires | 2044 | 1.5226e-09 | 1.5226e-09 | 10992.1562 | 299.42 | 10692.7362 | 0 | 0 | 0 | 1.799e-06 | 1.6737e-05 | 0 | 1.6737e-05 | 1.6737e-05 | 0 | 1.6737e-05 | 0 | 5.093e-06 | 1.1164e-05 | 0 | 1.1164e-05 | 0 | 2.6395e-05 | 5.2789e-05 | 0 | 5.2789e-05 | [12 empty] | 7.3.3.17.5 (Remote Grid) Updates to grid topology to minimize risk of ignition in HFTDs Remote GridWLDFRVegetation ContactAggregated | WLDFR | HFTD - Distribution - Tier 2 - 2QU CoRE ¦ 4QU LoRE | Red Flag Warning - Large Fires | Vegetation Contact | Aggregated | 2044 | 2.2856e-05 | 1078.9824 | 0.024661 | 2044 | Mitigation | 0.95 | 45 | 0 | esc | 0.00097009 | 2.2172e-08 | 0.00097009 | 2.2172e-08
[79 empty] | WLDFR | HFTD - Distribution - Tier 3 - 2QU CoRE ¦ 5QU LoRE | Non-Red Flag Warning - Destructive Fires | 2045 | 1.5226e-09 | 1.5226e-09 | 10992.1562 | 299.42 | 10692.7362 | 0 | 0 | 0 | 1.799e-06 | 1.6737e-05 | 0 | 1.6737e-05 | 1.6737e-05 | 0 | 1.6737e-05 | 0 | 5.093e-06 | 1.1164e-05 | 0 | 1.1164e-05 | 0 | 2.7566e-05 | 5.5132e-05 | 0 | 5.5132e-05 | [12 empty] | 7.3.3.17.5 (Remote Grid) Updates to grid topology to minimize risk of ignition in HFTDs Remote GridWLDFRVegetation ContactAggregated | WLDFR | HFTD - Distribution - Tier 2 - 2QU CoRE ¦ 4QU LoRE | Red Flag Warning - Large Fires | Vegetation Contact | Aggregated | 2045 | 2.2856e-05 | 1078.9824 | 0.024661 | 2045 | Mitigation | 0.95 | 45 | 0 | esc | 0.00097009 | 2.2172e-08 | 0.00097009 | 2.2172e-08
[79 empty] | WLDFR | HFTD - Distribution - Tier 3 - 2QU CoRE ¦ 5QU LoRE | Non-Red Flag Warning - Destructive Fires | 2046 | 1.5226e-09 | 1.5226e-09 | 10992.1562 | 299.42 | 10692.7362 | 0 | 0 | 0 | 1.799e-06 | 1.6737e-05 | 0 | 1.6737e-05 | 1.6737e-05 | 0 | 1.6737e-05 | 0 | 5.093e-06 | 1.1164e-05 | 0 | 1.1164e-05 | 0 | 2.7566e-05 | 5.5132e-05 | 0 | 5.5132e-05 | [12 empty] | 7.3.3.17.5 (Remote Grid) Updates to grid topology to minimize risk of ignition in HFTDs Remote GridWLDFRVegetation ContactAggregated | WLDFR | HFTD - Distribution - Tier 2 - 2QU CoRE ¦ 4QU LoRE | Red Flag Warning - Large Fires | Vegetation Contact | Aggregated | 2046 | 2.2856e-05 | 1078.9824 | 0.024661 | 2046 | Mitigation | 0.95 | 45 | 0 | esc | 0.00097009 | 2.2172e-08 | 0.00097009 | 2.2172e-08
[79 empty] | WLDFR | HFTD - Distribution - Tier 3 - 2QU CoRE ¦ 5QU LoRE | Non-Red Flag Warning - Destructive Fires | 2047 | 1.5226e-09 | 1.5226e-09 | 10992.1562 | 299.42 | 10692.7362 | 0 | 0 | 0 | 1.799e-06 | 1.6737e-05 | 0 | 1.6737e-05 | 1.6737e-05 | 0 | 1.6737e-05 | 0 | 5.4187e-06 | 1.1878e-05 | 0 | 1.1878e-05 | 0 | 2.7566e-05 | 5.5132e-05 | 0 | 5.5132e-05 | [12 empty] | 7.3.3.17.5 (Remote Grid) Updates to grid topology to minimize risk of ignition in HFTDs Remote GridWLDFRVegetation ContactAggregated | WLDFR | HFTD - Distribution - Tier 2 - 2QU CoRE ¦ 4QU LoRE | Red Flag Warning - Large Fires | Vegetation Contact | Aggregated | 2047 | 2.2856e-05 | 1078.9824 | 0.024661 | 2047 | Mitigation | 0.95 | 45 | 0 | esc | 0.00097009 | 2.2172e-08 | 0.00097009 | 2.2172e-08
[79 empty] | WLDFR | HFTD - Distribution - Tier 3 - 2QU CoRE ¦ 5QU LoRE | Non-Red Flag Warning - Destructive Fires | 2048 | 1.5226e-09 | 1.5226e-09 | 11536.0538 | 319.4911 | 11216.5626 | 0 | 0 | 0 | 1.799e-06 | 1.7565e-05 | 0 | 1.7565e-05 | 1.7565e-05 | 0 | 1.7565e-05 | 0 | 5.4187e-06 | 1.1878e-05 | 0 | 1.1878e-05 | 0 | 2.7566e-05 | 5.5132e-05 | 0 | 5.5132e-05 | [12 empty] | 7.3.3.17.5 (Remote Grid) Updates to grid topology to minimize risk of ignition in HFTDs Remote GridWLDFRVegetation ContactAggregated | WLDFR | HFTD - Distribution - Tier 2 - 2QU CoRE ¦ 4QU LoRE | Red Flag Warning - Large Fires | Vegetation Contact | Aggregated | 2048 | 2.2856e-05 | 1078.9824 | 0.024661 | 2048 | Mitigation | 0.95 | 45 | 0 | esc | 0.00097009 | 2.2172e-08 | 0.00097009 | 2.2172e-08
[79 empty] | WLDFR | HFTD - Distribution - Tier 3 - 2QU CoRE ¦ 5QU LoRE | Non-Red Flag Warning - Destructive Fires | 2049 | 1.5226e-09 | 1.5226e-09 | 11536.0538 | 319.4911 | 11216.5626 | 0 | 0 | 0 | 1.799e-06 | 1.7565e-05 | 0 | 1.7565e-05 | 1.7565e-05 | 0 | 1.7565e-05 | 0 | 5.4187e-06 | 1.1878e-05 | 0 | 1.1878e-05 | 0 | 2.7566e-05 | 5.5132e-05 | 0 | 5.5132e-05 | [12 empty] | 7.3.3.17.5 (Remote Grid) Updates to grid topology to minimize risk of ignition in HFTDs Remote GridWLDFRVegetation ContactAggregated | WLDFR | HFTD - Distribution - Tier 2 - 2QU CoRE ¦ 4QU LoRE | Red Flag Warning - Large Fires | Vegetation Contact | Aggregated | 2049 | 2.2856e-05 | 1078.9824 | 0.024661 | 2049 | Mitigation | 0.95 | 45 | 0 | esc | 0.00097009 | 2.2172e-08 | 0.00097009 | 2.2172e-08
[79 empty] | WLDFR | HFTD - Distribution - Tier 3 - 2QU CoRE ¦ 5QU LoRE | Non-Red Flag Warning - Destructive Fires | 2050 | 1.5226e-09 | 1.5226e-09 | 11536.0538 | 319.4911 | 11216.5626 | 0 | 0 | 0 | 1.799e-06 | 1.7565e-05 | 0 | 1.7565e-05 | 1.7565e-05 | 0 | 1.7565e-05 | 0 | 5.4187e-06 | 1.1878e-05 | 0 | 1.1878e-05 | 0 | 2.8867e-05 | 5.7734e-05 | 0 | 5.7734e-05 | [12 empty] | 7.3.3.17.5 (Remote Grid) Updates to grid topology to minimize risk of ignition in HFTDs Remote GridWLDFRVegetation ContactAggregated | WLDFR | HFTD - Distribution - Tier 2 - 2QU CoRE ¦ 4QU LoRE | Red Flag Warning - Large Fires | Vegetation Contact | Aggregated | 2050 | 2.2856e-05 | 1078.9824 | 0.024661 | 2050 | Mitigation | 0.95 | 45 | 0 | esc | 0.00097009 | 2.2172e-08 | 0.00097009 | 2.2172e-08
[79 empty] | WLDFR | HFTD - Distribution - Tier 3 - 2QU CoRE ¦ 5QU LoRE | Non-Red Flag Warning - Destructive Fires | 2051 | 1.5226e-09 | 1.5226e-09 | 11536.0538 | 319.4911 | 11216.5626 | 0 | 0 | 0 | 1.799e-06 | 1.7565e-05 | 0 | 1.7565e-05 | 1.7565e-05 | 0 | 1.7565e-05 | 0 | 5.4187e-06 | 1.1878e-05 | 0 | 1.1878e-05 | 0 | 2.8867e-05 | 5.7734e-05 | 0 | 5.7734e-05 | [12 empty] | 7.3.3.17.5 (Remote Grid) Updates to grid topology to minimize risk of ignition in HFTDs Remote GridWLDFRVegetation ContactAggregated | WLDFR | HFTD - Distribution - Tier 2 - 2QU CoRE ¦ 4QU LoRE | Red Flag Warning - Large Fires | Vegetation Contact | Aggregated | 2051 | 2.2856e-05 | 1078.9824 | 0.024661 | 2051 | Mitigation | 0.95 | 45 | 0 | esc | 0.00097009 | 2.2172e-08 | 0.00097009 | 2.2172e-08
[79 empty] | WLDFR | HFTD - Distribution - Tier 3 - 2QU CoRE ¦ 5QU LoRE | Non-Red Flag Warning - Destructive Fires | 2052 | 1.5226e-09 | 1.5226e-09 | 11536.0538 | 319.4911 | 11216.5626 | 0 | 0 | 0 | 1.799e-06 | 1.7565e-05 | 0 | 1.7565e-05 | 1.7565e-05 | 0 | 1.7565e-05 | 0 | 5.7559e-06 | 1.2617e-05 | 0 | 1.2617e-05 | 0 | 2.8867e-05 | 5.7734e-05 | 0 | 5.7734e-05 | [12 empty] | 7.3.3.17.5 (Remote Grid) Updates to grid topology to minimize risk of ignition in HFTDs Remote GridWLDFRVegetation ContactAggregated | WLDFR | HFTD - Distribution - Tier 2 - 2QU CoRE ¦ 4QU LoRE | Red Flag Warning - Large Fires | Vegetation Contact | Aggregated | 2052 | 2.2856e-05 | 1078.9824 | 0.024661 | 2052 | Mitigation | 0.95 | 45 | 0 | esc | 0.00097009 | 2.2172e-08 | 0.00097009 | 2.2172e-08
[79 empty] | WLDFR | HFTD - Distribution - Tier 3 - 2QU CoRE ¦ 5QU LoRE | Non-Red Flag Warning - Destructive Fires | 2053 | 1.5226e-09 | 1.5226e-09 | 12097.6769 | 340.5356 | 11757.1413 | 0 | 0 | 0 | 1.799e-06 | 1.842e-05 | 0 | 1.842e-05 | 1.842e-05 | 0 | 1.842e-05 | 0 | 5.7559e-06 | 1.2617e-05 | 0 | 1.2617e-05 | 0 | 2.8867e-05 | 5.7734e-05 | 0 | 5.7734e-05 | [12 empty] | 7.3.3.17.5 (Remote Grid) Updates to grid topology to minimize risk of ignition in HFTDs Remote GridWLDFRVegetation ContactAggregated | WLDFR | HFTD - Distribution - Tier 2 - 2QU CoRE ¦ 4QU LoRE | Red Flag Warning - Large Fires | Vegetation Contact | Aggregated | 2053 | 2.2856e-05 | 1078.9824 | 0.024661 | 2053 | Mitigation | 0.95 | 45 | 0 | esc | 0.00097009 | 2.2172e-08 | 0.00097009 | 2.2172e-08
[79 empty] | WLDFR | HFTD - Distribution - Tier 3 - 2QU CoRE ¦ 5QU LoRE | Non-Red Flag Warning - Destructive Fires | 2054 | 1.5226e-09 | 1.5226e-09 | 12097.6769 | 340.5356 | 11757.1413 | 0 | 0 | 0 | 1.799e-06 | 1.842e-05 | 0 | 1.842e-05 | 1.842e-05 | 0 | 1.842e-05 | 0 | 5.7559e-06 | 1.2617e-05 | 0 | 1.2617e-05 | 0 | 2.8867e-05 | 5.7734e-05 | 0 | 5.7734e-05 | [12 empty] | 7.3.3.17.5 (Remote Grid) Updates to grid topology to minimize risk of ignition in HFTDs Remote GridWLDFRVegetation ContactAggregated | WLDFR | HFTD - Distribution - Tier 2 - 2QU CoRE ¦ 4QU LoRE | Red Flag Warning - Large Fires | Vegetation Contact | Aggregated | 2054 | 2.2856e-05 | 1078.9824 | 0.024661 | 2054 | Mitigation | 0.95 | 45 | 0 | esc | 0.00097009 | 2.2172e-08 | 0.00097009 | 2.2172e-08
[79 empty] | WLDFR | HFTD - Distribution - Tier 3 - 2QU CoRE ¦ 5QU LoRE | Non-Red Flag Warning - Destructive Fires | 2055 | 1.5226e-09 | 1.5226e-09 | 12097.6769 | 340.5356 | 11757.1413 | 0 | 0 | 0 | 1.799e-06 | 1.842e-05 | 0 | 1.842e-05 | 1.842e-05 | 0 | 1.842e-05 | 0 | 5.7559e-06 | 1.2617e-05 | 0 | 1.2617e-05 | 0 | 3.0278e-05 | 6.0555e-05 | 0 | 6.0555e-05 | [12 empty] | 7.3.3.17.5 (Remote Grid) Updates to grid topology to minimize risk of ignition in HFTDs Remote GridWLDFRVegetation ContactAggregated | WLDFR | HFTD - Distribution - Tier 2 - 2QU CoRE ¦ 4QU LoRE | Red Flag Warning - Large Fires | Vegetation Contact | Aggregated | 2055 | 2.2856e-05 | 1078.9824 | 0.024661 | 2055 | Mitigation | 0.95 | 45 | 0 | esc | 0.00097009 | 2.2172e-08 | 0.00097009 | 2.2172e-08
[79 empty] | WLDFR | HFTD - Distribution - Tier 3 - 2QU CoRE ¦ 5QU LoRE | Non-Red Flag Warning - Destructive Fires | 2056 | 1.5226e-09 | 1.5226e-09 | 12097.6769 | 340.5356 | 11757.1413 | 0 | 0 | 0 | 1.799e-06 | 1.842e-05 | 0 | 1.842e-05 | 1.842e-05 | 0 | 1.842e-05 | 0 | 5.7559e-06 | 1.2617e-05 | 0 | 1.2617e-05 | 0 | 3.0278e-05 | 6.0555e-05 | 0 | 6.0555e-05 | [12 empty] | 7.3.3.17.5 (Remote Grid) Updates to grid topology to minimize risk of ignition in HFTDs Remote GridWLDFRVegetation ContactAggregated | WLDFR | HFTD - Distribution - Tier 2 - 2QU CoRE ¦ 4QU LoRE | Red Flag Warning - Large Fires | Vegetation Contact | Aggregated | 2056 | 2.2856e-05 | 1078.9824 | 0.024661 | 2056 | Mitigation | 0.95 | 45 | 0 | esc | 0.00097009 | 2.2172e-08 | 0.00097009 | 2.2172e-08
[79 empty] | WLDFR | HFTD - Distribution - Tier 3 - 2QU CoRE ¦ 5QU LoRE | Non-Red Flag Warning - Destructive Fires | 2057 | 1.5226e-09 | 1.5226e-09 | 12097.6769 | 340.5356 | 11757.1413 | 0 | 0 | 0 | 1.799e-06 | 1.842e-05 | 0 | 1.842e-05 | 1.842e-05 | 0 | 1.842e-05 | 0 | 6.1005e-06 | 1.3373e-05 | 0 | 1.3373e-05 | 0 | 3.0278e-05 | 6.0555e-05 | 0 | 6.0555e-05 | [12 empty] | 7.3.3.17.5 (Remote Grid) Updates to grid topology to minimize risk of ignition in HFTDs Remote GridWLDFRVegetation ContactAggregated | WLDFR | HFTD - Distribution - Tier 2 - 2QU CoRE ¦ 4QU LoRE | Red Flag Warning - Large Fires | Vegetation Contact | Aggregated | 2057 | 2.2856e-05 | 1078.9824 | 0.024661 | 2057 | Mitigation | 0.95 | 45 | 0 | esc | 0.00097009 | 2.2172e-08 | 0.00097009 | 2.2172e-08
[79 empty] | WLDFR | HFTD - Distribution - Tier 3 - 2QU CoRE ¦ 5QU LoRE | Non-Red Flag Warning - Destructive Fires | 2058 | 1.5226e-09 | 1.5226e-09 | 12670.1796 | 362.3049 | 12307.8747 | 0 | 0 | 0 | 1.799e-06 | 1.9292e-05 | 0 | 1.9292e-05 | 1.9292e-05 | 0 | 1.9292e-05 | 0 | 6.1005e-06 | 1.3373e-05 | 0 | 1.3373e-05 | 0 | 3.0278e-05 | 6.0555e-05 | 0 | 6.0555e-05 | [12 empty] | 7.3.3.17.5 (Remote Grid) Updates to grid topology to minimize risk of ignition in HFTDs Remote GridWLDFRVegetation ContactAggregated | WLDFR | HFTD - Distribution - Tier 2 - 2QU CoRE ¦ 4QU LoRE | Red Flag Warning - Large Fires | Vegetation Contact | Aggregated | 2058 | 2.2856e-05 | 1078.9824 | 0.024661 | 2058 | Mitigation | 0.95 | 45 | 0 | esc | 0.00097009 | 2.2172e-08 | 0.00097009 | 2.2172e-08
[79 empty] | WLDFR | HFTD - Distribution - Tier 3 - 2QU CoRE ¦ 5QU LoRE | Non-Red Flag Warning - Destructive Fires | 2059 | 1.5226e-09 | 1.5226e-09 | 12670.1796 | 362.3049 | 12307.8747 | 0 | 0 | 0 | 1.799e-06 | 1.9292e-05 | 0 | 1.9292e-05 | 1.9292e-05 | 0 | 1.9292e-05 | 0 | 6.1005e-06 | 1.3373e-05 | 0 | 1.3373e-05 | 0 | 3.0278e-05 | 6.0555e-05 | 0 | 6.0555e-05 | [12 empty] | 7.3.3.17.5 (Remote Grid) Updates to grid topology to minimize risk of ignition in HFTDs Remote GridWLDFRVegetation ContactAggregated | WLDFR | HFTD - Distribution - Tier 2 - 2QU CoRE ¦ 4QU LoRE | Red Flag Warning - Large Fires | Vegetation Contact | Aggregated | 2059 | 2.2856e-05 | 1078.9824 | 0.024661 | 2059 | Mitigation | 0.95 | 45 | 0 | esc | 0.00097009 | 2.2172e-08 | 0.00097009 | 2.2172e-08
[79 empty] | WLDFR | HFTD - Distribution - Tier 3 - 2QU CoRE ¦ 5QU LoRE | Non-Red Flag Warning - Destructive Fires | 2060 | 1.5226e-09 | 1.5226e-09 | 12670.1796 | 362.3049 | 12307.8747 | 0 | 0 | 0 | 1.799e-06 | 1.9292e-05 | 0 | 1.9292e-05 | 1.9292e-05 | 0 | 1.9292e-05 | 0 | 0 | 1.3373e-05 | 0 | 1.3373e-05 | 0 | 3.1779e-05 | 6.3558e-05 | 0 | 6.3558e-05 | [12 empty] | 7.3.3.17.5 (Remote Grid) Updates to grid topology to minimize risk of ignition in HFTDs Remote GridWLDFRVegetation ContactAggregated | WLDFR | HFTD - Distribution - Tier 2 - 2QU CoRE ¦ 4QU LoRE | Red Flag Warning - Large Fires | Vegetation Contact | Aggregated | 2060 | 2.2856e-05 | 1078.9824 | 0.024661 | 2060 | Mitigation | 0.95 | 45 | 0 | esc | 0.00097009 | 2.2172e-08 | 0.00097009 | 2.2172e-08
[79 empty] | WLDFR | HFTD - Distribution - Tier 3 - 2QU CoRE ¦ 5QU LoRE | Non-Red Flag Warning - Destructive Fires | 2061 | 1.5226e-09 | 1.5226e-09 | 12670.1796 | 362.3049 | 12307.8747 | 0 | 0 | 0 | 1.799e-06 | 1.9292e-05 | 0 | 1.9292e-05 | 1.9292e-05 | 0 | 1.9292e-05 | 0 | 0 | 0 | 0 | 0 | 0 | 3.1779e-05 | 6.3558e-05 | 0 | 6.3558e-05 | [12 empty] | 7.3.3.17.5 (Remote Grid) Updates to grid topology to minimize risk of ignition in HFTDs Remote GridWLDFRVegetation ContactAggregated | WLDFR | HFTD - Distribution - Tier 2 - 2QU CoRE ¦ 4QU LoRE | Red Flag Warning - Large Fires | Vegetation Contact | Aggregated | 2061 | 2.2856e-05 | 1078.9824 | 0.024661 | 2061 | Mitigation | 0.95 | 45 | 0 | esc | 0.00097009 | 2.2172e-08 | 0.00097009 | 2.2172e-08
[79 empty] | WLDFR | HFTD - Distribution - Tier 3 - 2QU CoRE ¦ 5QU LoRE | Non-Red Flag Warning - Destructive Fires | 2062 | 1.5226e-09 | 1.5226e-09 | 12670.1796 | 362.3049 | 12307.8747 | 0 | 0 | 0 | 1.799e-06 | 1.9292e-05 | 0 | 1.9292e-05 | 1.9292e-05 | 0 | 1.9292e-05 | 0 | 6.9772e-07 | 0 | 0 | 0 | 0 | 3.1779e-05 | 6.3558e-05 | 0 | 6.3558e-05 | [12 empty] | 7.3.3.17.5 (Remote Grid) Updates to grid topology to minimize risk of ignition in HFTDs Remote GridWLDFRVegetation ContactAggregated | WLDFR | HFTD - Distribution - Tier 2 - 2QU CoRE ¦ 4QU LoRE | Red Flag Warning - Large Fires | Vegetation Contact | Aggregated | 2062 | 2.2856e-05 | 1078.9824 | 0.024661 | 2062 | Mitigation | 0.95 | 45 | 0 | esc | 0.00097009 | 2.2172e-08 | 0.00097009 | 2.2172e-08
[79 empty] | WLDFR | HFTD - Distribution - Tier 3 - 2QU CoRE ¦ 5QU LoRE | Non-Red Flag Warning - Destructive Fires | 2063 | 1.5226e-09 | 1.5226e-09 | 13246.6313 | 384.5316 | 12862.0997 | 0 | 0 | 0 | 1.799e-06 | 2.017e-05 | 0 | 2.017e-05 | 2.017e-05 | 0 | 2.017e-05 | 0 | 7.2018e-07 | 1.5786e-06 | 0 | 1.5786e-06 | 0 | 3.1779e-05 | 6.3558e-05 | 0 | 6.3558e-05 | [12 empty] | 7.3.3.17.5 (Remote Grid) Updates to grid topology to minimize risk of ignition in HFTDs Remote GridWLDFRVegetation ContactAggregated | WLDFR | HFTD - Distribution - Tier 2 - 2QU CoRE ¦ 4QU LoRE | Red Flag Warning - Large Fires | Vegetation Contact | Aggregated | 2063 | 2.2856e-05 | 1078.9824 | 0.024661 | 2063 | Mitigation | 0.95 | 45 | 0 | esc | 0.00097009 | 2.2172e-08 | 0.00097009 | 2.2172e-08
[79 empty] | WLDFR | HFTD - Distribution - Tier 3 - 2QU CoRE ¦ 5QU LoRE | Non-Red Flag Warning - Destructive Fires | 2064 | 1.5226e-09 | 1.5226e-09 | 13246.6313 | 384.5316 | 12862.0997 | 0 | 0 | 0 | 1.799e-06 | 2.017e-05 | 0 | 2.017e-05 | 2.017e-05 | 0 | 2.017e-05 | 0 | 7.2018e-07 | 1.5786e-06 | 0 | 1.5786e-06 | 0 | 3.1779e-05 | 6.3558e-05 | 0 | 6.3558e-05 | [12 empty] | 7.3.3.17.5 (Remote Grid) Updates to grid topology to minimize risk of ignition in HFTDs Remote GridWLDFRVegetation ContactAggregated | WLDFR | HFTD - Distribution - Tier 2 - 2QU CoRE ¦ 4QU LoRE | Red Flag Warning - Large Fires | Vegetation Contact | Aggregated | 2064 | 2.2856e-05 | 1078.9824 | 0.024661 | 2064 | Mitigation | 0.95 | 45 | 0 | esc | 0.00097009 | 2.2172e-08 | 0.00097009 | 2.2172e-08
[79 empty] | WLDFR | HFTD - Distribution - Tier 3 - 2QU CoRE ¦ 5QU LoRE | Non-Red Flag Warning - Destructive Fires | 2065 | 1.5226e-09 | 1.5226e-09 | 13246.6313 | 384.5316 | 12862.0997 | 0 | 0 | 0 | 1.799e-06 | 2.017e-05 | 0 | 2.017e-05 | 2.017e-05 | 0 | 2.017e-05 | 0 | 7.2018e-07 | 1.5786e-06 | 0 | 1.5786e-06 | 0 | 3.3352e-05 | 6.6703e-05 | 0 | 6.6703e-05 | [12 empty] | 7.3.3.17.5 (Remote Grid) Updates to grid topology to minimize risk of ignition in HFTDs Remote GridWLDFRVegetation ContactAggregated | WLDFR | HFTD - Distribution - Tier 2 - 2QU CoRE ¦ 4QU LoRE | Red Flag Warning - Large Fires | Vegetation Contact | Aggregated | 2065 | 2.2856e-05 | 1078.9824 | 0.024661 | 2065 | Mitigation | 0.95 | 45 | 0 | esc | 0.00097009 | 2.2172e-08 | 0.00097009 | 2.2172e-08
[79 empty] | WLDFR | HFTD - Distribution - Tier 3 - 2QU CoRE ¦ 5QU LoRE | Non-Red Flag Warning - Destructive Fires | 2066 | 1.5226e-09 | 1.5226e-09 | 13246.6313 | 384.5316 | 12862.0997 | 0 | 0 | 0 | 1.799e-06 | 2.017e-05 | 0 | 2.017e-05 | 2.017e-05 | 0 | 2.017e-05 | 0 | 7.2018e-07 | 1.5786e-06 | 0 | 1.5786e-06 | 0 | 3.3352e-05 | 6.6703e-05 | 0 | 6.6703e-05 | [12 empty] | 7.3.3.17.5 (Remote Grid) Updates to grid topology to minimize risk of ignition in HFTDs Remote GridWLDFRVegetation ContactAggregated | WLDFR | HFTD - Distribution - Tier 2 - 2QU CoRE ¦ 4QU LoRE | Red Flag Warning - Large Fires | Vegetation Contact | Aggregated | 2066 | 2.2856e-05 | 1078.9824 | 0.024661 | 2066 | Mitigation | 0.95 | 45 | 0 | esc | 0.00097009 | 2.2172e-08 | 0.00097009 | 2.2172e-08
[79 empty] | WLDFR | HFTD - Distribution - Tier 3 - 2QU CoRE ¦ 5QU LoRE | Non-Red Flag Warning - Destructive Fires | 2067 | 0 | 1.5226e-09 | 13246.6313 | 384.5316 | 12862.0997 | 0 | 0 | 0 | 1.799e-06 | 0 | 0 | 0 | 2.017e-05 | 0 | 2.017e-05 | 0 | 7.2018e-07 | 1.5786e-06 | 0 | 1.5786e-06 | 0 | 3.3352e-05 | 6.6703e-05 | 0 | 6.6703e-05 | [12 empty] | 7.3.3.17.5 (Remote Grid) Updates to grid topology to minimize risk of ignition in HFTDs Remote GridWLDFRVegetation ContactAggregated | WLDFR | HFTD - Distribution - Tier 2 - 2QU CoRE ¦ 4QU LoRE | Red Flag Warning - Large Fires | Vegetation Contact | Aggregated | 2067 | 2.2856e-05 | 1078.9824 | 0.024661 | 2067 | Mitigation | 0.95 | 45 | 0 | esc | 0 | 0 | 0.00097009 | 2.2172e-08
[79 empty] | WLDFR | HFTD - Distribution - Tier 3 - 2QU CoRE ¦ 5QU LoRE | Non-Red Flag Warning - Large Fires | 2022 | 1.3437e-08 | 0 | 5.2406 | 0.69642 | 2.942 | 1.6022 | 0 | 0 | 1.5754e-05 | 7.0417e-08 | 0 | 7.0417e-08 | 0 | 0 | 0 | 0 | 7.4882e-07 | 1.6414e-06 | 0 | 1.6414e-06 | 0 | 3.3352e-05 | 6.6703e-05 | 0 | 6.6703e-05 | [12 empty] | 7.3.3.17.5 (Remote Grid) Updates to grid topology to minimize risk of ignition in HFTDs Remote GridWLDFRContact from objectAggregated | WLDFR | HFTD - Distribution - Tier 2 - 2QU CoRE ¦ 4QU LoRE | Red Flag Warning - Small Fires | Contact from object | Aggregated | 2022 | 1.7623e-05 | 1078.9824 | 0.019015 | 2022 | Mitigation | 0.95 | 45 | 0 | esc | 0.00097009 | 1.7096e-08 | 0 | 0
[79 empty] | WLDFR | HFTD - Distribution - Tier 3 - 2QU CoRE ¦ 5QU LoRE | Non-Red Flag Warning - Large Fires | 2023 | 1.3437e-08 | 1.3437e-08 | 5.475 | 0.71896 | 3.0715 | 1.6846 | 0 | 0 | 1.5754e-05 | 7.3568e-08 | 0 | 7.3568e-08 | 7.3568e-08 | 0 | 7.3568e-08 | 0 | 7.4882e-07 | 1.6414e-06 | 0 | 1.6414e-06 | 0 | 0 | 6.6703e-05 | 0 | 6.6703e-05 | [12 empty] | 7.3.3.17.5 (Remote Grid) Updates to grid topology to minimize risk of ignition in HFTDs Remote GridWLDFRContact from objectAggregated | WLDFR | HFTD - Distribution - Tier 2 - 2QU CoRE ¦ 4QU LoRE | Red Flag Warning - Small Fires | Contact from object | Aggregated | 2023 | 1.7623e-05 | 1078.9824 | 0.019015 | 2023 | Mitigation | 0.95 | 45 | 0 | esc | 0.00097009 | 1.7096e-08 | 0.00097009 | 1.7096e-08
[79 empty] | WLDFR | HFTD - Distribution - Tier 3 - 2QU CoRE ¦ 5QU LoRE | Non-Red Flag Warning - Large Fires | 2024 | 1.3437e-08 | 1.3437e-08 | 5.475 | 0.71896 | 3.0715 | 1.6846 | 0 | 0 | 1.5754e-05 | 7.3568e-08 | 0 | 7.3568e-08 | 7.3568e-08 | 0 | 7.3568e-08 | 0 | 7.4882e-07 | 1.6414e-06 | 0 | 1.6414e-06 | 0 | 0 | 0 | 0 | 0 | [12 empty] | 7.3.3.17.5 (Remote Grid) Updates to grid topology to minimize risk of ignition in HFTDs Remote GridWLDFRContact from objectAggregated | WLDFR | HFTD - Distribution - Tier 2 - 2QU CoRE ¦ 4QU LoRE | Red Flag Warning - Small Fires | Contact from object | Aggregated | 2024 | 1.7623e-05 | 1078.9824 | 0.019015 | 2024 | Mitigation | 0.95 | 45 | 0 | esc | 0.00097009 | 1.7096e-08 | 0.00097009 | 1.7096e-08
[79 empty] | WLDFR | HFTD - Distribution - Tier 3 - 2QU CoRE ¦ 5QU LoRE | Non-Red Flag Warning - Large Fires | 2025 | 1.3437e-08 | 1.3437e-08 | 5.475 | 0.71896 | 3.0715 | 1.6846 | 0 | 0 | 1.5754e-05 | 7.3568e-08 | 0 | 7.3568e-08 | 7.3568e-08 | 0 | 7.3568e-08 | 0 | 7.4882e-07 | 1.6414e-06 | 0 | 1.6414e-06 | 0 | 0 | 0 | 0 | 0 | [12 empty] | 7.3.3.17.5 (Remote Grid) Updates to grid topology to minimize risk of ignition in HFTDs Remote GridWLDFRContact from objectAggregated | WLDFR | HFTD - Distribution - Tier 2 - 2QU CoRE ¦ 4QU LoRE | Red Flag Warning - Small Fires | Contact from object | Aggregated | 2025 | 1.7623e-05 | 1078.9824 | 0.019015 | 2025 | Mitigation | 0.95 | 45 | 0 | esc | 0.00097009 | 1.7096e-08 | 0.00097009 | 1.7096e-08
[79 empty] | WLDFR | HFTD - Distribution - Tier 3 - 2QU CoRE ¦ 5QU LoRE | Non-Red Flag Warning - Large Fires | 2026 | 1.3437e-08 | 1.3437e-08 | 5.475 | 0.71896 | 3.0715 | 1.6846 | 0 | 0 | 1.5754e-05 | 7.3568e-08 | 0 | 7.3568e-08 | 7.3568e-08 | 0 | 7.3568e-08 | 0 | 7.4882e-07 | 1.6414e-06 | 0 | 1.6414e-06 | 0 | 1.3322e-06 | 0 | 0 | 0 | [12 empty] | 7.3.3.17.5 (Remote Grid) Updates to grid topology to minimize risk of ignition in HFTDs Remote GridWLDFRContact from objectAggregated | WLDFR | HFTD - Distribution - Tier 2 - 2QU CoRE ¦ 4QU LoRE | Red Flag Warning - Small Fires | Contact from object | Aggregated | 2026 | 1.7623e-05 | 1078.9824 | 0.019015 | 2026 | Mitigation | 0.95 | 45 | 0 | esc | 0.00097009 | 1.7096e-08 | 0.00097009 | 1.7096e-08
[79 empty] | WLDFR | HFTD - Distribution - Tier 3 - 2QU CoRE ¦ 5QU LoRE | Non-Red Flag Warning - Large Fires | 2027 | 1.3437e-08 | 1.3437e-08 | 5.475 | 0.71896 | 3.0715 | 1.6846 | 0 | 0 | 1.5754e-05 | 7.3568e-08 | 0 | 7.3568e-08 | 7.3568e-08 | 0 | 7.3568e-08 | 0 | 7.811e-07 | 1.7122e-06 | 0 | 1.7122e-06 | 0 | 1.3918e-06 | 2.7836e-06 | 0 | 2.7836e-06 | [12 empty] | 7.3.3.17.5 (Remote Grid) Updates to grid topology to minimize risk of ignition in HFTDs Remote GridWLDFRContact from objectAggregated | WLDFR | HFTD - Distribution - Tier 2 - 2QU CoRE ¦ 4QU LoRE | Red Flag Warning - Small Fires | Contact from object | Aggregated | 2027 | 1.7623e-05 | 1078.9824 | 0.019015 | 2027 | Mitigation | 0.95 | 45 | 0 | esc | 0.00097009 | 1.7096e-08 | 0.00097009 | 1.7096e-08
[79 empty] | WLDFR | HFTD - Distribution - Tier 3 - 2QU CoRE ¦ 5QU LoRE | Non-Red Flag Warning - Large Fires | 2028 | 1.3437e-08 | 1.3437e-08 | 5.777 | 0.74734 | 3.238 | 1.7917 | 0 | 0 | 1.5754e-05 | 7.7625e-08 | 0 | 7.7625e-08 | 7.7625e-08 | 0 | 7.7625e-08 | 0 | 7.811e-07 | 1.7122e-06 | 0 | 1.7122e-06 | 0 | 1.3918e-06 | 2.7836e-06 | 0 | 2.7836e-06 | [12 empty] | 7.3.3.17.5 (Remote Grid) Updates to grid topology to minimize risk of ignition in HFTDs Remote GridWLDFRContact from objectAggregated | WLDFR | HFTD - Distribution - Tier 2 - 2QU CoRE ¦ 4QU LoRE | Red Flag Warning - Small Fires | Contact from object | Aggregated | 2028 | 1.7623e-05 | 1078.9824 | 0.019015 | 2028 | Mitigation | 0.95 | 45 | 0 | esc | 0.00097009 | 1.7096e-08 | 0.00097009 | 1.7096e-08
[79 empty] | WLDFR | HFTD - Distribution - Tier 3 - 2QU CoRE ¦ 5QU LoRE | Non-Red Flag Warning - Large Fires | 2029 | 1.3437e-08 | 1.3437e-08 | 5.777 | 0.74734 | 3.238 | 1.7917 | 0 | 0 | 1.5754e-05 | 7.7625e-08 | 0 | 7.7625e-08 | 7.7625e-08 | 0 | 7.7625e-08 | 0 | 7.811e-07 | 1.7122e-06 | 0 | 1.7122e-06 | 0 | 1.3918e-06 | 2.7836e-06 | 0 | 2.7836e-06 | [12 empty] | 7.3.3.17.5 (Remote Grid) Updates to grid topology to minimize risk of ignition in HFTDs Remote GridWLDFRContact from objectAggregated | WLDFR | HFTD - Distribution - Tier 2 - 2QU CoRE ¦ 4QU LoRE | Red Flag Warning - Small Fires | Contact from object | Aggregated | 2029 | 1.7623e-05 | 1078.9824 | 0.019015 | 2029 | Mitigation | 0.95 | 45 | 0 | esc | 0.00097009 | 1.7096e-08 | 0.00097009 | 1.7096e-08
[79 empty] | WLDFR | HFTD - Distribution - Tier 3 - 2QU CoRE ¦ 5QU LoRE | Non-Red Flag Warning - Large Fires | 2030 | 1.3437e-08 | 1.3437e-08 | 5.777 | 0.74734 | 3.238 | 1.7917 | 0 | 0 | 1.5754e-05 | 7.7625e-08 | 0 | 7.7625e-08 | 7.7625e-08 | 0 | 7.7625e-08 | 0 | 7.811e-07 | 1.7122e-06 | 0 | 1.7122e-06 | 0 | 1.3918e-06 | 2.7836e-06 | 0 | 2.7836e-06 | [12 empty] | 7.3.3.17.5 (Remote Grid) Updates to grid topology to minimize risk of ignition in HFTDs Remote GridWLDFRContact from objectAggregated | WLDFR | HFTD - Distribution - Tier 2 - 2QU CoRE ¦ 4QU LoRE | Red Flag Warning - Small Fires | Contact from object | Aggregated | 2030 | 1.7623e-05 | 1078.9824 | 0.019015 | 2030 | Mitigation | 0.95 | 45 | 0 | esc | 0.00097009 | 1.7096e-08 | 0.00097009 | 1.7096e-08
[79 empty] | WLDFR | HFTD - Distribution - Tier 3 - 2QU CoRE ¦ 5QU LoRE | Non-Red Flag Warning - Large Fires | 2031 | 1.3437e-08 | 1.3437e-08 | 5.777 | 0.74734 | 3.238 | 1.7917 | 0 | 0 | 1.5754e-05 | 7.7625e-08 | 0 | 7.7625e-08 | 7.7625e-08 | 0 | 7.7625e-08 | 0 | 7.811e-07 | 1.7122e-06 | 0 | 1.7122e-06 | 0 | 1.3918e-06 | 2.7836e-06 | 0 | 2.7836e-06 | [12 empty] | 7.3.3.17.5 (Remote Grid) Updates to grid topology to minimize risk of ignition in HFTDs Remote GridWLDFRContact from objectAggregated | WLDFR | HFTD - Distribution - Tier 2 - 2QU CoRE ¦ 4QU LoRE | Red Flag Warning - Small Fires | Contact from object | Aggregated | 2031 | 1.7623e-05 | 1078.9824 | 0.019015 | 2031 | Mitigation | 0.95 | 45 | 0 | esc | 0.00097009 | 1.7096e-08 | 0.00097009 | 1.7096e-08
[79 empty] | WLDFR | HFTD - Distribution - Tier 3 - 2QU CoRE ¦ 5QU LoRE | Non-Red Flag Warning - Large Fires | 2032 | 1.3437e-08 | 1.3437e-08 | 5.777 | 0.74734 | 3.238 | 1.7917 | 0 | 0 | 1.5754e-05 | 7.7625e-08 | 0 | 7.7625e-08 | 7.7625e-08 | 0 | 7.7625e-08 | 0 | 8.1669e-07 | 1.7902e-06 | 0 | 1.7902e-06 | 0 | 1.4686e-06 | 2.9372e-06 | 0 | 2.9372e-06 | [12 empty] | 7.3.3.17.5 (Remote Grid) Updates to grid topology to minimize risk of ignition in HFTDs Remote GridWLDFRContact from objectAggregated | WLDFR | HFTD - Distribution - Tier 2 - 2QU CoRE ¦ 4QU LoRE | Red Flag Warning - Small Fires | Contact from object | Aggregated | 2032 | 1.7623e-05 | 1078.9824 | 0.019015 | 2032 | Mitigation | 0.95 | 45 | 0 | esc | 0.00097009 | 1.7096e-08 | 0.00097009 | 1.7096e-08
[79 empty] | WLDFR | HFTD - Distribution - Tier 3 - 2QU CoRE ¦ 5QU LoRE | Non-Red Flag Warning - Large Fires | 2033 | 1.3437e-08 | 1.3437e-08 | 6.1205 | 0.77885 | 3.4265 | 1.9151 | 0 | 0 | 1.5754e-05 | 8.2241e-08 | 0 | 8.2241e-08 | 8.2241e-08 | 0 | 8.2241e-08 | 0 | 8.1669e-07 | 1.7902e-06 | 0 | 1.7902e-06 | 0 | 1.4686e-06 | 2.9372e-06 | 0 | 2.9372e-06 | [12 empty] | 7.3.3.17.5 (Remote Grid) Updates to grid topology to minimize risk of ignition in HFTDs Remote GridWLDFRContact from objectAggregated | WLDFR | HFTD - Distribution - Tier 2 - 2QU CoRE ¦ 4QU LoRE | Red Flag Warning - Small Fires | Contact from object | Aggregated | 2033 | 1.7623e-05 | 1078.9824 | 0.019015 | 2033 | Mitigation | 0.95 | 45 | 0 | esc | 0.00097009 | 1.7096e-08 | 0.00097009 | 1.7096e-08
[79 empty] | WLDFR | HFTD - Distribution - Tier 3 - 2QU CoRE ¦ 5QU LoRE | Non-Red Flag Warning - Large Fires | 2034 | 1.3437e-08 | 1.3437e-08 | 6.1205 | 0.77885 | 3.4265 | 1.9151 | 0 | 0 | 1.5754e-05 | 8.2241e-08 | 0 | 8.2241e-08 | 8.2241e-08 | 0 | 8.2241e-08 | 0 | 8.1669e-07 | 1.7902e-06 | 0 | 1.7902e-06 | 0 | 1.4686e-06 | 2.9372e-06 | 0 | 2.9372e-06 | [12 empty] | 7.3.3.17.5 (Remote Grid) Updates to grid topology to minimize risk of ignition in HFTDs Remote GridWLDFRContact from objectAggregated | WLDFR | HFTD - Distribution - Tier 2 - 2QU CoRE ¦ 4QU LoRE | Red Flag Warning - Small Fires | Contact from object | Aggregated | 2034 | 1.7623e-05 | 1078.9824 | 0.019015 | 2034 | Mitigation | 0.95 | 45 | 0 | esc | 0.00097009 | 1.7096e-08 | 0.00097009 | 1.7096e-08
[79 empty] | WLDFR | HFTD - Distribution - Tier 3 - 2QU CoRE ¦ 5QU LoRE | Non-Red Flag Warning - Large Fires | 2035 | 1.3437e-08 | 1.3437e-08 | 6.1205 | 0.77885 | 3.4265 | 1.9151 | 0 | 0 | 1.5754e-05 | 8.2241e-08 | 0 | 8.2241e-08 | 8.2241e-08 | 0 | 8.2241e-08 | 0 | 8.1669e-07 | 1.7902e-06 | 0 | 1.7902e-06 | 0 | 1.4686e-06 | 2.9372e-06 | 0 | 2.9372e-06 | [12 empty] | 7.3.3.17.5 (Remote Grid) Updates to grid topology to minimize risk of ignition in HFTDs Remote GridWLDFRContact from objectAggregated | WLDFR | HFTD - Distribution - Tier 2 - 2QU CoRE ¦ 4QU LoRE | Red Flag Warning - Small Fires | Contact from object | Aggregated | 2035 | 1.7623e-05 | 1078.9824 | 0.019015 | 2035 | Mitigation | 0.95 | 45 | 0 | esc | 0.00097009 | 1.7096e-08 | 0.00097009 | 1.7096e-08
[79 empty] | WLDFR | HFTD - Distribution - Tier 3 - 2QU CoRE ¦ 5QU LoRE | Non-Red Flag Warning - Large Fires | 2036 | 1.3437e-08 | 1.3437e-08 | 6.1205 | 0.77885 | 3.4265 | 1.9151 | 0 | 0 | 1.5754e-05 | 8.2241e-08 | 0 | 8.2241e-08 | 8.2241e-08 | 0 | 8.2241e-08 | 0 | 8.1669e-07 | 1.7902e-06 | 0 | 1.7902e-06 | 0 | 1.4686e-06 | 2.9372e-06 | 0 | 2.9372e-06 | [12 empty] | 7.3.3.17.5 (Remote Grid) Updates to grid topology to minimize risk of ignition in HFTDs Remote GridWLDFRContact from objectAggregated | WLDFR | HFTD - Distribution - Tier 2 - 2QU CoRE ¦ 4QU LoRE | Red Flag Warning - Small Fires | Contact from object | Aggregated | 2036 | 1.7623e-05 | 1078.9824 | 0.019015 | 2036 | Mitigation | 0.95 | 45 | 0 | esc | 0.00097009 | 1.7096e-08 | 0.00097009 | 1.7096e-08
[79 empty] | WLDFR | HFTD - Distribution - Tier 3 - 2QU CoRE ¦ 5QU LoRE | Non-Red Flag Warning - Large Fires | 2037 | 1.3437e-08 | 1.3437e-08 | 6.1205 | 0.77885 | 3.4265 | 1.9151 | 0 | 0 | 1.5754e-05 | 8.2241e-08 | 0 | 8.2241e-08 | 8.2241e-08 | 0 | 8.2241e-08 | 0 | 8.5522e-07 | 1.8747e-06 | 0 | 1.8747e-06 | 0 | 1.5559e-06 | 3.1118e-06 | 0 | 3.1118e-06 | [12 empty] | 7.3.3.17.5 (Remote Grid) Updates to grid topology to minimize risk of ignition in HFTDs Remote GridWLDFRContact from objectAggregated | WLDFR | HFTD - Distribution - Tier 2 - 2QU CoRE ¦ 4QU LoRE | Red Flag Warning - Small Fires | Contact from object | Aggregated | 2037 | 1.7623e-05 | 1078.9824 | 0.019015 | 2037 | Mitigation | 0.95 | 45 | 0 | esc | 0.00097009 | 1.7096e-08 | 0.00097009 | 1.7096e-08
[79 empty] | WLDFR | HFTD - Distribution - Tier 3 - 2QU CoRE ¦ 5QU LoRE | Non-Red Flag Warning - Large Fires | 2038 | 1.3437e-08 | 1.3437e-08 | 6.5028 | 0.81304 | 3.6355 | 2.0543 | 0 | 0 | 1.5754e-05 | 8.7378e-08 | 0 | 8.7378e-08 | 8.7378e-08 | 0 | 8.7378e-08 | 0 | 8.5522e-07 | 1.8747e-06 | 0 | 1.8747e-06 | 0 | 1.5559e-06 | 3.1118e-06 | 0 | 3.1118e-06 | [12 empty] | 7.3.3.17.5 (Remote Grid) Updates to grid topology to minimize risk of ignition in HFTDs Remote GridWLDFRContact from objectAggregated | WLDFR | HFTD - Distribution - Tier 2 - 2QU CoRE ¦ 4QU LoRE | Red Flag Warning - Small Fires | Contact from object | Aggregated | 2038 | 1.7623e-05 | 1078.9824 | 0.019015 | 2038 | Mitigation | 0.95 | 45 | 0 | esc | 0.00097009 | 1.7096e-08 | 0.00097009 | 1.7096e-08
[79 empty] | WLDFR | HFTD - Distribution - Tier 3 - 2QU CoRE ¦ 5QU LoRE | Non-Red Flag Warning - Large Fires | 2039 | 1.3437e-08 | 1.3437e-08 | 6.5028 | 0.81304 | 3.6355 | 2.0543 | 0 | 0 | 1.5754e-05 | 8.7378e-08 | 0 | 8.7378e-08 | 8.7378e-08 | 0 | 8.7378e-08 | 0 | 8.5522e-07 | 1.8747e-06 | 0 | 1.8747e-06 | 0 | 1.5559e-06 | 3.1118e-06 | 0 | 3.1118e-06 | [12 empty] | 7.3.3.17.5 (Remote Grid) Updates to grid topology to minimize risk of ignition in HFTDs Remote GridWLDFRContact from objectAggregated | WLDFR | HFTD - Distribution - Tier 2 - 2QU CoRE ¦ 4QU LoRE | Red Flag Warning - Small Fires | Contact from object | Aggregated | 2039 | 1.7623e-05 | 1078.9824 | 0.019015 | 2039 | Mitigation | 0.95 | 45 | 0 | esc | 0.00097009 | 1.7096e-08 | 0.00097009 | 1.7096e-08
[79 empty] | WLDFR | HFTD - Distribution - Tier 3 - 2QU CoRE ¦ 5QU LoRE | Non-Red Flag Warning - Large Fires | 2040 | 1.3437e-08 | 1.3437e-08 | 6.5028 | 0.81304 | 3.6355 | 2.0543 | 0 | 0 | 1.5754e-05 | 8.7378e-08 | 0 | 8.7378e-08 | 8.7378e-08 | 0 | 8.7378e-08 | 0 | 8.5522e-07 | 1.8747e-06 | 0 | 1.8747e-06 | 0 | 1.5559e-06 | 3.1118e-06 | 0 | 3.1118e-06 | [12 empty] | 7.3.3.17.5 (Remote Grid) Updates to grid topology to minimize risk of ignition in HFTDs Remote GridWLDFRContact from objectAggregated | WLDFR | HFTD - Distribution - Tier 2 - 2QU CoRE ¦ 4QU LoRE | Red Flag Warning - Small Fires | Contact from object | Aggregated | 2040 | 1.7623e-05 | 1078.9824 | 0.019015 | 2040 | Mitigation | 0.95 | 45 | 0 | esc | 0.00097009 | 1.7096e-08 | 0.00097009 | 1.7096e-08
[79 empty] | WLDFR | HFTD - Distribution - Tier 3 - 2QU CoRE ¦ 5QU LoRE | Non-Red Flag Warning - Large Fires | 2041 | 1.3437e-08 | 1.3437e-08 | 6.5028 | 0.81304 | 3.6355 | 2.0543 | 0 | 0 | 1.5754e-05 | 8.7378e-08 | 0 | 8.7378e-08 | 8.7378e-08 | 0 | 8.7378e-08 | 0 | 8.5522e-07 | 1.8747e-06 | 0 | 1.8747e-06 | 0 | 1.5559e-06 | 3.1118e-06 | 0 | 3.1118e-06 | [12 empty] | 7.3.3.17.5 (Remote Grid) Updates to grid topology to minimize risk of ignition in HFTDs Remote GridWLDFRContact from objectAggregated | WLDFR | HFTD - Distribution - Tier 2 - 2QU CoRE ¦ 4QU LoRE | Red Flag Warning - Small Fires | Contact from object | Aggregated | 2041 | 1.7623e-05 | 1078.9824 | 0.019015 | 2041 | Mitigation | 0.95 | 45 | 0 | esc | 0.00097009 | 1.7096e-08 | 0.00097009 | 1.7096e-08
[79 empty] | WLDFR | HFTD - Distribution - Tier 3 - 2QU CoRE ¦ 5QU LoRE | Non-Red Flag Warning - Large Fires | 2042 | 1.3437e-08 | 1.3437e-08 | 6.5028 | 0.81304 | 3.6355 | 2.0543 | 0 | 0 | 1.5754e-05 | 8.7378e-08 | 0 | 8.7378e-08 | 8.7378e-08 | 0 | 8.7378e-08 | 0 | 8.9629e-07 | 1.9647e-06 | 0 | 1.9647e-06 | 0 | 1.6531e-06 | 3.3062e-06 | 0 | 3.3062e-06 | [12 empty] | 7.3.3.17.5 (Remote Grid) Updates to grid topology to minimize risk of ignition in HFTDs Remote GridWLDFRContact from objectAggregated | WLDFR | HFTD - Distribution - Tier 2 - 2QU CoRE ¦ 4QU LoRE | Red Flag Warning - Small Fires | Contact from object | Aggregated | 2042 | 1.7623e-05 | 1078.9824 | 0.019015 | 2042 | Mitigation | 0.95 | 45 | 0 | esc | 0.00097009 | 1.7096e-08 | 0.00097009 | 1.7096e-08
[79 empty] | WLDFR | HFTD - Distribution - Tier 3 - 2QU CoRE ¦ 5QU LoRE | Non-Red Flag Warning - Large Fires | 2043 | 1.3437e-08 | 1.3437e-08 | 6.9209 | 0.84944 | 3.8632 | 2.2083 | 0 | 0 | 1.5754e-05 | 9.2996e-08 | 0 | 9.2996e-08 | 9.2996e-08 | 0 | 9.2996e-08 | 0 | 8.9629e-07 | 1.9647e-06 | 0 | 1.9647e-06 | 0 | 1.6531e-06 | 3.3062e-06 | 0 | 3.3062e-06 | [12 empty] | 7.3.3.17.5 (Remote Grid) Updates to grid topology to minimize risk of ignition in HFTDs Remote GridWLDFRContact from objectAggregated | WLDFR | HFTD - Distribution - Tier 2 - 2QU CoRE ¦ 4QU LoRE | Red Flag Warning - Small Fires | Contact from object | Aggregated | 2043 | 1.7623e-05 | 1078.9824 | 0.019015 | 2043 | Mitigation | 0.95 | 45 | 0 | esc | 0.00097009 | 1.7096e-08 | 0.00097009 | 1.7096e-08
[79 empty] | WLDFR | HFTD - Distribution - Tier 3 - 2QU CoRE ¦ 5QU LoRE | Non-Red Flag Warning - Large Fires | 2044 | 1.3437e-08 | 1.3437e-08 | 6.9209 | 0.84944 | 3.8632 | 2.2083 | 0 | 0 | 1.5754e-05 | 9.2996e-08 | 0 | 9.2996e-08 | 9.2996e-08 | 0 | 9.2996e-08 | 0 | 8.9629e-07 | 1.9647e-06 | 0 | 1.9647e-06 | 0 | 1.6531e-06 | 3.3062e-06 | 0 | 3.3062e-06 | [12 empty] | 7.3.3.17.5 (Remote Grid) Updates to grid topology to minimize risk of ignition in HFTDs Remote GridWLDFRContact from objectAggregated | WLDFR | HFTD - Distribution - Tier 2 - 2QU CoRE ¦ 4QU LoRE | Red Flag Warning - Small Fires | Contact from object | Aggregated | 2044 | 1.7623e-05 | 1078.9824 | 0.019015 | 2044 | Mitigation | 0.95 | 45 | 0 | esc | 0.00097009 | 1.7096e-08 | 0.00097009 | 1.7096e-08
[79 empty] | WLDFR | HFTD - Distribution - Tier 3 - 2QU CoRE ¦ 5QU LoRE | Non-Red Flag Warning - Large Fires | 2045 | 1.3437e-08 | 1.3437e-08 | 6.9209 | 0.84944 | 3.8632 | 2.2083 | 0 | 0 | 1.5754e-05 | 9.2996e-08 | 0 | 9.2996e-08 | 9.2996e-08 | 0 | 9.2996e-08 | 0 | 8.9629e-07 | 1.9647e-06 | 0 | 1.9647e-06 | 0 | 1.6531e-06 | 3.3062e-06 | 0 | 3.3062e-06 | [12 empty] | 7.3.3.17.5 (Remote Grid) Updates to grid topology to minimize risk of ignition in HFTDs Remote GridWLDFRContact from objectAggregated | WLDFR | HFTD - Distribution - Tier 2 - 2QU CoRE ¦ 4QU LoRE | Red Flag Warning - Small Fires | Contact from object | Aggregated | 2045 | 1.7623e-05 | 1078.9824 | 0.019015 | 2045 | Mitigation | 0.95 | 45 | 0 | esc | 0.00097009 | 1.7096e-08 | 0.00097009 | 1.7096e-08
[79 empty] | WLDFR | HFTD - Distribution - Tier 3 - 2QU CoRE ¦ 5QU LoRE | Non-Red Flag Warning - Large Fires | 2046 | 1.3437e-08 | 1.3437e-08 | 6.9209 | 0.84944 | 3.8632 | 2.2083 | 0 | 0 | 1.5754e-05 | 9.2996e-08 | 0 | 9.2996e-08 | 9.2996e-08 | 0 | 9.2996e-08 | 0 | 8.9629e-07 | 1.9647e-06 | 0 | 1.9647e-06 | 0 | 1.6531e-06 | 3.3062e-06 | 0 | 3.3062e-06 | [12 empty] | 7.3.3.17.5 (Remote Grid) Updates to grid topology to minimize risk of ignition in HFTDs Remote GridWLDFRContact from objectAggregated | WLDFR | HFTD - Distribution - Tier 2 - 2QU CoRE ¦ 4QU LoRE | Red Flag Warning - Small Fires | Contact from object | Aggregated | 2046 | 1.7623e-05 | 1078.9824 | 0.019015 | 2046 | Mitigation | 0.95 | 45 | 0 | esc | 0.00097009 | 1.7096e-08 | 0.00097009 | 1.7096e-08
[79 empty] | WLDFR | HFTD - Distribution - Tier 3 - 2QU CoRE ¦ 5QU LoRE | Non-Red Flag Warning - Large Fires | 2047 | 1.3437e-08 | 1.3437e-08 | 6.9209 | 0.84944 | 3.8632 | 2.2083 | 0 | 0 | 1.5754e-05 | 9.2996e-08 | 0 | 9.2996e-08 | 9.2996e-08 | 0 | 9.2996e-08 | 0 | 9.3949e-07 | 2.0594e-06 | 0 | 2.0594e-06 | 0 | 1.7594e-06 | 3.5188e-06 | 0 | 3.5188e-06 | [12 empty] | 7.3.3.17.5 (Remote Grid) Updates to grid topology to minimize risk of ignition in HFTDs Remote GridWLDFRContact from objectAggregated | WLDFR | HFTD - Distribution - Tier 2 - 2QU CoRE ¦ 4QU LoRE | Red Flag Warning - Small Fires | Contact from object | Aggregated | 2047 | 1.7623e-05 | 1078.9824 | 0.019015 | 2047 | Mitigation | 0.95 | 45 | 0 | esc | 0.00097009 | 1.7096e-08 | 0.00097009 | 1.7096e-08
[79 empty] | WLDFR | HFTD - Distribution - Tier 3 - 2QU CoRE ¦ 5QU LoRE | Non-Red Flag Warning - Large Fires | 2048 | 1.3437e-08 | 1.3437e-08 | 7.3713 | 0.88759 | 4.1075 | 2.3763 | 0 | 0 | 1.5754e-05 | 9.9048e-08 | 0 | 9.9048e-08 | 9.9048e-08 | 0 | 9.9048e-08 | 0 | 9.3949e-07 | 2.0594e-06 | 0 | 2.0594e-06 | 0 | 1.7594e-06 | 3.5188e-06 | 0 | 3.5188e-06 | [12 empty] | 7.3.3.17.5 (Remote Grid) Updates to grid topology to minimize risk of ignition in HFTDs Remote GridWLDFRContact from objectAggregated | WLDFR | HFTD - Distribution - Tier 2 - 2QU CoRE ¦ 4QU LoRE | Red Flag Warning - Small Fires | Contact from object | Aggregated | 2048 | 1.7623e-05 | 1078.9824 | 0.019015 | 2048 | Mitigation | 0.95 | 45 | 0 | esc | 0.00097009 | 1.7096e-08 | 0.00097009 | 1.7096e-08
[79 empty] | WLDFR | HFTD - Distribution - Tier 3 - 2QU CoRE ¦ 5QU LoRE | Non-Red Flag Warning - Large Fires | 2049 | 1.3437e-08 | 1.3437e-08 | 7.3713 | 0.88759 | 4.1075 | 2.3763 | 0 | 0 | 1.5754e-05 | 9.9048e-08 | 0 | 9.9048e-08 | 9.9048e-08 | 0 | 9.9048e-08 | 0 | 9.3949e-07 | 2.0594e-06 | 0 | 2.0594e-06 | 0 | 1.7594e-06 | 3.5188e-06 | 0 | 3.5188e-06 | [12 empty] | 7.3.3.17.5 (Remote Grid) Updates to grid topology to minimize risk of ignition in HFTDs Remote GridWLDFRContact from objectAggregated | WLDFR | HFTD - Distribution - Tier 2 - 2QU CoRE ¦ 4QU LoRE | Red Flag Warning - Small Fires | Contact from object | Aggregated | 2049 | 1.7623e-05 | 1078.9824 | 0.019015 | 2049 | Mitigation | 0.95 | 45 | 0 | esc | 0.00097009 | 1.7096e-08 | 0.00097009 | 1.7096e-08
[79 empty] | WLDFR | HFTD - Distribution - Tier 3 - 2QU CoRE ¦ 5QU LoRE | Non-Red Flag Warning - Large Fires | 2050 | 1.3437e-08 | 1.3437e-08 | 7.3713 | 0.88759 | 4.1075 | 2.3763 | 0 | 0 | 1.5754e-05 | 9.9048e-08 | 0 | 9.9048e-08 | 9.9048e-08 | 0 | 9.9048e-08 | 0 | 9.3949e-07 | 2.0594e-06 | 0 | 2.0594e-06 | 0 | 1.7594e-06 | 3.5188e-06 | 0 | 3.5188e-06 | [12 empty] | 7.3.3.17.5 (Remote Grid) Updates to grid topology to minimize risk of ignition in HFTDs Remote GridWLDFRContact from objectAggregated | WLDFR | HFTD - Distribution - Tier 2 - 2QU CoRE ¦ 4QU LoRE | Red Flag Warning - Small Fires | Contact from object | Aggregated | 2050 | 1.7623e-05 | 1078.9824 | 0.019015 | 2050 | Mitigation | 0.95 | 45 | 0 | esc | 0.00097009 | 1.7096e-08 | 0.00097009 | 1.7096e-08
[79 empty] | WLDFR | HFTD - Distribution - Tier 3 - 2QU CoRE ¦ 5QU LoRE | Non-Red Flag Warning - Large Fires | 2051 | 1.3437e-08 | 1.3437e-08 | 7.3713 | 0.88759 | 4.1075 | 2.3763 | 0 | 0 | 1.5754e-05 | 9.9048e-08 | 0 | 9.9048e-08 | 9.9048e-08 | 0 | 9.9048e-08 | 0 | 9.3949e-07 | 2.0594e-06 | 0 | 2.0594e-06 | 0 | 1.7594e-06 | 3.5188e-06 | 0 | 3.5188e-06 | [12 empty] | 7.3.3.17.5 (Remote Grid) Updates to grid topology to minimize risk of ignition in HFTDs Remote GridWLDFRContact from objectAggregated | WLDFR | HFTD - Distribution - Tier 2 - 2QU CoRE ¦ 4QU LoRE | Red Flag Warning - Small Fires | Contact from object | Aggregated | 2051 | 1.7623e-05 | 1078.9824 | 0.019015 | 2051 | Mitigation | 0.95 | 45 | 0 | esc | 0.00097009 | 1.7096e-08 | 0.00097009 | 1.7096e-08
[79 empty] | WLDFR | HFTD - Distribution - Tier 3 - 2QU CoRE ¦ 5QU LoRE | Non-Red Flag Warning - Large Fires | 2052 | 1.3437e-08 | 1.3437e-08 | 7.3713 | 0.88759 | 4.1075 | 2.3763 | 0 | 0 | 1.5754e-05 | 9.9048e-08 | 0 | 9.9048e-08 | 9.9048e-08 | 0 | 9.9048e-08 | 0 | 9.8434e-07 | 2.1577e-06 | 0 | 2.1577e-06 | 0 | 1.8739e-06 | 3.7478e-06 | 0 | 3.7478e-06 | [12 empty] | 7.3.3.17.5 (Remote Grid) Updates to grid topology to minimize risk of ignition in HFTDs Remote GridWLDFRContact from objectAggregated | WLDFR | HFTD - Distribution - Tier 2 - 2QU CoRE ¦ 4QU LoRE | Red Flag Warning - Small Fires | Contact from object | Aggregated | 2052 | 1.7623e-05 | 1078.9824 | 0.019015 | 2052 | Mitigation | 0.95 | 45 | 0 | esc | 0.00097009 | 1.7096e-08 | 0.00097009 | 1.7096e-08
[79 empty] | WLDFR | HFTD - Distribution - Tier 3 - 2QU CoRE ¦ 5QU LoRE | Non-Red Flag Warning - Large Fires | 2053 | 1.3437e-08 | 1.3437e-08 | 7.8503 | 0.92702 | 4.3664 | 2.5569 | 0 | 0 | 1.5754e-05 | 1.0548e-07 | 0 | 1.0548e-07 | 1.0548e-07 | 0 | 1.0548e-07 | 0 | 9.8434e-07 | 2.1577e-06 | 0 | 2.1577e-06 | 0 | 1.8739e-06 | 3.7478e-06 | 0 | 3.7478e-06 | [12 empty] | 7.3.3.17.5 (Remote Grid) Updates to grid topology to minimize risk of ignition in HFTDs Remote GridWLDFRContact from objectAggregated | WLDFR | HFTD - Distribution - Tier 2 - 2QU CoRE ¦ 4QU LoRE | Red Flag Warning - Small Fires | Contact from object | Aggregated | 2053 | 1.7623e-05 | 1078.9824 | 0.019015 | 2053 | Mitigation | 0.95 | 45 | 0 | esc | 0.00097009 | 1.7096e-08 | 0.00097009 | 1.7096e-08
[79 empty] | WLDFR | HFTD - Distribution - Tier 3 - 2QU CoRE ¦ 5QU LoRE | Non-Red Flag Warning - Large Fires | 2054 | 1.3437e-08 | 1.3437e-08 | 7.8503 | 0.92702 | 4.3664 | 2.5569 | 0 | 0 | 1.5754e-05 | 1.0548e-07 | 0 | 1.0548e-07 | 1.0548e-07 | 0 | 1.0548e-07 | 0 | 9.8434e-07 | 2.1577e-06 | 0 | 2.1577e-06 | 0 | 1.8739e-06 | 3.7478e-06 | 0 | 3.7478e-06 | [12 empty] | 7.3.3.17.5 (Remote Grid) Updates to grid topology to minimize risk of ignition in HFTDs Remote GridWLDFRContact from objectAggregated | WLDFR | HFTD - Distribution - Tier 2 - 2QU CoRE ¦ 4QU LoRE | Red Flag Warning - Small Fires | Contact from object | Aggregated | 2054 | 1.7623e-05 | 1078.9824 | 0.019015 | 2054 | Mitigation | 0.95 | 45 | 0 | esc | 0.00097009 | 1.7096e-08 | 0.00097009 | 1.7096e-08
[79 empty] | WLDFR | HFTD - Distribution - Tier 3 - 2QU CoRE ¦ 5QU LoRE | Non-Red Flag Warning - Large Fires | 2055 | 1.3437e-08 | 1.3437e-08 | 7.8503 | 0.92702 | 4.3664 | 2.5569 | 0 | 0 | 1.5754e-05 | 1.0548e-07 | 0 | 1.0548e-07 | 1.0548e-07 | 0 | 1.0548e-07 | 0 | 9.8434e-07 | 2.1577e-06 | 0 | 2.1577e-06 | 0 | 1.8739e-06 | 3.7478e-06 | 0 | 3.7478e-06 | [12 empty] | 7.3.3.17.5 (Remote Grid) Updates to grid topology to minimize risk of ignition in HFTDs Remote GridWLDFRContact from objectAggregated | WLDFR | HFTD - Distribution - Tier 2 - 2QU CoRE ¦ 4QU LoRE | Red Flag Warning - Small Fires | Contact from object | Aggregated | 2055 | 1.7623e-05 | 1078.9824 | 0.019015 | 2055 | Mitigation | 0.95 | 45 | 0 | esc | 0.00097009 | 1.7096e-08 | 0.00097009 | 1.7096e-08
[79 empty] | WLDFR | HFTD - Distribution - Tier 3 - 2QU CoRE ¦ 5QU LoRE | Non-Red Flag Warning - Large Fires | 2056 | 1.3437e-08 | 1.3437e-08 | 7.8503 | 0.92702 | 4.3664 | 2.5569 | 0 | 0 | 1.5754e-05 | 1.0548e-07 | 0 | 1.0548e-07 | 1.0548e-07 | 0 | 1.0548e-07 | 0 | 9.8434e-07 | 2.1577e-06 | 0 | 2.1577e-06 | 0 | 0 | 3.7478e-06 | 0 | 3.7478e-06 | [12 empty] | 7.3.3.17.5 (Remote Grid) Updates to grid topology to minimize risk of ignition in HFTDs Remote GridWLDFRContact from objectAggregated | WLDFR | HFTD - Distribution - Tier 2 - 2QU CoRE ¦ 4QU LoRE | Red Flag Warning - Small Fires | Contact from object | Aggregated | 2056 | 1.7623e-05 | 1078.9824 | 0.019015 | 2056 | Mitigation | 0.95 | 45 | 0 | esc | 0.00097009 | 1.7096e-08 | 0.00097009 | 1.7096e-08
[79 empty] | WLDFR | HFTD - Distribution - Tier 3 - 2QU CoRE ¦ 5QU LoRE | Non-Red Flag Warning - Large Fires | 2057 | 1.3437e-08 | 1.3437e-08 | 7.8503 | 0.92702 | 4.3664 | 2.5569 | 0 | 0 | 1.5754e-05 | 1.0548e-07 | 0 | 1.0548e-07 | 1.0548e-07 | 0 | 1.0548e-07 | 0 | 1.0303e-06 | 2.2585e-06 | 0 | 2.2585e-06 | 0 | 0 | 0 | 0 | 0 | [12 empty] | 7.3.3.17.5 (Remote Grid) Updates to grid topology to minimize risk of ignition in HFTDs Remote GridWLDFRContact from objectAggregated | WLDFR | HFTD - Distribution - Tier 2 - 2QU CoRE ¦ 4QU LoRE | Red Flag Warning - Small Fires | Contact from object | Aggregated | 2057 | 1.7623e-05 | 1078.9824 | 0.019015 | 2057 | Mitigation | 0.95 | 45 | 0 | esc | 0.00097009 | 1.7096e-08 | 0.00097009 | 1.7096e-08
[79 empty] | WLDFR | HFTD - Distribution - Tier 3 - 2QU CoRE ¦ 5QU LoRE | Non-Red Flag Warning - Large Fires | 2058 | 1.3437e-08 | 1.3437e-08 | 8.3524 | 0.96727 | 4.6367 | 2.7484 | 0 | 0 | 1.5754e-05 | 1.1223e-07 | 0 | 1.1223e-07 | 1.1223e-07 | 0 | 1.1223e-07 | 0 | 1.0303e-06 | 2.2585e-06 | 0 | 2.2585e-06 | 0 | 0 | 0 | 0 | 0 | [12 empty] | 7.3.3.17.5 (Remote Grid) Updates to grid topology to minimize risk of ignition in HFTDs Remote GridWLDFRContact from objectAggregated | WLDFR | HFTD - Distribution - Tier 2 - 2QU CoRE ¦ 4QU LoRE | Red Flag Warning - Small Fires | Contact from object | Aggregated | 2058 | 1.7623e-05 | 1078.9824 | 0.019015 | 2058 | Mitigation | 0.95 | 45 | 0 | esc | 0.00097009 | 1.7096e-08 | 0.00097009 | 1.7096e-08
[79 empty] | WLDFR | HFTD - Distribution - Tier 3 - 2QU CoRE ¦ 5QU LoRE | Non-Red Flag Warning - Large Fires | 2059 | 1.3437e-08 | 1.3437e-08 | 8.3524 | 0.96727 | 4.6367 | 2.7484 | 0 | 0 | 1.5754e-05 | 1.1223e-07 | 0 | 1.1223e-07 | 1.1223e-07 | 0 | 1.1223e-07 | 0 | 1.0303e-06 | 2.2585e-06 | 0 | 2.2585e-06 | 0 | 2.5883e-07 | 0 | 0 | 0 | [12 empty] | 7.3.3.17.5 (Remote Grid) Updates to grid topology to minimize risk of ignition in HFTDs Remote GridWLDFRContact from objectAggregated | WLDFR | HFTD - Distribution - Tier 2 - 2QU CoRE ¦ 4QU LoRE | Red Flag Warning - Small Fires | Contact from object | Aggregated | 2059 | 1.7623e-05 | 1078.9824 | 0.019015 | 2059 | Mitigation | 0.95 | 45 | 0 | esc | 0.00097009 | 1.7096e-08 | 0.00097009 | 1.7096e-08
[79 empty] | WLDFR | HFTD - Distribution - Tier 3 - 2QU CoRE ¦ 5QU LoRE | Non-Red Flag Warning - Large Fires | 2060 | 1.3437e-08 | 1.3437e-08 | 8.3524 | 0.96727 | 4.6367 | 2.7484 | 0 | 0 | 1.5754e-05 | 1.1223e-07 | 0 | 1.1223e-07 | 1.1223e-07 | 0 | 1.1223e-07 | 0 | 1.0303e-06 | 2.2585e-06 | 0 | 2.2585e-06 | 0 | 2.6716e-07 | 5.3433e-07 | 0 | 5.3433e-07 | [12 empty] | 7.3.3.17.5 (Remote Grid) Updates to grid topology to minimize risk of ignition in HFTDs Remote GridWLDFRContact from objectAggregated | WLDFR | HFTD - Distribution - Tier 2 - 2QU CoRE ¦ 4QU LoRE | Red Flag Warning - Small Fires | Contact from object | Aggregated | 2060 | 1.7623e-05 | 1078.9824 | 0.019015 | 2060 | Mitigation | 0.95 | 45 | 0 | esc | 0.00097009 | 1.7096e-08 | 0.00097009 | 1.7096e-08
[79 empty] | WLDFR | HFTD - Distribution - Tier 3 - 2QU CoRE ¦ 5QU LoRE | Non-Red Flag Warning - Large Fires | 2061 | 1.3437e-08 | 1.3437e-08 | 8.3524 | 0.96727 | 4.6367 | 2.7484 | 0 | 0 | 1.5754e-05 | 1.1223e-07 | 0 | 1.1223e-07 | 1.1223e-07 | 0 | 1.1223e-07 | 0 | 1.0303e-06 | 2.2585e-06 | 0 | 2.2585e-06 | 0 | 2.6716e-07 | 5.3433e-07 | 0 | 5.3433e-07 | [12 empty] | 7.3.3.17.5 (Remote Grid) Updates to grid topology to minimize risk of ignition in HFTDs Remote GridWLDFRContact from objectAggregated | WLDFR | HFTD - Distribution - Tier 2 - 2QU CoRE ¦ 4QU LoRE | Red Flag Warning - Small Fires | Contact from object | Aggregated | 2061 | 1.7623e-05 | 1078.9824 | 0.019015 | 2061 | Mitigation | 0.95 | 45 | 0 | esc | 0.00097009 | 1.7096e-08 | 0.00097009 | 1.7096e-08
[79 empty] | WLDFR | HFTD - Distribution - Tier 3 - 2QU CoRE ¦ 5QU LoRE | Non-Red Flag Warning - Large Fires | 2062 | 1.3437e-08 | 1.3437e-08 | 8.3524 | 0.96727 | 4.6367 | 2.7484 | 0 | 0 | 1.5754e-05 | 1.1223e-07 | 0 | 1.1223e-07 | 1.1223e-07 | 0 | 1.1223e-07 | 0 | 1.0769e-06 | 2.3607e-06 | 0 | 2.3607e-06 | 0 | 2.6716e-07 | 5.3433e-07 | 0 | 5.3433e-07 | [12 empty] | 7.3.3.17.5 (Remote Grid) Updates to grid topology to minimize risk of ignition in HFTDs Remote GridWLDFRContact from objectAggregated | WLDFR | HFTD - Distribution - Tier 2 - 2QU CoRE ¦ 4QU LoRE | Red Flag Warning - Small Fires | Contact from object | Aggregated | 2062 | 1.7623e-05 | 1078.9824 | 0.019015 | 2062 | Mitigation | 0.95 | 45 | 0 | esc | 0.00097009 | 1.7096e-08 | 0.00097009 | 1.7096e-08
[79 empty] | WLDFR | HFTD - Distribution - Tier 3 - 2QU CoRE ¦ 5QU LoRE | Non-Red Flag Warning - Large Fires | 2063 | 1.3437e-08 | 1.3437e-08 | 8.872 | 1.0079 | 4.9153 | 2.9488 | 0 | 0 | 1.5754e-05 | 1.1921e-07 | 0 | 1.1921e-07 | 1.1921e-07 | 0 | 1.1921e-07 | 0 | 1.0769e-06 | 2.3607e-06 | 0 | 2.3607e-06 | 0 | 2.6716e-07 | 5.3433e-07 | 0 | 5.3433e-07 | [12 empty] | 7.3.3.17.5 (Remote Grid) Updates to grid topology to minimize risk of ignition in HFTDs Remote GridWLDFRContact from objectAggregated | WLDFR | HFTD - Distribution - Tier 2 - 2QU CoRE ¦ 4QU LoRE | Red Flag Warning - Small Fires | Contact from object | Aggregated | 2063 | 1.7623e-05 | 1078.9824 | 0.019015 | 2063 | Mitigation | 0.95 | 45 | 0 | esc | 0.00097009 | 1.7096e-08 | 0.00097009 | 1.7096e-08
[79 empty] | WLDFR | HFTD - Distribution - Tier 3 - 2QU CoRE ¦ 5QU LoRE | Non-Red Flag Warning - Large Fires | 2064 | 1.3437e-08 | 1.3437e-08 | 8.872 | 1.0079 | 4.9153 | 2.9488 | 0 | 0 | 1.5754e-05 | 1.1921e-07 | 0 | 1.1921e-07 | 1.1921e-07 | 0 | 1.1921e-07 | 0 | 1.0769e-06 | 2.3607e-06 | 0 | 2.3607e-06 | 0 | 2.6716e-07 | 5.3433e-07 | 0 | 5.3433e-07 | [12 empty] | 7.3.3.17.5 (Remote Grid) Updates to grid topology to minimize risk of ignition in HFTDs Remote GridWLDFRContact from objectAggregated | WLDFR | HFTD - Distribution - Tier 2 - 2QU CoRE ¦ 4QU LoRE | Red Flag Warning - Small Fires | Contact from object | Aggregated | 2064 | 1.7623e-05 | 1078.9824 | 0.019015 | 2064 | Mitigation | 0.95 | 45 | 0 | esc | 0.00097009 | 1.7096e-08 | 0.00097009 | 1.7096e-08
[79 empty] | WLDFR | HFTD - Distribution - Tier 3 - 2QU CoRE ¦ 5QU LoRE | Non-Red Flag Warning - Large Fires | 2065 | 1.3437e-08 | 1.3437e-08 | 8.872 | 1.0079 | 4.9153 | 2.9488 | 0 | 0 | 1.5754e-05 | 1.1921e-07 | 0 | 1.1921e-07 | 1.1921e-07 | 0 | 1.1921e-07 | 0 | 0 | 2.3607e-06 | 0 | 2.3607e-06 | 0 | 2.7779e-07 | 5.5558e-07 | 0 | 5.5558e-07 | [12 empty] | 7.3.3.17.5 (Remote Grid) Updates to grid topology to minimize risk of ignition in HFTDs Remote GridWLDFRContact from objectAggregated | WLDFR | HFTD - Distribution - Tier 2 - 2QU CoRE ¦ 4QU LoRE | Red Flag Warning - Small Fires | Contact from object | Aggregated | 2065 | 1.7623e-05 | 1078.9824 | 0.019015 | 2065 | Mitigation | 0.95 | 45 | 0 | esc | 0.00097009 | 1.7096e-08 | 0.00097009 | 1.7096e-08
[79 empty] | WLDFR | HFTD - Distribution - Tier 3 - 2QU CoRE ¦ 5QU LoRE | Non-Red Flag Warning - Large Fires | 2066 | 1.3437e-08 | 1.3437e-08 | 8.872 | 1.0079 | 4.9153 | 2.9488 | 0 | 0 | 1.5754e-05 | 1.1921e-07 | 0 | 1.1921e-07 | 1.1921e-07 | 0 | 1.1921e-07 | 0 | 0 | 0 | 0 | 0 | 0 | 2.7779e-07 | 5.5558e-07 | 0 | 5.5558e-07 | [12 empty] | 7.3.3.17.5 (Remote Grid) Updates to grid topology to minimize risk of ignition in HFTDs Remote GridWLDFRContact from objectAggregated | WLDFR | HFTD - Distribution - Tier 2 - 2QU CoRE ¦ 4QU LoRE | Red Flag Warning - Small Fires | Contact from object | Aggregated | 2066 | 1.7623e-05 | 1078.9824 | 0.019015 | 2066 | Mitigation | 0.95 | 45 | 0 | esc | 0.00097009 | 1.7096e-08 | 0.00097009 | 1.7096e-08
[79 empty] | WLDFR | HFTD - Distribution - Tier 3 - 2QU CoRE ¦ 5QU LoRE | Non-Red Flag Warning - Large Fires | 2067 | 0 | 1.3437e-08 | 8.872 | 1.0079 | 4.9153 | 2.9488 | 0 | 0 | 1.5754e-05 | 0 | 0 | 0 | 1.1921e-07 | 0 | 1.1921e-07 | 0 | 0.0002934 | 0 | 0 | 0 | 0 | 2.7779e-07 | 5.5558e-07 | 0 | 5.5558e-07 | [12 empty] | 7.3.3.17.5 (Remote Grid) Updates to grid topology to minimize risk of ignition in HFTDs Remote GridWLDFRContact from objectAggregated | WLDFR | HFTD - Distribution - Tier 2 - 2QU CoRE ¦ 4QU LoRE | Red Flag Warning - Small Fires | Contact from object | Aggregated | 2067 | 1.7623e-05 | 1078.9824 | 0.019015 | 2067 | Mitigation | 0.95 | 45 | 0 | esc | 0 | 0 | 0.00097009 | 1.7096e-08
[79 empty] | WLDFR | HFTD - Distribution - Tier 3 - 2QU CoRE ¦ 5QU LoRE | Non-Red Flag Warning - Small Fires | 2022 | 1.9028e-06 | 0 | 0.077901 | 0.036425 | 0.0015809 | 0.039895 | 0 | 0 | 0.0021372 | 1.4823e-07 | 0 | 1.4823e-07 | 0 | 0 | 0 | 0 | 0.00030416 | 0.00066672 | 0 | 0.00066672 | 0 | 2.7779e-07 | 5.5558e-07 | 0 | 5.5558e-07 | [12 empty] | 7.3.3.17.5 (Remote Grid) Updates to grid topology to minimize risk of ignition in HFTDs Remote GridWLDFRContaminationAggregated | WLDFR | HFTD - Distribution - Tier 2 - 2QU CoRE ¦ 4QU LoRE | Red Flag Warning - Small Fires | Contamination | Aggregated | 2022 | 1.3163e-07 | 1078.9824 | 0.00014202 | 2022 | Mitigation | 0.95 | 45 | 0 | esc | 0.00097009 | 1.2769e-10 | 0 | 0
[79 empty] | WLDFR | HFTD - Distribution - Tier 3 - 2QU CoRE ¦ 5QU LoRE | Non-Red Flag Warning - Small Fires | 2023 | 1.9028e-06 | 1.9028e-06 | 0.080408 | 0.03759 | 0.0016314 | 0.041187 | 0 | 0 | 0.0021372 | 1.53e-07 | 0 | 1.53e-07 | 1.53e-07 | 0 | 1.53e-07 | 0 | 0.00030416 | 0.00066672 | 0 | 0.00066672 | 0 | 2.7779e-07 | 5.5558e-07 | 0 | 5.5558e-07 | [12 empty] | 7.3.3.17.5 (Remote Grid) Updates to grid topology to minimize risk of ignition in HFTDs Remote GridWLDFRContaminationAggregated | WLDFR | HFTD - Distribution - Tier 2 - 2QU CoRE ¦ 4QU LoRE | Red Flag Warning - Small Fires | Contamination | Aggregated | 2023 | 1.3163e-07 | 1078.9824 | 0.00014202 | 2023 | Mitigation | 0.95 | 45 | 0 | esc | 0.00097009 | 1.2769e-10 | 0.00097009 | 1.2769e-10
[79 empty] | WLDFR | HFTD - Distribution - Tier 3 - 2QU CoRE ¦ 5QU LoRE | Non-Red Flag Warning - Small Fires | 2024 | 1.9028e-06 | 1.9028e-06 | 0.080408 | 0.03759 | 0.0016314 | 0.041187 | 0 | 0 | 0.0021372 | 1.53e-07 | 0 | 1.53e-07 | 1.53e-07 | 0 | 1.53e-07 | 0 | 0.00030416 | 0.00066672 | 0 | 0.00066672 | 0 | 2.8977e-07 | 5.7953e-07 | 0 | 5.7953e-07 | [12 empty] | 7.3.3.17.5 (Remote Grid) Updates to grid topology to minimize risk of ignition in HFTDs Remote GridWLDFRContaminationAggregated | WLDFR | HFTD - Distribution - Tier 2 - 2QU CoRE ¦ 4QU LoRE | Red Flag Warning - Small Fires | Contamination | Aggregated | 2024 | 1.3163e-07 | 1078.9824 | 0.00014202 | 2024 | Mitigation | 0.95 | 45 | 0 | esc | 0.00097009 | 1.2769e-10 | 0.00097009 | 1.2769e-10
[79 empty] | WLDFR | HFTD - Distribution - Tier 3 - 2QU CoRE ¦ 5QU LoRE | Non-Red Flag Warning - Small Fires | 2025 | 1.9028e-06 | 1.9028e-06 | 0.080408 | 0.03759 | 0.0016314 | 0.041187 | 0 | 0 | 0.0021372 | 1.53e-07 | 0 | 1.53e-07 | 1.53e-07 | 0 | 1.53e-07 | 0 | 0.00030416 | 0.00066672 | 0 | 0.00066672 | 0 | 2.8977e-07 | 5.7953e-07 | 0 | 5.7953e-07 | [12 empty] | 7.3.3.17.5 (Remote Grid) Updates to grid topology to minimize risk of ignition in HFTDs Remote GridWLDFRContaminationAggregated | WLDFR | HFTD - Distribution - Tier 2 - 2QU CoRE ¦ 4QU LoRE | Red Flag Warning - Small Fires | Contamination | Aggregated | 2025 | 1.3163e-07 | 1078.9824 | 0.00014202 | 2025 | Mitigation | 0.95 | 45 | 0 | esc | 0.00097009 | 1.2769e-10 | 0.00097009 | 1.2769e-10
[79 empty] | WLDFR | HFTD - Distribution - Tier 3 - 2QU CoRE ¦ 5QU LoRE | Non-Red Flag Warning - Small Fires | 2026 | 1.9028e-06 | 1.9028e-06 | 0.080408 | 0.03759 | 0.0016314 | 0.041187 | 0 | 0 | 0.0021372 | 1.53e-07 | 0 | 1.53e-07 | 1.53e-07 | 0 | 1.53e-07 | 0 | 0.00030416 | 0.00066672 | 0 | 0.00066672 | 0 | 2.8977e-07 | 5.7953e-07 | 0 | 5.7953e-07 | [12 empty] | 7.3.3.17.5 (Remote Grid) Updates to grid topology to minimize risk of ignition in HFTDs Remote GridWLDFRContaminationAggregated | WLDFR | HFTD - Distribution - Tier 2 - 2QU CoRE ¦ 4QU LoRE | Red Flag Warning - Small Fires | Contamination | Aggregated | 2026 | 1.3163e-07 | 1078.9824 | 0.00014202 | 2026 | Mitigation | 0.95 | 45 | 0 | esc | 0.00097009 | 1.2769e-10 | 0.00097009 | 1.2769e-10
[79 empty] | WLDFR | HFTD - Distribution - Tier 3 - 2QU CoRE ¦ 5QU LoRE | Non-Red Flag Warning - Small Fires | 2027 | 1.9028e-06 | 1.9028e-06 | 0.080408 | 0.03759 | 0.0016314 | 0.041187 | 0 | 0 | 0.0021372 | 1.53e-07 | 0 | 1.53e-07 | 1.53e-07 | 0 | 1.53e-07 | 0 | 0.00031771 | 0.00069642 | 0 | 0.00069642 | 0 | 2.8977e-07 | 5.7953e-07 | 0 | 5.7953e-07 | [12 empty] | 7.3.3.17.5 (Remote Grid) Updates to grid topology to minimize risk of ignition in HFTDs Remote GridWLDFRContaminationAggregated | WLDFR | HFTD - Distribution - Tier 2 - 2QU CoRE ¦ 4QU LoRE | Red Flag Warning - Small Fires | Contamination | Aggregated | 2027 | 1.3163e-07 | 1078.9824 | 0.00014202 | 2027 | Mitigation | 0.95 | 45 | 0 | esc | 0.00097009 | 1.2769e-10 | 0.00097009 | 1.2769e-10
[79 empty] | WLDFR | HFTD - Distribution - Tier 3 - 2QU CoRE ¦ 5QU LoRE | Non-Red Flag Warning - Small Fires | 2028 | 1.9028e-06 | 1.9028e-06 | 0.083606 | 0.039055 | 0.001695 | 0.042856 | 0 | 0 | 0.0021372 | 1.5908e-07 | 0 | 1.5908e-07 | 1.5908e-07 | 0 | 1.5908e-07 | 0 | 0.00031771 | 0.00069642 | 0 | 0.00069642 | 0 | 2.8977e-07 | 5.7953e-07 | 0 | 5.7953e-07 | [12 empty] | 7.3.3.17.5 (Remote Grid) Updates to grid topology to minimize risk of ignition in HFTDs Remote GridWLDFRContaminationAggregated | WLDFR | HFTD - Distribution - Tier 2 - 2QU CoRE ¦ 4QU LoRE | Red Flag Warning - Small Fires | Contamination | Aggregated | 2028 | 1.3163e-07 | 1078.9824 | 0.00014202 | 2028 | Mitigation | 0.95 | 45 | 0 | esc | 0.00097009 | 1.2769e-10 | 0.00097009 | 1.2769e-10
[79 empty] | WLDFR | HFTD - Distribution - Tier 3 - 2QU CoRE ¦ 5QU LoRE | Non-Red Flag Warning - Small Fires | 2029 | 1.9028e-06 | 1.9028e-06 | 0.083606 | 0.039055 | 0.001695 | 0.042856 | 0 | 0 | 0.0021372 | 1.5908e-07 | 0 | 1.5908e-07 | 1.5908e-07 | 0 | 1.5908e-07 | 0 | 0.00031771 | 0.00069642 | 0 | 0.00069642 | 0 | 3.0297e-07 | 6.0593e-07 | 0 | 6.0593e-07 | [12 empty] | 7.3.3.17.5 (Remote Grid) Updates to grid topology to minimize risk of ignition in HFTDs Remote GridWLDFRContaminationAggregated | WLDFR | HFTD - Distribution - Tier 2 - 2QU CoRE ¦ 4QU LoRE | Red Flag Warning - Small Fires | Contamination | Aggregated | 2029 | 1.3163e-07 | 1078.9824 | 0.00014202 | 2029 | Mitigation | 0.95 | 45 | 0 | esc | 0.00097009 | 1.2769e-10 | 0.00097009 | 1.2769e-10
[79 empty] | WLDFR | HFTD - Distribution - Tier 3 - 2QU CoRE ¦ 5QU LoRE | Non-Red Flag Warning - Small Fires | 2030 | 1.9028e-06 | 1.9028e-06 | 0.083606 | 0.039055 | 0.001695 | 0.042856 | 0 | 0 | 0.0021372 | 1.5908e-07 | 0 | 1.5908e-07 | 1.5908e-07 | 0 | 1.5908e-07 | 0 | 0.00031771 | 0.00069642 | 0 | 0.00069642 | 0 | 3.0297e-07 | 6.0593e-07 | 0 | 6.0593e-07 | [12 empty] | 7.3.3.17.5 (Remote Grid) Updates to grid topology to minimize risk of ignition in HFTDs Remote GridWLDFRContaminationAggregated | WLDFR | HFTD - Distribution - Tier 2 - 2QU CoRE ¦ 4QU LoRE | Red Flag Warning - Small Fires | Contamination | Aggregated | 2030 | 1.3163e-07 | 1078.9824 | 0.00014202 | 2030 | Mitigation | 0.95 | 45 | 0 | esc | 0.00097009 | 1.2769e-10 | 0.00097009 | 1.2769e-10
[79 empty] | WLDFR | HFTD - Distribution - Tier 3 - 2QU CoRE ¦ 5QU LoRE | Non-Red Flag Warning - Small Fires | 2031 | 1.9028e-06 | 1.9028e-06 | 0.083606 | 0.039055 | 0.001695 | 0.042856 | 0 | 0 | 0.0021372 | 1.5908e-07 | 0 | 1.5908e-07 | 1.5908e-07 | 0 | 1.5908e-07 | 0 | 0.00031771 | 0.00069642 | 0 | 0.00069642 | 0 | 3.0297e-07 | 6.0593e-07 | 0 | 6.0593e-07 | [12 empty] | 7.3.3.17.5 (Remote Grid) Updates to grid topology to minimize risk of ignition in HFTDs Remote GridWLDFRContaminationAggregated | WLDFR | HFTD - Distribution - Tier 2 - 2QU CoRE ¦ 4QU LoRE | Red Flag Warning - Small Fires | Contamination | Aggregated | 2031 | 1.3163e-07 | 1078.9824 | 0.00014202 | 2031 | Mitigation | 0.95 | 45 | 0 | esc | 0.00097009 | 1.2769e-10 | 0.00097009 | 1.2769e-10
[79 empty] | WLDFR | HFTD - Distribution - Tier 3 - 2QU CoRE ¦ 5QU LoRE | Non-Red Flag Warning - Small Fires | 2032 | 1.9028e-06 | 1.9028e-06 | 0.083606 | 0.039055 | 0.001695 | 0.042856 | 0 | 0 | 0.0021372 | 1.5908e-07 | 0 | 1.5908e-07 | 1.5908e-07 | 0 | 1.5908e-07 | 0 | 0.00033277 | 0.00072943 | 0 | 0.00072943 | 0 | 3.0297e-07 | 6.0593e-07 | 0 | 6.0593e-07 | [12 empty] | 7.3.3.17.5 (Remote Grid) Updates to grid topology to minimize risk of ignition in HFTDs Remote GridWLDFRContaminationAggregated | WLDFR | HFTD - Distribution - Tier 2 - 2QU CoRE ¦ 4QU LoRE | Red Flag Warning - Small Fires | Contamination | Aggregated | 2032 | 1.3163e-07 | 1078.9824 | 0.00014202 | 2032 | Mitigation | 0.95 | 45 | 0 | esc | 0.00097009 | 1.2769e-10 | 0.00097009 | 1.2769e-10
[79 empty] | WLDFR | HFTD - Distribution - Tier 3 - 2QU CoRE ¦ 5QU LoRE | Non-Red Flag Warning - Small Fires | 2033 | 1.9028e-06 | 1.9028e-06 | 0.087211 | 0.040679 | 0.0017655 | 0.044766 | 0 | 0 | 0.0021372 | 1.6594e-07 | 0 | 1.6594e-07 | 1.6594e-07 | 0 | 1.6594e-07 | 0 | 0.00033277 | 0.00072943 | 0 | 0.00072943 | 0 | 3.0297e-07 | 6.0593e-07 | 0 | 6.0593e-07 | [12 empty] | 7.3.3.17.5 (Remote Grid) Updates to grid topology to minimize risk of ignition in HFTDs Remote GridWLDFRContaminationAggregated | WLDFR | HFTD - Distribution - Tier 2 - 2QU CoRE ¦ 4QU LoRE | Red Flag Warning - Small Fires | Contamination | Aggregated | 2033 | 1.3163e-07 | 1078.9824 | 0.00014202 | 2033 | Mitigation | 0.95 | 45 | 0 | esc | 0.00097009 | 1.2769e-10 | 0.00097009 | 1.2769e-10
[79 empty] | WLDFR | HFTD - Distribution - Tier 3 - 2QU CoRE ¦ 5QU LoRE | Non-Red Flag Warning - Small Fires | 2034 | 1.9028e-06 | 1.9028e-06 | 0.087211 | 0.040679 | 0.0017655 | 0.044766 | 0 | 0 | 0.0021372 | 1.6594e-07 | 0 | 1.6594e-07 | 1.6594e-07 | 0 | 1.6594e-07 | 0 | 0.00033277 | 0.00072943 | 0 | 0.00072943 | 0 | 3.1726e-07 | 6.3452e-07 | 0 | 6.3452e-07 | [12 empty] | 7.3.3.17.5 (Remote Grid) Updates to grid topology to minimize risk of ignition in HFTDs Remote GridWLDFRContaminationAggregated | WLDFR | HFTD - Distribution - Tier 2 - 2QU CoRE ¦ 4QU LoRE | Red Flag Warning - Small Fires | Contamination | Aggregated | 2034 | 1.3163e-07 | 1078.9824 | 0.00014202 | 2034 | Mitigation | 0.95 | 45 | 0 | esc | 0.00097009 | 1.2769e-10 | 0.00097009 | 1.2769e-10
[79 empty] | WLDFR | HFTD - Distribution - Tier 3 - 2QU CoRE ¦ 5QU LoRE | Non-Red Flag Warning - Small Fires | 2035 | 1.9028e-06 | 1.9028e-06 | 0.087211 | 0.040679 | 0.0017655 | 0.044766 | 0 | 0 | 0.0021372 | 1.6594e-07 | 0 | 1.6594e-07 | 1.6594e-07 | 0 | 1.6594e-07 | 0 | 0.00033277 | 0.00072943 | 0 | 0.00072943 | 0 | 3.1726e-07 | 6.3452e-07 | 0 | 6.3452e-07 | [12 empty] | 7.3.3.17.5 (Remote Grid) Updates to grid topology to minimize risk of ignition in HFTDs Remote GridWLDFRContaminationAggregated | WLDFR | HFTD - Distribution - Tier 2 - 2QU CoRE ¦ 4QU LoRE | Red Flag Warning - Small Fires | Contamination | Aggregated | 2035 | 1.3163e-07 | 1078.9824 | 0.00014202 | 2035 | Mitigation | 0.95 | 45 | 0 | esc | 0.00097009 | 1.2769e-10 | 0.00097009 | 1.2769e-10
[79 empty] | WLDFR | HFTD - Distribution - Tier 3 - 2QU CoRE ¦ 5QU LoRE | Non-Red Flag Warning - Small Fires | 2036 | 1.9028e-06 | 1.9028e-06 | 0.087211 | 0.040679 | 0.0017655 | 0.044766 | 0 | 0 | 0.0021372 | 1.6594e-07 | 0 | 1.6594e-07 | 1.6594e-07 | 0 | 1.6594e-07 | 0 | 0.00033277 | 0.00072943 | 0 | 0.00072943 | 0 | 3.1726e-07 | 6.3452e-07 | 0 | 6.3452e-07 | [12 empty] | 7.3.3.17.5 (Remote Grid) Updates to grid topology to minimize risk of ignition in HFTDs Remote GridWLDFRContaminationAggregated | WLDFR | HFTD - Distribution - Tier 2 - 2QU CoRE ¦ 4QU LoRE | Red Flag Warning - Small Fires | Contamination | Aggregated | 2036 | 1.3163e-07 | 1078.9824 | 0.00014202 | 2036 | Mitigation | 0.95 | 45 | 0 | esc | 0.00097009 | 1.2769e-10 | 0.00097009 | 1.2769e-10
[79 empty] | WLDFR | HFTD - Distribution - Tier 3 - 2QU CoRE ¦ 5QU LoRE | Non-Red Flag Warning - Small Fires | 2037 | 1.9028e-06 | 1.9028e-06 | 0.087211 | 0.040679 | 0.0017655 | 0.044766 | 0 | 0 | 0.0021372 | 1.6594e-07 | 0 | 1.6594e-07 | 1.6594e-07 | 0 | 1.6594e-07 | 0 | 0.00034912 | 0.00076527 | 0 | 0.00076527 | 0 | 3.1726e-07 | 6.3452e-07 | 0 | 6.3452e-07 | [12 empty] | 7.3.3.17.5 (Remote Grid) Updates to grid topology to minimize risk of ignition in HFTDs Remote GridWLDFRContaminationAggregated | WLDFR | HFTD - Distribution - Tier 2 - 2QU CoRE ¦ 4QU LoRE | Red Flag Warning - Small Fires | Contamination | Aggregated | 2037 | 1.3163e-07 | 1078.9824 | 0.00014202 | 2037 | Mitigation | 0.95 | 45 | 0 | esc | 0.00097009 | 1.2769e-10 | 0.00097009 | 1.2769e-10
[79 empty] | WLDFR | HFTD - Distribution - Tier 3 - 2QU CoRE ¦ 5QU LoRE | Non-Red Flag Warning - Small Fires | 2038 | 1.9028e-06 | 1.9028e-06 | 0.091184 | 0.042438 | 0.0018418 | 0.046905 | 0 | 0 | 0.0021372 | 1.735e-07 | 0 | 1.735e-07 | 1.735e-07 | 0 | 1.735e-07 | 0 | 0.00034912 | 0.00076527 | 0 | 0.00076527 | 0 | 3.1726e-07 | 6.3452e-07 | 0 | 6.3452e-07 | [12 empty] | 7.3.3.17.5 (Remote Grid) Updates to grid topology to minimize risk of ignition in HFTDs Remote GridWLDFRContaminationAggregated | WLDFR | HFTD - Distribution - Tier 2 - 2QU CoRE ¦ 4QU LoRE | Red Flag Warning - Small Fires | Contamination | Aggregated | 2038 | 1.3163e-07 | 1078.9824 | 0.00014202 | 2038 | Mitigation | 0.95 | 45 | 0 | esc | 0.00097009 | 1.2769e-10 | 0.00097009 | 1.2769e-10
[79 empty] | WLDFR | HFTD - Distribution - Tier 3 - 2QU CoRE ¦ 5QU LoRE | Non-Red Flag Warning - Small Fires | 2039 | 1.9028e-06 | 1.9028e-06 | 0.091184 | 0.042438 | 0.0018418 | 0.046905 | 0 | 0 | 0.0021372 | 1.735e-07 | 0 | 1.735e-07 | 1.735e-07 | 0 | 1.735e-07 | 0 | 0.00034912 | 0.00076527 | 0 | 0.00076527 | 0 | 3.325e-07 | 6.6499e-07 | 0 | 6.6499e-07 | [12 empty] | 7.3.3.17.5 (Remote Grid) Updates to grid topology to minimize risk of ignition in HFTDs Remote GridWLDFRContaminationAggregated | WLDFR | HFTD - Distribution - Tier 2 - 2QU CoRE ¦ 4QU LoRE | Red Flag Warning - Small Fires | Contamination | Aggregated | 2039 | 1.3163e-07 | 1078.9824 | 0.00014202 | 2039 | Mitigation | 0.95 | 45 | 0 | esc | 0.00097009 | 1.2769e-10 | 0.00097009 | 1.2769e-10
[79 empty] | WLDFR | HFTD - Distribution - Tier 3 - 2QU CoRE ¦ 5QU LoRE | Non-Red Flag Warning - Small Fires | 2040 | 1.9028e-06 | 1.9028e-06 | 0.091184 | 0.042438 | 0.0018418 | 0.046905 | 0 | 0 | 0.0021372 | 1.735e-07 | 0 | 1.735e-07 | 1.735e-07 | 0 | 1.735e-07 | 0 | 0.00034912 | 0.00076527 | 0 | 0.00076527 | 0 | 3.325e-07 | 6.6499e-07 | 0 | 6.6499e-07 | [12 empty] | 7.3.3.17.5 (Remote Grid) Updates to grid topology to minimize risk of ignition in HFTDs Remote GridWLDFRContaminationAggregated | WLDFR | HFTD - Distribution - Tier 2 - 2QU CoRE ¦ 4QU LoRE | Red Flag Warning - Small Fires | Contamination | Aggregated | 2040 | 1.3163e-07 | 1078.9824 | 0.00014202 | 2040 | Mitigation | 0.95 | 45 | 0 | esc | 0.00097009 | 1.2769e-10 | 0.00097009 | 1.2769e-10
[79 empty] | WLDFR | HFTD - Distribution - Tier 3 - 2QU CoRE ¦ 5QU LoRE | Non-Red Flag Warning - Small Fires | 2041 | 1.9028e-06 | 1.9028e-06 | 0.091184 | 0.042438 | 0.0018418 | 0.046905 | 0 | 0 | 0.0021372 | 1.735e-07 | 0 | 1.735e-07 | 1.735e-07 | 0 | 1.735e-07 | 0 | 0.00034912 | 0.00076527 | 0 | 0.00076527 | 0 | 3.325e-07 | 6.6499e-07 | 0 | 6.6499e-07 | [12 empty] | 7.3.3.17.5 (Remote Grid) Updates to grid topology to minimize risk of ignition in HFTDs Remote GridWLDFRContaminationAggregated | WLDFR | HFTD - Distribution - Tier 2 - 2QU CoRE ¦ 4QU LoRE | Red Flag Warning - Small Fires | Contamination | Aggregated | 2041 | 1.3163e-07 | 1078.9824 | 0.00014202 | 2041 | Mitigation | 0.95 | 45 | 0 | esc | 0.00097009 | 1.2769e-10 | 0.00097009 | 1.2769e-10
[79 empty] | WLDFR | HFTD - Distribution - Tier 3 - 2QU CoRE ¦ 5QU LoRE | Non-Red Flag Warning - Small Fires | 2042 | 1.9028e-06 | 1.9028e-06 | 0.091184 | 0.042438 | 0.0018418 | 0.046905 | 0 | 0 | 0.0021372 | 1.735e-07 | 0 | 1.735e-07 | 1.735e-07 | 0 | 1.735e-07 | 0 | 0.00036653 | 0.00080345 | 0 | 0.00080345 | 0 | 3.325e-07 | 6.6499e-07 | 0 | 6.6499e-07 | [12 empty] | 7.3.3.17.5 (Remote Grid) Updates to grid topology to minimize risk of ignition in HFTDs Remote GridWLDFRContaminationAggregated | WLDFR | HFTD - Distribution - Tier 2 - 2QU CoRE ¦ 4QU LoRE | Red Flag Warning - Small Fires | Contamination | Aggregated | 2042 | 1.3163e-07 | 1078.9824 | 0.00014202 | 2042 | Mitigation | 0.95 | 45 | 0 | esc | 0.00097009 | 1.2769e-10 | 0.00097009 | 1.2769e-10
[79 empty] | WLDFR | HFTD - Distribution - Tier 3 - 2QU CoRE ¦ 5QU LoRE | Non-Red Flag Warning - Small Fires | 2043 | 1.9028e-06 | 1.9028e-06 | 0.095486 | 0.044306 | 0.0019228 | 0.049257 | 0 | 0 | 0.0021372 | 1.8169e-07 | 0 | 1.8169e-07 | 1.8169e-07 | 0 | 1.8169e-07 | 0 | 0.00036653 | 0.00080345 | 0 | 0.00080345 | 0 | 0 | 6.6499e-07 | 0 | 6.6499e-07 | [12 empty] | 7.3.3.17.5 (Remote Grid) Updates to grid topology to minimize risk of ignition in HFTDs Remote GridWLDFRContaminationAggregated | WLDFR | HFTD - Distribution - Tier 2 - 2QU CoRE ¦ 4QU LoRE | Red Flag Warning - Small Fires | Contamination | Aggregated | 2043 | 1.3163e-07 | 1078.9824 | 0.00014202 | 2043 | Mitigation | 0.95 | 45 | 0 | esc | 0.00097009 | 1.2769e-10 | 0.00097009 | 1.2769e-10
[79 empty] | WLDFR | HFTD - Distribution - Tier 3 - 2QU CoRE ¦ 5QU LoRE | Non-Red Flag Warning - Small Fires | 2044 | 1.9028e-06 | 1.9028e-06 | 0.095486 | 0.044306 | 0.0019228 | 0.049257 | 0 | 0 | 0.0021372 | 1.8169e-07 | 0 | 1.8169e-07 | 1.8169e-07 | 0 | 1.8169e-07 | 0 | 0.00036653 | 0.00080345 | 0 | 0.00080345 | 0 | 0 | 0 | 0 | 0 | [12 empty] | 7.3.3.17.5 (Remote Grid) Updates to grid topology to minimize risk of ignition in HFTDs Remote GridWLDFRContaminationAggregated | WLDFR | HFTD - Distribution - Tier 2 - 2QU CoRE ¦ 4QU LoRE | Red Flag Warning - Small Fires | Contamination | Aggregated | 2044 | 1.3163e-07 | 1078.9824 | 0.00014202 | 2044 | Mitigation | 0.95 | 45 | 0 | esc | 0.00097009 | 1.2769e-10 | 0.00097009 | 1.2769e-10
[79 empty] | WLDFR | HFTD - Distribution - Tier 3 - 2QU CoRE ¦ 5QU LoRE | Non-Red Flag Warning - Small Fires | 2045 | 1.9028e-06 | 1.9028e-06 | 0.095486 | 0.044306 | 0.0019228 | 0.049257 | 0 | 0 | 0.0021372 | 1.8169e-07 | 0 | 1.8169e-07 | 1.8169e-07 | 0 | 1.8169e-07 | 0 | 0.00036653 | 0.00080345 | 0 | 0.00080345 | 0 | 0 | 0 | 0 | 0 | [12 empty] | 7.3.3.17.5 (Remote Grid) Updates to grid topology to minimize risk of ignition in HFTDs Remote GridWLDFRContaminationAggregated | WLDFR | HFTD - Distribution - Tier 2 - 2QU CoRE ¦ 4QU LoRE | Red Flag Warning - Small Fires | Contamination | Aggregated | 2045 | 1.3163e-07 | 1078.9824 | 0.00014202 | 2045 | Mitigation | 0.95 | 45 | 0 | esc | 0.00097009 | 1.2769e-10 | 0.00097009 | 1.2769e-10
[79 empty] | WLDFR | HFTD - Distribution - Tier 3 - 2QU CoRE ¦ 5QU LoRE | Non-Red Flag Warning - Small Fires | 2046 | 1.9028e-06 | 1.9028e-06 | 0.095486 | 0.044306 | 0.0019228 | 0.049257 | 0 | 0 | 0.0021372 | 1.8169e-07 | 0 | 1.8169e-07 | 1.8169e-07 | 0 | 1.8169e-07 | 0 | 0.00036653 | 0.00080345 | 0 | 0.00080345 | 0 | 2.8652e-06 | 0 | 0 | 0 | [12 empty] | 7.3.3.17.5 (Remote Grid) Updates to grid topology to minimize risk of ignition in HFTDs Remote GridWLDFRContaminationAggregated | WLDFR | HFTD - Distribution - Tier 2 - 2QU CoRE ¦ 4QU LoRE | Red Flag Warning - Small Fires | Contamination | Aggregated | 2046 | 1.3163e-07 | 1078.9824 | 0.00014202 | 2046 | Mitigation | 0.95 | 45 | 0 | esc | 0.00097009 | 1.2769e-10 | 0.00097009 | 1.2769e-10
[79 empty] | WLDFR | HFTD - Distribution - Tier 3 - 2QU CoRE ¦ 5QU LoRE | Non-Red Flag Warning - Small Fires | 2047 | 1.9028e-06 | 1.9028e-06 | 0.095486 | 0.044306 | 0.0019228 | 0.049257 | 0 | 0 | 0.0021372 | 1.8169e-07 | 0 | 1.8169e-07 | 1.8169e-07 | 0 | 1.8169e-07 | 0 | 0.00038479 | 0.00084347 | 0 | 0.00084347 | 0 | 2.9702e-06 | 5.9405e-06 | 0 | 5.9405e-06 | [12 empty] | 7.3.3.17.5 (Remote Grid) Updates to grid topology to minimize risk of ignition in HFTDs Remote GridWLDFRContaminationAggregated | WLDFR | HFTD - Distribution - Tier 2 - 2QU CoRE ¦ 4QU LoRE | Red Flag Warning - Small Fires | Contamination | Aggregated | 2047 | 1.3163e-07 | 1078.9824 | 0.00014202 | 2047 | Mitigation | 0.95 | 45 | 0 | esc | 0.00097009 | 1.2769e-10 | 0.00097009 | 1.2769e-10
[79 empty] | WLDFR | HFTD - Distribution - Tier 3 - 2QU CoRE ¦ 5QU LoRE | Non-Red Flag Warning - Small Fires | 2048 | 1.9028e-06 | 1.9028e-06 | 0.10007 | 0.04626 | 0.0020076 | 0.051804 | 0 | 0 | 0.0021372 | 1.9041e-07 | 0 | 1.9041e-07 | 1.9041e-07 | 0 | 1.9041e-07 | 0 | 0.00038479 | 0.00084347 | 0 | 0.00084347 | 0 | 2.9702e-06 | 5.9405e-06 | 0 | 5.9405e-06 | [12 empty] | 7.3.3.17.5 (Remote Grid) Updates to grid topology to minimize risk of ignition in HFTDs Remote GridWLDFRContaminationAggregated | WLDFR | HFTD - Distribution - Tier 2 - 2QU CoRE ¦ 4QU LoRE | Red Flag Warning - Small Fires | Contamination | Aggregated | 2048 | 1.3163e-07 | 1078.9824 | 0.00014202 | 2048 | Mitigation | 0.95 | 45 | 0 | esc | 0.00097009 | 1.2769e-10 | 0.00097009 | 1.2769e-10
[79 empty] | WLDFR | HFTD - Distribution - Tier 3 - 2QU CoRE ¦ 5QU LoRE | Non-Red Flag Warning - Small Fires | 2049 | 1.9028e-06 | 1.9028e-06 | 0.10007 | 0.04626 | 0.0020076 | 0.051804 | 0 | 0 | 0.0021372 | 1.9041e-07 | 0 | 1.9041e-07 | 1.9041e-07 | 0 | 1.9041e-07 | 0 | 0.00038479 | 0.00084347 | 0 | 0.00084347 | 0 | 2.9702e-06 | 5.9405e-06 | 0 | 5.9405e-06 | [12 empty] | 7.3.3.17.5 (Remote Grid) Updates to grid topology to minimize risk of ignition in HFTDs Remote GridWLDFRContaminationAggregated | WLDFR | HFTD - Distribution - Tier 2 - 2QU CoRE ¦ 4QU LoRE | Red Flag Warning - Small Fires | Contamination | Aggregated | 2049 | 1.3163e-07 | 1078.9824 | 0.00014202 | 2049 | Mitigation | 0.95 | 45 | 0 | esc | 0.00097009 | 1.2769e-10 | 0.00097009 | 1.2769e-10
[79 empty] | WLDFR | HFTD - Distribution - Tier 3 - 2QU CoRE ¦ 5QU LoRE | Non-Red Flag Warning - Small Fires | 2050 | 1.9028e-06 | 1.9028e-06 | 0.10007 | 0.04626 | 0.0020076 | 0.051804 | 0 | 0 | 0.0021372 | 1.9041e-07 | 0 | 1.9041e-07 | 1.9041e-07 | 0 | 1.9041e-07 | 0 | 0.00038479 | 0.00084347 | 0 | 0.00084347 | 0 | 2.9702e-06 | 5.9405e-06 | 0 | 5.9405e-06 | [12 empty] | 7.3.3.17.5 (Remote Grid) Updates to grid topology to minimize risk of ignition in HFTDs Remote GridWLDFRContaminationAggregated | WLDFR | HFTD - Distribution - Tier 2 - 2QU CoRE ¦ 4QU LoRE | Red Flag Warning - Small Fires | Contamination | Aggregated | 2050 | 1.3163e-07 | 1078.9824 | 0.00014202 | 2050 | Mitigation | 0.95 | 45 | 0 | esc | 0.00097009 | 1.2769e-10 | 0.00097009 | 1.2769e-10
[79 empty] | WLDFR | HFTD - Distribution - Tier 3 - 2QU CoRE ¦ 5QU LoRE | Non-Red Flag Warning - Small Fires | 2051 | 1.9028e-06 | 1.9028e-06 | 0.10007 | 0.04626 | 0.0020076 | 0.051804 | 0 | 0 | 0.0021372 | 1.9041e-07 | 0 | 1.9041e-07 | 1.9041e-07 | 0 | 1.9041e-07 | 0 | 0.00038479 | 0.00084347 | 0 | 0.00084347 | 0 | 2.9702e-06 | 5.9405e-06 | 0 | 5.9405e-06 | [12 empty] | 7.3.3.17.5 (Remote Grid) Updates to grid topology to minimize risk of ignition in HFTDs Remote GridWLDFRContaminationAggregated | WLDFR | HFTD - Distribution - Tier 2 - 2QU CoRE ¦ 4QU LoRE | Red Flag Warning - Small Fires | Contamination | Aggregated | 2051 | 1.3163e-07 | 1078.9824 | 0.00014202 | 2051 | Mitigation | 0.95 | 45 | 0 | esc | 0.00097009 | 1.2769e-10 | 0.00097009 | 1.2769e-10
[79 empty] | WLDFR | HFTD - Distribution - Tier 3 - 2QU CoRE ¦ 5QU LoRE | Non-Red Flag Warning - Small Fires | 2052 | 1.9028e-06 | 1.9028e-06 | 0.10007 | 0.04626 | 0.0020076 | 0.051804 | 0 | 0 | 0.0021372 | 1.9041e-07 | 0 | 1.9041e-07 | 1.9041e-07 | 0 | 1.9041e-07 | 0 | 0.00040366 | 0.00088483 | 0 | 0.00088483 | 0 | 3.1026e-06 | 6.2052e-06 | 0 | 6.2052e-06 | [12 empty] | 7.3.3.17.5 (Remote Grid) Updates to grid topology to minimize risk of ignition in HFTDs Remote GridWLDFRContaminationAggregated | WLDFR | HFTD - Distribution - Tier 2 - 2QU CoRE ¦ 4QU LoRE | Red Flag Warning - Small Fires | Contamination | Aggregated | 2052 | 1.3163e-07 | 1078.9824 | 0.00014202 | 2052 | Mitigation | 0.95 | 45 | 0 | esc | 0.00097009 | 1.2769e-10 | 0.00097009 | 1.2769e-10
[79 empty] | WLDFR | HFTD - Distribution - Tier 3 - 2QU CoRE ¦ 5QU LoRE | Non-Red Flag Warning - Small Fires | 2053 | 1.9028e-06 | 1.9028e-06 | 0.10489 | 0.048274 | 0.002095 | 0.054525 | 0 | 0 | 0.0021372 | 1.9959e-07 | 0 | 1.9959e-07 | 1.9959e-07 | 0 | 1.9959e-07 | 0 | 0.00040366 | 0.00088483 | 0 | 0.00088483 | 0 | 3.1026e-06 | 6.2052e-06 | 0 | 6.2052e-06 | [12 empty] | 7.3.3.17.5 (Remote Grid) Updates to grid topology to minimize risk of ignition in HFTDs Remote GridWLDFRContaminationAggregated | WLDFR | HFTD - Distribution - Tier 2 - 2QU CoRE ¦ 4QU LoRE | Red Flag Warning - Small Fires | Contamination | Aggregated | 2053 | 1.3163e-07 | 1078.9824 | 0.00014202 | 2053 | Mitigation | 0.95 | 45 | 0 | esc | 0.00097009 | 1.2769e-10 | 0.00097009 | 1.2769e-10
[79 empty] | WLDFR | HFTD - Distribution - Tier 3 - 2QU CoRE ¦ 5QU LoRE | Non-Red Flag Warning - Small Fires | 2054 | 1.9028e-06 | 1.9028e-06 | 0.10489 | 0.048274 | 0.002095 | 0.054525 | 0 | 0 | 0.0021372 | 1.9959e-07 | 0 | 1.9959e-07 | 1.9959e-07 | 0 | 1.9959e-07 | 0 | 0.00040366 | 0.00088483 | 0 | 0.00088483 | 0 | 3.1026e-06 | 6.2052e-06 | 0 | 6.2052e-06 | [12 empty] | 7.3.3.17.5 (Remote Grid) Updates to grid topology to minimize risk of ignition in HFTDs Remote GridWLDFRContaminationAggregated | WLDFR | HFTD - Distribution - Tier 2 - 2QU CoRE ¦ 4QU LoRE | Red Flag Warning - Small Fires | Contamination | Aggregated | 2054 | 1.3163e-07 | 1078.9824 | 0.00014202 | 2054 | Mitigation | 0.95 | 45 | 0 | esc | 0.00097009 | 1.2769e-10 | 0.00097009 | 1.2769e-10
[79 empty] | WLDFR | HFTD - Distribution - Tier 3 - 2QU CoRE ¦ 5QU LoRE | Non-Red Flag Warning - Small Fires | 2055 | 1.9028e-06 | 1.9028e-06 | 0.10489 | 0.048274 | 0.002095 | 0.054525 | 0 | 0 | 0.0021372 | 1.9959e-07 | 0 | 1.9959e-07 | 1.9959e-07 | 0 | 1.9959e-07 | 0 | 0.00040366 | 0.00088483 | 0 | 0.00088483 | 0 | 3.1026e-06 | 6.2052e-06 | 0 | 6.2052e-06 | [12 empty] | 7.3.3.17.5 (Remote Grid) Updates to grid topology to minimize risk of ignition in HFTDs Remote GridWLDFRContaminationAggregated | WLDFR | HFTD - Distribution - Tier 2 - 2QU CoRE ¦ 4QU LoRE | Red Flag Warning - Small Fires | Contamination | Aggregated | 2055 | 1.3163e-07 | 1078.9824 | 0.00014202 | 2055 | Mitigation | 0.95 | 45 | 0 | esc | 0.00097009 | 1.2769e-10 | 0.00097009 | 1.2769e-10
[79 empty] | WLDFR | HFTD - Distribution - Tier 3 - 2QU CoRE ¦ 5QU LoRE | Non-Red Flag Warning - Small Fires | 2056 | 1.9028e-06 | 1.9028e-06 | 0.10489 | 0.048274 | 0.002095 | 0.054525 | 0 | 0 | 0.0021372 | 1.9959e-07 | 0 | 1.9959e-07 | 1.9959e-07 | 0 | 1.9959e-07 | 0 | 0.00040366 | 0.00088483 | 0 | 0.00088483 | 0 | 3.1026e-06 | 6.2052e-06 | 0 | 6.2052e-06 | [12 empty] | 7.3.3.17.5 (Remote Grid) Updates to grid topology to minimize risk of ignition in HFTDs Remote GridWLDFRContaminationAggregated | WLDFR | HFTD - Distribution - Tier 2 - 2QU CoRE ¦ 4QU LoRE | Red Flag Warning - Small Fires | Contamination | Aggregated | 2056 | 1.3163e-07 | 1078.9824 | 0.00014202 | 2056 | Mitigation | 0.95 | 45 | 0 | esc | 0.00097009 | 1.2769e-10 | 0.00097009 | 1.2769e-10
[79 empty] | WLDFR | HFTD - Distribution - Tier 3 - 2QU CoRE ¦ 5QU LoRE | Non-Red Flag Warning - Small Fires | 2057 | 1.9028e-06 | 1.9028e-06 | 0.10489 | 0.048274 | 0.002095 | 0.054525 | 0 | 0 | 0.0021372 | 1.9959e-07 | 0 | 1.9959e-07 | 1.9959e-07 | 0 | 1.9959e-07 | 0 | 0.00042291 | 0.00092703 | 0 | 0.00092703 | 0 | 3.2497e-06 | 6.4993e-06 | 0 | 6.4993e-06 | [12 empty] | 7.3.3.17.5 (Remote Grid) Updates to grid topology to minimize risk of ignition in HFTDs Remote GridWLDFRContaminationAggregated | WLDFR | HFTD - Distribution - Tier 2 - 2QU CoRE ¦ 4QU LoRE | Red Flag Warning - Small Fires | Contamination | Aggregated | 2057 | 1.3163e-07 | 1078.9824 | 0.00014202 | 2057 | Mitigation | 0.95 | 45 | 0 | esc | 0.00097009 | 1.2769e-10 | 0.00097009 | 1.2769e-10
[79 empty] | WLDFR | HFTD - Distribution - Tier 3 - 2QU CoRE ¦ 5QU LoRE | Non-Red Flag Warning - Small Fires | 2058 | 1.9028e-06 | 1.9028e-06 | 0.1099 | 0.050325 | 0.0021839 | 0.057393 | 0 | 0 | 0.0021372 | 2.0912e-07 | 0 | 2.0912e-07 | 2.0912e-07 | 0 | 2.0912e-07 | 0 | 0.00042291 | 0.00092703 | 0 | 0.00092703 | 0 | 3.2497e-06 | 6.4993e-06 | 0 | 6.4993e-06 | [12 empty] | 7.3.3.17.5 (Remote Grid) Updates to grid topology to minimize risk of ignition in HFTDs Remote GridWLDFRContaminationAggregated | WLDFR | HFTD - Distribution - Tier 2 - 2QU CoRE ¦ 4QU LoRE | Red Flag Warning - Small Fires | Contamination | Aggregated | 2058 | 1.3163e-07 | 1078.9824 | 0.00014202 | 2058 | Mitigation | 0.95 | 45 | 0 | esc | 0.00097009 | 1.2769e-10 | 0.00097009 | 1.2769e-10
[79 empty] | WLDFR | HFTD - Distribution - Tier 3 - 2QU CoRE ¦ 5QU LoRE | Non-Red Flag Warning - Small Fires | 2059 | 1.9028e-06 | 1.9028e-06 | 0.1099 | 0.050325 | 0.0021839 | 0.057393 | 0 | 0 | 0.0021372 | 2.0912e-07 | 0 | 2.0912e-07 | 2.0912e-07 | 0 | 2.0912e-07 | 0 | 0.00042291 | 0.00092703 | 0 | 0.00092703 | 0 | 3.2497e-06 | 6.4993e-06 | 0 | 6.4993e-06 | [12 empty] | 7.3.3.17.5 (Remote Grid) Updates to grid topology to minimize risk of ignition in HFTDs Remote GridWLDFRContaminationAggregated | WLDFR | HFTD - Distribution - Tier 2 - 2QU CoRE ¦ 4QU LoRE | Red Flag Warning - Small Fires | Contamination | Aggregated | 2059 | 1.3163e-07 | 1078.9824 | 0.00014202 | 2059 | Mitigation | 0.95 | 45 | 0 | esc | 0.00097009 | 1.2769e-10 | 0.00097009 | 1.2769e-10
[79 empty] | WLDFR | HFTD - Distribution - Tier 3 - 2QU CoRE ¦ 5QU LoRE | Non-Red Flag Warning - Small Fires | 2060 | 1.9028e-06 | 1.9028e-06 | 0.1099 | 0.050325 | 0.0021839 | 0.057393 | 0 | 0 | 0.0021372 | 2.0912e-07 | 0 | 2.0912e-07 | 2.0912e-07 | 0 | 2.0912e-07 | 0 | 0.00042291 | 0.00092703 | 0 | 0.00092703 | 0 | 3.2497e-06 | 6.4993e-06 | 0 | 6.4993e-06 | [12 empty] | 7.3.3.17.5 (Remote Grid) Updates to grid topology to minimize risk of ignition in HFTDs Remote GridWLDFRContaminationAggregated | WLDFR | HFTD - Distribution - Tier 2 - 2QU CoRE ¦ 4QU LoRE | Red Flag Warning - Small Fires | Contamination | Aggregated | 2060 | 1.3163e-07 | 1078.9824 | 0.00014202 | 2060 | Mitigation | 0.95 | 45 | 0 | esc | 0.00097009 | 1.2769e-10 | 0.00097009 | 1.2769e-10
[79 empty] | WLDFR | HFTD - Distribution - Tier 3 - 2QU CoRE ¦ 5QU LoRE | Non-Red Flag Warning - Small Fires | 2061 | 1.9028e-06 | 1.9028e-06 | 0.1099 | 0.050325 | 0.0021839 | 0.057393 | 0 | 0 | 0.0021372 | 2.0912e-07 | 0 | 2.0912e-07 | 2.0912e-07 | 0 | 2.0912e-07 | 0 | 0.00042291 | 0.00092703 | 0 | 0.00092703 | 0 | 3.2497e-06 | 6.4993e-06 | 0 | 6.4993e-06 | [12 empty] | 7.3.3.17.5 (Remote Grid) Updates to grid topology to minimize risk of ignition in HFTDs Remote GridWLDFRContaminationAggregated | WLDFR | HFTD - Distribution - Tier 2 - 2QU CoRE ¦ 4QU LoRE | Red Flag Warning - Small Fires | Contamination | Aggregated | 2061 | 1.3163e-07 | 1078.9824 | 0.00014202 | 2061 | Mitigation | 0.95 | 45 | 0 | esc | 0.00097009 | 1.2769e-10 | 0.00097009 | 1.2769e-10
[79 empty] | WLDFR | HFTD - Distribution - Tier 3 - 2QU CoRE ¦ 5QU LoRE | Non-Red Flag Warning - Small Fires | 2062 | 1.9028e-06 | 1.9028e-06 | 0.1099 | 0.050325 | 0.0021839 | 0.057393 | 0 | 0 | 0.0021372 | 2.0912e-07 | 0 | 2.0912e-07 | 2.0912e-07 | 0 | 2.0912e-07 | 0 | 0.00044232 | 0.00096957 | 0 | 0.00096957 | 0 | 3.4093e-06 | 6.8186e-06 | 0 | 6.8186e-06 | [12 empty] | 7.3.3.17.5 (Remote Grid) Updates to grid topology to minimize risk of ignition in HFTDs Remote GridWLDFRContaminationAggregated | WLDFR | HFTD - Distribution - Tier 2 - 2QU CoRE ¦ 4QU LoRE | Red Flag Warning - Small Fires | Contamination | Aggregated | 2062 | 1.3163e-07 | 1078.9824 | 0.00014202 | 2062 | Mitigation | 0.95 | 45 | 0 | esc | 0.00097009 | 1.2769e-10 | 0.00097009 | 1.2769e-10
[79 empty] | WLDFR | HFTD - Distribution - Tier 3 - 2QU CoRE ¦ 5QU LoRE | Non-Red Flag Warning - Small Fires | 2063 | 1.9028e-06 | 1.9028e-06 | 0.11504 | 0.052388 | 0.0022734 | 0.060377 | 0 | 0 | 0.0021372 | 2.1889e-07 | 0 | 2.1889e-07 | 2.1889e-07 | 0 | 2.1889e-07 | 0 | 0.00044232 | 0.00096957 | 0 | 0.00096957 | 0 | 3.4093e-06 | 6.8186e-06 | 0 | 6.8186e-06 | [12 empty] | 7.3.3.17.5 (Remote Grid) Updates to grid topology to minimize risk of ignition in HFTDs Remote GridWLDFRContaminationAggregated | WLDFR | HFTD - Distribution - Tier 2 - 2QU CoRE ¦ 4QU LoRE | Red Flag Warning - Small Fires | Contamination | Aggregated | 2063 | 1.3163e-07 | 1078.9824 | 0.00014202 | 2063 | Mitigation | 0.95 | 45 | 0 | esc | 0.00097009 | 1.2769e-10 | 0.00097009 | 1.2769e-10
[79 empty] | WLDFR | HFTD - Distribution - Tier 3 - 2QU CoRE ¦ 5QU LoRE | Non-Red Flag Warning - Small Fires | 2064 | 1.9028e-06 | 1.9028e-06 | 0.11504 | 0.052388 | 0.0022734 | 0.060377 | 0 | 0 | 0.0021372 | 2.1889e-07 | 0 | 2.1889e-07 | 2.1889e-07 | 0 | 2.1889e-07 | 0 | 0.00044232 | 0.00096957 | 0 | 0.00096957 | 0 | 3.4093e-06 | 6.8186e-06 | 0 | 6.8186e-06 | [12 empty] | 7.3.3.17.5 (Remote Grid) Updates to grid topology to minimize risk of ignition in HFTDs Remote GridWLDFRContaminationAggregated | WLDFR | HFTD - Distribution - Tier 2 - 2QU CoRE ¦ 4QU LoRE | Red Flag Warning - Small Fires | Contamination | Aggregated | 2064 | 1.3163e-07 | 1078.9824 | 0.00014202 | 2064 | Mitigation | 0.95 | 45 | 0 | esc | 0.00097009 | 1.2769e-10 | 0.00097009 | 1.2769e-10
[79 empty] | WLDFR | HFTD - Distribution - Tier 3 - 2QU CoRE ¦ 5QU LoRE | Non-Red Flag Warning - Small Fires | 2065 | 1.9028e-06 | 1.9028e-06 | 0.11504 | 0.052388 | 0.0022734 | 0.060377 | 0 | 0 | 0.0021372 | 2.1889e-07 | 0 | 2.1889e-07 | 2.1889e-07 | 0 | 2.1889e-07 | 0 | 0.00044232 | 0.00096957 | 0 | 0.00096957 | 0 | 3.4093e-06 | 6.8186e-06 | 0 | 6.8186e-06 | [12 empty] | 7.3.3.17.5 (Remote Grid) Updates to grid topology to minimize risk of ignition in HFTDs Remote GridWLDFRContaminationAggregated | WLDFR | HFTD - Distribution - Tier 2 - 2QU CoRE ¦ 4QU LoRE | Red Flag Warning - Small Fires | Contamination | Aggregated | 2065 | 1.3163e-07 | 1078.9824 | 0.00014202 | 2065 | Mitigation | 0.95 | 45 | 0 | esc | 0.00097009 | 1.2769e-10 | 0.00097009 | 1.2769e-10
[79 empty] | WLDFR | HFTD - Distribution - Tier 3 - 2QU CoRE ¦ 5QU LoRE | Non-Red Flag Warning - Small Fires | 2066 | 1.9028e-06 | 1.9028e-06 | 0.11504 | 0.052388 | 0.0022734 | 0.060377 | 0 | 0 | 0.0021372 | 2.1889e-07 | 0 | 2.1889e-07 | 2.1889e-07 | 0 | 2.1889e-07 | 0 | 0.00044232 | 0.00096957 | 0 | 0.00096957 | 0 | 3.4093e-06 | 6.8186e-06 | 0 | 6.8186e-06 | [12 empty] | 7.3.3.17.5 (Remote Grid) Updates to grid topology to minimize risk of ignition in HFTDs Remote GridWLDFRContaminationAggregated | WLDFR | HFTD - Distribution - Tier 2 - 2QU CoRE ¦ 4QU LoRE | Red Flag Warning - Small Fires | Contamination | Aggregated | 2066 | 1.3163e-07 | 1078.9824 | 0.00014202 | 2066 | Mitigation | 0.95 | 45 | 0 | esc | 0.00097009 | 1.2769e-10 | 0.00097009 | 1.2769e-10
[79 empty] | WLDFR | HFTD - Distribution - Tier 3 - 2QU CoRE ¦ 5QU LoRE | Non-Red Flag Warning - Small Fires | 2067 | 0 | 1.9028e-06 | 0.11504 | 0.052388 | 0.0022734 | 0.060377 | 0 | 0 | 0.0021372 | 0 | 0 | 0 | 2.1889e-07 | 0 | 2.1889e-07 | 0 | 0.00046164 | 0.0010119 | 0 | 0.0010119 | 0 | 3.5794e-06 | 7.1588e-06 | 0 | 7.1588e-06 | [12 empty] | 7.3.3.17.5 (Remote Grid) Updates to grid topology to minimize risk of ignition in HFTDs Remote GridWLDFRContaminationAggregated | WLDFR | HFTD - Distribution - Tier 2 - 2QU CoRE ¦ 4QU LoRE | Red Flag Warning - Small Fires | Contamination | Aggregated | 2067 | 1.3163e-07 | 1078.9824 | 0.00014202 | 2067 | Mitigation | 0.95 | 45 | 0 | esc | 0 | 0 | 0.00097009 | 1.2769e-10
[79 empty] | WLDFR | HFTD - Distribution - Tier 3 - 2QU CoRE ¦ 5QU LoRE | Red Flag Warning - Catastrophic Fires | 2022 | 3.8294e-08 | 0 | 14146.1306 | 222.2294 | 8585.7228 | 5338.1784 | 0 | 0 | 3.9475e-05 | 0.00054171 | 0 | 0.00054171 | 0 | 0 | 0 | 0 | 0.00046164 | 0.0010119 | 0 | 0.0010119 | 0 | 3.5794e-06 | 7.1588e-06 | 0 | 7.1588e-06 | [12 empty] | 7.3.3.17.5 (Remote Grid) Updates to grid topology to minimize risk of ignition in HFTDs Remote GridWLDFREquipment / facility failureAggregated | WLDFR | HFTD - Distribution - Tier 2 - 2QU CoRE ¦ 4QU LoRE | Red Flag Warning - Small Fires | Equipment / facility failure | Aggregated | 2022 | 7.7629e-05 | 1078.9824 | 0.083761 | 2022 | Mitigation | 0.95 | 45 | 0 | esc | 0.00097009 | 7.5307e-08 | 0 | 0
[79 empty] | WLDFR | HFTD - Distribution - Tier 3 - 2QU CoRE ¦ 5QU LoRE | Red Flag Warning - Catastrophic Fires | 2023 | 3.8294e-08 | 3.8294e-08 | 14664.6376 | 233.2301 | 8896.516 | 5534.8915 | 0 | 0 | 3.9475e-05 | 0.00056157 | 0 | 0.00056157 | 0.00056157 | 0 | 0.00056157 | 0 | 0.00046164 | 0.0010119 | 0 | 0.0010119 | 0 | 3.5794e-06 | 7.1588e-06 | 0 | 7.1588e-06 | [12 empty] | 7.3.3.17.5 (Remote Grid) Updates to grid topology to minimize risk of ignition in HFTDs Remote GridWLDFREquipment / facility failureAggregated | WLDFR | HFTD - Distribution - Tier 2 - 2QU CoRE ¦ 4QU LoRE | Red Flag Warning - Small Fires | Equipment / facility failure | Aggregated | 2023 | 7.7629e-05 | 1078.9824 | 0.083761 | 2023 | Mitigation | 0.95 | 45 | 0 | esc | 0.00097009 | 7.5307e-08 | 0.00097009 | 7.5307e-08
[79 empty] | WLDFR | HFTD - Distribution - Tier 3 - 2QU CoRE ¦ 5QU LoRE | Red Flag Warning - Catastrophic Fires | 2024 | 3.8294e-08 | 3.8294e-08 | 14664.6376 | 233.2301 | 8896.516 | 5534.8915 | 0 | 0 | 3.9475e-05 | 0.00056157 | 0 | 0.00056157 | 0.00056157 | 0 | 0.00056157 | 0 | 0 | 0.0010119 | 0 | 0.0010119 | 0 | 3.5794e-06 | 7.1588e-06 | 0 | 7.1588e-06 | [12 empty] | 7.3.3.17.5 (Remote Grid) Updates to grid topology to minimize risk of ignition in HFTDs Remote GridWLDFREquipment / facility failureAggregated | WLDFR | HFTD - Distribution - Tier 2 - 2QU CoRE ¦ 4QU LoRE | Red Flag Warning - Small Fires | Equipment / facility failure | Aggregated | 2024 | 7.7629e-05 | 1078.9824 | 0.083761 | 2024 | Mitigation | 0.95 | 45 | 0 | esc | 0.00097009 | 7.5307e-08 | 0.00097009 | 7.5307e-08
[79 empty] | WLDFR | HFTD - Distribution - Tier 3 - 2QU CoRE ¦ 5QU LoRE | Red Flag Warning - Catastrophic Fires | 2025 | 3.8294e-08 | 3.8294e-08 | 14664.6376 | 233.2301 | 8896.516 | 5534.8915 | 0 | 0 | 3.9475e-05 | 0.00056157 | 0 | 0.00056157 | 0.00056157 | 0 | 0.00056157 | 0 | 0 | 0 | 0 | 0 | 0 | 3.5794e-06 | 7.1588e-06 | 0 | 7.1588e-06 | [12 empty] | 7.3.3.17.5 (Remote Grid) Updates to grid topology to minimize risk of ignition in HFTDs Remote GridWLDFREquipment / facility failureAggregated | WLDFR | HFTD - Distribution - Tier 2 - 2QU CoRE ¦ 4QU LoRE | Red Flag Warning - Small Fires | Equipment / facility failure | Aggregated | 2025 | 7.7629e-05 | 1078.9824 | 0.083761 | 2025 | Mitigation | 0.95 | 45 | 0 | esc | 0.00097009 | 7.5307e-08 | 0.00097009 | 7.5307e-08
[79 empty] | WLDFR | HFTD - Distribution - Tier 3 - 2QU CoRE ¦ 5QU LoRE | Red Flag Warning - Catastrophic Fires | 2026 | 3.8294e-08 | 3.8294e-08 | 14664.6376 | 233.2301 | 8896.516 | 5534.8915 | 0 | 0 | 3.9475e-05 | 0.00056157 | 0 | 0.00056157 | 0.00056157 | 0 | 0.00056157 | 0 | 0.00023366 | 0 | 0 | 0 | 0 | 3.7577e-06 | 7.5154e-06 | 0 | 7.5154e-06 | [12 empty] | 7.3.3.17.5 (Remote Grid) Updates to grid topology to minimize risk of ignition in HFTDs Remote GridWLDFREquipment / facility failureAggregated | WLDFR | HFTD - Distribution - Tier 2 - 2QU CoRE ¦ 4QU LoRE | Red Flag Warning - Small Fires | Equipment / facility failure | Aggregated | 2026 | 7.7629e-05 | 1078.9824 | 0.083761 | 2026 | Mitigation | 0.95 | 45 | 0 | esc | 0.00097009 | 7.5307e-08 | 0.00097009 | 7.5307e-08
[79 empty] | WLDFR | HFTD - Distribution - Tier 3 - 2QU CoRE ¦ 5QU LoRE | Red Flag Warning - Catastrophic Fires | 2027 | 3.8294e-08 | 3.8294e-08 | 14664.6376 | 233.2301 | 8896.516 | 5534.8915 | 0 | 0 | 3.9475e-05 | 0.00056157 | 0 | 0.00056157 | 0.00056157 | 0 | 0.00056157 | 0 | 0.0002422 | 0.00053091 | 0 | 0.00053091 | 0 | 3.7577e-06 | 7.5154e-06 | 0 | 7.5154e-06 | [12 empty] | 7.3.3.17.5 (Remote Grid) Updates to grid topology to minimize risk of ignition in HFTDs Remote GridWLDFREquipment / facility failureAggregated | WLDFR | HFTD - Distribution - Tier 2 - 2QU CoRE ¦ 4QU LoRE | Red Flag Warning - Small Fires | Equipment / facility failure | Aggregated | 2027 | 7.7629e-05 | 1078.9824 | 0.083761 | 2027 | Mitigation | 0.95 | 45 | 0 | esc | 0.00097009 | 7.5307e-08 | 0.00097009 | 7.5307e-08
[79 empty] | WLDFR | HFTD - Distribution - Tier 3 - 2QU CoRE ¦ 5QU LoRE | Red Flag Warning - Catastrophic Fires | 2028 | 3.8294e-08 | 3.8294e-08 | 15317.9909 | 247.273 | 9287.6491 | 5783.0689 | 0 | 0 | 3.9475e-05 | 0.00058659 | 0 | 0.00058659 | 0.00058659 | 0 | 0.00058659 | 0 | 0.0002422 | 0.00053091 | 0 | 0.00053091 | 0 | 3.7577e-06 | 7.5154e-06 | 0 | 7.5154e-06 | [12 empty] | 7.3.3.17.5 (Remote Grid) Updates to grid topology to minimize risk of ignition in HFTDs Remote GridWLDFREquipment / facility failureAggregated | WLDFR | HFTD - Distribution - Tier 2 - 2QU CoRE ¦ 4QU LoRE | Red Flag Warning - Small Fires | Equipment / facility failure | Aggregated | 2028 | 7.7629e-05 | 1078.9824 | 0.083761 | 2028 | Mitigation | 0.95 | 45 | 0 | esc | 0.00097009 | 7.5307e-08 | 0.00097009 | 7.5307e-08
[79 empty] | WLDFR | HFTD - Distribution - Tier 3 - 2QU CoRE ¦ 5QU LoRE | Red Flag Warning - Catastrophic Fires | 2029 | 3.8294e-08 | 3.8294e-08 | 15317.9909 | 247.273 | 9287.6491 | 5783.0689 | 0 | 0 | 3.9475e-05 | 0.00058659 | 0 | 0.00058659 | 0.00058659 | 0 | 0.00058659 | 0 | 0.0002422 | 0.00053091 | 0 | 0.00053091 | 0 | 3.7577e-06 | 7.5154e-06 | 0 | 7.5154e-06 | [12 empty] | 7.3.3.17.5 (Remote Grid) Updates to grid topology to minimize risk of ignition in HFTDs Remote GridWLDFREquipment / facility failureAggregated | WLDFR | HFTD - Distribution - Tier 2 - 2QU CoRE ¦ 4QU LoRE | Red Flag Warning - Small Fires | Equipment / facility failure | Aggregated | 2029 | 7.7629e-05 | 1078.9824 | 0.083761 | 2029 | Mitigation | 0.95 | 45 | 0 | esc | 0.00097009 | 7.5307e-08 | 0.00097009 | 7.5307e-08
[79 empty] | WLDFR | HFTD - Distribution - Tier 3 - 2QU CoRE ¦ 5QU LoRE | Red Flag Warning - Catastrophic Fires | 2030 | 3.8294e-08 | 3.8294e-08 | 15317.9909 | 247.273 | 9287.6491 | 5783.0689 | 0 | 0 | 3.9475e-05 | 0.00058659 | 0 | 0.00058659 | 0.00058659 | 0 | 0.00058659 | 0 | 0.0002422 | 0.00053091 | 0 | 0.00053091 | 0 | 0 | 7.5154e-06 | 0 | 7.5154e-06 | [12 empty] | 7.3.3.17.5 (Remote Grid) Updates to grid topology to minimize risk of ignition in HFTDs Remote GridWLDFREquipment / facility failureAggregated | WLDFR | HFTD - Distribution - Tier 2 - 2QU CoRE ¦ 4QU LoRE | Red Flag Warning - Small Fires | Equipment / facility failure | Aggregated | 2030 | 7.7629e-05 | 1078.9824 | 0.083761 | 2030 | Mitigation | 0.95 | 45 | 0 | esc | 0.00097009 | 7.5307e-08 | 0.00097009 | 7.5307e-08
[79 empty] | WLDFR | HFTD - Distribution - Tier 3 - 2QU CoRE ¦ 5QU LoRE | Red Flag Warning - Catastrophic Fires | 2031 | 3.8294e-08 | 3.8294e-08 | 15317.9909 | 247.273 | 9287.6491 | 5783.0689 | 0 | 0 | 3.9475e-05 | 0.00058659 | 0 | 0.00058659 | 0.00058659 | 0 | 0.00058659 | 0 | 0.0002422 | 0.00053091 | 0 | 0.00053091 | 0 | 0 | 0 | 0 | 0 | [12 empty] | 7.3.3.17.5 (Remote Grid) Updates to grid topology to minimize risk of ignition in HFTDs Remote GridWLDFREquipment / facility failureAggregated | WLDFR | HFTD - Distribution - Tier 2 - 2QU CoRE ¦ 4QU LoRE | Red Flag Warning - Small Fires | Equipment / facility failure | Aggregated | 2031 | 7.7629e-05 | 1078.9824 | 0.083761 | 2031 | Mitigation | 0.95 | 45 | 0 | esc | 0.00097009 | 7.5307e-08 | 0.00097009 | 7.5307e-08
[79 empty] | WLDFR | HFTD - Distribution - Tier 3 - 2QU CoRE ¦ 5QU LoRE | Red Flag Warning - Catastrophic Fires | 2032 | 3.8294e-08 | 3.8294e-08 | 15317.9909 | 247.273 | 9287.6491 | 5783.0689 | 0 | 0 | 3.9475e-05 | 0.00058659 | 0 | 0.00058659 | 0.00058659 | 0 | 0.00058659 | 0 | 0.00025295 | 0.00055447 | 0 | 0.00055447 | 0 | 0 | 0 | 0 | 0 | [12 empty] | 7.3.3.17.5 (Remote Grid) Updates to grid topology to minimize risk of ignition in HFTDs Remote GridWLDFREquipment / facility failureAggregated | WLDFR | HFTD - Distribution - Tier 2 - 2QU CoRE ¦ 4QU LoRE | Red Flag Warning - Small Fires | Equipment / facility failure | Aggregated | 2032 | 7.7629e-05 | 1078.9824 | 0.083761 | 2032 | Mitigation | 0.95 | 45 | 0 | esc | 0.00097009 | 7.5307e-08 | 0.00097009 | 7.5307e-08
[79 empty] | WLDFR | HFTD - Distribution - Tier 3 - 2QU CoRE ¦ 5QU LoRE | Red Flag Warning - Catastrophic Fires | 2033 | 3.8294e-08 | 3.8294e-08 | 16044.1264 | 263.1074 | 9721.74 | 6059.2791 | 0 | 0 | 3.9475e-05 | 0.00061439 | 0 | 0.00061439 | 0.00061439 | 0 | 0.00061439 | 0 | 0.00025295 | 0.00055447 | 0 | 0.00055447 | 0 | 6.8618e-06 | 0 | 0 | 0 | [12 empty] | 7.3.3.17.5 (Remote Grid) Updates to grid topology to minimize risk of ignition in HFTDs Remote GridWLDFREquipment / facility failureAggregated | WLDFR | HFTD - Distribution - Tier 2 - 2QU CoRE ¦ 4QU LoRE | Red Flag Warning - Small Fires | Equipment / facility failure | Aggregated | 2033 | 7.7629e-05 | 1078.9824 | 0.083761 | 2033 | Mitigation | 0.95 | 45 | 0 | esc | 0.00097009 | 7.5307e-08 | 0.00097009 | 7.5307e-08
[79 empty] | WLDFR | HFTD - Distribution - Tier 3 - 2QU CoRE ¦ 5QU LoRE | Red Flag Warning - Catastrophic Fires | 2034 | 3.8294e-08 | 3.8294e-08 | 16044.1264 | 263.1074 | 9721.74 | 6059.2791 | 0 | 0 | 3.9475e-05 | 0.00061439 | 0 | 0.00061439 | 0.00061439 | 0 | 0.00061439 | 0 | 0.00025295 | 0.00055447 | 0 | 0.00055447 | 0 | 7.1125e-06 | 1.4225e-05 | 0 | 1.4225e-05 | [12 empty] | 7.3.3.17.5 (Remote Grid) Updates to grid topology to minimize risk of ignition in HFTDs Remote GridWLDFREquipment / facility failureAggregated | WLDFR | HFTD - Distribution - Tier 2 - 2QU CoRE ¦ 4QU LoRE | Red Flag Warning - Small Fires | Equipment / facility failure | Aggregated | 2034 | 7.7629e-05 | 1078.9824 | 0.083761 | 2034 | Mitigation | 0.95 | 45 | 0 | esc | 0.00097009 | 7.5307e-08 | 0.00097009 | 7.5307e-08
[79 empty] | WLDFR | HFTD - Distribution - Tier 3 - 2QU CoRE ¦ 5QU LoRE | Red Flag Warning - Catastrophic Fires | 2035 | 3.8294e-08 | 3.8294e-08 | 16044.1264 | 263.1074 | 9721.74 | 6059.2791 | 0 | 0 | 3.9475e-05 | 0.00061439 | 0 | 0.00061439 | 0.00061439 | 0 | 0.00061439 | 0 | 0.00025295 | 0.00055447 | 0 | 0.00055447 | 0 | 7.1125e-06 | 1.4225e-05 | 0 | 1.4225e-05 | [12 empty] | 7.3.3.17.5 (Remote Grid) Updates to grid topology to minimize risk of ignition in HFTDs Remote GridWLDFREquipment / facility failureAggregated | WLDFR | HFTD - Distribution - Tier 2 - 2QU CoRE ¦ 4QU LoRE | Red Flag Warning - Small Fires | Equipment / facility failure | Aggregated | 2035 | 7.7629e-05 | 1078.9824 | 0.083761 | 2035 | Mitigation | 0.95 | 45 | 0 | esc | 0.00097009 | 7.5307e-08 | 0.00097009 | 7.5307e-08
[79 empty] | WLDFR | HFTD - Distribution - Tier 3 - 2QU CoRE ¦ 5QU LoRE | Red Flag Warning - Catastrophic Fires | 2036 | 3.8294e-08 | 3.8294e-08 | 16044.1264 | 263.1074 | 9721.74 | 6059.2791 | 0 | 0 | 3.9475e-05 | 0.00061439 | 0 | 0.00061439 | 0.00061439 | 0 | 0.00061439 | 0 | 0.00025295 | 0.00055447 | 0 | 0.00055447 | 0 | 7.1125e-06 | 1.4225e-05 | 0 | 1.4225e-05 | [12 empty] | 7.3.3.17.5 (Remote Grid) Updates to grid topology to minimize risk of ignition in HFTDs Remote GridWLDFREquipment / facility failureAggregated | WLDFR | HFTD - Distribution - Tier 2 - 2QU CoRE ¦ 4QU LoRE | Red Flag Warning - Small Fires | Equipment / facility failure | Aggregated | 2036 | 7.7629e-05 | 1078.9824 | 0.083761 | 2036 | Mitigation | 0.95 | 45 | 0 | esc | 0.00097009 | 7.5307e-08 | 0.00097009 | 7.5307e-08
[79 empty] | WLDFR | HFTD - Distribution - Tier 3 - 2QU CoRE ¦ 5QU LoRE | Red Flag Warning - Catastrophic Fires | 2037 | 3.8294e-08 | 3.8294e-08 | 16044.1264 | 263.1074 | 9721.74 | 6059.2791 | 0 | 0 | 3.9475e-05 | 0.00061439 | 0 | 0.00061439 | 0.00061439 | 0 | 0.00061439 | 0 | 0.00026489 | 0.00058064 | 0 | 0.00058064 | 0 | 7.1125e-06 | 1.4225e-05 | 0 | 1.4225e-05 | [12 empty] | 7.3.3.17.5 (Remote Grid) Updates to grid topology to minimize risk of ignition in HFTDs Remote GridWLDFREquipment / facility failureAggregated | WLDFR | HFTD - Distribution - Tier 2 - 2QU CoRE ¦ 4QU LoRE | Red Flag Warning - Small Fires | Equipment / facility failure | Aggregated | 2037 | 7.7629e-05 | 1078.9824 | 0.083761 | 2037 | Mitigation | 0.95 | 45 | 0 | esc | 0.00097009 | 7.5307e-08 | 0.00097009 | 7.5307e-08
[79 empty] | WLDFR | HFTD - Distribution - Tier 3 - 2QU CoRE ¦ 5QU LoRE | Red Flag Warning - Catastrophic Fires | 2038 | 3.8294e-08 | 3.8294e-08 | 16832.3912 | 280.5544 | 10192.2718 | 6359.5651 | 0 | 0 | 3.9475e-05 | 0.00064458 | 0 | 0.00064458 | 0.00064458 | 0 | 0.00064458 | 0 | 0.00026489 | 0.00058064 | 0 | 0.00058064 | 0 | 7.1125e-06 | 1.4225e-05 | 0 | 1.4225e-05 | [12 empty] | 7.3.3.17.5 (Remote Grid) Updates to grid topology to minimize risk of ignition in HFTDs Remote GridWLDFREquipment / facility failureAggregated | WLDFR | HFTD - Distribution - Tier 2 - 2QU CoRE ¦ 4QU LoRE | Red Flag Warning - Small Fires | Equipment / facility failure | Aggregated | 2038 | 7.7629e-05 | 1078.9824 | 0.083761 | 2038 | Mitigation | 0.95 | 45 | 0 | esc | 0.00097009 | 7.5307e-08 | 0.00097009 | 7.5307e-08
[79 empty] | WLDFR | HFTD - Distribution - Tier 3 - 2QU CoRE ¦ 5QU LoRE | Red Flag Warning - Catastrophic Fires | 2039 | 3.8294e-08 | 3.8294e-08 | 16832.3912 | 280.5544 | 10192.2718 | 6359.5651 | 0 | 0 | 3.9475e-05 | 0.00064458 | 0 | 0.00064458 | 0.00064458 | 0 | 0.00064458 | 0 | 0.00026489 | 0.00058064 | 0 | 0.00058064 | 0 | 7.4281e-06 | 1.4856e-05 | 0 | 1.4856e-05 | [12 empty] | 7.3.3.17.5 (Remote Grid) Updates to grid topology to minimize risk of ignition in HFTDs Remote GridWLDFREquipment / facility failureAggregated | WLDFR | HFTD - Distribution - Tier 2 - 2QU CoRE ¦ 4QU LoRE | Red Flag Warning - Small Fires | Equipment / facility failure | Aggregated | 2039 | 7.7629e-05 | 1078.9824 | 0.083761 | 2039 | Mitigation | 0.95 | 45 | 0 | esc | 0.00097009 | 7.5307e-08 | 0.00097009 | 7.5307e-08
[79 empty] | WLDFR | HFTD - Distribution - Tier 3 - 2QU CoRE ¦ 5QU LoRE | Red Flag Warning - Catastrophic Fires | 2040 | 3.8294e-08 | 3.8294e-08 | 16832.3912 | 280.5544 | 10192.2718 | 6359.5651 | 0 | 0 | 3.9475e-05 | 0.00064458 | 0 | 0.00064458 | 0.00064458 | 0 | 0.00064458 | 0 | 0.00026489 | 0.00058064 | 0 | 0.00058064 | 0 | 7.4281e-06 | 1.4856e-05 | 0 | 1.4856e-05 | [12 empty] | 7.3.3.17.5 (Remote Grid) Updates to grid topology to minimize risk of ignition in HFTDs Remote GridWLDFREquipment / facility failureAggregated | WLDFR | HFTD - Distribution - Tier 2 - 2QU CoRE ¦ 4QU LoRE | Red Flag Warning - Small Fires | Equipment / facility failure | Aggregated | 2040 | 7.7629e-05 | 1078.9824 | 0.083761 | 2040 | Mitigation | 0.95 | 45 | 0 | esc | 0.00097009 | 7.5307e-08 | 0.00097009 | 7.5307e-08
[79 empty] | WLDFR | HFTD - Distribution - Tier 3 - 2QU CoRE ¦ 5QU LoRE | Red Flag Warning - Catastrophic Fires | 2041 | 3.8294e-08 | 3.8294e-08 | 16832.3912 | 280.5544 | 10192.2718 | 6359.5651 | 0 | 0 | 3.9475e-05 | 0.00064458 | 0 | 0.00064458 | 0.00064458 | 0 | 0.00064458 | 0 | 0.00026489 | 0.00058064 | 0 | 0.00058064 | 0 | 7.4281e-06 | 1.4856e-05 | 0 | 1.4856e-05 | [12 empty] | 7.3.3.17.5 (Remote Grid) Updates to grid topology to minimize risk of ignition in HFTDs Remote GridWLDFREquipment / facility failureAggregated | WLDFR | HFTD - Distribution - Tier 2 - 2QU CoRE ¦ 4QU LoRE | Red Flag Warning - Small Fires | Equipment / facility failure | Aggregated | 2041 | 7.7629e-05 | 1078.9824 | 0.083761 | 2041 | Mitigation | 0.95 | 45 | 0 | esc | 0.00097009 | 7.5307e-08 | 0.00097009 | 7.5307e-08
[79 empty] | WLDFR | HFTD - Distribution - Tier 3 - 2QU CoRE ¦ 5QU LoRE | Red Flag Warning - Catastrophic Fires | 2042 | 3.8294e-08 | 3.8294e-08 | 16832.3912 | 280.5544 | 10192.2718 | 6359.5651 | 0 | 0 | 3.9475e-05 | 0.00064458 | 0 | 0.00064458 | 0.00064458 | 0 | 0.00064458 | 0 | 0.00027783 | 0.00060901 | 0 | 0.00060901 | 0 | 7.4281e-06 | 1.4856e-05 | 0 | 1.4856e-05 | [12 empty] | 7.3.3.17.5 (Remote Grid) Updates to grid topology to minimize risk of ignition in HFTDs Remote GridWLDFREquipment / facility failureAggregated | WLDFR | HFTD - Distribution - Tier 2 - 2QU CoRE ¦ 4QU LoRE | Red Flag Warning - Small Fires | Equipment / facility failure | Aggregated | 2042 | 7.7629e-05 | 1078.9824 | 0.083761 | 2042 | Mitigation | 0.95 | 45 | 0 | esc | 0.00097009 | 7.5307e-08 | 0.00097009 | 7.5307e-08
[79 empty] | WLDFR | HFTD - Distribution - Tier 3 - 2QU CoRE ¦ 5QU LoRE | Red Flag Warning - Catastrophic Fires | 2043 | 3.8294e-08 | 3.8294e-08 | 17672.0852 | 299.42 | 10692.7362 | 6679.929 | 0 | 0 | 3.9475e-05 | 0.00067674 | 0 | 0.00067674 | 0.00067674 | 0 | 0.00067674 | 0 | 0.00027783 | 0.00060901 | 0 | 0.00060901 | 0 | 7.4281e-06 | 1.4856e-05 | 0 | 1.4856e-05 | [12 empty] | 7.3.3.17.5 (Remote Grid) Updates to grid topology to minimize risk of ignition in HFTDs Remote GridWLDFREquipment / facility failureAggregated | WLDFR | HFTD - Distribution - Tier 2 - 2QU CoRE ¦ 4QU LoRE | Red Flag Warning - Small Fires | Equipment / facility failure | Aggregated | 2043 | 7.7629e-05 | 1078.9824 | 0.083761 | 2043 | Mitigation | 0.95 | 45 | 0 | esc | 0.00097009 | 7.5307e-08 | 0.00097009 | 7.5307e-08
[79 empty] | WLDFR | HFTD - Distribution - Tier 3 - 2QU CoRE ¦ 5QU LoRE | Red Flag Warning - Catastrophic Fires | 2044 | 3.8294e-08 | 3.8294e-08 | 17672.0852 | 299.42 | 10692.7362 | 6679.929 | 0 | 0 | 3.9475e-05 | 0.00067674 | 0 | 0.00067674 | 0.00067674 | 0 | 0.00067674 | 0 | 0.00027783 | 0.00060901 | 0 | 0.00060901 | 0 | 7.7786e-06 | 1.5557e-05 | 0 | 1.5557e-05 | [12 empty] | 7.3.3.17.5 (Remote Grid) Updates to grid topology to minimize risk of ignition in HFTDs Remote GridWLDFREquipment / facility failureAggregated | WLDFR | HFTD - Distribution - Tier 2 - 2QU CoRE ¦ 4QU LoRE | Red Flag Warning - Small Fires | Equipment / facility failure | Aggregated | 2044 | 7.7629e-05 | 1078.9824 | 0.083761 | 2044 | Mitigation | 0.95 | 45 | 0 | esc | 0.00097009 | 7.5307e-08 | 0.00097009 | 7.5307e-08
[79 empty] | WLDFR | HFTD - Distribution - Tier 3 - 2QU CoRE ¦ 5QU LoRE | Red Flag Warning - Catastrophic Fires | 2045 | 3.8294e-08 | 3.8294e-08 | 17672.0852 | 299.42 | 10692.7362 | 6679.929 | 0 | 0 | 3.9475e-05 | 0.00067674 | 0 | 0.00067674 | 0.00067674 | 0 | 0.00067674 | 0 | 0.00027783 | 0.00060901 | 0 | 0.00060901 | 0 | 7.7786e-06 | 1.5557e-05 | 0 | 1.5557e-05 | [12 empty] | 7.3.3.17.5 (Remote Grid) Updates to grid topology to minimize risk of ignition in HFTDs Remote GridWLDFREquipment / facility failureAggregated | WLDFR | HFTD - Distribution - Tier 2 - 2QU CoRE ¦ 4QU LoRE | Red Flag Warning - Small Fires | Equipment / facility failure | Aggregated | 2045 | 7.7629e-05 | 1078.9824 | 0.083761 | 2045 | Mitigation | 0.95 | 45 | 0 | esc | 0.00097009 | 7.5307e-08 | 0.00097009 | 7.5307e-08
[79 empty] | WLDFR | HFTD - Distribution - Tier 3 - 2QU CoRE ¦ 5QU LoRE | Red Flag Warning - Catastrophic Fires | 2046 | 3.8294e-08 | 3.8294e-08 | 17672.0852 | 299.42 | 10692.7362 | 6679.929 | 0 | 0 | 3.9475e-05 | 0.00067674 | 0 | 0.00067674 | 0.00067674 | 0 | 0.00067674 | 0 | 0.00027783 | 0.00060901 | 0 | 0.00060901 | 0 | 7.7786e-06 | 1.5557e-05 | 0 | 1.5557e-05 | [12 empty] | 7.3.3.17.5 (Remote Grid) Updates to grid topology to minimize risk of ignition in HFTDs Remote GridWLDFREquipment / facility failureAggregated | WLDFR | HFTD - Distribution - Tier 2 - 2QU CoRE ¦ 4QU LoRE | Red Flag Warning - Small Fires | Equipment / facility failure | Aggregated | 2046 | 7.7629e-05 | 1078.9824 | 0.083761 | 2046 | Mitigation | 0.95 | 45 | 0 | esc | 0.00097009 | 7.5307e-08 | 0.00097009 | 7.5307e-08
[79 empty] | WLDFR | HFTD - Distribution - Tier 3 - 2QU CoRE ¦ 5QU LoRE | Red Flag Warning - Catastrophic Fires | 2047 | 3.8294e-08 | 3.8294e-08 | 17672.0852 | 299.42 | 10692.7362 | 6679.929 | 0 | 0 | 3.9475e-05 | 0.00067674 | 0 | 0.00067674 | 0.00067674 | 0 | 0.00067674 | 0 | 0.00029161 | 0.00063921 | 0 | 0.00063921 | 0 | 7.7786e-06 | 1.5557e-05 | 0 | 1.5557e-05 | [12 empty] | 7.3.3.17.5 (Remote Grid) Updates to grid topology to minimize risk of ignition in HFTDs Remote GridWLDFREquipment / facility failureAggregated | WLDFR | HFTD - Distribution - Tier 2 - 2QU CoRE ¦ 4QU LoRE | Red Flag Warning - Small Fires | Equipment / facility failure | Aggregated | 2047 | 7.7629e-05 | 1078.9824 | 0.083761 | 2047 | Mitigation | 0.95 | 45 | 0 | esc | 0.00097009 | 7.5307e-08 | 0.00097009 | 7.5307e-08
[79 empty] | WLDFR | HFTD - Distribution - Tier 3 - 2QU CoRE ¦ 5QU LoRE | Red Flag Warning - Catastrophic Fires | 2048 | 3.8294e-08 | 3.8294e-08 | 18552.3348 | 319.4911 | 11216.5626 | 7016.281 | 0 | 0 | 3.9475e-05 | 0.00071044 | 0 | 0.00071044 | 0.00071044 | 0 | 0.00071044 | 0 | 0.00029161 | 0.00063921 | 0 | 0.00063921 | 0 | 7.7786e-06 | 1.5557e-05 | 0 | 1.5557e-05 | [12 empty] | 7.3.3.17.5 (Remote Grid) Updates to grid topology to minimize risk of ignition in HFTDs Remote GridWLDFREquipment / facility failureAggregated | WLDFR | HFTD - Distribution - Tier 2 - 2QU CoRE ¦ 4QU LoRE | Red Flag Warning - Small Fires | Equipment / facility failure | Aggregated | 2048 | 7.7629e-05 | 1078.9824 | 0.083761 | 2048 | Mitigation | 0.95 | 45 | 0 | esc | 0.00097009 | 7.5307e-08 | 0.00097009 | 7.5307e-08
[79 empty] | WLDFR | HFTD - Distribution - Tier 3 - 2QU CoRE ¦ 5QU LoRE | Red Flag Warning - Catastrophic Fires | 2049 | 3.8294e-08 | 3.8294e-08 | 18552.3348 | 319.4911 | 11216.5626 | 7016.281 | 0 | 0 | 3.9475e-05 | 0.00071044 | 0 | 0.00071044 | 0.00071044 | 0 | 0.00071044 | 0 | 0.00029161 | 0.00063921 | 0 | 0.00063921 | 0 | 8.1588e-06 | 1.6318e-05 | 0 | 1.6318e-05 | [12 empty] | 7.3.3.17.5 (Remote Grid) Updates to grid topology to minimize risk of ignition in HFTDs Remote GridWLDFREquipment / facility failureAggregated | WLDFR | HFTD - Distribution - Tier 2 - 2QU CoRE ¦ 4QU LoRE | Red Flag Warning - Small Fires | Equipment / facility failure | Aggregated | 2049 | 7.7629e-05 | 1078.9824 | 0.083761 | 2049 | Mitigation | 0.95 | 45 | 0 | esc | 0.00097009 | 7.5307e-08 | 0.00097009 | 7.5307e-08
[79 empty] | WLDFR | HFTD - Distribution - Tier 3 - 2QU CoRE ¦ 5QU LoRE | Red Flag Warning - Catastrophic Fires | 2050 | 3.8294e-08 | 3.8294e-08 | 18552.3348 | 319.4911 | 11216.5626 | 7016.281 | 0 | 0 | 3.9475e-05 | 0.00071044 | 0 | 0.00071044 | 0.00071044 | 0 | 0.00071044 | 0 | 0.00029161 | 0.00063921 | 0 | 0.00063921 | 0 | 8.1588e-06 | 1.6318e-05 | 0 | 1.6318e-05 | [12 empty] | 7.3.3.17.5 (Remote Grid) Updates to grid topology to minimize risk of ignition in HFTDs Remote GridWLDFREquipment / facility failureAggregated | WLDFR | HFTD - Distribution - Tier 2 - 2QU CoRE ¦ 4QU LoRE | Red Flag Warning - Small Fires | Equipment / facility failure | Aggregated | 2050 | 7.7629e-05 | 1078.9824 | 0.083761 | 2050 | Mitigation | 0.95 | 45 | 0 | esc | 0.00097009 | 7.5307e-08 | 0.00097009 | 7.5307e-08
[79 empty] | WLDFR | HFTD - Distribution - Tier 3 - 2QU CoRE ¦ 5QU LoRE | Red Flag Warning - Catastrophic Fires | 2051 | 3.8294e-08 | 3.8294e-08 | 18552.3348 | 319.4911 | 11216.5626 | 7016.281 | 0 | 0 | 3.9475e-05 | 0.00071044 | 0 | 0.00071044 | 0.00071044 | 0 | 0.00071044 | 0 | 0.00029161 | 0.00063921 | 0 | 0.00063921 | 0 | 8.1588e-06 | 1.6318e-05 | 0 | 1.6318e-05 | [12 empty] | 7.3.3.17.5 (Remote Grid) Updates to grid topology to minimize risk of ignition in HFTDs Remote GridWLDFREquipment / facility failureAggregated | WLDFR | HFTD - Distribution - Tier 2 - 2QU CoRE ¦ 4QU LoRE | Red Flag Warning - Small Fires | Equipment / facility failure | Aggregated | 2051 | 7.7629e-05 | 1078.9824 | 0.083761 | 2051 | Mitigation | 0.95 | 45 | 0 | esc | 0.00097009 | 7.5307e-08 | 0.00097009 | 7.5307e-08
[79 empty] | WLDFR | HFTD - Distribution - Tier 3 - 2QU CoRE ¦ 5QU LoRE | Red Flag Warning - Catastrophic Fires | 2052 | 3.8294e-08 | 3.8294e-08 | 18552.3348 | 319.4911 | 11216.5626 | 7016.281 | 0 | 0 | 3.9475e-05 | 0.00071044 | 0 | 0.00071044 | 0.00071044 | 0 | 0.00071044 | 0 | 0.00030604 | 0.00067084 | 0 | 0.00067084 | 0 | 8.1588e-06 | 1.6318e-05 | 0 | 1.6318e-05 | [12 empty] | 7.3.3.17.5 (Remote Grid) Updates to grid topology to minimize risk of ignition in HFTDs Remote GridWLDFREquipment / facility failureAggregated | WLDFR | HFTD - Distribution - Tier 2 - 2QU CoRE ¦ 4QU LoRE | Red Flag Warning - Small Fires | Equipment / facility failure | Aggregated | 2052 | 7.7629e-05 | 1078.9824 | 0.083761 | 2052 | Mitigation | 0.95 | 45 | 0 | esc | 0.00097009 | 7.5307e-08 | 0.00097009 | 7.5307e-08
[79 empty] | WLDFR | HFTD - Distribution - Tier 3 - 2QU CoRE ¦ 5QU LoRE | Red Flag Warning - Catastrophic Fires | 2053 | 3.8294e-08 | 3.8294e-08 | 19462.1283 | 340.5356 | 11757.1413 | 7364.4514 | 0 | 0 | 3.9475e-05 | 0.00074528 | 0 | 0.00074528 | 0.00074528 | 0 | 0.00074528 | 0 | 0.00030604 | 0.00067084 | 0 | 0.00067084 | 0 | 8.1588e-06 | 1.6318e-05 | 0 | 1.6318e-05 | [12 empty] | 7.3.3.17.5 (Remote Grid) Updates to grid topology to minimize risk of ignition in HFTDs Remote GridWLDFREquipment / facility failureAggregated | WLDFR | HFTD - Distribution - Tier 2 - 2QU CoRE ¦ 4QU LoRE | Red Flag Warning - Small Fires | Equipment / facility failure | Aggregated | 2053 | 7.7629e-05 | 1078.9824 | 0.083761 | 2053 | Mitigation | 0.95 | 45 | 0 | esc | 0.00097009 | 7.5307e-08 | 0.00097009 | 7.5307e-08
[79 empty] | WLDFR | HFTD - Distribution - Tier 3 - 2QU CoRE ¦ 5QU LoRE | Red Flag Warning - Catastrophic Fires | 2054 | 3.8294e-08 | 3.8294e-08 | 19462.1283 | 340.5356 | 11757.1413 | 7364.4514 | 0 | 0 | 3.9475e-05 | 0.00074528 | 0 | 0.00074528 | 0.00074528 | 0 | 0.00074528 | 0 | 0.00030604 | 0.00067084 | 0 | 0.00067084 | 0 | 8.5634e-06 | 1.7127e-05 | 0 | 1.7127e-05 | [12 empty] | 7.3.3.17.5 (Remote Grid) Updates to grid topology to minimize risk of ignition in HFTDs Remote GridWLDFREquipment / facility failureAggregated | WLDFR | HFTD - Distribution - Tier 2 - 2QU CoRE ¦ 4QU LoRE | Red Flag Warning - Small Fires | Equipment / facility failure | Aggregated | 2054 | 7.7629e-05 | 1078.9824 | 0.083761 | 2054 | Mitigation | 0.95 | 45 | 0 | esc | 0.00097009 | 7.5307e-08 | 0.00097009 | 7.5307e-08
[79 empty] | WLDFR | HFTD - Distribution - Tier 3 - 2QU CoRE ¦ 5QU LoRE | Red Flag Warning - Catastrophic Fires | 2055 | 3.8294e-08 | 3.8294e-08 | 19462.1283 | 340.5356 | 11757.1413 | 7364.4514 | 0 | 0 | 3.9475e-05 | 0.00074528 | 0 | 0.00074528 | 0.00074528 | 0 | 0.00074528 | 0 | 0.00030604 | 0.00067084 | 0 | 0.00067084 | 0 | 8.5634e-06 | 1.7127e-05 | 0 | 1.7127e-05 | [12 empty] | 7.3.3.17.5 (Remote Grid) Updates to grid topology to minimize risk of ignition in HFTDs Remote GridWLDFREquipment / facility failureAggregated | WLDFR | HFTD - Distribution - Tier 2 - 2QU CoRE ¦ 4QU LoRE | Red Flag Warning - Small Fires | Equipment / facility failure | Aggregated | 2055 | 7.7629e-05 | 1078.9824 | 0.083761 | 2055 | Mitigation | 0.95 | 45 | 0 | esc | 0.00097009 | 7.5307e-08 | 0.00097009 | 7.5307e-08
[79 empty] | WLDFR | HFTD - Distribution - Tier 3 - 2QU CoRE ¦ 5QU LoRE | Red Flag Warning - Catastrophic Fires | 2056 | 3.8294e-08 | 3.8294e-08 | 19462.1283 | 340.5356 | 11757.1413 | 7364.4514 | 0 | 0 | 3.9475e-05 | 0.00074528 | 0 | 0.00074528 | 0.00074528 | 0 | 0.00074528 | 0 | 0.00030604 | 0.00067084 | 0 | 0.00067084 | 0 | 8.5634e-06 | 1.7127e-05 | 0 | 1.7127e-05 | [12 empty] | 7.3.3.17.5 (Remote Grid) Updates to grid topology to minimize risk of ignition in HFTDs Remote GridWLDFREquipment / facility failureAggregated | WLDFR | HFTD - Distribution - Tier 2 - 2QU CoRE ¦ 4QU LoRE | Red Flag Warning - Small Fires | Equipment / facility failure | Aggregated | 2056 | 7.7629e-05 | 1078.9824 | 0.083761 | 2056 | Mitigation | 0.95 | 45 | 0 | esc | 0.00097009 | 7.5307e-08 | 0.00097009 | 7.5307e-08
[79 empty] | WLDFR | HFTD - Distribution - Tier 3 - 2QU CoRE ¦ 5QU LoRE | Red Flag Warning - Catastrophic Fires | 2057 | 3.8294e-08 | 3.8294e-08 | 19462.1283 | 340.5356 | 11757.1413 | 7364.4514 | 0 | 0 | 3.9475e-05 | 0.00074528 | 0 | 0.00074528 | 0.00074528 | 0 | 0.00074528 | 0 | 0.00032094 | 0.0007035 | 0 | 0.0007035 | 0 | 8.5634e-06 | 1.7127e-05 | 0 | 1.7127e-05 | [12 empty] | 7.3.3.17.5 (Remote Grid) Updates to grid topology to minimize risk of ignition in HFTDs Remote GridWLDFREquipment / facility failureAggregated | WLDFR | HFTD - Distribution - Tier 2 - 2QU CoRE ¦ 4QU LoRE | Red Flag Warning - Small Fires | Equipment / facility failure | Aggregated | 2057 | 7.7629e-05 | 1078.9824 | 0.083761 | 2057 | Mitigation | 0.95 | 45 | 0 | esc | 0.00097009 | 7.5307e-08 | 0.00097009 | 7.5307e-08
[79 empty] | WLDFR | HFTD - Distribution - Tier 3 - 2QU CoRE ¦ 5QU LoRE | Red Flag Warning - Catastrophic Fires | 2058 | 3.8294e-08 | 3.8294e-08 | 20390.4035 | 362.3049 | 12307.8747 | 7720.2238 | 0 | 0 | 3.9475e-05 | 0.00078083 | 0 | 0.00078083 | 0.00078083 | 0 | 0.00078083 | 0 | 0.00032094 | 0.0007035 | 0 | 0.0007035 | 0 | 8.5634e-06 | 1.7127e-05 | 0 | 1.7127e-05 | [12 empty] | 7.3.3.17.5 (Remote Grid) Updates to grid topology to minimize risk of ignition in HFTDs Remote GridWLDFREquipment / facility failureAggregated | WLDFR | HFTD - Distribution - Tier 2 - 2QU CoRE ¦ 4QU LoRE | Red Flag Warning - Small Fires | Equipment / facility failure | Aggregated | 2058 | 7.7629e-05 | 1078.9824 | 0.083761 | 2058 | Mitigation | 0.95 | 45 | 0 | esc | 0.00097009 | 7.5307e-08 | 0.00097009 | 7.5307e-08
[79 empty] | WLDFR | HFTD - Distribution - Tier 3 - 2QU CoRE ¦ 5QU LoRE | Red Flag Warning - Catastrophic Fires | 2059 | 3.8294e-08 | 3.8294e-08 | 20390.4035 | 362.3049 | 12307.8747 | 7720.2238 | 0 | 0 | 3.9475e-05 | 0.00078083 | 0 | 0.00078083 | 0.00078083 | 0 | 0.00078083 | 0 | 0.00032094 | 0.0007035 | 0 | 0.0007035 | 0 | 8.9871e-06 | 1.7974e-05 | 0 | 1.7974e-05 | [12 empty] | 7.3.3.17.5 (Remote Grid) Updates to grid topology to minimize risk of ignition in HFTDs Remote GridWLDFREquipment / facility failureAggregated | WLDFR | HFTD - Distribution - Tier 2 - 2QU CoRE ¦ 4QU LoRE | Red Flag Warning - Small Fires | Equipment / facility failure | Aggregated | 2059 | 7.7629e-05 | 1078.9824 | 0.083761 | 2059 | Mitigation | 0.95 | 45 | 0 | esc | 0.00097009 | 7.5307e-08 | 0.00097009 | 7.5307e-08
[79 empty] | WLDFR | HFTD - Distribution - Tier 3 - 2QU CoRE ¦ 5QU LoRE | Red Flag Warning - Catastrophic Fires | 2060 | 3.8294e-08 | 3.8294e-08 | 20390.4035 | 362.3049 | 12307.8747 | 7720.2238 | 0 | 0 | 3.9475e-05 | 0.00078083 | 0 | 0.00078083 | 0.00078083 | 0 | 0.00078083 | 0 | 0.00032094 | 0.0007035 | 0 | 0.0007035 | 0 | 8.9871e-06 | 1.7974e-05 | 0 | 1.7974e-05 | [12 empty] | 7.3.3.17.5 (Remote Grid) Updates to grid topology to minimize risk of ignition in HFTDs Remote GridWLDFREquipment / facility failureAggregated | WLDFR | HFTD - Distribution - Tier 2 - 2QU CoRE ¦ 4QU LoRE | Red Flag Warning - Small Fires | Equipment / facility failure | Aggregated | 2060 | 7.7629e-05 | 1078.9824 | 0.083761 | 2060 | Mitigation | 0.95 | 45 | 0 | esc | 0.00097009 | 7.5307e-08 | 0.00097009 | 7.5307e-08
[79 empty] | WLDFR | HFTD - Distribution - Tier 3 - 2QU CoRE ¦ 5QU LoRE | Red Flag Warning - Catastrophic Fires | 2061 | 3.8294e-08 | 3.8294e-08 | 20390.4035 | 362.3049 | 12307.8747 | 7720.2238 | 0 | 0 | 3.9475e-05 | 0.00078083 | 0 | 0.00078083 | 0.00078083 | 0 | 0.00078083 | 0 | 0.00032094 | 0.0007035 | 0 | 0.0007035 | 0 | 8.9871e-06 | 1.7974e-05 | 0 | 1.7974e-05 | [12 empty] | 7.3.3.17.5 (Remote Grid) Updates to grid topology to minimize risk of ignition in HFTDs Remote GridWLDFREquipment / facility failureAggregated | WLDFR | HFTD - Distribution - Tier 2 - 2QU CoRE ¦ 4QU LoRE | Red Flag Warning - Small Fires | Equipment / facility failure | Aggregated | 2061 | 7.7629e-05 | 1078.9824 | 0.083761 | 2061 | Mitigation | 0.95 | 45 | 0 | esc | 0.00097009 | 7.5307e-08 | 0.00097009 | 7.5307e-08
[79 empty] | WLDFR | HFTD - Distribution - Tier 3 - 2QU CoRE ¦ 5QU LoRE | Red Flag Warning - Catastrophic Fires | 2062 | 3.8294e-08 | 3.8294e-08 | 20390.4035 | 362.3049 | 12307.8747 | 7720.2238 | 0 | 0 | 3.9475e-05 | 0.00078083 | 0 | 0.00078083 | 0.00078083 | 0 | 0.00078083 | 0 | 0.00033612 | 0.00073679 | 0 | 0.00073679 | 0 | 8.9871e-06 | 1.7974e-05 | 0 | 1.7974e-05 | [12 empty] | 7.3.3.17.5 (Remote Grid) Updates to grid topology to minimize risk of ignition in HFTDs Remote GridWLDFREquipment / facility failureAggregated | WLDFR | HFTD - Distribution - Tier 2 - 2QU CoRE ¦ 4QU LoRE | Red Flag Warning - Small Fires | Equipment / facility failure | Aggregated | 2062 | 7.7629e-05 | 1078.9824 | 0.083761 | 2062 | Mitigation | 0.95 | 45 | 0 | esc | 0.00097009 | 7.5307e-08 | 0.00097009 | 7.5307e-08
[79 empty] | WLDFR | HFTD - Distribution - Tier 3 - 2QU CoRE ¦ 5QU LoRE | Red Flag Warning - Catastrophic Fires | 2063 | 3.8294e-08 | 3.8294e-08 | 21325.9188 | 384.5316 | 12862.0997 | 8079.2876 | 0 | 0 | 3.9475e-05 | 0.00081666 | 0 | 0.00081666 | 0.00081666 | 0 | 0.00081666 | 0 | 0.00033612 | 0.00073679 | 0 | 0.00073679 | 0 | 0 | 1.7974e-05 | 0 | 1.7974e-05 | [12 empty] | 7.3.3.17.5 (Remote Grid) Updates to grid topology to minimize risk of ignition in HFTDs Remote GridWLDFREquipment / facility failureAggregated | WLDFR | HFTD - Distribution - Tier 2 - 2QU CoRE ¦ 4QU LoRE | Red Flag Warning - Small Fires | Equipment / facility failure | Aggregated | 2063 | 7.7629e-05 | 1078.9824 | 0.083761 | 2063 | Mitigation | 0.95 | 45 | 0 | esc | 0.00097009 | 7.5307e-08 | 0.00097009 | 7.5307e-08
[79 empty] | WLDFR | HFTD - Distribution - Tier 3 - 2QU CoRE ¦ 5QU LoRE | Red Flag Warning - Catastrophic Fires | 2064 | 3.8294e-08 | 3.8294e-08 | 21325.9188 | 384.5316 | 12862.0997 | 8079.2876 | 0 | 0 | 3.9475e-05 | 0.00081666 | 0 | 0.00081666 | 0.00081666 | 0 | 0.00081666 | 0 | 0.00033612 | 0.00073679 | 0 | 0.00073679 | 0 | 0 | 0 | 0 | 0 | [12 empty] | 7.3.3.17.5 (Remote Grid) Updates to grid topology to minimize risk of ignition in HFTDs Remote GridWLDFREquipment / facility failureAggregated | WLDFR | HFTD - Distribution - Tier 2 - 2QU CoRE ¦ 4QU LoRE | Red Flag Warning - Small Fires | Equipment / facility failure | Aggregated | 2064 | 7.7629e-05 | 1078.9824 | 0.083761 | 2064 | Mitigation | 0.95 | 45 | 0 | esc | 0.00097009 | 7.5307e-08 | 0.00097009 | 7.5307e-08
[79 empty] | WLDFR | HFTD - Distribution - Tier 3 - 2QU CoRE ¦ 5QU LoRE | Red Flag Warning - Catastrophic Fires | 2065 | 3.8294e-08 | 3.8294e-08 | 21325.9188 | 384.5316 | 12862.0997 | 8079.2876 | 0 | 0 | 3.9475e-05 | 0.00081666 | 0 | 0.00081666 | 0.00081666 | 0 | 0.00081666 | 0 | 0.00033612 | 0.00073679 | 0 | 0.00073679 | 0 | 0 | 0 | 0 | 0 | [12 empty] | 7.3.3.17.5 (Remote Grid) Updates to grid topology to minimize risk of ignition in HFTDs Remote GridWLDFREquipment / facility failureAggregated | WLDFR | HFTD - Distribution - Tier 2 - 2QU CoRE ¦ 4QU LoRE | Red Flag Warning - Small Fires | Equipment / facility failure | Aggregated | 2065 | 7.7629e-05 | 1078.9824 | 0.083761 | 2065 | Mitigation | 0.95 | 45 | 0 | esc | 0.00097009 | 7.5307e-08 | 0.00097009 | 7.5307e-08
[79 empty] | WLDFR | HFTD - Distribution - Tier 3 - 2QU CoRE ¦ 5QU LoRE | Red Flag Warning - Catastrophic Fires | 2066 | 3.8294e-08 | 3.8294e-08 | 21325.9188 | 384.5316 | 12862.0997 | 8079.2876 | 0 | 0 | 3.9475e-05 | 0.00081666 | 0 | 0.00081666 | 0.00081666 | 0 | 0.00081666 | 0 | 0.00033612 | 0.00073679 | 0 | 0.00073679 | 0 | 4.3092e-07 | 0 | 0 | 0 | [12 empty] | 7.3.3.17.5 (Remote Grid) Updates to grid topology to minimize risk of ignition in HFTDs Remote GridWLDFREquipment / facility failureAggregated | WLDFR | HFTD - Distribution - Tier 2 - 2QU CoRE ¦ 4QU LoRE | Red Flag Warning - Small Fires | Equipment / facility failure | Aggregated | 2066 | 7.7629e-05 | 1078.9824 | 0.083761 | 2066 | Mitigation | 0.95 | 45 | 0 | esc | 0.00097009 | 7.5307e-08 | 0.00097009 | 7.5307e-08
[79 empty] | WLDFR | HFTD - Distribution - Tier 3 - 2QU CoRE ¦ 5QU LoRE | Red Flag Warning - Catastrophic Fires | 2067 | 0 | 3.8294e-08 | 21325.9188 | 384.5316 | 12862.0997 | 8079.2876 | 0 | 0 | 3.9475e-05 | 0 | 0 | 0 | 0.00081666 | 0 | 0.00081666 | 0 | 0.00035142 | 0.00077031 | 0 | 0.00077031 | 0 | 4.5021e-07 | 9.0041e-07 | 0 | 9.0041e-07 | [12 empty] | 7.3.3.17.5 (Remote Grid) Updates to grid topology to minimize risk of ignition in HFTDs Remote GridWLDFREquipment / facility failureAggregated | WLDFR | HFTD - Distribution - Tier 2 - 2QU CoRE ¦ 4QU LoRE | Red Flag Warning - Small Fires | Equipment / facility failure | Aggregated | 2067 | 7.7629e-05 | 1078.9824 | 0.083761 | 2067 | Mitigation | 0.95 | 45 | 0 | esc | 0 | 0 | 0.00097009 | 7.5307e-08
[79 empty] | WLDFR | HFTD - Distribution - Tier 3 - 2QU CoRE ¦ 5QU LoRE | Red Flag Warning - Destructive Fires | 2022 | 5.0601e-09 | 0 | 8807.9522 | 222.2294 | 8585.7228 | 0 | 0 | 0 | 5.2162e-06 | 4.4569e-05 | 0 | 4.4569e-05 | 0 | 0 | 0 | 0 | 0.00035142 | 0.00077031 | 0 | 0.00077031 | 0 | 4.5021e-07 | 9.0041e-07 | 0 | 9.0041e-07 | [12 empty] | 7.3.3.17.5 (Remote Grid) Updates to grid topology to minimize risk of ignition in HFTDs Remote GridWLDFRVegetation ContactAggregated | WLDFR | HFTD - Distribution - Tier 2 - 2QU CoRE ¦ 4QU LoRE | Red Flag Warning - Small Fires | Vegetation Contact | Aggregated | 2022 | 0.00029734 | 1078.9824 | 0.32083 | 2022 | Mitigation | 0.95 | 45 | 0 | esc | 0.00097009 | 2.8845e-07 | 0 | 0
[79 empty] | WLDFR | HFTD - Distribution - Tier 3 - 2QU CoRE ¦ 5QU LoRE | Red Flag Warning - Destructive Fires | 2023 | 5.0601e-09 | 5.0601e-09 | 9129.7461 | 233.2301 | 8896.516 | 0 | 0 | 0 | 5.2162e-06 | 4.6198e-05 | 0 | 4.6198e-05 | 4.6198e-05 | 0 | 4.6198e-05 | 0 | 0.00035142 | 0.00077031 | 0 | 0.00077031 | 0 | 4.5021e-07 | 9.0041e-07 | 0 | 9.0041e-07 | [12 empty] | 7.3.3.17.5 (Remote Grid) Updates to grid topology to minimize risk of ignition in HFTDs Remote GridWLDFRVegetation ContactAggregated | WLDFR | HFTD - Distribution - Tier 2 - 2QU CoRE ¦ 4QU LoRE | Red Flag Warning - Small Fires | Vegetation Contact | Aggregated | 2023 | 0.00029734 | 1078.9824 | 0.32083 | 2023 | Mitigation | 0.95 | 45 | 0 | esc | 0.00097009 | 2.8845e-07 | 0.00097009 | 2.8845e-07
[79 empty] | WLDFR | HFTD - Distribution - Tier 3 - 2QU CoRE ¦ 5QU LoRE | Red Flag Warning - Destructive Fires | 2024 | 5.0601e-09 | 5.0601e-09 | 9129.7461 | 233.2301 | 8896.516 | 0 | 0 | 0 | 5.2162e-06 | 4.6198e-05 | 0 | 4.6198e-05 | 4.6198e-05 | 0 | 4.6198e-05 | 0 | 0.00035142 | 0.00077031 | 0 | 0.00077031 | 0 | 4.5021e-07 | 9.0041e-07 | 0 | 9.0041e-07 | [12 empty] | 7.3.3.17.5 (Remote Grid) Updates to grid topology to minimize risk of ignition in HFTDs Remote GridWLDFRVegetation ContactAggregated | WLDFR | HFTD - Distribution - Tier 2 - 2QU CoRE ¦ 4QU LoRE | Red Flag Warning - Small Fires | Vegetation Contact | Aggregated | 2024 | 0.00029734 | 1078.9824 | 0.32083 | 2024 | Mitigation | 0.95 | 45 | 0 | esc | 0.00097009 | 2.8845e-07 | 0.00097009 | 2.8845e-07
[79 empty] | WLDFR | HFTD - Distribution - Tier 3 - 2QU CoRE ¦ 5QU LoRE | Red Flag Warning - Destructive Fires | 2025 | 5.0601e-09 | 5.0601e-09 | 9129.7461 | 233.2301 | 8896.516 | 0 | 0 | 0 | 5.2162e-06 | 4.6198e-05 | 0 | 4.6198e-05 | 4.6198e-05 | 0 | 4.6198e-05 | 0 | 0.00035142 | 0.00077031 | 0 | 0.00077031 | 0 | 4.5021e-07 | 9.0041e-07 | 0 | 9.0041e-07 | [12 empty] | 7.3.3.17.5 (Remote Grid) Updates to grid topology to minimize risk of ignition in HFTDs Remote GridWLDFRVegetation ContactAggregated | WLDFR | HFTD - Distribution - Tier 2 - 2QU CoRE ¦ 4QU LoRE | Red Flag Warning - Small Fires | Vegetation Contact | Aggregated | 2025 | 0.00029734 | 1078.9824 | 0.32083 | 2025 | Mitigation | 0.95 | 45 | 0 | esc | 0.00097009 | 2.8845e-07 | 0.00097009 | 2.8845e-07
[79 empty] | WLDFR | HFTD - Distribution - Tier 3 - 2QU CoRE ¦ 5QU LoRE | Red Flag Warning - Destructive Fires | 2026 | 5.0601e-09 | 5.0601e-09 | 9129.7461 | 233.2301 | 8896.516 | 0 | 0 | 0 | 5.2162e-06 | 4.6198e-05 | 0 | 4.6198e-05 | 4.6198e-05 | 0 | 4.6198e-05 | 0 | 0.00036663 | 0.00080366 | 0 | 0.00080366 | 0 | 4.7504e-07 | 9.5007e-07 | 0 | 9.5007e-07 | [12 empty] | 7.3.3.17.5 (Remote Grid) Updates to grid topology to minimize risk of ignition in HFTDs Remote GridWLDFRVegetation ContactAggregated | WLDFR | HFTD - Distribution - Tier 2 - 2QU CoRE ¦ 4QU LoRE | Red Flag Warning - Small Fires | Vegetation Contact | Aggregated | 2026 | 0.00029734 | 1078.9824 | 0.32083 | 2026 | Mitigation | 0.95 | 45 | 0 | esc | 0.00097009 | 2.8845e-07 | 0.00097009 | 2.8845e-07
[79 empty] | WLDFR | HFTD - Distribution - Tier 3 - 2QU CoRE ¦ 5QU LoRE | Red Flag Warning - Destructive Fires | 2027 | 5.0601e-09 | 5.0601e-09 | 9129.7461 | 233.2301 | 8896.516 | 0 | 0 | 0 | 5.2162e-06 | 4.6198e-05 | 0 | 4.6198e-05 | 4.6198e-05 | 0 | 4.6198e-05 | 0 | 0.00036663 | 0.00080366 | 0 | 0.00080366 | 0 | 4.7504e-07 | 9.5007e-07 | 0 | 9.5007e-07 | [12 empty] | 7.3.3.17.5 (Remote Grid) Updates to grid topology to minimize risk of ignition in HFTDs Remote GridWLDFRVegetation ContactAggregated | WLDFR | HFTD - Distribution - Tier 2 - 2QU CoRE ¦ 4QU LoRE | Red Flag Warning - Small Fires | Vegetation Contact | Aggregated | 2027 | 0.00029734 | 1078.9824 | 0.32083 | 2027 | Mitigation | 0.95 | 45 | 0 | esc | 0.00097009 | 2.8845e-07 | 0.00097009 | 2.8845e-07
[79 empty] | WLDFR | HFTD - Distribution - Tier 3 - 2QU CoRE ¦ 5QU LoRE | Red Flag Warning - Destructive Fires | 2028 | 5.0601e-09 | 5.0601e-09 | 9534.9221 | 247.273 | 9287.6491 | 0 | 0 | 0 | 5.2162e-06 | 4.8248e-05 | 0 | 4.8248e-05 | 4.8248e-05 | 0 | 4.8248e-05 | 0 | 0.00036663 | 0.00080366 | 0 | 0.00080366 | 0 | 4.7504e-07 | 9.5007e-07 | 0 | 9.5007e-07 | [12 empty] | 7.3.3.17.5 (Remote Grid) Updates to grid topology to minimize risk of ignition in HFTDs Remote GridWLDFRVegetation ContactAggregated | WLDFR | HFTD - Distribution - Tier 2 - 2QU CoRE ¦ 4QU LoRE | Red Flag Warning - Small Fires | Vegetation Contact | Aggregated | 2028 | 0.00029734 | 1078.9824 | 0.32083 | 2028 | Mitigation | 0.95 | 45 | 0 | esc | 0.00097009 | 2.8845e-07 | 0.00097009 | 2.8845e-07
[79 empty] | WLDFR | HFTD - Distribution - Tier 3 - 2QU CoRE ¦ 5QU LoRE | Red Flag Warning - Destructive Fires | 2029 | 5.0601e-09 | 5.0601e-09 | 9534.9221 | 247.273 | 9287.6491 | 0 | 0 | 0 | 5.2162e-06 | 4.8248e-05 | 0 | 4.8248e-05 | 4.8248e-05 | 0 | 4.8248e-05 | 0 | 0 | 0.00080366 | 0 | 0.00080366 | 0 | 4.7504e-07 | 9.5007e-07 | 0 | 9.5007e-07 | [12 empty] | 7.3.3.17.5 (Remote Grid) Updates to grid topology to minimize risk of ignition in HFTDs Remote GridWLDFRVegetation ContactAggregated | WLDFR | HFTD - Distribution - Tier 2 - 2QU CoRE ¦ 4QU LoRE | Red Flag Warning - Small Fires | Vegetation Contact | Aggregated | 2029 | 0.00029734 | 1078.9824 | 0.32083 | 2029 | Mitigation | 0.95 | 45 | 0 | esc | 0.00097009 | 2.8845e-07 | 0.00097009 | 2.8845e-07
[79 empty] | WLDFR | HFTD - Distribution - Tier 3 - 2QU CoRE ¦ 5QU LoRE | Red Flag Warning - Destructive Fires | 2030 | 5.0601e-09 | 5.0601e-09 | 9534.9221 | 247.273 | 9287.6491 | 0 | 0 | 0 | 5.2162e-06 | 4.8248e-05 | 0 | 4.8248e-05 | 4.8248e-05 | 0 | 4.8248e-05 | 0 | 0 | 0 | 0 | 0 | 0 | 4.7504e-07 | 9.5007e-07 | 0 | 9.5007e-07 | [12 empty] | 7.3.3.17.5 (Remote Grid) Updates to grid topology to minimize risk of ignition in HFTDs Remote GridWLDFRVegetation ContactAggregated | WLDFR | HFTD - Distribution - Tier 2 - 2QU CoRE ¦ 4QU LoRE | Red Flag Warning - Small Fires | Vegetation Contact | Aggregated | 2030 | 0.00029734 | 1078.9824 | 0.32083 | 2030 | Mitigation | 0.95 | 45 | 0 | esc | 0.00097009 | 2.8845e-07 | 0.00097009 | 2.8845e-07
[79 empty] | WLDFR | HFTD - Distribution - Tier 3 - 2QU CoRE ¦ 5QU LoRE | Red Flag Warning - Destructive Fires | 2031 | 5.0601e-09 | 5.0601e-09 | 9534.9221 | 247.273 | 9287.6491 | 0 | 0 | 0 | 5.2162e-06 | 4.8248e-05 | 0 | 4.8248e-05 | 4.8248e-05 | 0 | 4.8248e-05 | 0 | 1.1525e-06 | 0 | 0 | 0 | 0 | 5.0328e-07 | 1.0066e-06 | 0 | 1.0066e-06 | [12 empty] | 7.3.3.17.5 (Remote Grid) Updates to grid topology to minimize risk of ignition in HFTDs Remote GridWLDFRVegetation ContactAggregated | WLDFR | HFTD - Distribution - Tier 2 - 2QU CoRE ¦ 4QU LoRE | Red Flag Warning - Small Fires | Vegetation Contact | Aggregated | 2031 | 0.00029734 | 1078.9824 | 0.32083 | 2031 | Mitigation | 0.95 | 45 | 0 | esc | 0.00097009 | 2.8845e-07 | 0.00097009 | 2.8845e-07
[79 empty] | WLDFR | HFTD - Distribution - Tier 3 - 2QU CoRE ¦ 5QU LoRE | Red Flag Warning - Destructive Fires | 2032 | 5.0601e-09 | 5.0601e-09 | 9534.9221 | 247.273 | 9287.6491 | 0 | 0 | 0 | 5.2162e-06 | 4.8248e-05 | 0 | 4.8248e-05 | 4.8248e-05 | 0 | 4.8248e-05 | 0 | 1.204e-06 | 2.6393e-06 | 0 | 2.6393e-06 | 0 | 5.0328e-07 | 1.0066e-06 | 0 | 1.0066e-06 | [12 empty] | 7.3.3.17.5 (Remote Grid) Updates to grid topology to minimize risk of ignition in HFTDs Remote GridWLDFRVegetation ContactAggregated | WLDFR | HFTD - Distribution - Tier 2 - 2QU CoRE ¦ 4QU LoRE | Red Flag Warning - Small Fires | Vegetation Contact | Aggregated | 2032 | 0.00029734 | 1078.9824 | 0.32083 | 2032 | Mitigation | 0.95 | 45 | 0 | esc | 0.00097009 | 2.8845e-07 | 0.00097009 | 2.8845e-07
[79 empty] | WLDFR | HFTD - Distribution - Tier 3 - 2QU CoRE ¦ 5QU LoRE | Red Flag Warning - Destructive Fires | 2033 | 5.0601e-09 | 5.0601e-09 | 9984.8474 | 263.1074 | 9721.74 | 0 | 0 | 0 | 5.2162e-06 | 5.0525e-05 | 0 | 5.0525e-05 | 5.0525e-05 | 0 | 5.0525e-05 | 0 | 1.204e-06 | 2.6393e-06 | 0 | 2.6393e-06 | 0 | 5.0328e-07 | 1.0066e-06 | 0 | 1.0066e-06 | [12 empty] | 7.3.3.17.5 (Remote Grid) Updates to grid topology to minimize risk of ignition in HFTDs Remote GridWLDFRVegetation ContactAggregated | WLDFR | HFTD - Distribution - Tier 2 - 2QU CoRE ¦ 4QU LoRE | Red Flag Warning - Small Fires | Vegetation Contact | Aggregated | 2033 | 0.00029734 | 1078.9824 | 0.32083 | 2033 | Mitigation | 0.95 | 45 | 0 | esc | 0.00097009 | 2.8845e-07 | 0.00097009 | 2.8845e-07
[79 empty] | WLDFR | HFTD - Distribution - Tier 3 - 2QU CoRE ¦ 5QU LoRE | Red Flag Warning - Destructive Fires | 2034 | 5.0601e-09 | 5.0601e-09 | 9984.8474 | 263.1074 | 9721.74 | 0 | 0 | 0 | 5.2162e-06 | 5.0525e-05 | 0 | 5.0525e-05 | 5.0525e-05 | 0 | 5.0525e-05 | 0 | 1.204e-06 | 2.6393e-06 | 0 | 2.6393e-06 | 0 | 5.0328e-07 | 1.0066e-06 | 0 | 1.0066e-06 | [12 empty] | 7.3.3.17.5 (Remote Grid) Updates to grid topology to minimize risk of ignition in HFTDs Remote GridWLDFRVegetation ContactAggregated | WLDFR | HFTD - Distribution - Tier 2 - 2QU CoRE ¦ 4QU LoRE | Red Flag Warning - Small Fires | Vegetation Contact | Aggregated | 2034 | 0.00029734 | 1078.9824 | 0.32083 | 2034 | Mitigation | 0.95 | 45 | 0 | esc | 0.00097009 | 2.8845e-07 | 0.00097009 | 2.8845e-07
[79 empty] | WLDFR | HFTD - Distribution - Tier 3 - 2QU CoRE ¦ 5QU LoRE | Red Flag Warning - Destructive Fires | 2035 | 5.0601e-09 | 5.0601e-09 | 9984.8474 | 263.1074 | 9721.74 | 0 | 0 | 0 | 5.2162e-06 | 5.0525e-05 | 0 | 5.0525e-05 | 5.0525e-05 | 0 | 5.0525e-05 | 0 | 1.204e-06 | 2.6393e-06 | 0 | 2.6393e-06 | 0 | 5.0328e-07 | 1.0066e-06 | 0 | 1.0066e-06 | [12 empty] | 7.3.3.17.5 (Remote Grid) Updates to grid topology to minimize risk of ignition in HFTDs Remote GridWLDFRVegetation ContactAggregated | WLDFR | HFTD - Distribution - Tier 2 - 2QU CoRE ¦ 4QU LoRE | Red Flag Warning - Small Fires | Vegetation Contact | Aggregated | 2035 | 0.00029734 | 1078.9824 | 0.32083 | 2035 | Mitigation | 0.95 | 45 | 0 | esc | 0.00097009 | 2.8845e-07 | 0.00097009 | 2.8845e-07
[79 empty] | WLDFR | HFTD - Distribution - Tier 3 - 2QU CoRE ¦ 5QU LoRE | Red Flag Warning - Destructive Fires | 2036 | 5.0601e-09 | 5.0601e-09 | 9984.8474 | 263.1074 | 9721.74 | 0 | 0 | 0 | 5.2162e-06 | 5.0525e-05 | 0 | 5.0525e-05 | 5.0525e-05 | 0 | 5.0525e-05 | 0 | 1.204e-06 | 2.6393e-06 | 0 | 2.6393e-06 | 0 | 5.3472e-07 | 1.0694e-06 | 0 | 1.0694e-06 | [12 empty] | 7.3.3.17.5 (Remote Grid) Updates to grid topology to minimize risk of ignition in HFTDs Remote GridWLDFRVegetation ContactAggregated | WLDFR | HFTD - Distribution - Tier 2 - 2QU CoRE ¦ 4QU LoRE | Red Flag Warning - Small Fires | Vegetation Contact | Aggregated | 2036 | 0.00029734 | 1078.9824 | 0.32083 | 2036 | Mitigation | 0.95 | 45 | 0 | esc | 0.00097009 | 2.8845e-07 | 0.00097009 | 2.8845e-07
[79 empty] | WLDFR | HFTD - Distribution - Tier 3 - 2QU CoRE ¦ 5QU LoRE | Red Flag Warning - Destructive Fires | 2037 | 5.0601e-09 | 5.0601e-09 | 9984.8474 | 263.1074 | 9721.74 | 0 | 0 | 0 | 5.2162e-06 | 5.0525e-05 | 0 | 5.0525e-05 | 5.0525e-05 | 0 | 5.0525e-05 | 0 | 1.2704e-06 | 2.7848e-06 | 0 | 2.7848e-06 | 0 | 5.3472e-07 | 1.0694e-06 | 0 | 1.0694e-06 | [12 empty] | 7.3.3.17.5 (Remote Grid) Updates to grid topology to minimize risk of ignition in HFTDs Remote GridWLDFRVegetation ContactAggregated | WLDFR | HFTD - Distribution - Tier 2 - 2QU CoRE ¦ 4QU LoRE | Red Flag Warning - Small Fires | Vegetation Contact | Aggregated | 2037 | 0.00029734 | 1078.9824 | 0.32083 | 2037 | Mitigation | 0.95 | 45 | 0 | esc | 0.00097009 | 2.8845e-07 | 0.00097009 | 2.8845e-07
[79 empty] | WLDFR | HFTD - Distribution - Tier 3 - 2QU CoRE ¦ 5QU LoRE | Red Flag Warning - Destructive Fires | 2038 | 5.0601e-09 | 5.0601e-09 | 10472.8261 | 280.5544 | 10192.2718 | 0 | 0 | 0 | 5.2162e-06 | 5.2994e-05 | 0 | 5.2994e-05 | 5.2994e-05 | 0 | 5.2994e-05 | 0 | 1.2704e-06 | 2.7848e-06 | 0 | 2.7848e-06 | 0 | 5.3472e-07 | 1.0694e-06 | 0 | 1.0694e-06 | [12 empty] | 7.3.3.17.5 (Remote Grid) Updates to grid topology to minimize risk of ignition in HFTDs Remote GridWLDFRVegetation ContactAggregated | WLDFR | HFTD - Distribution - Tier 2 - 2QU CoRE ¦ 4QU LoRE | Red Flag Warning - Small Fires | Vegetation Contact | Aggregated | 2038 | 0.00029734 | 1078.9824 | 0.32083 | 2038 | Mitigation | 0.95 | 45 | 0 | esc | 0.00097009 | 2.8845e-07 | 0.00097009 | 2.8845e-07
[79 empty] | WLDFR | HFTD - Distribution - Tier 3 - 2QU CoRE ¦ 5QU LoRE | Red Flag Warning - Destructive Fires | 2039 | 5.0601e-09 | 5.0601e-09 | 10472.8261 | 280.5544 | 10192.2718 | 0 | 0 | 0 | 5.2162e-06 | 5.2994e-05 | 0 | 5.2994e-05 | 5.2994e-05 | 0 | 5.2994e-05 | 0 | 1.2704e-06 | 2.7848e-06 | 0 | 2.7848e-06 | 0 | 5.3472e-07 | 1.0694e-06 | 0 | 1.0694e-06 | [12 empty] | 7.3.3.17.5 (Remote Grid) Updates to grid topology to minimize risk of ignition in HFTDs Remote GridWLDFRVegetation ContactAggregated | WLDFR | HFTD - Distribution - Tier 2 - 2QU CoRE ¦ 4QU LoRE | Red Flag Warning - Small Fires | Vegetation Contact | Aggregated | 2039 | 0.00029734 | 1078.9824 | 0.32083 | 2039 | Mitigation | 0.95 | 45 | 0 | esc | 0.00097009 | 2.8845e-07 | 0.00097009 | 2.8845e-07
[79 empty] | WLDFR | HFTD - Distribution - Tier 3 - 2QU CoRE ¦ 5QU LoRE | Red Flag Warning - Destructive Fires | 2040 | 5.0601e-09 | 5.0601e-09 | 10472.8261 | 280.5544 | 10192.2718 | 0 | 0 | 0 | 5.2162e-06 | 5.2994e-05 | 0 | 5.2994e-05 | 5.2994e-05 | 0 | 5.2994e-05 | 0 | 1.2704e-06 | 2.7848e-06 | 0 | 2.7848e-06 | 0 | 5.3472e-07 | 1.0694e-06 | 0 | 1.0694e-06 | [12 empty] | 7.3.3.17.5 (Remote Grid) Updates to grid topology to minimize risk of ignition in HFTDs Remote GridWLDFRVegetation ContactAggregated | WLDFR | HFTD - Distribution - Tier 2 - 2QU CoRE ¦ 4QU LoRE | Red Flag Warning - Small Fires | Vegetation Contact | Aggregated | 2040 | 0.00029734 | 1078.9824 | 0.32083 | 2040 | Mitigation | 0.95 | 45 | 0 | esc | 0.00097009 | 2.8845e-07 | 0.00097009 | 2.8845e-07
[79 empty] | WLDFR | HFTD - Distribution - Tier 3 - 2QU CoRE ¦ 5QU LoRE | Red Flag Warning - Destructive Fires | 2041 | 5.0601e-09 | 5.0601e-09 | 10472.8261 | 280.5544 | 10192.2718 | 0 | 0 | 0 | 5.2162e-06 | 5.2994e-05 | 0 | 5.2994e-05 | 5.2994e-05 | 0 | 5.2994e-05 | 0 | 1.2704e-06 | 2.7848e-06 | 0 | 2.7848e-06 | 0 | 5.691e-07 | 1.1382e-06 | 0 | 1.1382e-06 | [12 empty] | 7.3.3.17.5 (Remote Grid) Updates to grid topology to minimize risk of ignition in HFTDs Remote GridWLDFRVegetation ContactAggregated | WLDFR | HFTD - Distribution - Tier 2 - 2QU CoRE ¦ 4QU LoRE | Red Flag Warning - Small Fires | Vegetation Contact | Aggregated | 2041 | 0.00029734 | 1078.9824 | 0.32083 | 2041 | Mitigation | 0.95 | 45 | 0 | esc | 0.00097009 | 2.8845e-07 | 0.00097009 | 2.8845e-07
[79 empty] | WLDFR | HFTD - Distribution - Tier 3 - 2QU CoRE ¦ 5QU LoRE | Red Flag Warning - Destructive Fires | 2042 | 5.0601e-09 | 5.0601e-09 | 10472.8261 | 280.5544 | 10192.2718 | 0 | 0 | 0 | 5.2162e-06 | 5.2994e-05 | 0 | 5.2994e-05 | 5.2994e-05 | 0 | 5.2994e-05 | 0 | 1.346e-06 | 2.9504e-06 | 0 | 2.9504e-06 | 0 | 5.691e-07 | 1.1382e-06 | 0 | 1.1382e-06 | [12 empty] | 7.3.3.17.5 (Remote Grid) Updates to grid topology to minimize risk of ignition in HFTDs Remote GridWLDFRVegetation ContactAggregated | WLDFR | HFTD - Distribution - Tier 2 - 2QU CoRE ¦ 4QU LoRE | Red Flag Warning - Small Fires | Vegetation Contact | Aggregated | 2042 | 0.00029734 | 1078.9824 | 0.32083 | 2042 | Mitigation | 0.95 | 45 | 0 | esc | 0.00097009 | 2.8845e-07 | 0.00097009 | 2.8845e-07
[79 empty] | WLDFR | HFTD - Distribution - Tier 3 - 2QU CoRE ¦ 5QU LoRE | Red Flag Warning - Destructive Fires | 2043 | 5.0601e-09 | 5.0601e-09 | 10992.1562 | 299.42 | 10692.7362 | 0 | 0 | 0 | 5.2162e-06 | 5.5622e-05 | 0 | 5.5622e-05 | 5.5622e-05 | 0 | 5.5622e-05 | 0 | 1.346e-06 | 2.9504e-06 | 0 | 2.9504e-06 | 0 | 5.691e-07 | 1.1382e-06 | 0 | 1.1382e-06 | [12 empty] | 7.3.3.17.5 (Remote Grid) Updates to grid topology to minimize risk of ignition in HFTDs Remote GridWLDFRVegetation ContactAggregated | WLDFR | HFTD - Distribution - Tier 2 - 2QU CoRE ¦ 4QU LoRE | Red Flag Warning - Small Fires | Vegetation Contact | Aggregated | 2043 | 0.00029734 | 1078.9824 | 0.32083 | 2043 | Mitigation | 0.95 | 45 | 0 | esc | 0.00097009 | 2.8845e-07 | 0.00097009 | 2.8845e-07
[79 empty] | WLDFR | HFTD - Distribution - Tier 3 - 2QU CoRE ¦ 5QU LoRE | Red Flag Warning - Destructive Fires | 2044 | 5.0601e-09 | 5.0601e-09 | 10992.1562 | 299.42 | 10692.7362 | 0 | 0 | 0 | 5.2162e-06 | 5.5622e-05 | 0 | 5.5622e-05 | 5.5622e-05 | 0 | 5.5622e-05 | 0 | 1.346e-06 | 2.9504e-06 | 0 | 2.9504e-06 | 0 | 5.691e-07 | 1.1382e-06 | 0 | 1.1382e-06 | [12 empty] | 7.3.3.17.5 (Remote Grid) Updates to grid topology to minimize risk of ignition in HFTDs Remote GridWLDFRVegetation ContactAggregated | WLDFR | HFTD - Distribution - Tier 2 - 2QU CoRE ¦ 4QU LoRE | Red Flag Warning - Small Fires | Vegetation Contact | Aggregated | 2044 | 0.00029734 | 1078.9824 | 0.32083 | 2044 | Mitigation | 0.95 | 45 | 0 | esc | 0.00097009 | 2.8845e-07 | 0.00097009 | 2.8845e-07
[79 empty] | WLDFR | HFTD - Distribution - Tier 3 - 2QU CoRE ¦ 5QU LoRE | Red Flag Warning - Destructive Fires | 2045 | 5.0601e-09 | 5.0601e-09 | 10992.1562 | 299.42 | 10692.7362 | 0 | 0 | 0 | 5.2162e-06 | 5.5622e-05 | 0 | 5.5622e-05 | 5.5622e-05 | 0 | 5.5622e-05 | 0 | 1.346e-06 | 2.9504e-06 | 0 | 2.9504e-06 | 0 | 5.691e-07 | 1.1382e-06 | 0 | 1.1382e-06 | [12 empty] | 7.3.3.17.5 (Remote Grid) Updates to grid topology to minimize risk of ignition in HFTDs Remote GridWLDFRVegetation ContactAggregated | WLDFR | HFTD - Distribution - Tier 2 - 2QU CoRE ¦ 4QU LoRE | Red Flag Warning - Small Fires | Vegetation Contact | Aggregated | 2045 | 0.00029734 | 1078.9824 | 0.32083 | 2045 | Mitigation | 0.95 | 45 | 0 | esc | 0.00097009 | 2.8845e-07 | 0.00097009 | 2.8845e-07
[79 empty] | WLDFR | HFTD - Distribution - Tier 3 - 2QU CoRE ¦ 5QU LoRE | Red Flag Warning - Destructive Fires | 2046 | 5.0601e-09 | 5.0601e-09 | 10992.1562 | 299.42 | 10692.7362 | 0 | 0 | 0 | 5.2162e-06 | 5.5622e-05 | 0 | 5.5622e-05 | 5.5622e-05 | 0 | 5.5622e-05 | 0 | 1.346e-06 | 2.9504e-06 | 0 | 2.9504e-06 | 0 | 6.0614e-07 | 1.2123e-06 | 0 | 1.2123e-06 | [12 empty] | 7.3.3.17.5 (Remote Grid) Updates to grid topology to minimize risk of ignition in HFTDs Remote GridWLDFRVegetation ContactAggregated | WLDFR | HFTD - Distribution - Tier 2 - 2QU CoRE ¦ 4QU LoRE | Red Flag Warning - Small Fires | Vegetation Contact | Aggregated | 2046 | 0.00029734 | 1078.9824 | 0.32083 | 2046 | Mitigation | 0.95 | 45 | 0 | esc | 0.00097009 | 2.8845e-07 | 0.00097009 | 2.8845e-07
[79 empty] | WLDFR | HFTD - Distribution - Tier 3 - 2QU CoRE ¦ 5QU LoRE | Red Flag Warning - Destructive Fires | 2047 | 5.0601e-09 | 5.0601e-09 | 10992.1562 | 299.42 | 10692.7362 | 0 | 0 | 0 | 5.2162e-06 | 5.5622e-05 | 0 | 5.5622e-05 | 5.5622e-05 | 0 | 5.5622e-05 | 0 | 1.43e-06 | 3.1347e-06 | 0 | 3.1347e-06 | 0 | 6.0614e-07 | 1.2123e-06 | 0 | 1.2123e-06 | [12 empty] | 7.3.3.17.5 (Remote Grid) Updates to grid topology to minimize risk of ignition in HFTDs Remote GridWLDFRVegetation ContactAggregated | WLDFR | HFTD - Distribution - Tier 2 - 2QU CoRE ¦ 4QU LoRE | Red Flag Warning - Small Fires | Vegetation Contact | Aggregated | 2047 | 0.00029734 | 1078.9824 | 0.32083 | 2047 | Mitigation | 0.95 | 45 | 0 | esc | 0.00097009 | 2.8845e-07 | 0.00097009 | 2.8845e-07
[79 empty] | WLDFR | HFTD - Distribution - Tier 3 - 2QU CoRE ¦ 5QU LoRE | Red Flag Warning - Destructive Fires | 2048 | 5.0601e-09 | 5.0601e-09 | 11536.0538 | 319.4911 | 11216.5626 | 0 | 0 | 0 | 5.2162e-06 | 5.8374e-05 | 0 | 5.8374e-05 | 5.8374e-05 | 0 | 5.8374e-05 | 0 | 1.43e-06 | 3.1347e-06 | 0 | 3.1347e-06 | 0 | 6.0614e-07 | 1.2123e-06 | 0 | 1.2123e-06 | [12 empty] | 7.3.3.17.5 (Remote Grid) Updates to grid topology to minimize risk of ignition in HFTDs Remote GridWLDFRVegetation ContactAggregated | WLDFR | HFTD - Distribution - Tier 2 - 2QU CoRE ¦ 4QU LoRE | Red Flag Warning - Small Fires | Vegetation Contact | Aggregated | 2048 | 0.00029734 | 1078.9824 | 0.32083 | 2048 | Mitigation | 0.95 | 45 | 0 | esc | 0.00097009 | 2.8845e-07 | 0.00097009 | 2.8845e-07
[79 empty] | WLDFR | HFTD - Distribution - Tier 3 - 2QU CoRE ¦ 5QU LoRE | Red Flag Warning - Destructive Fires | 2049 | 5.0601e-09 | 5.0601e-09 | 11536.0538 | 319.4911 | 11216.5626 | 0 | 0 | 0 | 5.2162e-06 | 5.8374e-05 | 0 | 5.8374e-05 | 5.8374e-05 | 0 | 5.8374e-05 | 0 | 1.43e-06 | 3.1347e-06 | 0 | 3.1347e-06 | 0 | 6.0614e-07 | 1.2123e-06 | 0 | 1.2123e-06 | [12 empty] | 7.3.3.17.5 (Remote Grid) Updates to grid topology to minimize risk of ignition in HFTDs Remote GridWLDFRVegetation ContactAggregated | WLDFR | HFTD - Distribution - Tier 2 - 2QU CoRE ¦ 4QU LoRE | Red Flag Warning - Small Fires | Vegetation Contact | Aggregated | 2049 | 0.00029734 | 1078.9824 | 0.32083 | 2049 | Mitigation | 0.95 | 45 | 0 | esc | 0.00097009 | 2.8845e-07 | 0.00097009 | 2.8845e-07
[79 empty] | WLDFR | HFTD - Distribution - Tier 3 - 2QU CoRE ¦ 5QU LoRE | Red Flag Warning - Destructive Fires | 2050 | 5.0601e-09 | 5.0601e-09 | 11536.0538 | 319.4911 | 11216.5626 | 0 | 0 | 0 | 5.2162e-06 | 5.8374e-05 | 0 | 5.8374e-05 | 5.8374e-05 | 0 | 5.8374e-05 | 0 | 1.43e-06 | 3.1347e-06 | 0 | 3.1347e-06 | 0 | 0 | 1.2123e-06 | 0 | 1.2123e-06 | [12 empty] | 7.3.3.17.5 (Remote Grid) Updates to grid topology to minimize risk of ignition in HFTDs Remote GridWLDFRVegetation ContactAggregated | WLDFR | HFTD - Distribution - Tier 2 - 2QU CoRE ¦ 4QU LoRE | Red Flag Warning - Small Fires | Vegetation Contact | Aggregated | 2050 | 0.00029734 | 1078.9824 | 0.32083 | 2050 | Mitigation | 0.95 | 45 | 0 | esc | 0.00097009 | 2.8845e-07 | 0.00097009 | 2.8845e-07
[79 empty] | WLDFR | HFTD - Distribution - Tier 3 - 2QU CoRE ¦ 5QU LoRE | Red Flag Warning - Destructive Fires | 2051 | 5.0601e-09 | 5.0601e-09 | 11536.0538 | 319.4911 | 11216.5626 | 0 | 0 | 0 | 5.2162e-06 | 5.8374e-05 | 0 | 5.8374e-05 | 5.8374e-05 | 0 | 5.8374e-05 | 0 | 1.43e-06 | 3.1347e-06 | 0 | 3.1347e-06 | 0 | 0 | 0 | 0 | 0 | [12 empty] | 7.3.3.17.5 (Remote Grid) Updates to grid topology to minimize risk of ignition in HFTDs Remote GridWLDFRVegetation ContactAggregated | WLDFR | HFTD - Distribution - Tier 2 - 2QU CoRE ¦ 4QU LoRE | Red Flag Warning - Small Fires | Vegetation Contact | Aggregated | 2051 | 0.00029734 | 1078.9824 | 0.32083 | 2051 | Mitigation | 0.95 | 45 | 0 | esc | 0.00097009 | 2.8845e-07 | 0.00097009 | 2.8845e-07
[79 empty] | WLDFR | HFTD - Distribution - Tier 3 - 2QU CoRE ¦ 5QU LoRE | Red Flag Warning - Destructive Fires | 2052 | 5.0601e-09 | 5.0601e-09 | 11536.0538 | 319.4911 | 11216.5626 | 0 | 0 | 0 | 5.2162e-06 | 5.8374e-05 | 0 | 5.8374e-05 | 5.8374e-05 | 0 | 5.8374e-05 | 0 | 1.522e-06 | 3.3363e-06 | 0 | 3.3363e-06 | 0 | 0 | 0 | 0 | 0 | [12 empty] | 7.3.3.17.5 (Remote Grid) Updates to grid topology to minimize risk of ignition in HFTDs Remote GridWLDFRVegetation ContactAggregated | WLDFR | HFTD - Distribution - Tier 2 - 2QU CoRE ¦ 4QU LoRE | Red Flag Warning - Small Fires | Vegetation Contact | Aggregated | 2052 | 0.00029734 | 1078.9824 | 0.32083 | 2052 | Mitigation | 0.95 | 45 | 0 | esc | 0.00097009 | 2.8845e-07 | 0.00097009 | 2.8845e-07
[79 empty] | WLDFR | HFTD - Distribution - Tier 3 - 2QU CoRE ¦ 5QU LoRE | Red Flag Warning - Destructive Fires | 2053 | 5.0601e-09 | 5.0601e-09 | 12097.6769 | 340.5356 | 11757.1413 | 0 | 0 | 0 | 5.2162e-06 | 6.1216e-05 | 0 | 6.1216e-05 | 6.1216e-05 | 0 | 6.1216e-05 | 0 | 1.522e-06 | 3.3363e-06 | 0 | 3.3363e-06 | 0 | 5.1399e-06 | 0 | 0 | 0 | [12 empty] | 7.3.3.17.5 (Remote Grid) Updates to grid topology to minimize risk of ignition in HFTDs Remote GridWLDFRVegetation ContactAggregated | WLDFR | HFTD - Distribution - Tier 2 - 2QU CoRE ¦ 4QU LoRE | Red Flag Warning - Small Fires | Vegetation Contact | Aggregated | 2053 | 0.00029734 | 1078.9824 | 0.32083 | 2053 | Mitigation | 0.95 | 45 | 0 | esc | 0.00097009 | 2.8845e-07 | 0.00097009 | 2.8845e-07
[79 empty] | WLDFR | HFTD - Distribution - Tier 3 - 2QU CoRE ¦ 5QU LoRE | Red Flag Warning - Destructive Fires | 2054 | 5.0601e-09 | 5.0601e-09 | 12097.6769 | 340.5356 | 11757.1413 | 0 | 0 | 0 | 5.2162e-06 | 6.1216e-05 | 0 | 6.1216e-05 | 6.1216e-05 | 0 | 6.1216e-05 | 0 | 1.522e-06 | 3.3363e-06 | 0 | 3.3363e-06 | 0 | 5.3053e-06 | 1.0611e-05 | 0 | 1.0611e-05 | [12 empty] | 7.3.3.17.5 (Remote Grid) Updates to grid topology to minimize risk of ignition in HFTDs Remote GridWLDFRVegetation ContactAggregated | WLDFR | HFTD - Distribution - Tier 2 - 2QU CoRE ¦ 4QU LoRE | Red Flag Warning - Small Fires | Vegetation Contact | Aggregated | 2054 | 0.00029734 | 1078.9824 | 0.32083 | 2054 | Mitigation | 0.95 | 45 | 0 | esc | 0.00097009 | 2.8845e-07 | 0.00097009 | 2.8845e-07
[79 empty] | WLDFR | HFTD - Distribution - Tier 3 - 2QU CoRE ¦ 5QU LoRE | Red Flag Warning - Destructive Fires | 2055 | 5.0601e-09 | 5.0601e-09 | 12097.6769 | 340.5356 | 11757.1413 | 0 | 0 | 0 | 5.2162e-06 | 6.1216e-05 | 0 | 6.1216e-05 | 6.1216e-05 | 0 | 6.1216e-05 | 0 | 1.522e-06 | 3.3363e-06 | 0 | 3.3363e-06 | 0 | 5.3053e-06 | 1.0611e-05 | 0 | 1.0611e-05 | [12 empty] | 7.3.3.17.5 (Remote Grid) Updates to grid topology to minimize risk of ignition in HFTDs Remote GridWLDFRVegetation ContactAggregated | WLDFR | HFTD - Distribution - Tier 2 - 2QU CoRE ¦ 4QU LoRE | Red Flag Warning - Small Fires | Vegetation Contact | Aggregated | 2055 | 0.00029734 | 1078.9824 | 0.32083 | 2055 | Mitigation | 0.95 | 45 | 0 | esc | 0.00097009 | 2.8845e-07 | 0.00097009 | 2.8845e-07
[79 empty] | WLDFR | HFTD - Distribution - Tier 3 - 2QU CoRE ¦ 5QU LoRE | Red Flag Warning - Destructive Fires | 2056 | 5.0601e-09 | 5.0601e-09 | 12097.6769 | 340.5356 | 11757.1413 | 0 | 0 | 0 | 5.2162e-06 | 6.1216e-05 | 0 | 6.1216e-05 | 6.1216e-05 | 0 | 6.1216e-05 | 0 | 1.522e-06 | 3.3363e-06 | 0 | 3.3363e-06 | 0 | 5.3053e-06 | 1.0611e-05 | 0 | 1.0611e-05 | [12 empty] | 7.3.3.17.5 (Remote Grid) Updates to grid topology to minimize risk of ignition in HFTDs Remote GridWLDFRVegetation ContactAggregated | WLDFR | HFTD - Distribution - Tier 2 - 2QU CoRE ¦ 4QU LoRE | Red Flag Warning - Small Fires | Vegetation Contact | Aggregated | 2056 | 0.00029734 | 1078.9824 | 0.32083 | 2056 | Mitigation | 0.95 | 45 | 0 | esc | 0.00097009 | 2.8845e-07 | 0.00097009 | 2.8845e-07
[79 empty] | WLDFR | HFTD - Distribution - Tier 3 - 2QU CoRE ¦ 5QU LoRE | Red Flag Warning - Destructive Fires | 2057 | 5.0601e-09 | 5.0601e-09 | 12097.6769 | 340.5356 | 11757.1413 | 0 | 0 | 0 | 5.2162e-06 | 6.1216e-05 | 0 | 6.1216e-05 | 6.1216e-05 | 0 | 6.1216e-05 | 0 | 1.621e-06 | 3.5534e-06 | 0 | 3.5534e-06 | 0 | 5.3053e-06 | 1.0611e-05 | 0 | 1.0611e-05 | [12 empty] | 7.3.3.17.5 (Remote Grid) Updates to grid topology to minimize risk of ignition in HFTDs Remote GridWLDFRVegetation ContactAggregated | WLDFR | HFTD - Distribution - Tier 2 - 2QU CoRE ¦ 4QU LoRE | Red Flag Warning - Small Fires | Vegetation Contact | Aggregated | 2057 | 0.00029734 | 1078.9824 | 0.32083 | 2057 | Mitigation | 0.95 | 45 | 0 | esc | 0.00097009 | 2.8845e-07 | 0.00097009 | 2.8845e-07
[79 empty] | WLDFR | HFTD - Distribution - Tier 3 - 2QU CoRE ¦ 5QU LoRE | Red Flag Warning - Destructive Fires | 2058 | 5.0601e-09 | 5.0601e-09 | 12670.1796 | 362.3049 | 12307.8747 | 0 | 0 | 0 | 5.2162e-06 | 6.4113e-05 | 0 | 6.4113e-05 | 6.4113e-05 | 0 | 6.4113e-05 | 0 | 1.621e-06 | 3.5534e-06 | 0 | 3.5534e-06 | 0 | 5.3053e-06 | 1.0611e-05 | 0 | 1.0611e-05 | [12 empty] | 7.3.3.17.5 (Remote Grid) Updates to grid topology to minimize risk of ignition in HFTDs Remote GridWLDFRVegetation ContactAggregated | WLDFR | HFTD - Distribution - Tier 2 - 2QU CoRE ¦ 4QU LoRE | Red Flag Warning - Small Fires | Vegetation Contact | Aggregated | 2058 | 0.00029734 | 1078.9824 | 0.32083 | 2058 | Mitigation | 0.95 | 45 | 0 | esc | 0.00097009 | 2.8845e-07 | 0.00097009 | 2.8845e-07
[79 empty] | WLDFR | HFTD - Distribution - Tier 3 - 2QU CoRE ¦ 5QU LoRE | Red Flag Warning - Destructive Fires | 2059 | 5.0601e-09 | 5.0601e-09 | 12670.1796 | 362.3049 | 12307.8747 | 0 | 0 | 0 | 5.2162e-06 | 6.4113e-05 | 0 | 6.4113e-05 | 6.4113e-05 | 0 | 6.4113e-05 | 0 | 1.621e-06 | 3.5534e-06 | 0 | 3.5534e-06 | 0 | 5.5163e-06 | 1.1033e-05 | 0 | 1.1033e-05 | [12 empty] | 7.3.3.17.5 (Remote Grid) Updates to grid topology to minimize risk of ignition in HFTDs Remote GridWLDFRVegetation ContactAggregated | WLDFR | HFTD - Distribution - Tier 2 - 2QU CoRE ¦ 4QU LoRE | Red Flag Warning - Small Fires | Vegetation Contact | Aggregated | 2059 | 0.00029734 | 1078.9824 | 0.32083 | 2059 | Mitigation | 0.95 | 45 | 0 | esc | 0.00097009 | 2.8845e-07 | 0.00097009 | 2.8845e-07
[79 empty] | WLDFR | HFTD - Distribution - Tier 3 - 2QU CoRE ¦ 5QU LoRE | Red Flag Warning - Destructive Fires | 2060 | 5.0601e-09 | 5.0601e-09 | 12670.1796 | 362.3049 | 12307.8747 | 0 | 0 | 0 | 5.2162e-06 | 6.4113e-05 | 0 | 6.4113e-05 | 6.4113e-05 | 0 | 6.4113e-05 | 0 | 1.621e-06 | 3.5534e-06 | 0 | 3.5534e-06 | 0 | 5.5163e-06 | 1.1033e-05 | 0 | 1.1033e-05 | [12 empty] | 7.3.3.17.5 (Remote Grid) Updates to grid topology to minimize risk of ignition in HFTDs Remote GridWLDFRVegetation ContactAggregated | WLDFR | HFTD - Distribution - Tier 2 - 2QU CoRE ¦ 4QU LoRE | Red Flag Warning - Small Fires | Vegetation Contact | Aggregated | 2060 | 0.00029734 | 1078.9824 | 0.32083 | 2060 | Mitigation | 0.95 | 45 | 0 | esc | 0.00097009 | 2.8845e-07 | 0.00097009 | 2.8845e-07
[79 empty] | WLDFR | HFTD - Distribution - Tier 3 - 2QU CoRE ¦ 5QU LoRE | Red Flag Warning - Destructive Fires | 2061 | 5.0601e-09 | 5.0601e-09 | 12670.1796 | 362.3049 | 12307.8747 | 0 | 0 | 0 | 5.2162e-06 | 6.4113e-05 | 0 | 6.4113e-05 | 6.4113e-05 | 0 | 6.4113e-05 | 0 | 1.621e-06 | 3.5534e-06 | 0 | 3.5534e-06 | 0 | 5.5163e-06 | 1.1033e-05 | 0 | 1.1033e-05 | [12 empty] | 7.3.3.17.5 (Remote Grid) Updates to grid topology to minimize risk of ignition in HFTDs Remote GridWLDFRVegetation ContactAggregated | WLDFR | HFTD - Distribution - Tier 2 - 2QU CoRE ¦ 4QU LoRE | Red Flag Warning - Small Fires | Vegetation Contact | Aggregated | 2061 | 0.00029734 | 1078.9824 | 0.32083 | 2061 | Mitigation | 0.95 | 45 | 0 | esc | 0.00097009 | 2.8845e-07 | 0.00097009 | 2.8845e-07
[79 empty] | WLDFR | HFTD - Distribution - Tier 3 - 2QU CoRE ¦ 5QU LoRE | Red Flag Warning - Destructive Fires | 2062 | 5.0601e-09 | 5.0601e-09 | 12670.1796 | 362.3049 | 12307.8747 | 0 | 0 | 0 | 5.2162e-06 | 6.4113e-05 | 0 | 6.4113e-05 | 6.4113e-05 | 0 | 6.4113e-05 | 0 | 1.7264e-06 | 3.7843e-06 | 0 | 3.7843e-06 | 0 | 5.5163e-06 | 1.1033e-05 | 0 | 1.1033e-05 | [12 empty] | 7.3.3.17.5 (Remote Grid) Updates to grid topology to minimize risk of ignition in HFTDs Remote GridWLDFRVegetation ContactAggregated | WLDFR | HFTD - Distribution - Tier 2 - 2QU CoRE ¦ 4QU LoRE | Red Flag Warning - Small Fires | Vegetation Contact | Aggregated | 2062 | 0.00029734 | 1078.9824 | 0.32083 | 2062 | Mitigation | 0.95 | 45 | 0 | esc | 0.00097009 | 2.8845e-07 | 0.00097009 | 2.8845e-07
[79 empty] | WLDFR | HFTD - Distribution - Tier 3 - 2QU CoRE ¦ 5QU LoRE | Red Flag Warning - Destructive Fires | 2063 | 5.0601e-09 | 5.0601e-09 | 13246.6313 | 384.5316 | 12862.0997 | 0 | 0 | 0 | 5.2162e-06 | 6.703e-05 | 0 | 6.703e-05 | 6.703e-05 | 0 | 6.703e-05 | 0 | 1.7264e-06 | 3.7843e-06 | 0 | 3.7843e-06 | 0 | 5.5163e-06 | 1.1033e-05 | 0 | 1.1033e-05 | [12 empty] | 7.3.3.17.5 (Remote Grid) Updates to grid topology to minimize risk of ignition in HFTDs Remote GridWLDFRVegetation ContactAggregated | WLDFR | HFTD - Distribution - Tier 2 - 2QU CoRE ¦ 4QU LoRE | Red Flag Warning - Small Fires | Vegetation Contact | Aggregated | 2063 | 0.00029734 | 1078.9824 | 0.32083 | 2063 | Mitigation | 0.95 | 45 | 0 | esc | 0.00097009 | 2.8845e-07 | 0.00097009 | 2.8845e-07
[79 empty] | WLDFR | HFTD - Distribution - Tier 3 - 2QU CoRE ¦ 5QU LoRE | Red Flag Warning - Destructive Fires | 2064 | 5.0601e-09 | 5.0601e-09 | 13246.6313 | 384.5316 | 12862.0997 | 0 | 0 | 0 | 5.2162e-06 | 6.703e-05 | 0 | 6.703e-05 | 6.703e-05 | 0 | 6.703e-05 | 0 | 1.7264e-06 | 3.7843e-06 | 0 | 3.7843e-06 | 0 | 5.7542e-06 | 1.1508e-05 | 0 | 1.1508e-05 | [12 empty] | 7.3.3.17.5 (Remote Grid) Updates to grid topology to minimize risk of ignition in HFTDs Remote GridWLDFRVegetation ContactAggregated | WLDFR | HFTD - Distribution - Tier 2 - 2QU CoRE ¦ 4QU LoRE | Red Flag Warning - Small Fires | Vegetation Contact | Aggregated | 2064 | 0.00029734 | 1078.9824 | 0.32083 | 2064 | Mitigation | 0.95 | 45 | 0 | esc | 0.00097009 | 2.8845e-07 | 0.00097009 | 2.8845e-07
[79 empty] | WLDFR | HFTD - Distribution - Tier 3 - 2QU CoRE ¦ 5QU LoRE | Red Flag Warning - Destructive Fires | 2065 | 5.0601e-09 | 5.0601e-09 | 13246.6313 | 384.5316 | 12862.0997 | 0 | 0 | 0 | 5.2162e-06 | 6.703e-05 | 0 | 6.703e-05 | 6.703e-05 | 0 | 6.703e-05 | 0 | 1.7264e-06 | 3.7843e-06 | 0 | 3.7843e-06 | 0 | 5.7542e-06 | 1.1508e-05 | 0 | 1.1508e-05 | [12 empty] | 7.3.3.17.5 (Remote Grid) Updates to grid topology to minimize risk of ignition in HFTDs Remote GridWLDFRVegetation ContactAggregated | WLDFR | HFTD - Distribution - Tier 2 - 2QU CoRE ¦ 4QU LoRE | Red Flag Warning - Small Fires | Vegetation Contact | Aggregated | 2065 | 0.00029734 | 1078.9824 | 0.32083 | 2065 | Mitigation | 0.95 | 45 | 0 | esc | 0.00097009 | 2.8845e-07 | 0.00097009 | 2.8845e-07
[79 empty] | WLDFR | HFTD - Distribution - Tier 3 - 2QU CoRE ¦ 5QU LoRE | Red Flag Warning - Destructive Fires | 2066 | 5.0601e-09 | 5.0601e-09 | 13246.6313 | 384.5316 | 12862.0997 | 0 | 0 | 0 | 5.2162e-06 | 6.703e-05 | 0 | 6.703e-05 | 6.703e-05 | 0 | 6.703e-05 | 0 | 1.7264e-06 | 3.7843e-06 | 0 | 3.7843e-06 | 0 | 5.7542e-06 | 1.1508e-05 | 0 | 1.1508e-05 | [12 empty] | 7.3.3.17.5 (Remote Grid) Updates to grid topology to minimize risk of ignition in HFTDs Remote GridWLDFRVegetation ContactAggregated | WLDFR | HFTD - Distribution - Tier 2 - 2QU CoRE ¦ 4QU LoRE | Red Flag Warning - Small Fires | Vegetation Contact | Aggregated | 2066 | 0.00029734 | 1078.9824 | 0.32083 | 2066 | Mitigation | 0.95 | 45 | 0 | esc | 0.00097009 | 2.8845e-07 | 0.00097009 | 2.8845e-07
[79 empty] | WLDFR | HFTD - Distribution - Tier 3 - 2QU CoRE ¦ 5QU LoRE | Red Flag Warning - Destructive Fires | 2067 | 0 | 5.0601e-09 | 13246.6313 | 384.5316 | 12862.0997 | 0 | 0 | 0 | 5.2162e-06 | 0 | 0 | 0 | 6.703e-05 | 0 | 6.703e-05 | 0 | 1.8368e-06 | 4.0263e-06 | 0 | 4.0263e-06 | 0 | 5.7542e-06 | 1.1508e-05 | 0 | 1.1508e-05 | [12 empty] | 7.3.3.17.5 (Remote Grid) Updates to grid topology to minimize risk of ignition in HFTDs Remote GridWLDFRVegetation ContactAggregated | WLDFR | HFTD - Distribution - Tier 2 - 2QU CoRE ¦ 4QU LoRE | Red Flag Warning - Small Fires | Vegetation Contact | Aggregated | 2067 | 0.00029734 | 1078.9824 | 0.32083 | 2067 | Mitigation | 0.95 | 45 | 0 | esc | 0 | 0 | 0.00097009 | 2.8845e-07
[79 empty] | WLDFR | HFTD - Distribution - Tier 3 - 2QU CoRE ¦ 5QU LoRE | Red Flag Warning - Large Fires | 2022 | 2.5811e-08 | 0 | 5.2406 | 0.69642 | 2.942 | 1.6022 | 0 | 0 | 2.6607e-05 | 1.3527e-07 | 0 | 1.3527e-07 | 0 | 0 | 0 | 0 | 1.8368e-06 | 4.0263e-06 | 0 | 4.0263e-06 | 0 | 5.7542e-06 | 1.1508e-05 | 0 | 1.1508e-05 | [12 empty] | 7.3.3.17.5 (Remote Grid) Updates to grid topology to minimize risk of ignition in HFTDs Remote GridWLDFRWire-to-wire contactAggregated | WLDFR | HFTD - Distribution - Tier 2 - 2QU CoRE ¦ 4QU LoRE | Red Flag Warning - Small Fires | Wire-to-wire contact | Aggregated | 2022 | 8.3202e-06 | 1078.9824 | 0.0089774 | 2022 | Mitigation | 0.95 | 45 | 0 | esc | 0.00097009 | 8.0713e-09 | 0 | 0
[79 empty] | WLDFR | HFTD - Distribution - Tier 3 - 2QU CoRE ¦ 5QU LoRE | Red Flag Warning - Large Fires | 2023 | 2.5811e-08 | 2.5811e-08 | 5.475 | 0.71896 | 3.0715 | 1.6846 | 0 | 0 | 2.6607e-05 | 1.4132e-07 | 0 | 1.4132e-07 | 1.4132e-07 | 0 | 1.4132e-07 | 0 | 1.8368e-06 | 4.0263e-06 | 0 | 4.0263e-06 | 0 | 6.0163e-06 | 1.2033e-05 | 0 | 1.2033e-05 | [12 empty] | 7.3.3.17.5 (Remote Grid) Updates to grid topology to minimize risk of ignition in HFTDs Remote GridWLDFRWire-to-wire contactAggregated | WLDFR | HFTD - Distribution - Tier 2 - 2QU CoRE ¦ 4QU LoRE | Red Flag Warning - Small Fires | Wire-to-wire contact | Aggregated | 2023 | 8.3202e-06 | 1078.9824 | 0.0089774 | 2023 | Mitigation | 0.95 | 45 | 0 | esc | 0.00097009 | 8.0713e-09 | 0.00097009 | 8.0713e-09
[79 empty] | WLDFR | HFTD - Distribution - Tier 3 - 2QU CoRE ¦ 5QU LoRE | Red Flag Warning - Large Fires | 2024 | 2.5811e-08 | 2.5811e-08 | 5.475 | 0.71896 | 3.0715 | 1.6846 | 0 | 0 | 2.6607e-05 | 1.4132e-07 | 0 | 1.4132e-07 | 1.4132e-07 | 0 | 1.4132e-07 | 0 | 1.8368e-06 | 4.0263e-06 | 0 | 4.0263e-06 | 0 | 6.0163e-06 | 1.2033e-05 | 0 | 1.2033e-05 | [12 empty] | 7.3.3.17.5 (Remote Grid) Updates to grid topology to minimize risk of ignition in HFTDs Remote GridWLDFRWire-to-wire contactAggregated | WLDFR | HFTD - Distribution - Tier 2 - 2QU CoRE ¦ 4QU LoRE | Red Flag Warning - Small Fires | Wire-to-wire contact | Aggregated | 2024 | 8.3202e-06 | 1078.9824 | 0.0089774 | 2024 | Mitigation | 0.95 | 45 | 0 | esc | 0.00097009 | 8.0713e-09 | 0.00097009 | 8.0713e-09
[79 empty] | WLDFR | HFTD - Distribution - Tier 3 - 2QU CoRE ¦ 5QU LoRE | Red Flag Warning - Large Fires | 2025 | 2.5811e-08 | 2.5811e-08 | 5.475 | 0.71896 | 3.0715 | 1.6846 | 0 | 0 | 2.6607e-05 | 1.4132e-07 | 0 | 1.4132e-07 | 1.4132e-07 | 0 | 1.4132e-07 | 0 | 1.8368e-06 | 4.0263e-06 | 0 | 4.0263e-06 | 0 | 6.0163e-06 | 1.2033e-05 | 0 | 1.2033e-05 | [12 empty] | 7.3.3.17.5 (Remote Grid) Updates to grid topology to minimize risk of ignition in HFTDs Remote GridWLDFRWire-to-wire contactAggregated | WLDFR | HFTD - Distribution - Tier 2 - 2QU CoRE ¦ 4QU LoRE | Red Flag Warning - Small Fires | Wire-to-wire contact | Aggregated | 2025 | 8.3202e-06 | 1078.9824 | 0.0089774 | 2025 | Mitigation | 0.95 | 45 | 0 | esc | 0.00097009 | 8.0713e-09 | 0.00097009 | 8.0713e-09
[79 empty] | WLDFR | HFTD - Distribution - Tier 3 - 2QU CoRE ¦ 5QU LoRE | Red Flag Warning - Large Fires | 2026 | 2.5811e-08 | 2.5811e-08 | 5.475 | 0.71896 | 3.0715 | 1.6846 | 0 | 0 | 2.6607e-05 | 1.4132e-07 | 0 | 1.4132e-07 | 1.4132e-07 | 0 | 1.4132e-07 | 0 | 1.9511e-06 | 4.2768e-06 | 0 | 4.2768e-06 | 0 | 6.0163e-06 | 1.2033e-05 | 0 | 1.2033e-05 | [12 empty] | 7.3.3.17.5 (Remote Grid) Updates to grid topology to minimize risk of ignition in HFTDs Remote GridWLDFRWire-to-wire contactAggregated | WLDFR | HFTD - Distribution - Tier 2 - 2QU CoRE ¦ 4QU LoRE | Red Flag Warning - Small Fires | Wire-to-wire contact | Aggregated | 2026 | 8.3202e-06 | 1078.9824 | 0.0089774 | 2026 | Mitigation | 0.95 | 45 | 0 | esc | 0.00097009 | 8.0713e-09 | 0.00097009 | 8.0713e-09
[79 empty] | WLDFR | HFTD - Distribution - Tier 3 - 2QU CoRE ¦ 5QU LoRE | Red Flag Warning - Large Fires | 2027 | 2.5811e-08 | 2.5811e-08 | 5.475 | 0.71896 | 3.0715 | 1.6846 | 0 | 0 | 2.6607e-05 | 1.4132e-07 | 0 | 1.4132e-07 | 1.4132e-07 | 0 | 1.4132e-07 | 0 | 1.9511e-06 | 4.2768e-06 | 0 | 4.2768e-06 | 0 | 6.0163e-06 | 1.2033e-05 | 0 | 1.2033e-05 | [12 empty] | 7.3.3.17.5 (Remote Grid) Updates to grid topology to minimize risk of ignition in HFTDs Remote GridWLDFRWire-to-wire contactAggregated | WLDFR | HFTD - Distribution - Tier 2 - 2QU CoRE ¦ 4QU LoRE | Red Flag Warning - Small Fires | Wire-to-wire contact | Aggregated | 2027 | 8.3202e-06 | 1078.9824 | 0.0089774 | 2027 | Mitigation | 0.95 | 45 | 0 | esc | 0.00097009 | 8.0713e-09 | 0.00097009 | 8.0713e-09
[79 empty] | WLDFR | HFTD - Distribution - Tier 3 - 2QU CoRE ¦ 5QU LoRE | Red Flag Warning - Large Fires | 2028 | 2.5811e-08 | 2.5811e-08 | 5.777 | 0.74734 | 3.238 | 1.7917 | 0 | 0 | 2.6607e-05 | 1.4911e-07 | 0 | 1.4911e-07 | 1.4911e-07 | 0 | 1.4911e-07 | 0 | 1.9511e-06 | 4.2768e-06 | 0 | 4.2768e-06 | 0 | 6.3001e-06 | 1.26e-05 | 0 | 1.26e-05 | [12 empty] | 7.3.3.17.5 (Remote Grid) Updates to grid topology to minimize risk of ignition in HFTDs Remote GridWLDFRWire-to-wire contactAggregated | WLDFR | HFTD - Distribution - Tier 2 - 2QU CoRE ¦ 4QU LoRE | Red Flag Warning - Small Fires | Wire-to-wire contact | Aggregated | 2028 | 8.3202e-06 | 1078.9824 | 0.0089774 | 2028 | Mitigation | 0.95 | 45 | 0 | esc | 0.00097009 | 8.0713e-09 | 0.00097009 | 8.0713e-09
[79 empty] | WLDFR | HFTD - Distribution - Tier 3 - 2QU CoRE ¦ 5QU LoRE | Red Flag Warning - Large Fires | 2029 | 2.5811e-08 | 2.5811e-08 | 5.777 | 0.74734 | 3.238 | 1.7917 | 0 | 0 | 2.6607e-05 | 1.4911e-07 | 0 | 1.4911e-07 | 1.4911e-07 | 0 | 1.4911e-07 | 0 | 1.9511e-06 | 4.2768e-06 | 0 | 4.2768e-06 | 0 | 6.3001e-06 | 1.26e-05 | 0 | 1.26e-05 | [12 empty] | 7.3.3.17.5 (Remote Grid) Updates to grid topology to minimize risk of ignition in HFTDs Remote GridWLDFRWire-to-wire contactAggregated | WLDFR | HFTD - Distribution - Tier 2 - 2QU CoRE ¦ 4QU LoRE | Red Flag Warning - Small Fires | Wire-to-wire contact | Aggregated | 2029 | 8.3202e-06 | 1078.9824 | 0.0089774 | 2029 | Mitigation | 0.95 | 45 | 0 | esc | 0.00097009 | 8.0713e-09 | 0.00097009 | 8.0713e-09
[79 empty] | WLDFR | HFTD - Distribution - Tier 3 - 2QU CoRE ¦ 5QU LoRE | Red Flag Warning - Large Fires | 2030 | 2.5811e-08 | 2.5811e-08 | 5.777 | 0.74734 | 3.238 | 1.7917 | 0 | 0 | 2.6607e-05 | 1.4911e-07 | 0 | 1.4911e-07 | 1.4911e-07 | 0 | 1.4911e-07 | 0 | 1.9511e-06 | 4.2768e-06 | 0 | 4.2768e-06 | 0 | 6.3001e-06 | 1.26e-05 | 0 | 1.26e-05 | [12 empty] | 7.3.3.17.5 (Remote Grid) Updates to grid topology to minimize risk of ignition in HFTDs Remote GridWLDFRWire-to-wire contactAggregated | WLDFR | HFTD - Distribution - Tier 2 - 2QU CoRE ¦ 4QU LoRE | Red Flag Warning - Small Fires | Wire-to-wire contact | Aggregated | 2030 | 8.3202e-06 | 1078.9824 | 0.0089774 | 2030 | Mitigation | 0.95 | 45 | 0 | esc | 0.00097009 | 8.0713e-09 | 0.00097009 | 8.0713e-09
[79 empty] | WLDFR | HFTD - Distribution - Tier 3 - 2QU CoRE ¦ 5QU LoRE | Red Flag Warning - Large Fires | 2031 | 2.5811e-08 | 2.5811e-08 | 5.777 | 0.74734 | 3.238 | 1.7917 | 0 | 0 | 2.6607e-05 | 1.4911e-07 | 0 | 1.4911e-07 | 1.4911e-07 | 0 | 1.4911e-07 | 0 | 2.0679e-06 | 4.5329e-06 | 0 | 4.5329e-06 | 0 | 6.3001e-06 | 1.26e-05 | 0 | 1.26e-05 | [12 empty] | 7.3.3.17.5 (Remote Grid) Updates to grid topology to minimize risk of ignition in HFTDs Remote GridWLDFRWire-to-wire contactAggregated | WLDFR | HFTD - Distribution - Tier 2 - 2QU CoRE ¦ 4QU LoRE | Red Flag Warning - Small Fires | Wire-to-wire contact | Aggregated | 2031 | 8.3202e-06 | 1078.9824 | 0.0089774 | 2031 | Mitigation | 0.95 | 45 | 0 | esc | 0.00097009 | 8.0713e-09 | 0.00097009 | 8.0713e-09
[79 empty] | WLDFR | HFTD - Distribution - Tier 3 - 2QU CoRE ¦ 5QU LoRE | Red Flag Warning - Large Fires | 2032 | 2.5811e-08 | 2.5811e-08 | 5.777 | 0.74734 | 3.238 | 1.7917 | 0 | 0 | 2.6607e-05 | 1.4911e-07 | 0 | 1.4911e-07 | 1.4911e-07 | 0 | 1.4911e-07 | 0 | 2.0679e-06 | 4.5329e-06 | 0 | 4.5329e-06 | 0 | 6.3001e-06 | 1.26e-05 | 0 | 1.26e-05 | [12 empty] | 7.3.3.17.5 (Remote Grid) Updates to grid topology to minimize risk of ignition in HFTDs Remote GridWLDFRWire-to-wire contactAggregated | WLDFR | HFTD - Distribution - Tier 2 - 2QU CoRE ¦ 4QU LoRE | Red Flag Warning - Small Fires | Wire-to-wire contact | Aggregated | 2032 | 8.3202e-06 | 1078.9824 | 0.0089774 | 2032 | Mitigation | 0.95 | 45 | 0 | esc | 0.00097009 | 8.0713e-09 | 0.00097009 | 8.0713e-09
[79 empty] | WLDFR | HFTD - Distribution - Tier 3 - 2QU CoRE ¦ 5QU LoRE | Red Flag Warning - Large Fires | 2033 | 2.5811e-08 | 2.5811e-08 | 6.1205 | 0.77885 | 3.4265 | 1.9151 | 0 | 0 | 2.6607e-05 | 1.5798e-07 | 0 | 1.5798e-07 | 1.5798e-07 | 0 | 1.5798e-07 | 0 | 2.0679e-06 | 4.5329e-06 | 0 | 4.5329e-06 | 0 | 6.6027e-06 | 1.3205e-05 | 0 | 1.3205e-05 | [12 empty] | 7.3.3.17.5 (Remote Grid) Updates to grid topology to minimize risk of ignition in HFTDs Remote GridWLDFRWire-to-wire contactAggregated | WLDFR | HFTD - Distribution - Tier 2 - 2QU CoRE ¦ 4QU LoRE | Red Flag Warning - Small Fires | Wire-to-wire contact | Aggregated | 2033 | 8.3202e-06 | 1078.9824 | 0.0089774 | 2033 | Mitigation | 0.95 | 45 | 0 | esc | 0.00097009 | 8.0713e-09 | 0.00097009 | 8.0713e-09
[79 empty] | WLDFR | HFTD - Distribution - Tier 3 - 2QU CoRE ¦ 5QU LoRE | Red Flag Warning - Large Fires | 2034 | 2.5811e-08 | 2.5811e-08 | 6.1205 | 0.77885 | 3.4265 | 1.9151 | 0 | 0 | 2.6607e-05 | 1.5798e-07 | 0 | 1.5798e-07 | 1.5798e-07 | 0 | 1.5798e-07 | 0 | 0 | 4.5329e-06 | 0 | 4.5329e-06 | 0 | 6.6027e-06 | 1.3205e-05 | 0 | 1.3205e-05 | [12 empty] | 7.3.3.17.5 (Remote Grid) Updates to grid topology to minimize risk of ignition in HFTDs Remote GridWLDFRWire-to-wire contactAggregated | WLDFR | HFTD - Distribution - Tier 2 - 2QU CoRE ¦ 4QU LoRE | Red Flag Warning - Small Fires | Wire-to-wire contact | Aggregated | 2034 | 8.3202e-06 | 1078.9824 | 0.0089774 | 2034 | Mitigation | 0.95 | 45 | 0 | esc | 0.00097009 | 8.0713e-09 | 0.00097009 | 8.0713e-09
[79 empty] | WLDFR | HFTD - Distribution - Tier 3 - 2QU CoRE ¦ 5QU LoRE | Red Flag Warning - Large Fires | 2035 | 2.5811e-08 | 2.5811e-08 | 6.1205 | 0.77885 | 3.4265 | 1.9151 | 0 | 0 | 2.6607e-05 | 1.5798e-07 | 0 | 1.5798e-07 | 1.5798e-07 | 0 | 1.5798e-07 | 0 | 0 | 0 | 0 | 0 | 0 | 6.6027e-06 | 1.3205e-05 | 0 | 1.3205e-05 | [12 empty] | 7.3.3.17.5 (Remote Grid) Updates to grid topology to minimize risk of ignition in HFTDs Remote GridWLDFRWire-to-wire contactAggregated | WLDFR | HFTD - Distribution - Tier 2 - 2QU CoRE ¦ 4QU LoRE | Red Flag Warning - Small Fires | Wire-to-wire contact | Aggregated | 2035 | 8.3202e-06 | 1078.9824 | 0.0089774 | 2035 | Mitigation | 0.95 | 45 | 0 | esc | 0.00097009 | 8.0713e-09 | 0.00097009 | 8.0713e-09
[79 empty] | WLDFR | HFTD - Distribution - Tier 3 - 2QU CoRE ¦ 5QU LoRE | Red Flag Warning - Large Fires | 2036 | 2.5811e-08 | 2.5811e-08 | 6.1205 | 0.77885 | 3.4265 | 1.9151 | 0 | 0 | 2.6607e-05 | 1.5798e-07 | 0 | 1.5798e-07 | 1.5798e-07 | 0 | 1.5798e-07 | 0 | 3.1736e-06 | 0 | 0 | 0 | 0 | 6.6027e-06 | 1.3205e-05 | 0 | 1.3205e-05 | [12 empty] | 7.3.3.17.5 (Remote Grid) Updates to grid topology to minimize risk of ignition in HFTDs Remote GridWLDFRWire-to-wire contactAggregated | WLDFR | HFTD - Distribution - Tier 2 - 2QU CoRE ¦ 4QU LoRE | Red Flag Warning - Small Fires | Wire-to-wire contact | Aggregated | 2036 | 8.3202e-06 | 1078.9824 | 0.0089774 | 2036 | Mitigation | 0.95 | 45 | 0 | esc | 0.00097009 | 8.0713e-09 | 0.00097009 | 8.0713e-09
[79 empty] | WLDFR | HFTD - Distribution - Tier 3 - 2QU CoRE ¦ 5QU LoRE | Red Flag Warning - Large Fires | 2037 | 2.5811e-08 | 2.5811e-08 | 6.1205 | 0.77885 | 3.4265 | 1.9151 | 0 | 0 | 2.6607e-05 | 1.5798e-07 | 0 | 1.5798e-07 | 1.5798e-07 | 0 | 1.5798e-07 | 0 | 3.2757e-06 | 7.1805e-06 | 0 | 7.1805e-06 | 0 | 0 | 1.3205e-05 | 0 | 1.3205e-05 | [12 empty] | 7.3.3.17.5 (Remote Grid) Updates to grid topology to minimize risk of ignition in HFTDs Remote GridWLDFRWire-to-wire contactAggregated | WLDFR | HFTD - Distribution - Tier 2 - 2QU CoRE ¦ 4QU LoRE | Red Flag Warning - Small Fires | Wire-to-wire contact | Aggregated | 2037 | 8.3202e-06 | 1078.9824 | 0.0089774 | 2037 | Mitigation | 0.95 | 45 | 0 | esc | 0.00097009 | 8.0713e-09 | 0.00097009 | 8.0713e-09
[79 empty] | WLDFR | HFTD - Distribution - Tier 3 - 2QU CoRE ¦ 5QU LoRE | Red Flag Warning - Large Fires | 2038 | 2.5811e-08 | 2.5811e-08 | 6.5028 | 0.81304 | 3.6355 | 2.0543 | 0 | 0 | 2.6607e-05 | 1.6785e-07 | 0 | 1.6785e-07 | 1.6785e-07 | 0 | 1.6785e-07 | 0 | 3.2757e-06 | 7.1805e-06 | 0 | 7.1805e-06 | 0 | 0 | 0 | 0 | 0 | [12 empty] | 7.3.3.17.5 (Remote Grid) Updates to grid topology to minimize risk of ignition in HFTDs Remote GridWLDFRWire-to-wire contactAggregated | WLDFR | HFTD - Distribution - Tier 2 - 2QU CoRE ¦ 4QU LoRE | Red Flag Warning - Small Fires | Wire-to-wire contact | Aggregated | 2038 | 8.3202e-06 | 1078.9824 | 0.0089774 | 2038 | Mitigation | 0.95 | 45 | 0 | esc | 0.00097009 | 8.0713e-09 | 0.00097009 | 8.0713e-09
[79 empty] | WLDFR | HFTD - Distribution - Tier 3 - 2QU CoRE ¦ 5QU LoRE | Red Flag Warning - Large Fires | 2039 | 2.5811e-08 | 2.5811e-08 | 6.5028 | 0.81304 | 3.6355 | 2.0543 | 0 | 0 | 2.6607e-05 | 1.6785e-07 | 0 | 1.6785e-07 | 1.6785e-07 | 0 | 1.6785e-07 | 0 | 3.2757e-06 | 7.1805e-06 | 0 | 7.1805e-06 | 0 | 0 | 0 | 0 | 0 | [12 empty] | 7.3.3.17.5 (Remote Grid) Updates to grid topology to minimize risk of ignition in HFTDs Remote GridWLDFRWire-to-wire contactAggregated | WLDFR | HFTD - Distribution - Tier 2 - 2QU CoRE ¦ 4QU LoRE | Red Flag Warning - Small Fires | Wire-to-wire contact | Aggregated | 2039 | 8.3202e-06 | 1078.9824 | 0.0089774 | 2039 | Mitigation | 0.95 | 45 | 0 | esc | 0.00097009 | 8.0713e-09 | 0.00097009 | 8.0713e-09
[79 empty] | WLDFR | HFTD - Distribution - Tier 3 - 2QU CoRE ¦ 5QU LoRE | Red Flag Warning - Large Fires | 2040 | 2.5811e-08 | 2.5811e-08 | 6.5028 | 0.81304 | 3.6355 | 2.0543 | 0 | 0 | 2.6607e-05 | 1.6785e-07 | 0 | 1.6785e-07 | 1.6785e-07 | 0 | 1.6785e-07 | 0 | 3.2757e-06 | 7.1805e-06 | 0 | 7.1805e-06 | 0 | 0.00025916 | 0 | 0 | 0 | [12 empty] | 7.3.3.17.5 (Remote Grid) Updates to grid topology to minimize risk of ignition in HFTDs Remote GridWLDFRWire-to-wire contactAggregated | WLDFR | HFTD - Distribution - Tier 2 - 2QU CoRE ¦ 4QU LoRE | Red Flag Warning - Small Fires | Wire-to-wire contact | Aggregated | 2040 | 8.3202e-06 | 1078.9824 | 0.0089774 | 2040 | Mitigation | 0.95 | 45 | 0 | esc | 0.00097009 | 8.0713e-09 | 0.00097009 | 8.0713e-09
[79 empty] | WLDFR | HFTD - Distribution - Tier 3 - 2QU CoRE ¦ 5QU LoRE | Red Flag Warning - Large Fires | 2041 | 2.5811e-08 | 2.5811e-08 | 6.5028 | 0.81304 | 3.6355 | 2.0543 | 0 | 0 | 2.6607e-05 | 1.6785e-07 | 0 | 1.6785e-07 | 1.6785e-07 | 0 | 1.6785e-07 | 0 | 3.2757e-06 | 7.1805e-06 | 0 | 7.1805e-06 | 0 | 0.00026866 | 0.00053732 | 0 | 0.00053732 | [12 empty] | 7.3.3.17.5 (Remote Grid) Updates to grid topology to minimize risk of ignition in HFTDs Remote GridWLDFRWire-to-wire contactAggregated | WLDFR | HFTD - Distribution - Tier 2 - 2QU CoRE ¦ 4QU LoRE | Red Flag Warning - Small Fires | Wire-to-wire contact | Aggregated | 2041 | 8.3202e-06 | 1078.9824 | 0.0089774 | 2041 | Mitigation | 0.95 | 45 | 0 | esc | 0.00097009 | 8.0713e-09 | 0.00097009 | 8.0713e-09
[79 empty] | WLDFR | HFTD - Distribution - Tier 3 - 2QU CoRE ¦ 5QU LoRE | Red Flag Warning - Large Fires | 2042 | 2.5811e-08 | 2.5811e-08 | 6.5028 | 0.81304 | 3.6355 | 2.0543 | 0 | 0 | 2.6607e-05 | 1.6785e-07 | 0 | 1.6785e-07 | 1.6785e-07 | 0 | 1.6785e-07 | 0 | 3.406e-06 | 7.4661e-06 | 0 | 7.4661e-06 | 0 | 0.00026866 | 0.00053732 | 0 | 0.00053732 | [12 empty] | 7.3.3.17.5 (Remote Grid) Updates to grid topology to minimize risk of ignition in HFTDs Remote GridWLDFRWire-to-wire contactAggregated | WLDFR | HFTD - Distribution - Tier 2 - 2QU CoRE ¦ 4QU LoRE | Red Flag Warning - Small Fires | Wire-to-wire contact | Aggregated | 2042 | 8.3202e-06 | 1078.9824 | 0.0089774 | 2042 | Mitigation | 0.95 | 45 | 0 | esc | 0.00097009 | 8.0713e-09 | 0.00097009 | 8.0713e-09
[79 empty] | WLDFR | HFTD - Distribution - Tier 3 - 2QU CoRE ¦ 5QU LoRE | Red Flag Warning - Large Fires | 2043 | 2.5811e-08 | 2.5811e-08 | 6.9209 | 0.84944 | 3.8632 | 2.2083 | 0 | 0 | 2.6607e-05 | 1.7864e-07 | 0 | 1.7864e-07 | 1.7864e-07 | 0 | 1.7864e-07 | 0 | 3.406e-06 | 7.4661e-06 | 0 | 7.4661e-06 | 0 | 0.00026866 | 0.00053732 | 0 | 0.00053732 | [12 empty] | 7.3.3.17.5 (Remote Grid) Updates to grid topology to minimize risk of ignition in HFTDs Remote GridWLDFRWire-to-wire contactAggregated | WLDFR | HFTD - Distribution - Tier 2 - 2QU CoRE ¦ 4QU LoRE | Red Flag Warning - Small Fires | Wire-to-wire contact | Aggregated | 2043 | 8.3202e-06 | 1078.9824 | 0.0089774 | 2043 | Mitigation | 0.95 | 45 | 0 | esc | 0.00097009 | 8.0713e-09 | 0.00097009 | 8.0713e-09
[79 empty] | WLDFR | HFTD - Distribution - Tier 3 - 2QU CoRE ¦ 5QU LoRE | Red Flag Warning - Large Fires | 2044 | 2.5811e-08 | 2.5811e-08 | 6.9209 | 0.84944 | 3.8632 | 2.2083 | 0 | 0 | 2.6607e-05 | 1.7864e-07 | 0 | 1.7864e-07 | 1.7864e-07 | 0 | 1.7864e-07 | 0 | 3.406e-06 | 7.4661e-06 | 0 | 7.4661e-06 | 0 | 0.00026866 | 0.00053732 | 0 | 0.00053732 | [12 empty] | 7.3.3.17.5 (Remote Grid) Updates to grid topology to minimize risk of ignition in HFTDs Remote GridWLDFRWire-to-wire contactAggregated | WLDFR | HFTD - Distribution - Tier 2 - 2QU CoRE ¦ 4QU LoRE | Red Flag Warning - Small Fires | Wire-to-wire contact | Aggregated | 2044 | 8.3202e-06 | 1078.9824 | 0.0089774 | 2044 | Mitigation | 0.95 | 45 | 0 | esc | 0.00097009 | 8.0713e-09 | 0.00097009 | 8.0713e-09
[79 empty] | WLDFR | HFTD - Distribution - Tier 3 - 2QU CoRE ¦ 5QU LoRE | Red Flag Warning - Large Fires | 2045 | 2.5811e-08 | 2.5811e-08 | 6.9209 | 0.84944 | 3.8632 | 2.2083 | 0 | 0 | 2.6607e-05 | 1.7864e-07 | 0 | 1.7864e-07 | 1.7864e-07 | 0 | 1.7864e-07 | 0 | 3.406e-06 | 7.4661e-06 | 0 | 7.4661e-06 | 0 | 0.00026866 | 0.00053732 | 0 | 0.00053732 | [12 empty] | 7.3.3.17.5 (Remote Grid) Updates to grid topology to minimize risk of ignition in HFTDs Remote GridWLDFRWire-to-wire contactAggregated | WLDFR | HFTD - Distribution - Tier 2 - 2QU CoRE ¦ 4QU LoRE | Red Flag Warning - Small Fires | Wire-to-wire contact | Aggregated | 2045 | 8.3202e-06 | 1078.9824 | 0.0089774 | 2045 | Mitigation | 0.95 | 45 | 0 | esc | 0.00097009 | 8.0713e-09 | 0.00097009 | 8.0713e-09
[79 empty] | WLDFR | HFTD - Distribution - Tier 3 - 2QU CoRE ¦ 5QU LoRE | Red Flag Warning - Large Fires | 2046 | 2.5811e-08 | 2.5811e-08 | 6.9209 | 0.84944 | 3.8632 | 2.2083 | 0 | 0 | 2.6607e-05 | 1.7864e-07 | 0 | 1.7864e-07 | 1.7864e-07 | 0 | 1.7864e-07 | 0 | 3.406e-06 | 7.4661e-06 | 0 | 7.4661e-06 | 0 | 0.00028063 | 0.00056126 | 0 | 0.00056126 | [12 empty] | 7.3.3.17.5 (Remote Grid) Updates to grid topology to minimize risk of ignition in HFTDs Remote GridWLDFRWire-to-wire contactAggregated | WLDFR | HFTD - Distribution - Tier 2 - 2QU CoRE ¦ 4QU LoRE | Red Flag Warning - Small Fires | Wire-to-wire contact | Aggregated | 2046 | 8.3202e-06 | 1078.9824 | 0.0089774 | 2046 | Mitigation | 0.95 | 45 | 0 | esc | 0.00097009 | 8.0713e-09 | 0.00097009 | 8.0713e-09
[79 empty] | WLDFR | HFTD - Distribution - Tier 3 - 2QU CoRE ¦ 5QU LoRE | Red Flag Warning - Large Fires | 2047 | 2.5811e-08 | 2.5811e-08 | 6.9209 | 0.84944 | 3.8632 | 2.2083 | 0 | 0 | 2.6607e-05 | 1.7864e-07 | 0 | 1.7864e-07 | 1.7864e-07 | 0 | 1.7864e-07 | 0 | 3.5529e-06 | 7.788e-06 | 0 | 7.788e-06 | 0 | 0.00028063 | 0.00056126 | 0 | 0.00056126 | [12 empty] | 7.3.3.17.5 (Remote Grid) Updates to grid topology to minimize risk of ignition in HFTDs Remote GridWLDFRWire-to-wire contactAggregated | WLDFR | HFTD - Distribution - Tier 2 - 2QU CoRE ¦ 4QU LoRE | Red Flag Warning - Small Fires | Wire-to-wire contact | Aggregated | 2047 | 8.3202e-06 | 1078.9824 | 0.0089774 | 2047 | Mitigation | 0.95 | 45 | 0 | esc | 0.00097009 | 8.0713e-09 | 0.00097009 | 8.0713e-09
[79 empty] | WLDFR | HFTD - Distribution - Tier 3 - 2QU CoRE ¦ 5QU LoRE | Red Flag Warning - Large Fires | 2048 | 2.5811e-08 | 2.5811e-08 | 7.3713 | 0.88759 | 4.1075 | 2.3763 | 0 | 0 | 2.6607e-05 | 1.9026e-07 | 0 | 1.9026e-07 | 1.9026e-07 | 0 | 1.9026e-07 | 0 | 3.5529e-06 | 7.788e-06 | 0 | 7.788e-06 | 0 | 0.00028063 | 0.00056126 | 0 | 0.00056126 | [12 empty] | 7.3.3.17.5 (Remote Grid) Updates to grid topology to minimize risk of ignition in HFTDs Remote GridWLDFRWire-to-wire contactAggregated | WLDFR | HFTD - Distribution - Tier 2 - 2QU CoRE ¦ 4QU LoRE | Red Flag Warning - Small Fires | Wire-to-wire contact | Aggregated | 2048 | 8.3202e-06 | 1078.9824 | 0.0089774 | 2048 | Mitigation | 0.95 | 45 | 0 | esc | 0.00097009 | 8.0713e-09 | 0.00097009 | 8.0713e-09
[79 empty] | WLDFR | HFTD - Distribution - Tier 3 - 2QU CoRE ¦ 5QU LoRE | Red Flag Warning - Large Fires | 2049 | 2.5811e-08 | 2.5811e-08 | 7.3713 | 0.88759 | 4.1075 | 2.3763 | 0 | 0 | 2.6607e-05 | 1.9026e-07 | 0 | 1.9026e-07 | 1.9026e-07 | 0 | 1.9026e-07 | 0 | 3.5529e-06 | 7.788e-06 | 0 | 7.788e-06 | 0 | 0.00028063 | 0.00056126 | 0 | 0.00056126 | [12 empty] | 7.3.3.17.5 (Remote Grid) Updates to grid topology to minimize risk of ignition in HFTDs Remote GridWLDFRWire-to-wire contactAggregated | WLDFR | HFTD - Distribution - Tier 2 - 2QU CoRE ¦ 4QU LoRE | Red Flag Warning - Small Fires | Wire-to-wire contact | Aggregated | 2049 | 8.3202e-06 | 1078.9824 | 0.0089774 | 2049 | Mitigation | 0.95 | 45 | 0 | esc | 0.00097009 | 8.0713e-09 | 0.00097009 | 8.0713e-09
[79 empty] | WLDFR | HFTD - Distribution - Tier 3 - 2QU CoRE ¦ 5QU LoRE | Red Flag Warning - Large Fires | 2050 | 2.5811e-08 | 2.5811e-08 | 7.3713 | 0.88759 | 4.1075 | 2.3763 | 0 | 0 | 2.6607e-05 | 1.9026e-07 | 0 | 1.9026e-07 | 1.9026e-07 | 0 | 1.9026e-07 | 0 | 3.5529e-06 | 7.788e-06 | 0 | 7.788e-06 | 0 | 0.00028063 | 0.00056126 | 0 | 0.00056126 | [12 empty] | 7.3.3.17.5 (Remote Grid) Updates to grid topology to minimize risk of ignition in HFTDs Remote GridWLDFRWire-to-wire contactAggregated | WLDFR | HFTD - Distribution - Tier 2 - 2QU CoRE ¦ 4QU LoRE | Red Flag Warning - Small Fires | Wire-to-wire contact | Aggregated | 2050 | 8.3202e-06 | 1078.9824 | 0.0089774 | 2050 | Mitigation | 0.95 | 45 | 0 | esc | 0.00097009 | 8.0713e-09 | 0.00097009 | 8.0713e-09
[79 empty] | WLDFR | HFTD - Distribution - Tier 3 - 2QU CoRE ¦ 5QU LoRE | Red Flag Warning - Large Fires | 2051 | 2.5811e-08 | 2.5811e-08 | 7.3713 | 0.88759 | 4.1075 | 2.3763 | 0 | 0 | 2.6607e-05 | 1.9026e-07 | 0 | 1.9026e-07 | 1.9026e-07 | 0 | 1.9026e-07 | 0 | 3.5529e-06 | 7.788e-06 | 0 | 7.788e-06 | 0 | 0.00029393 | 0.00058787 | 0 | 0.00058787 | [12 empty] | 7.3.3.17.5 (Remote Grid) Updates to grid topology to minimize risk of ignition in HFTDs Remote GridWLDFRWire-to-wire contactAggregated | WLDFR | HFTD - Distribution - Tier 2 - 2QU CoRE ¦ 4QU LoRE | Red Flag Warning - Small Fires | Wire-to-wire contact | Aggregated | 2051 | 8.3202e-06 | 1078.9824 | 0.0089774 | 2051 | Mitigation | 0.95 | 45 | 0 | esc | 0.00097009 | 8.0713e-09 | 0.00097009 | 8.0713e-09
[79 empty] | WLDFR | HFTD - Distribution - Tier 3 - 2QU CoRE ¦ 5QU LoRE | Red Flag Warning - Large Fires | 2052 | 2.5811e-08 | 2.5811e-08 | 7.3713 | 0.88759 | 4.1075 | 2.3763 | 0 | 0 | 2.6607e-05 | 1.9026e-07 | 0 | 1.9026e-07 | 1.9026e-07 | 0 | 1.9026e-07 | 0 | 3.7147e-06 | 8.1428e-06 | 0 | 8.1428e-06 | 0 | 0.00029393 | 0.00058787 | 0 | 0.00058787 | [12 empty] | 7.3.3.17.5 (Remote Grid) Updates to grid topology to minimize risk of ignition in HFTDs Remote GridWLDFRWire-to-wire contactAggregated | WLDFR | HFTD - Distribution - Tier 2 - 2QU CoRE ¦ 4QU LoRE | Red Flag Warning - Small Fires | Wire-to-wire contact | Aggregated | 2052 | 8.3202e-06 | 1078.9824 | 0.0089774 | 2052 | Mitigation | 0.95 | 45 | 0 | esc | 0.00097009 | 8.0713e-09 | 0.00097009 | 8.0713e-09
[79 empty] | WLDFR | HFTD - Distribution - Tier 3 - 2QU CoRE ¦ 5QU LoRE | Red Flag Warning - Large Fires | 2053 | 2.5811e-08 | 2.5811e-08 | 7.8503 | 0.92702 | 4.3664 | 2.5569 | 0 | 0 | 2.6607e-05 | 2.0263e-07 | 0 | 2.0263e-07 | 2.0263e-07 | 0 | 2.0263e-07 | 0 | 3.7147e-06 | 8.1428e-06 | 0 | 8.1428e-06 | 0 | 0.00029393 | 0.00058787 | 0 | 0.00058787 | [12 empty] | 7.3.3.17.5 (Remote Grid) Updates to grid topology to minimize risk of ignition in HFTDs Remote GridWLDFRWire-to-wire contactAggregated | WLDFR | HFTD - Distribution - Tier 2 - 2QU CoRE ¦ 4QU LoRE | Red Flag Warning - Small Fires | Wire-to-wire contact | Aggregated | 2053 | 8.3202e-06 | 1078.9824 | 0.0089774 | 2053 | Mitigation | 0.95 | 45 | 0 | esc | 0.00097009 | 8.0713e-09 | 0.00097009 | 8.0713e-09
[79 empty] | WLDFR | HFTD - Distribution - Tier 3 - 2QU CoRE ¦ 5QU LoRE | Red Flag Warning - Large Fires | 2054 | 2.5811e-08 | 2.5811e-08 | 7.8503 | 0.92702 | 4.3664 | 2.5569 | 0 | 0 | 2.6607e-05 | 2.0263e-07 | 0 | 2.0263e-07 | 2.0263e-07 | 0 | 2.0263e-07 | 0 | 3.7147e-06 | 8.1428e-06 | 0 | 8.1428e-06 | 0 | 0.00029393 | 0.00058787 | 0 | 0.00058787 | [12 empty] | 7.3.3.17.5 (Remote Grid) Updates to grid topology to minimize risk of ignition in HFTDs Remote GridWLDFRWire-to-wire contactAggregated | WLDFR | HFTD - Distribution - Tier 2 - 2QU CoRE ¦ 4QU LoRE | Red Flag Warning - Small Fires | Wire-to-wire contact | Aggregated | 2054 | 8.3202e-06 | 1078.9824 | 0.0089774 | 2054 | Mitigation | 0.95 | 45 | 0 | esc | 0.00097009 | 8.0713e-09 | 0.00097009 | 8.0713e-09
[79 empty] | WLDFR | HFTD - Distribution - Tier 3 - 2QU CoRE ¦ 5QU LoRE | Red Flag Warning - Large Fires | 2055 | 2.5811e-08 | 2.5811e-08 | 7.8503 | 0.92702 | 4.3664 | 2.5569 | 0 | 0 | 2.6607e-05 | 2.0263e-07 | 0 | 2.0263e-07 | 2.0263e-07 | 0 | 2.0263e-07 | 0 | 3.7147e-06 | 8.1428e-06 | 0 | 8.1428e-06 | 0 | 0.00029393 | 0.00058787 | 0 | 0.00058787 | [12 empty] | 7.3.3.17.5 (Remote Grid) Updates to grid topology to minimize risk of ignition in HFTDs Remote GridWLDFRWire-to-wire contactAggregated | WLDFR | HFTD - Distribution - Tier 2 - 2QU CoRE ¦ 4QU LoRE | Red Flag Warning - Small Fires | Wire-to-wire contact | Aggregated | 2055 | 8.3202e-06 | 1078.9824 | 0.0089774 | 2055 | Mitigation | 0.95 | 45 | 0 | esc | 0.00097009 | 8.0713e-09 | 0.00097009 | 8.0713e-09
[79 empty] | WLDFR | HFTD - Distribution - Tier 3 - 2QU CoRE ¦ 5QU LoRE | Red Flag Warning - Large Fires | 2056 | 2.5811e-08 | 2.5811e-08 | 7.8503 | 0.92702 | 4.3664 | 2.5569 | 0 | 0 | 2.6607e-05 | 2.0263e-07 | 0 | 2.0263e-07 | 2.0263e-07 | 0 | 2.0263e-07 | 0 | 3.7147e-06 | 8.1428e-06 | 0 | 8.1428e-06 | 0 | 0.00030838 | 0.00061675 | 0 | 0.00061675 | [12 empty] | 7.3.3.17.5 (Remote Grid) Updates to grid topology to minimize risk of ignition in HFTDs Remote GridWLDFRWire-to-wire contactAggregated | WLDFR | HFTD - Distribution - Tier 2 - 2QU CoRE ¦ 4QU LoRE | Red Flag Warning - Small Fires | Wire-to-wire contact | Aggregated | 2056 | 8.3202e-06 | 1078.9824 | 0.0089774 | 2056 | Mitigation | 0.95 | 45 | 0 | esc | 0.00097009 | 8.0713e-09 | 0.00097009 | 8.0713e-09
[79 empty] | WLDFR | HFTD - Distribution - Tier 3 - 2QU CoRE ¦ 5QU LoRE | Red Flag Warning - Large Fires | 2057 | 2.5811e-08 | 2.5811e-08 | 7.8503 | 0.92702 | 4.3664 | 2.5569 | 0 | 0 | 2.6607e-05 | 2.0263e-07 | 0 | 2.0263e-07 | 2.0263e-07 | 0 | 2.0263e-07 | 0 | 3.89e-06 | 8.5269e-06 | 0 | 8.5269e-06 | 0 | 0.00030838 | 0.00061675 | 0 | 0.00061675 | [12 empty] | 7.3.3.17.5 (Remote Grid) Updates to grid topology to minimize risk of ignition in HFTDs Remote GridWLDFRWire-to-wire contactAggregated | WLDFR | HFTD - Distribution - Tier 2 - 2QU CoRE ¦ 4QU LoRE | Red Flag Warning - Small Fires | Wire-to-wire contact | Aggregated | 2057 | 8.3202e-06 | 1078.9824 | 0.0089774 | 2057 | Mitigation | 0.95 | 45 | 0 | esc | 0.00097009 | 8.0713e-09 | 0.00097009 | 8.0713e-09
[79 empty] | WLDFR | HFTD - Distribution - Tier 3 - 2QU CoRE ¦ 5QU LoRE | Red Flag Warning - Large Fires | 2058 | 2.5811e-08 | 2.5811e-08 | 8.3524 | 0.96727 | 4.6367 | 2.7484 | 0 | 0 | 2.6607e-05 | 2.1558e-07 | 0 | 2.1558e-07 | 2.1558e-07 | 0 | 2.1558e-07 | 0 | 3.89e-06 | 8.5269e-06 | 0 | 8.5269e-06 | 0 | 0.00030838 | 0.00061675 | 0 | 0.00061675 | [12 empty] | 7.3.3.17.5 (Remote Grid) Updates to grid topology to minimize risk of ignition in HFTDs Remote GridWLDFRWire-to-wire contactAggregated | WLDFR | HFTD - Distribution - Tier 2 - 2QU CoRE ¦ 4QU LoRE | Red Flag Warning - Small Fires | Wire-to-wire contact | Aggregated | 2058 | 8.3202e-06 | 1078.9824 | 0.0089774 | 2058 | Mitigation | 0.95 | 45 | 0 | esc | 0.00097009 | 8.0713e-09 | 0.00097009 | 8.0713e-09
[79 empty] | WLDFR | HFTD - Distribution - Tier 3 - 2QU CoRE ¦ 5QU LoRE | Red Flag Warning - Large Fires | 2059 | 2.5811e-08 | 2.5811e-08 | 8.3524 | 0.96727 | 4.6367 | 2.7484 | 0 | 0 | 2.6607e-05 | 2.1558e-07 | 0 | 2.1558e-07 | 2.1558e-07 | 0 | 2.1558e-07 | 0 | 3.89e-06 | 8.5269e-06 | 0 | 8.5269e-06 | 0 | 0.00030838 | 0.00061675 | 0 | 0.00061675 | [12 empty] | 7.3.3.17.5 (Remote Grid) Updates to grid topology to minimize risk of ignition in HFTDs Remote GridWLDFRWire-to-wire contactAggregated | WLDFR | HFTD - Distribution - Tier 2 - 2QU CoRE ¦ 4QU LoRE | Red Flag Warning - Small Fires | Wire-to-wire contact | Aggregated | 2059 | 8.3202e-06 | 1078.9824 | 0.0089774 | 2059 | Mitigation | 0.95 | 45 | 0 | esc | 0.00097009 | 8.0713e-09 | 0.00097009 | 8.0713e-09
[79 empty] | WLDFR | HFTD - Distribution - Tier 3 - 2QU CoRE ¦ 5QU LoRE | Red Flag Warning - Large Fires | 2060 | 2.5811e-08 | 2.5811e-08 | 8.3524 | 0.96727 | 4.6367 | 2.7484 | 0 | 0 | 2.6607e-05 | 2.1558e-07 | 0 | 2.1558e-07 | 2.1558e-07 | 0 | 2.1558e-07 | 0 | 3.89e-06 | 8.5269e-06 | 0 | 8.5269e-06 | 0 | 0.00030838 | 0.00061675 | 0 | 0.00061675 | [12 empty] | 7.3.3.17.5 (Remote Grid) Updates to grid topology to minimize risk of ignition in HFTDs Remote GridWLDFRWire-to-wire contactAggregated | WLDFR | HFTD - Distribution - Tier 2 - 2QU CoRE ¦ 4QU LoRE | Red Flag Warning - Small Fires | Wire-to-wire contact | Aggregated | 2060 | 8.3202e-06 | 1078.9824 | 0.0089774 | 2060 | Mitigation | 0.95 | 45 | 0 | esc | 0.00097009 | 8.0713e-09 | 0.00097009 | 8.0713e-09
[79 empty] | WLDFR | HFTD - Distribution - Tier 3 - 2QU CoRE ¦ 5QU LoRE | Red Flag Warning - Large Fires | 2061 | 2.5811e-08 | 2.5811e-08 | 8.3524 | 0.96727 | 4.6367 | 2.7484 | 0 | 0 | 2.6607e-05 | 2.1558e-07 | 0 | 2.1558e-07 | 2.1558e-07 | 0 | 2.1558e-07 | 0 | 3.89e-06 | 8.5269e-06 | 0 | 8.5269e-06 | 0 | 0.00032376 | 0.00064752 | 0 | 0.00064752 | [12 empty] | 7.3.3.17.5 (Remote Grid) Updates to grid topology to minimize risk of ignition in HFTDs Remote GridWLDFRWire-to-wire contactAggregated | WLDFR | HFTD - Distribution - Tier 2 - 2QU CoRE ¦ 4QU LoRE | Red Flag Warning - Small Fires | Wire-to-wire contact | Aggregated | 2061 | 8.3202e-06 | 1078.9824 | 0.0089774 | 2061 | Mitigation | 0.95 | 45 | 0 | esc | 0.00097009 | 8.0713e-09 | 0.00097009 | 8.0713e-09
[79 empty] | WLDFR | HFTD - Distribution - Tier 3 - 2QU CoRE ¦ 5QU LoRE | Red Flag Warning - Large Fires | 2062 | 2.5811e-08 | 2.5811e-08 | 8.3524 | 0.96727 | 4.6367 | 2.7484 | 0 | 0 | 2.6607e-05 | 2.1558e-07 | 0 | 2.1558e-07 | 2.1558e-07 | 0 | 2.1558e-07 | 0 | 4.0768e-06 | 8.9364e-06 | 0 | 8.9364e-06 | 0 | 0.00032376 | 0.00064752 | 0 | 0.00064752 | [12 empty] | 7.3.3.17.5 (Remote Grid) Updates to grid topology to minimize risk of ignition in HFTDs Remote GridWLDFRWire-to-wire contactAggregated | WLDFR | HFTD - Distribution - Tier 2 - 2QU CoRE ¦ 4QU LoRE | Red Flag Warning - Small Fires | Wire-to-wire contact | Aggregated | 2062 | 8.3202e-06 | 1078.9824 | 0.0089774 | 2062 | Mitigation | 0.95 | 45 | 0 | esc | 0.00097009 | 8.0713e-09 | 0.00097009 | 8.0713e-09
[79 empty] | WLDFR | HFTD - Distribution - Tier 3 - 2QU CoRE ¦ 5QU LoRE | Red Flag Warning - Large Fires | 2063 | 2.5811e-08 | 2.5811e-08 | 8.872 | 1.0079 | 4.9153 | 2.9488 | 0 | 0 | 2.6607e-05 | 2.29e-07 | 0 | 2.29e-07 | 2.29e-07 | 0 | 2.29e-07 | 0 | 4.0768e-06 | 8.9364e-06 | 0 | 8.9364e-06 | 0 | 0.00032376 | 0.00064752 | 0 | 0.00064752 | [12 empty] | 7.3.3.17.5 (Remote Grid) Updates to grid topology to minimize risk of ignition in HFTDs Remote GridWLDFRWire-to-wire contactAggregated | WLDFR | HFTD - Distribution - Tier 2 - 2QU CoRE ¦ 4QU LoRE | Red Flag Warning - Small Fires | Wire-to-wire contact | Aggregated | 2063 | 8.3202e-06 | 1078.9824 | 0.0089774 | 2063 | Mitigation | 0.95 | 45 | 0 | esc | 0.00097009 | 8.0713e-09 | 0.00097009 | 8.0713e-09
[79 empty] | WLDFR | HFTD - Distribution - Tier 3 - 2QU CoRE ¦ 5QU LoRE | Red Flag Warning - Large Fires | 2064 | 2.5811e-08 | 2.5811e-08 | 8.872 | 1.0079 | 4.9153 | 2.9488 | 0 | 0 | 2.6607e-05 | 2.29e-07 | 0 | 2.29e-07 | 2.29e-07 | 0 | 2.29e-07 | 0 | 4.0768e-06 | 8.9364e-06 | 0 | 8.9364e-06 | 0 | 0.00032376 | 0.00064752 | 0 | 0.00064752 | [12 empty] | 7.3.3.17.5 (Remote Grid) Updates to grid topology to minimize risk of ignition in HFTDs Remote GridWLDFRWire-to-wire contactAggregated | WLDFR | HFTD - Distribution - Tier 2 - 2QU CoRE ¦ 4QU LoRE | Red Flag Warning - Small Fires | Wire-to-wire contact | Aggregated | 2064 | 8.3202e-06 | 1078.9824 | 0.0089774 | 2064 | Mitigation | 0.95 | 45 | 0 | esc | 0.00097009 | 8.0713e-09 | 0.00097009 | 8.0713e-09
[79 empty] | WLDFR | HFTD - Distribution - Tier 3 - 2QU CoRE ¦ 5QU LoRE | Red Flag Warning - Large Fires | 2065 | 2.5811e-08 | 2.5811e-08 | 8.872 | 1.0079 | 4.9153 | 2.9488 | 0 | 0 | 2.6607e-05 | 2.29e-07 | 0 | 2.29e-07 | 2.29e-07 | 0 | 2.29e-07 | 0 | 4.0768e-06 | 8.9364e-06 | 0 | 8.9364e-06 | 0 | 0.00032376 | 0.00064752 | 0 | 0.00064752 | [12 empty] | 7.3.3.17.5 (Remote Grid) Updates to grid topology to minimize risk of ignition in HFTDs Remote GridWLDFRWire-to-wire contactAggregated | WLDFR | HFTD - Distribution - Tier 2 - 2QU CoRE ¦ 4QU LoRE | Red Flag Warning - Small Fires | Wire-to-wire contact | Aggregated | 2065 | 8.3202e-06 | 1078.9824 | 0.0089774 | 2065 | Mitigation | 0.95 | 45 | 0 | esc | 0.00097009 | 8.0713e-09 | 0.00097009 | 8.0713e-09
[79 empty] | WLDFR | HFTD - Distribution - Tier 3 - 2QU CoRE ¦ 5QU LoRE | Red Flag Warning - Large Fires | 2066 | 2.5811e-08 | 2.5811e-08 | 8.872 | 1.0079 | 4.9153 | 2.9488 | 0 | 0 | 2.6607e-05 | 2.29e-07 | 0 | 2.29e-07 | 2.29e-07 | 0 | 2.29e-07 | 0 | 4.0768e-06 | 8.9364e-06 | 0 | 8.9364e-06 | 0 | 0.00033989 | 0.00067977 | 0 | 0.00067977 | [12 empty] | 7.3.3.17.5 (Remote Grid) Updates to grid topology to minimize risk of ignition in HFTDs Remote GridWLDFRWire-to-wire contactAggregated | WLDFR | HFTD - Distribution - Tier 2 - 2QU CoRE ¦ 4QU LoRE | Red Flag Warning - Small Fires | Wire-to-wire contact | Aggregated | 2066 | 8.3202e-06 | 1078.9824 | 0.0089774 | 2066 | Mitigation | 0.95 | 45 | 0 | esc | 0.00097009 | 8.0713e-09 | 0.00097009 | 8.0713e-09
[79 empty] | WLDFR | HFTD - Distribution - Tier 3 - 2QU CoRE ¦ 5QU LoRE | Red Flag Warning - Large Fires | 2067 | 0 | 2.5811e-08 | 8.872 | 1.0079 | 4.9153 | 2.9488 | 0 | 0 | 2.6607e-05 | 0 | 0 | 0 | 2.29e-07 | 0 | 2.29e-07 | 0 | 4.2733e-06 | 9.3671e-06 | 0 | 9.3671e-06 | 0 | 0.00033989 | 0.00067977 | 0 | 0.00067977 | [12 empty] | 7.3.3.17.5 (Remote Grid) Updates to grid topology to minimize risk of ignition in HFTDs Remote GridWLDFRWire-to-wire contactAggregated | WLDFR | HFTD - Distribution - Tier 2 - 2QU CoRE ¦ 4QU LoRE | Red Flag Warning - Small Fires | Wire-to-wire contact | Aggregated | 2067 | 8.3202e-06 | 1078.9824 | 0.0089774 | 2067 | Mitigation | 0.95 | 45 | 0 | esc | 0 | 0 | 0.00097009 | 8.0713e-09
[79 empty] | WLDFR | HFTD - Distribution - Tier 3 - 2QU CoRE ¦ 5QU LoRE | Red Flag Warning - Small Fires | 2022 | 2.8279e-07 | 0 | 0.077901 | 0.036425 | 0.0015809 | 0.039895 | 0 | 0 | 0.00029808 | 2.2029e-08 | 0 | 2.2029e-08 | 0 | 0 | 0 | 0 | 4.2733e-06 | 9.3671e-06 | 0 | 9.3671e-06 | 0 | 0.00033989 | 0.00067977 | 0 | 0.00067977 | [12 empty] | 7.3.3.17.5 (Remote Grid) Updates to grid topology to minimize risk of ignition in HFTDs Remote GridWLDFRContact from objectAggregated | WLDFR | HFTD - Distribution - Tier 2 - 2QU CoRE ¦ 5QU LoRE | Non-Red Flag Warning - Catastrophic Fires | Contact from object | Aggregated | 2022 | 1.0166e-06 | 1464.9153 | 0.0014892 | 2022 | Mitigation | 0.95 | 45 | 0 | esc | 0.00097009 | 9.8616e-10 | 0 | 0
[79 empty] | WLDFR | HFTD - Distribution - Tier 3 - 2QU CoRE ¦ 5QU LoRE | Red Flag Warning - Small Fires | 2023 | 2.8279e-07 | 2.8279e-07 | 0.080408 | 0.03759 | 0.0016314 | 0.041187 | 0 | 0 | 0.00029808 | 2.2738e-08 | 0 | 2.2738e-08 | 2.2738e-08 | 0 | 2.2738e-08 | 0 | 4.2733e-06 | 9.3671e-06 | 0 | 9.3671e-06 | 0 | 0.00033989 | 0.00067977 | 0 | 0.00067977 | [12 empty] | 7.3.3.17.5 (Remote Grid) Updates to grid topology to minimize risk of ignition in HFTDs Remote GridWLDFRContact from objectAggregated | WLDFR | HFTD - Distribution - Tier 2 - 2QU CoRE ¦ 5QU LoRE | Non-Red Flag Warning - Catastrophic Fires | Contact from object | Aggregated | 2023 | 1.0166e-06 | 1464.9153 | 0.0014892 | 2023 | Mitigation | 0.95 | 45 | 0 | esc | 0.00097009 | 9.8616e-10 | 0.00097009 | 9.8616e-10
[79 empty] | WLDFR | HFTD - Distribution - Tier 3 - 2QU CoRE ¦ 5QU LoRE | Red Flag Warning - Small Fires | 2024 | 2.8279e-07 | 2.8279e-07 | 0.080408 | 0.03759 | 0.0016314 | 0.041187 | 0 | 0 | 0.00029808 | 2.2738e-08 | 0 | 2.2738e-08 | 2.2738e-08 | 0 | 2.2738e-08 | 0 | 4.2733e-06 | 9.3671e-06 | 0 | 9.3671e-06 | 0 | 0 | 0.00067977 | 0 | 0.00067977 | [12 empty] | 7.3.3.17.5 (Remote Grid) Updates to grid topology to minimize risk of ignition in HFTDs Remote GridWLDFRContact from objectAggregated | WLDFR | HFTD - Distribution - Tier 2 - 2QU CoRE ¦ 5QU LoRE | Non-Red Flag Warning - Catastrophic Fires | Contact from object | Aggregated | 2024 | 1.0166e-06 | 1464.9153 | 0.0014892 | 2024 | Mitigation | 0.95 | 45 | 0 | esc | 0.00097009 | 9.8616e-10 | 0.00097009 | 9.8616e-10
[79 empty] | WLDFR | HFTD - Distribution - Tier 3 - 2QU CoRE ¦ 5QU LoRE | Red Flag Warning - Small Fires | 2025 | 2.8279e-07 | 2.8279e-07 | 0.080408 | 0.03759 | 0.0016314 | 0.041187 | 0 | 0 | 0.00029808 | 2.2738e-08 | 0 | 2.2738e-08 | 2.2738e-08 | 0 | 2.2738e-08 | 0 | 4.2733e-06 | 9.3671e-06 | 0 | 9.3671e-06 | 0 | 0 | 0 | 0 | 0 | [12 empty] | 7.3.3.17.5 (Remote Grid) Updates to grid topology to minimize risk of ignition in HFTDs Remote GridWLDFRContact from objectAggregated | WLDFR | HFTD - Distribution - Tier 2 - 2QU CoRE ¦ 5QU LoRE | Non-Red Flag Warning - Catastrophic Fires | Contact from object | Aggregated | 2025 | 1.0166e-06 | 1464.9153 | 0.0014892 | 2025 | Mitigation | 0.95 | 45 | 0 | esc | 0.00097009 | 9.8616e-10 | 0.00097009 | 9.8616e-10
[79 empty] | WLDFR | HFTD - Distribution - Tier 3 - 2QU CoRE ¦ 5QU LoRE | Red Flag Warning - Small Fires | 2026 | 2.8279e-07 | 2.8279e-07 | 0.080408 | 0.03759 | 0.0016314 | 0.041187 | 0 | 0 | 0.00029808 | 2.2738e-08 | 0 | 2.2738e-08 | 2.2738e-08 | 0 | 2.2738e-08 | 0 | 4.4773e-06 | 9.8143e-06 | 0 | 9.8143e-06 | 0 | 0 | 0 | 0 | 0 | [12 empty] | 7.3.3.17.5 (Remote Grid) Updates to grid topology to minimize risk of ignition in HFTDs Remote GridWLDFRContact from objectAggregated | WLDFR | HFTD - Distribution - Tier 2 - 2QU CoRE ¦ 5QU LoRE | Non-Red Flag Warning - Catastrophic Fires | Contact from object | Aggregated | 2026 | 1.0166e-06 | 1464.9153 | 0.0014892 | 2026 | Mitigation | 0.95 | 45 | 0 | esc | 0.00097009 | 9.8616e-10 | 0.00097009 | 9.8616e-10
[79 empty] | WLDFR | HFTD - Distribution - Tier 3 - 2QU CoRE ¦ 5QU LoRE | Red Flag Warning - Small Fires | 2027 | 2.8279e-07 | 2.8279e-07 | 0.080408 | 0.03759 | 0.0016314 | 0.041187 | 0 | 0 | 0.00029808 | 2.2738e-08 | 0 | 2.2738e-08 | 2.2738e-08 | 0 | 2.2738e-08 | 0 | 4.4773e-06 | 9.8143e-06 | 0 | 9.8143e-06 | 0 | 3.1236e-05 | 0 | 0 | 0 | [12 empty] | 7.3.3.17.5 (Remote Grid) Updates to grid topology to minimize risk of ignition in HFTDs Remote GridWLDFRContact from objectAggregated | WLDFR | HFTD - Distribution - Tier 2 - 2QU CoRE ¦ 5QU LoRE | Non-Red Flag Warning - Catastrophic Fires | Contact from object | Aggregated | 2027 | 1.0166e-06 | 1464.9153 | 0.0014892 | 2027 | Mitigation | 0.95 | 45 | 0 | esc | 0.00097009 | 9.8616e-10 | 0.00097009 | 9.8616e-10
[79 empty] | WLDFR | HFTD - Distribution - Tier 3 - 2QU CoRE ¦ 5QU LoRE | Red Flag Warning - Small Fires | 2028 | 2.8279e-07 | 2.8279e-07 | 0.083606 | 0.039055 | 0.001695 | 0.042856 | 0 | 0 | 0.00029808 | 2.3643e-08 | 0 | 2.3643e-08 | 2.3643e-08 | 0 | 2.3643e-08 | 0 | 4.4773e-06 | 9.8143e-06 | 0 | 9.8143e-06 | 0 | 3.2377e-05 | 6.4754e-05 | 0 | 6.4754e-05 | [12 empty] | 7.3.3.17.5 (Remote Grid) Updates to grid topology to minimize risk of ignition in HFTDs Remote GridWLDFRContact from objectAggregated | WLDFR | HFTD - Distribution - Tier 2 - 2QU CoRE ¦ 5QU LoRE | Non-Red Flag Warning - Catastrophic Fires | Contact from object | Aggregated | 2028 | 1.0166e-06 | 1464.9153 | 0.0014892 | 2028 | Mitigation | 0.95 | 45 | 0 | esc | 0.00097009 | 9.8616e-10 | 0.00097009 | 9.8616e-10
[79 empty] | WLDFR | HFTD - Distribution - Tier 3 - 2QU CoRE ¦ 5QU LoRE | Red Flag Warning - Small Fires | 2029 | 2.8279e-07 | 2.8279e-07 | 0.083606 | 0.039055 | 0.001695 | 0.042856 | 0 | 0 | 0.00029808 | 2.3643e-08 | 0 | 2.3643e-08 | 2.3643e-08 | 0 | 2.3643e-08 | 0 | 4.4773e-06 | 9.8143e-06 | 0 | 9.8143e-06 | 0 | 3.2377e-05 | 6.4754e-05 | 0 | 6.4754e-05 | [12 empty] | 7.3.3.17.5 (Remote Grid) Updates to grid topology to minimize risk of ignition in HFTDs Remote GridWLDFRContact from objectAggregated | WLDFR | HFTD - Distribution - Tier 2 - 2QU CoRE ¦ 5QU LoRE | Non-Red Flag Warning - Catastrophic Fires | Contact from object | Aggregated | 2029 | 1.0166e-06 | 1464.9153 | 0.0014892 | 2029 | Mitigation | 0.95 | 45 | 0 | esc | 0.00097009 | 9.8616e-10 | 0.00097009 | 9.8616e-10
[79 empty] | WLDFR | HFTD - Distribution - Tier 3 - 2QU CoRE ¦ 5QU LoRE | Red Flag Warning - Small Fires | 2030 | 2.8279e-07 | 2.8279e-07 | 0.083606 | 0.039055 | 0.001695 | 0.042856 | 0 | 0 | 0.00029808 | 2.3643e-08 | 0 | 2.3643e-08 | 2.3643e-08 | 0 | 2.3643e-08 | 0 | 4.4773e-06 | 9.8143e-06 | 0 | 9.8143e-06 | 0 | 3.2377e-05 | 6.4754e-05 | 0 | 6.4754e-05 | [12 empty] | 7.3.3.17.5 (Remote Grid) Updates to grid topology to minimize risk of ignition in HFTDs Remote GridWLDFRContact from objectAggregated | WLDFR | HFTD - Distribution - Tier 2 - 2QU CoRE ¦ 5QU LoRE | Non-Red Flag Warning - Catastrophic Fires | Contact from object | Aggregated | 2030 | 1.0166e-06 | 1464.9153 | 0.0014892 | 2030 | Mitigation | 0.95 | 45 | 0 | esc | 0.00097009 | 9.8616e-10 | 0.00097009 | 9.8616e-10
[79 empty] | WLDFR | HFTD - Distribution - Tier 3 - 2QU CoRE ¦ 5QU LoRE | Red Flag Warning - Small Fires | 2031 | 2.8279e-07 | 2.8279e-07 | 0.083606 | 0.039055 | 0.001695 | 0.042856 | 0 | 0 | 0.00029808 | 2.3643e-08 | 0 | 2.3643e-08 | 2.3643e-08 | 0 | 2.3643e-08 | 0 | 4.6865e-06 | 1.0273e-05 | 0 | 1.0273e-05 | 0 | 3.2377e-05 | 6.4754e-05 | 0 | 6.4754e-05 | [12 empty] | 7.3.3.17.5 (Remote Grid) Updates to grid topology to minimize risk of ignition in HFTDs Remote GridWLDFRContact from objectAggregated | WLDFR | HFTD - Distribution - Tier 2 - 2QU CoRE ¦ 5QU LoRE | Non-Red Flag Warning - Catastrophic Fires | Contact from object | Aggregated | 2031 | 1.0166e-06 | 1464.9153 | 0.0014892 | 2031 | Mitigation | 0.95 | 45 | 0 | esc | 0.00097009 | 9.8616e-10 | 0.00097009 | 9.8616e-10
[79 empty] | WLDFR | HFTD - Distribution - Tier 3 - 2QU CoRE ¦ 5QU LoRE | Red Flag Warning - Small Fires | 2032 | 2.8279e-07 | 2.8279e-07 | 0.083606 | 0.039055 | 0.001695 | 0.042856 | 0 | 0 | 0.00029808 | 2.3643e-08 | 0 | 2.3643e-08 | 2.3643e-08 | 0 | 2.3643e-08 | 0 | 4.6865e-06 | 1.0273e-05 | 0 | 1.0273e-05 | 0 | 3.2377e-05 | 6.4754e-05 | 0 | 6.4754e-05 | [12 empty] | 7.3.3.17.5 (Remote Grid) Updates to grid topology to minimize risk of ignition in HFTDs Remote GridWLDFRContact from objectAggregated | WLDFR | HFTD - Distribution - Tier 2 - 2QU CoRE ¦ 5QU LoRE | Non-Red Flag Warning - Catastrophic Fires | Contact from object | Aggregated | 2032 | 1.0166e-06 | 1464.9153 | 0.0014892 | 2032 | Mitigation | 0.95 | 45 | 0 | esc | 0.00097009 | 9.8616e-10 | 0.00097009 | 9.8616e-10
[79 empty] | WLDFR | HFTD - Distribution - Tier 3 - 2QU CoRE ¦ 5QU LoRE | Red Flag Warning - Small Fires | 2033 | 2.8279e-07 | 2.8279e-07 | 0.087211 | 0.040679 | 0.0017655 | 0.044766 | 0 | 0 | 0.00029808 | 2.4662e-08 | 0 | 2.4662e-08 | 2.4662e-08 | 0 | 2.4662e-08 | 0 | 4.6865e-06 | 1.0273e-05 | 0 | 1.0273e-05 | 0 | 3.3814e-05 | 6.7627e-05 | 0 | 6.7627e-05 | [12 empty] | 7.3.3.17.5 (Remote Grid) Updates to grid topology to minimize risk of ignition in HFTDs Remote GridWLDFRContact from objectAggregated | WLDFR | HFTD - Distribution - Tier 2 - 2QU CoRE ¦ 5QU LoRE | Non-Red Flag Warning - Catastrophic Fires | Contact from object | Aggregated | 2033 | 1.0166e-06 | 1464.9153 | 0.0014892 | 2033 | Mitigation | 0.95 | 45 | 0 | esc | 0.00097009 | 9.8616e-10 | 0.00097009 | 9.8616e-10
[79 empty] | WLDFR | HFTD - Distribution - Tier 3 - 2QU CoRE ¦ 5QU LoRE | Red Flag Warning - Small Fires | 2034 | 2.8279e-07 | 2.8279e-07 | 0.087211 | 0.040679 | 0.0017655 | 0.044766 | 0 | 0 | 0.00029808 | 2.4662e-08 | 0 | 2.4662e-08 | 2.4662e-08 | 0 | 2.4662e-08 | 0 | 4.6865e-06 | 1.0273e-05 | 0 | 1.0273e-05 | 0 | 3.3814e-05 | 6.7627e-05 | 0 | 6.7627e-05 | [12 empty] | 7.3.3.17.5 (Remote Grid) Updates to grid topology to minimize risk of ignition in HFTDs Remote GridWLDFRContact from objectAggregated | WLDFR | HFTD - Distribution - Tier 2 - 2QU CoRE ¦ 5QU LoRE | Non-Red Flag Warning - Catastrophic Fires | Contact from object | Aggregated | 2034 | 1.0166e-06 | 1464.9153 | 0.0014892 | 2034 | Mitigation | 0.95 | 45 | 0 | esc | 0.00097009 | 9.8616e-10 | 0.00097009 | 9.8616e-10
[79 empty] | WLDFR | HFTD - Distribution - Tier 3 - 2QU CoRE ¦ 5QU LoRE | Red Flag Warning - Small Fires | 2035 | 2.8279e-07 | 2.8279e-07 | 0.087211 | 0.040679 | 0.0017655 | 0.044766 | 0 | 0 | 0.00029808 | 2.4662e-08 | 0 | 2.4662e-08 | 2.4662e-08 | 0 | 2.4662e-08 | 0 | 4.6865e-06 | 1.0273e-05 | 0 | 1.0273e-05 | 0 | 3.3814e-05 | 6.7627e-05 | 0 | 6.7627e-05 | [12 empty] | 7.3.3.17.5 (Remote Grid) Updates to grid topology to minimize risk of ignition in HFTDs Remote GridWLDFRContact from objectAggregated | WLDFR | HFTD - Distribution - Tier 2 - 2QU CoRE ¦ 5QU LoRE | Non-Red Flag Warning - Catastrophic Fires | Contact from object | Aggregated | 2035 | 1.0166e-06 | 1464.9153 | 0.0014892 | 2035 | Mitigation | 0.95 | 45 | 0 | esc | 0.00097009 | 9.8616e-10 | 0.00097009 | 9.8616e-10
[79 empty] | WLDFR | HFTD - Distribution - Tier 3 - 2QU CoRE ¦ 5QU LoRE | Red Flag Warning - Small Fires | 2036 | 2.8279e-07 | 2.8279e-07 | 0.087211 | 0.040679 | 0.0017655 | 0.044766 | 0 | 0 | 0.00029808 | 2.4662e-08 | 0 | 2.4662e-08 | 2.4662e-08 | 0 | 2.4662e-08 | 0 | 4.8985e-06 | 1.0738e-05 | 0 | 1.0738e-05 | 0 | 3.3814e-05 | 6.7627e-05 | 0 | 6.7627e-05 | [12 empty] | 7.3.3.17.5 (Remote Grid) Updates to grid topology to minimize risk of ignition in HFTDs Remote GridWLDFRContact from objectAggregated | WLDFR | HFTD - Distribution - Tier 2 - 2QU CoRE ¦ 5QU LoRE | Non-Red Flag Warning - Catastrophic Fires | Contact from object | Aggregated | 2036 | 1.0166e-06 | 1464.9153 | 0.0014892 | 2036 | Mitigation | 0.95 | 45 | 0 | esc | 0.00097009 | 9.8616e-10 | 0.00097009 | 9.8616e-10
[79 empty] | WLDFR | HFTD - Distribution - Tier 3 - 2QU CoRE ¦ 5QU LoRE | Red Flag Warning - Small Fires | 2037 | 2.8279e-07 | 2.8279e-07 | 0.087211 | 0.040679 | 0.0017655 | 0.044766 | 0 | 0 | 0.00029808 | 2.4662e-08 | 0 | 2.4662e-08 | 2.4662e-08 | 0 | 2.4662e-08 | 0 | 4.8985e-06 | 1.0738e-05 | 0 | 1.0738e-05 | 0 | 3.3814e-05 | 6.7627e-05 | 0 | 6.7627e-05 | [12 empty] | 7.3.3.17.5 (Remote Grid) Updates to grid topology to minimize risk of ignition in HFTDs Remote GridWLDFRContact from objectAggregated | WLDFR | HFTD - Distribution - Tier 2 - 2QU CoRE ¦ 5QU LoRE | Non-Red Flag Warning - Catastrophic Fires | Contact from object | Aggregated | 2037 | 1.0166e-06 | 1464.9153 | 0.0014892 | 2037 | Mitigation | 0.95 | 45 | 0 | esc | 0.00097009 | 9.8616e-10 | 0.00097009 | 9.8616e-10
[79 empty] | WLDFR | HFTD - Distribution - Tier 3 - 2QU CoRE ¦ 5QU LoRE | Red Flag Warning - Small Fires | 2038 | 2.8279e-07 | 2.8279e-07 | 0.091184 | 0.042438 | 0.0018418 | 0.046905 | 0 | 0 | 0.00029808 | 2.5786e-08 | 0 | 2.5786e-08 | 2.5786e-08 | 0 | 2.5786e-08 | 0 | 4.8985e-06 | 1.0738e-05 | 0 | 1.0738e-05 | 0 | 3.5409e-05 | 7.0818e-05 | 0 | 7.0818e-05 | [12 empty] | 7.3.3.17.5 (Remote Grid) Updates to grid topology to minimize risk of ignition in HFTDs Remote GridWLDFRContact from objectAggregated | WLDFR | HFTD - Distribution - Tier 2 - 2QU CoRE ¦ 5QU LoRE | Non-Red Flag Warning - Catastrophic Fires | Contact from object | Aggregated | 2038 | 1.0166e-06 | 1464.9153 | 0.0014892 | 2038 | Mitigation | 0.95 | 45 | 0 | esc | 0.00097009 | 9.8616e-10 | 0.00097009 | 9.8616e-10
[79 empty] | WLDFR | HFTD - Distribution - Tier 3 - 2QU CoRE ¦ 5QU LoRE | Red Flag Warning - Small Fires | 2039 | 2.8279e-07 | 2.8279e-07 | 0.091184 | 0.042438 | 0.0018418 | 0.046905 | 0 | 0 | 0.00029808 | 2.5786e-08 | 0 | 2.5786e-08 | 2.5786e-08 | 0 | 2.5786e-08 | 0 | 0 | 1.0738e-05 | 0 | 1.0738e-05 | 0 | 3.5409e-05 | 7.0818e-05 | 0 | 7.0818e-05 | [12 empty] | 7.3.3.17.5 (Remote Grid) Updates to grid topology to minimize risk of ignition in HFTDs Remote GridWLDFRContact from objectAggregated | WLDFR | HFTD - Distribution - Tier 2 - 2QU CoRE ¦ 5QU LoRE | Non-Red Flag Warning - Catastrophic Fires | Contact from object | Aggregated | 2039 | 1.0166e-06 | 1464.9153 | 0.0014892 | 2039 | Mitigation | 0.95 | 45 | 0 | esc | 0.00097009 | 9.8616e-10 | 0.00097009 | 9.8616e-10
[79 empty] | WLDFR | HFTD - Distribution - Tier 3 - 2QU CoRE ¦ 5QU LoRE | Red Flag Warning - Small Fires | 2040 | 2.8279e-07 | 2.8279e-07 | 0.091184 | 0.042438 | 0.0018418 | 0.046905 | 0 | 0 | 0.00029808 | 2.5786e-08 | 0 | 2.5786e-08 | 2.5786e-08 | 0 | 2.5786e-08 | 0 | 0 | 0 | 0 | 0 | 0 | 3.5409e-05 | 7.0818e-05 | 0 | 7.0818e-05 | [12 empty] | 7.3.3.17.5 (Remote Grid) Updates to grid topology to minimize risk of ignition in HFTDs Remote GridWLDFRContact from objectAggregated | WLDFR | HFTD - Distribution - Tier 2 - 2QU CoRE ¦ 5QU LoRE | Non-Red Flag Warning - Catastrophic Fires | Contact from object | Aggregated | 2040 | 1.0166e-06 | 1464.9153 | 0.0014892 | 2040 | Mitigation | 0.95 | 45 | 0 | esc | 0.00097009 | 9.8616e-10 | 0.00097009 | 9.8616e-10
[79 empty] | WLDFR | HFTD - Distribution - Tier 3 - 2QU CoRE ¦ 5QU LoRE | Red Flag Warning - Small Fires | 2041 | 2.8279e-07 | 2.8279e-07 | 0.091184 | 0.042438 | 0.0018418 | 0.046905 | 0 | 0 | 0.00029808 | 2.5786e-08 | 0 | 2.5786e-08 | 2.5786e-08 | 0 | 2.5786e-08 | 0 | 0.0095277 | 0 | 0 | 0 | 0 | 3.5409e-05 | 7.0818e-05 | 0 | 7.0818e-05 | [12 empty] | 7.3.3.17.5 (Remote Grid) Updates to grid topology to minimize risk of ignition in HFTDs Remote GridWLDFRContact from objectAggregated | WLDFR | HFTD - Distribution - Tier 2 - 2QU CoRE ¦ 5QU LoRE | Non-Red Flag Warning - Catastrophic Fires | Contact from object | Aggregated | 2041 | 1.0166e-06 | 1464.9153 | 0.0014892 | 2041 | Mitigation | 0.95 | 45 | 0 | esc | 0.00097009 | 9.8616e-10 | 0.00097009 | 9.8616e-10
[79 empty] | WLDFR | HFTD - Distribution - Tier 3 - 2QU CoRE ¦ 5QU LoRE | Red Flag Warning - Small Fires | 2042 | 2.8279e-07 | 2.8279e-07 | 0.091184 | 0.042438 | 0.0018418 | 0.046905 | 0 | 0 | 0.00029808 | 2.5786e-08 | 0 | 2.5786e-08 | 2.5786e-08 | 0 | 2.5786e-08 | 0 | 0.009877 | 0.021651 | 0 | 0.021651 | 0 | 3.5409e-05 | 7.0818e-05 | 0 | 7.0818e-05 | [12 empty] | 7.3.3.17.5 (Remote Grid) Updates to grid topology to minimize risk of ignition in HFTDs Remote GridWLDFRContact from objectAggregated | WLDFR | HFTD - Distribution - Tier 2 - 2QU CoRE ¦ 5QU LoRE | Non-Red Flag Warning - Catastrophic Fires | Contact from object | Aggregated | 2042 | 1.0166e-06 | 1464.9153 | 0.0014892 | 2042 | Mitigation | 0.95 | 45 | 0 | esc | 0.00097009 | 9.8616e-10 | 0.00097009 | 9.8616e-10
[79 empty] | WLDFR | HFTD - Distribution - Tier 3 - 2QU CoRE ¦ 5QU LoRE | Red Flag Warning - Small Fires | 2043 | 2.8279e-07 | 2.8279e-07 | 0.095486 | 0.044306 | 0.0019228 | 0.049257 | 0 | 0 | 0.00029808 | 2.7002e-08 | 0 | 2.7002e-08 | 2.7002e-08 | 0 | 2.7002e-08 | 0 | 0.009877 | 0.021651 | 0 | 0.021651 | 0 | 3.714e-05 | 7.428e-05 | 0 | 7.428e-05 | [12 empty] | 7.3.3.17.5 (Remote Grid) Updates to grid topology to minimize risk of ignition in HFTDs Remote GridWLDFRContact from objectAggregated | WLDFR | HFTD - Distribution - Tier 2 - 2QU CoRE ¦ 5QU LoRE | Non-Red Flag Warning - Catastrophic Fires | Contact from object | Aggregated | 2043 | 1.0166e-06 | 1464.9153 | 0.0014892 | 2043 | Mitigation | 0.95 | 45 | 0 | esc | 0.00097009 | 9.8616e-10 | 0.00097009 | 9.8616e-10
[79 empty] | WLDFR | HFTD - Distribution - Tier 3 - 2QU CoRE ¦ 5QU LoRE | Red Flag Warning - Small Fires | 2044 | 2.8279e-07 | 2.8279e-07 | 0.095486 | 0.044306 | 0.0019228 | 0.049257 | 0 | 0 | 0.00029808 | 2.7002e-08 | 0 | 2.7002e-08 | 2.7002e-08 | 0 | 2.7002e-08 | 0 | 0.009877 | 0.021651 | 0 | 0.021651 | 0 | 3.714e-05 | 7.428e-05 | 0 | 7.428e-05 | [12 empty] | 7.3.3.17.5 (Remote Grid) Updates to grid topology to minimize risk of ignition in HFTDs Remote GridWLDFRContact from objectAggregated | WLDFR | HFTD - Distribution - Tier 2 - 2QU CoRE ¦ 5QU LoRE | Non-Red Flag Warning - Catastrophic Fires | Contact from object | Aggregated | 2044 | 1.0166e-06 | 1464.9153 | 0.0014892 | 2044 | Mitigation | 0.95 | 45 | 0 | esc | 0.00097009 | 9.8616e-10 | 0.00097009 | 9.8616e-10
[79 empty] | WLDFR | HFTD - Distribution - Tier 3 - 2QU CoRE ¦ 5QU LoRE | Red Flag Warning - Small Fires | 2045 | 2.8279e-07 | 2.8279e-07 | 0.095486 | 0.044306 | 0.0019228 | 0.049257 | 0 | 0 | 0.00029808 | 2.7002e-08 | 0 | 2.7002e-08 | 2.7002e-08 | 0 | 2.7002e-08 | 0 | 0.009877 | 0.021651 | 0 | 0.021651 | 0 | 3.714e-05 | 7.428e-05 | 0 | 7.428e-05 | [12 empty] | 7.3.3.17.5 (Remote Grid) Updates to grid topology to minimize risk of ignition in HFTDs Remote GridWLDFRContact from objectAggregated | WLDFR | HFTD - Distribution - Tier 2 - 2QU CoRE ¦ 5QU LoRE | Non-Red Flag Warning - Catastrophic Fires | Contact from object | Aggregated | 2045 | 1.0166e-06 | 1464.9153 | 0.0014892 | 2045 | Mitigation | 0.95 | 45 | 0 | esc | 0.00097009 | 9.8616e-10 | 0.00097009 | 9.8616e-10
[79 empty] | WLDFR | HFTD - Distribution - Tier 3 - 2QU CoRE ¦ 5QU LoRE | Red Flag Warning - Small Fires | 2046 | 2.8279e-07 | 2.8279e-07 | 0.095486 | 0.044306 | 0.0019228 | 0.049257 | 0 | 0 | 0.00029808 | 2.7002e-08 | 0 | 2.7002e-08 | 2.7002e-08 | 0 | 2.7002e-08 | 0 | 0.009877 | 0.021651 | 0 | 0.021651 | 0 | 3.714e-05 | 7.428e-05 | 0 | 7.428e-05 | [12 empty] | 7.3.3.17.5 (Remote Grid) Updates to grid topology to minimize risk of ignition in HFTDs Remote GridWLDFRContact from objectAggregated | WLDFR | HFTD - Distribution - Tier 2 - 2QU CoRE ¦ 5QU LoRE | Non-Red Flag Warning - Catastrophic Fires | Contact from object | Aggregated | 2046 | 1.0166e-06 | 1464.9153 | 0.0014892 | 2046 | Mitigation | 0.95 | 45 | 0 | esc | 0.00097009 | 9.8616e-10 | 0.00097009 | 9.8616e-10
[79 empty] | WLDFR | HFTD - Distribution - Tier 3 - 2QU CoRE ¦ 5QU LoRE | Red Flag Warning - Small Fires | 2047 | 2.8279e-07 | 2.8279e-07 | 0.095486 | 0.044306 | 0.0019228 | 0.049257 | 0 | 0 | 0.00029808 | 2.7002e-08 | 0 | 2.7002e-08 | 2.7002e-08 | 0 | 2.7002e-08 | 0 | 0.010317 | 0.022615 | 0 | 0.022615 | 0 | 3.714e-05 | 7.428e-05 | 0 | 7.428e-05 | [12 empty] | 7.3.3.17.5 (Remote Grid) Updates to grid topology to minimize risk of ignition in HFTDs Remote GridWLDFRContact from objectAggregated | WLDFR | HFTD - Distribution - Tier 2 - 2QU CoRE ¦ 5QU LoRE | Non-Red Flag Warning - Catastrophic Fires | Contact from object | Aggregated | 2047 | 1.0166e-06 | 1464.9153 | 0.0014892 | 2047 | Mitigation | 0.95 | 45 | 0 | esc | 0.00097009 | 9.8616e-10 | 0.00097009 | 9.8616e-10
[79 empty] | WLDFR | HFTD - Distribution - Tier 3 - 2QU CoRE ¦ 5QU LoRE | Red Flag Warning - Small Fires | 2048 | 2.8279e-07 | 2.8279e-07 | 0.10007 | 0.04626 | 0.0020076 | 0.051804 | 0 | 0 | 0.00029808 | 2.8299e-08 | 0 | 2.8299e-08 | 2.8299e-08 | 0 | 2.8299e-08 | 0 | 0.010317 | 0.022615 | 0 | 0.022615 | 0 | 3.8981e-05 | 7.7963e-05 | 0 | 7.7963e-05 | [12 empty] | 7.3.3.17.5 (Remote Grid) Updates to grid topology to minimize risk of ignition in HFTDs Remote GridWLDFRContact from objectAggregated | WLDFR | HFTD - Distribution - Tier 2 - 2QU CoRE ¦ 5QU LoRE | Non-Red Flag Warning - Catastrophic Fires | Contact from object | Aggregated | 2048 | 1.0166e-06 | 1464.9153 | 0.0014892 | 2048 | Mitigation | 0.95 | 45 | 0 | esc | 0.00097009 | 9.8616e-10 | 0.00097009 | 9.8616e-10
[79 empty] | WLDFR | HFTD - Distribution - Tier 3 - 2QU CoRE ¦ 5QU LoRE | Red Flag Warning - Small Fires | 2049 | 2.8279e-07 | 2.8279e-07 | 0.10007 | 0.04626 | 0.0020076 | 0.051804 | 0 | 0 | 0.00029808 | 2.8299e-08 | 0 | 2.8299e-08 | 2.8299e-08 | 0 | 2.8299e-08 | 0 | 0.010317 | 0.022615 | 0 | 0.022615 | 0 | 3.8981e-05 | 7.7963e-05 | 0 | 7.7963e-05 | [12 empty] | 7.3.3.17.5 (Remote Grid) Updates to grid topology to minimize risk of ignition in HFTDs Remote GridWLDFRContact from objectAggregated | WLDFR | HFTD - Distribution - Tier 2 - 2QU CoRE ¦ 5QU LoRE | Non-Red Flag Warning - Catastrophic Fires | Contact from object | Aggregated | 2049 | 1.0166e-06 | 1464.9153 | 0.0014892 | 2049 | Mitigation | 0.95 | 45 | 0 | esc | 0.00097009 | 9.8616e-10 | 0.00097009 | 9.8616e-10
[79 empty] | WLDFR | HFTD - Distribution - Tier 3 - 2QU CoRE ¦ 5QU LoRE | Red Flag Warning - Small Fires | 2050 | 2.8279e-07 | 2.8279e-07 | 0.10007 | 0.04626 | 0.0020076 | 0.051804 | 0 | 0 | 0.00029808 | 2.8299e-08 | 0 | 2.8299e-08 | 2.8299e-08 | 0 | 2.8299e-08 | 0 | 0.010317 | 0.022615 | 0 | 0.022615 | 0 | 3.8981e-05 | 7.7963e-05 | 0 | 7.7963e-05 | [12 empty] | 7.3.3.17.5 (Remote Grid) Updates to grid topology to minimize risk of ignition in HFTDs Remote GridWLDFRContact from objectAggregated | WLDFR | HFTD - Distribution - Tier 2 - 2QU CoRE ¦ 5QU LoRE | Non-Red Flag Warning - Catastrophic Fires | Contact from object | Aggregated | 2050 | 1.0166e-06 | 1464.9153 | 0.0014892 | 2050 | Mitigation | 0.95 | 45 | 0 | esc | 0.00097009 | 9.8616e-10 | 0.00097009 | 9.8616e-10
[79 empty] | WLDFR | HFTD - Distribution - Tier 3 - 2QU CoRE ¦ 5QU LoRE | Red Flag Warning - Small Fires | 2051 | 2.8279e-07 | 2.8279e-07 | 0.10007 | 0.04626 | 0.0020076 | 0.051804 | 0 | 0 | 0.00029808 | 2.8299e-08 | 0 | 2.8299e-08 | 2.8299e-08 | 0 | 2.8299e-08 | 0 | 0.010317 | 0.022615 | 0 | 0.022615 | 0 | 3.8981e-05 | 7.7963e-05 | 0 | 7.7963e-05 | [12 empty] | 7.3.3.17.5 (Remote Grid) Updates to grid topology to minimize risk of ignition in HFTDs Remote GridWLDFRContact from objectAggregated | WLDFR | HFTD - Distribution - Tier 2 - 2QU CoRE ¦ 5QU LoRE | Non-Red Flag Warning - Catastrophic Fires | Contact from object | Aggregated | 2051 | 1.0166e-06 | 1464.9153 | 0.0014892 | 2051 | Mitigation | 0.95 | 45 | 0 | esc | 0.00097009 | 9.8616e-10 | 0.00097009 | 9.8616e-10
[79 empty] | WLDFR | HFTD - Distribution - Tier 3 - 2QU CoRE ¦ 5QU LoRE | Red Flag Warning - Small Fires | 2052 | 2.8279e-07 | 2.8279e-07 | 0.10007 | 0.04626 | 0.0020076 | 0.051804 | 0 | 0 | 0.00029808 | 2.8299e-08 | 0 | 2.8299e-08 | 2.8299e-08 | 0 | 2.8299e-08 | 0 | 0.010806 | 0.023687 | 0 | 0.023687 | 0 | 3.8981e-05 | 7.7963e-05 | 0 | 7.7963e-05 | [12 empty] | 7.3.3.17.5 (Remote Grid) Updates to grid topology to minimize risk of ignition in HFTDs Remote GridWLDFRContact from objectAggregated | WLDFR | HFTD - Distribution - Tier 2 - 2QU CoRE ¦ 5QU LoRE | Non-Red Flag Warning - Catastrophic Fires | Contact from object | Aggregated | 2052 | 1.0166e-06 | 1464.9153 | 0.0014892 | 2052 | Mitigation | 0.95 | 45 | 0 | esc | 0.00097009 | 9.8616e-10 | 0.00097009 | 9.8616e-10
[79 empty] | WLDFR | HFTD - Distribution - Tier 3 - 2QU CoRE ¦ 5QU LoRE | Red Flag Warning - Small Fires | 2053 | 2.8279e-07 | 2.8279e-07 | 0.10489 | 0.048274 | 0.002095 | 0.054525 | 0 | 0 | 0.00029808 | 2.9663e-08 | 0 | 2.9663e-08 | 2.9663e-08 | 0 | 2.9663e-08 | 0 | 0.010806 | 0.023687 | 0 | 0.023687 | 0 | 4.091e-05 | 8.1821e-05 | 0 | 8.1821e-05 | [12 empty] | 7.3.3.17.5 (Remote Grid) Updates to grid topology to minimize risk of ignition in HFTDs Remote GridWLDFRContact from objectAggregated | WLDFR | HFTD - Distribution - Tier 2 - 2QU CoRE ¦ 5QU LoRE | Non-Red Flag Warning - Catastrophic Fires | Contact from object | Aggregated | 2053 | 1.0166e-06 | 1464.9153 | 0.0014892 | 2053 | Mitigation | 0.95 | 45 | 0 | esc | 0.00097009 | 9.8616e-10 | 0.00097009 | 9.8616e-10
[79 empty] | WLDFR | HFTD - Distribution - Tier 3 - 2QU CoRE ¦ 5QU LoRE | Red Flag Warning - Small Fires | 2054 | 2.8279e-07 | 2.8279e-07 | 0.10489 | 0.048274 | 0.002095 | 0.054525 | 0 | 0 | 0.00029808 | 2.9663e-08 | 0 | 2.9663e-08 | 2.9663e-08 | 0 | 2.9663e-08 | 0 | 0.010806 | 0.023687 | 0 | 0.023687 | 0 | 4.091e-05 | 8.1821e-05 | 0 | 8.1821e-05 | [12 empty] | 7.3.3.17.5 (Remote Grid) Updates to grid topology to minimize risk of ignition in HFTDs Remote GridWLDFRContact from objectAggregated | WLDFR | HFTD - Distribution - Tier 2 - 2QU CoRE ¦ 5QU LoRE | Non-Red Flag Warning - Catastrophic Fires | Contact from object | Aggregated | 2054 | 1.0166e-06 | 1464.9153 | 0.0014892 | 2054 | Mitigation | 0.95 | 45 | 0 | esc | 0.00097009 | 9.8616e-10 | 0.00097009 | 9.8616e-10
[79 empty] | WLDFR | HFTD - Distribution - Tier 3 - 2QU CoRE ¦ 5QU LoRE | Red Flag Warning - Small Fires | 2055 | 2.8279e-07 | 2.8279e-07 | 0.10489 | 0.048274 | 0.002095 | 0.054525 | 0 | 0 | 0.00029808 | 2.9663e-08 | 0 | 2.9663e-08 | 2.9663e-08 | 0 | 2.9663e-08 | 0 | 0.010806 | 0.023687 | 0 | 0.023687 | 0 | 4.091e-05 | 8.1821e-05 | 0 | 8.1821e-05 | [12 empty] | 7.3.3.17.5 (Remote Grid) Updates to grid topology to minimize risk of ignition in HFTDs Remote GridWLDFRContact from objectAggregated | WLDFR | HFTD - Distribution - Tier 2 - 2QU CoRE ¦ 5QU LoRE | Non-Red Flag Warning - Catastrophic Fires | Contact from object | Aggregated | 2055 | 1.0166e-06 | 1464.9153 | 0.0014892 | 2055 | Mitigation | 0.95 | 45 | 0 | esc | 0.00097009 | 9.8616e-10 | 0.00097009 | 9.8616e-10
[79 empty] | WLDFR | HFTD - Distribution - Tier 3 - 2QU CoRE ¦ 5QU LoRE | Red Flag Warning - Small Fires | 2056 | 2.8279e-07 | 2.8279e-07 | 0.10489 | 0.048274 | 0.002095 | 0.054525 | 0 | 0 | 0.00029808 | 2.9663e-08 | 0 | 2.9663e-08 | 2.9663e-08 | 0 | 2.9663e-08 | 0 | 0.010806 | 0.023687 | 0 | 0.023687 | 0 | 4.091e-05 | 8.1821e-05 | 0 | 8.1821e-05 | [12 empty] | 7.3.3.17.5 (Remote Grid) Updates to grid topology to minimize risk of ignition in HFTDs Remote GridWLDFRContact from objectAggregated | WLDFR | HFTD - Distribution - Tier 2 - 2QU CoRE ¦ 5QU LoRE | Non-Red Flag Warning - Catastrophic Fires | Contact from object | Aggregated | 2056 | 1.0166e-06 | 1464.9153 | 0.0014892 | 2056 | Mitigation | 0.95 | 45 | 0 | esc | 0.00097009 | 9.8616e-10 | 0.00097009 | 9.8616e-10
[79 empty] | WLDFR | HFTD - Distribution - Tier 3 - 2QU CoRE ¦ 5QU LoRE | Red Flag Warning - Small Fires | 2057 | 2.8279e-07 | 2.8279e-07 | 0.10489 | 0.048274 | 0.002095 | 0.054525 | 0 | 0 | 0.00029808 | 2.9663e-08 | 0 | 2.9663e-08 | 2.9663e-08 | 0 | 2.9663e-08 | 0 | 0.011337 | 0.024851 | 0 | 0.024851 | 0 | 0 | 8.1821e-05 | 0 | 8.1821e-05 | [12 empty] | 7.3.3.17.5 (Remote Grid) Updates to grid topology to minimize risk of ignition in HFTDs Remote GridWLDFRContact from objectAggregated | WLDFR | HFTD - Distribution - Tier 2 - 2QU CoRE ¦ 5QU LoRE | Non-Red Flag Warning - Catastrophic Fires | Contact from object | Aggregated | 2057 | 1.0166e-06 | 1464.9153 | 0.0014892 | 2057 | Mitigation | 0.95 | 45 | 0 | esc | 0.00097009 | 9.8616e-10 | 0.00097009 | 9.8616e-10
[79 empty] | WLDFR | HFTD - Distribution - Tier 3 - 2QU CoRE ¦ 5QU LoRE | Red Flag Warning - Small Fires | 2058 | 2.8279e-07 | 2.8279e-07 | 0.1099 | 0.050325 | 0.0021839 | 0.057393 | 0 | 0 | 0.00029808 | 3.1079e-08 | 0 | 3.1079e-08 | 3.1079e-08 | 0 | 3.1079e-08 | 0 | 0.011337 | 0.024851 | 0 | 0.024851 | 0 | 0 | 0 | 0 | 0 | [12 empty] | 7.3.3.17.5 (Remote Grid) Updates to grid topology to minimize risk of ignition in HFTDs Remote GridWLDFRContact from objectAggregated | WLDFR | HFTD - Distribution - Tier 2 - 2QU CoRE ¦ 5QU LoRE | Non-Red Flag Warning - Catastrophic Fires | Contact from object | Aggregated | 2058 | 1.0166e-06 | 1464.9153 | 0.0014892 | 2058 | Mitigation | 0.95 | 45 | 0 | esc | 0.00097009 | 9.8616e-10 | 0.00097009 | 9.8616e-10
[79 empty] | WLDFR | HFTD - Distribution - Tier 3 - 2QU CoRE ¦ 5QU LoRE | Red Flag Warning - Small Fires | 2059 | 2.8279e-07 | 2.8279e-07 | 0.1099 | 0.050325 | 0.0021839 | 0.057393 | 0 | 0 | 0.00029808 | 3.1079e-08 | 0 | 3.1079e-08 | 3.1079e-08 | 0 | 3.1079e-08 | 0 | 0.011337 | 0.024851 | 0 | 0.024851 | 0 | 0 | 0 | 0 | 0 | [12 empty] | 7.3.3.17.5 (Remote Grid) Updates to grid topology to minimize risk of ignition in HFTDs Remote GridWLDFRContact from objectAggregated | WLDFR | HFTD - Distribution - Tier 2 - 2QU CoRE ¦ 5QU LoRE | Non-Red Flag Warning - Catastrophic Fires | Contact from object | Aggregated | 2059 | 1.0166e-06 | 1464.9153 | 0.0014892 | 2059 | Mitigation | 0.95 | 45 | 0 | esc | 0.00097009 | 9.8616e-10 | 0.00097009 | 9.8616e-10
[79 empty] | WLDFR | HFTD - Distribution - Tier 3 - 2QU CoRE ¦ 5QU LoRE | Red Flag Warning - Small Fires | 2060 | 2.8279e-07 | 2.8279e-07 | 0.1099 | 0.050325 | 0.0021839 | 0.057393 | 0 | 0 | 0.00029808 | 3.1079e-08 | 0 | 3.1079e-08 | 3.1079e-08 | 0 | 3.1079e-08 | 0 | 0.011337 | 0.024851 | 0 | 0.024851 | 0 | 1.074e-06 | 0 | 0 | 0 | [12 empty] | 7.3.3.17.5 (Remote Grid) Updates to grid topology to minimize risk of ignition in HFTDs Remote GridWLDFRContact from objectAggregated | WLDFR | HFTD - Distribution - Tier 2 - 2QU CoRE ¦ 5QU LoRE | Non-Red Flag Warning - Catastrophic Fires | Contact from object | Aggregated | 2060 | 1.0166e-06 | 1464.9153 | 0.0014892 | 2060 | Mitigation | 0.95 | 45 | 0 | esc | 0.00097009 | 9.8616e-10 | 0.00097009 | 9.8616e-10
[79 empty] | WLDFR | HFTD - Distribution - Tier 3 - 2QU CoRE ¦ 5QU LoRE | Red Flag Warning - Small Fires | 2061 | 2.8279e-07 | 2.8279e-07 | 0.1099 | 0.050325 | 0.0021839 | 0.057393 | 0 | 0 | 0.00029808 | 3.1079e-08 | 0 | 3.1079e-08 | 3.1079e-08 | 0 | 3.1079e-08 | 0 | 0.011337 | 0.024851 | 0 | 0.024851 | 0 | 1.1221e-06 | 2.2442e-06 | 0 | 2.2442e-06 | [12 empty] | 7.3.3.17.5 (Remote Grid) Updates to grid topology to minimize risk of ignition in HFTDs Remote GridWLDFRContact from objectAggregated | WLDFR | HFTD - Distribution - Tier 2 - 2QU CoRE ¦ 5QU LoRE | Non-Red Flag Warning - Catastrophic Fires | Contact from object | Aggregated | 2061 | 1.0166e-06 | 1464.9153 | 0.0014892 | 2061 | Mitigation | 0.95 | 45 | 0 | esc | 0.00097009 | 9.8616e-10 | 0.00097009 | 9.8616e-10
[79 empty] | WLDFR | HFTD - Distribution - Tier 3 - 2QU CoRE ¦ 5QU LoRE | Red Flag Warning - Small Fires | 2062 | 2.8279e-07 | 2.8279e-07 | 0.1099 | 0.050325 | 0.0021839 | 0.057393 | 0 | 0 | 0.00029808 | 3.1079e-08 | 0 | 3.1079e-08 | 3.1079e-08 | 0 | 3.1079e-08 | 0 | 0.011903 | 0.026091 | 0 | 0.026091 | 0 | 1.1221e-06 | 2.2442e-06 | 0 | 2.2442e-06 | [12 empty] | 7.3.3.17.5 (Remote Grid) Updates to grid topology to minimize risk of ignition in HFTDs Remote GridWLDFRContact from objectAggregated | WLDFR | HFTD - Distribution - Tier 2 - 2QU CoRE ¦ 5QU LoRE | Non-Red Flag Warning - Catastrophic Fires | Contact from object | Aggregated | 2062 | 1.0166e-06 | 1464.9153 | 0.0014892 | 2062 | Mitigation | 0.95 | 45 | 0 | esc | 0.00097009 | 9.8616e-10 | 0.00097009 | 9.8616e-10
[79 empty] | WLDFR | HFTD - Distribution - Tier 3 - 2QU CoRE ¦ 5QU LoRE | Red Flag Warning - Small Fires | 2063 | 2.8279e-07 | 2.8279e-07 | 0.11504 | 0.052388 | 0.0022734 | 0.060377 | 0 | 0 | 0.00029808 | 3.2531e-08 | 0 | 3.2531e-08 | 3.2531e-08 | 0 | 3.2531e-08 | 0 | 0.011903 | 0.026091 | 0 | 0.026091 | 0 | 1.1221e-06 | 2.2442e-06 | 0 | 2.2442e-06 | [12 empty] | 7.3.3.17.5 (Remote Grid) Updates to grid topology to minimize risk of ignition in HFTDs Remote GridWLDFRContact from objectAggregated | WLDFR | HFTD - Distribution - Tier 2 - 2QU CoRE ¦ 5QU LoRE | Non-Red Flag Warning - Catastrophic Fires | Contact from object | Aggregated | 2063 | 1.0166e-06 | 1464.9153 | 0.0014892 | 2063 | Mitigation | 0.95 | 45 | 0 | esc | 0.00097009 | 9.8616e-10 | 0.00097009 | 9.8616e-10
[79 empty] | WLDFR | HFTD - Distribution - Tier 3 - 2QU CoRE ¦ 5QU LoRE | Red Flag Warning - Small Fires | 2064 | 2.8279e-07 | 2.8279e-07 | 0.11504 | 0.052388 | 0.0022734 | 0.060377 | 0 | 0 | 0.00029808 | 3.2531e-08 | 0 | 3.2531e-08 | 3.2531e-08 | 0 | 3.2531e-08 | 0 | 0.011903 | 0.026091 | 0 | 0.026091 | 0 | 1.1221e-06 | 2.2442e-06 | 0 | 2.2442e-06 | [12 empty] | 7.3.3.17.5 (Remote Grid) Updates to grid topology to minimize risk of ignition in HFTDs Remote GridWLDFRContact from objectAggregated | WLDFR | HFTD - Distribution - Tier 2 - 2QU CoRE ¦ 5QU LoRE | Non-Red Flag Warning - Catastrophic Fires | Contact from object | Aggregated | 2064 | 1.0166e-06 | 1464.9153 | 0.0014892 | 2064 | Mitigation | 0.95 | 45 | 0 | esc | 0.00097009 | 9.8616e-10 | 0.00097009 | 9.8616e-10
[79 empty] | WLDFR | HFTD - Distribution - Tier 3 - 2QU CoRE ¦ 5QU LoRE | Red Flag Warning - Small Fires | 2065 | 2.8279e-07 | 2.8279e-07 | 0.11504 | 0.052388 | 0.0022734 | 0.060377 | 0 | 0 | 0.00029808 | 3.2531e-08 | 0 | 3.2531e-08 | 3.2531e-08 | 0 | 3.2531e-08 | 0 | 0.011903 | 0.026091 | 0 | 0.026091 | 0 | 1.1221e-06 | 2.2442e-06 | 0 | 2.2442e-06 | [12 empty] | 7.3.3.17.5 (Remote Grid) Updates to grid topology to minimize risk of ignition in HFTDs Remote GridWLDFRContact from objectAggregated | WLDFR | HFTD - Distribution - Tier 2 - 2QU CoRE ¦ 5QU LoRE | Non-Red Flag Warning - Catastrophic Fires | Contact from object | Aggregated | 2065 | 1.0166e-06 | 1464.9153 | 0.0014892 | 2065 | Mitigation | 0.95 | 45 | 0 | esc | 0.00097009 | 9.8616e-10 | 0.00097009 | 9.8616e-10
[79 empty] | WLDFR | HFTD - Distribution - Tier 3 - 2QU CoRE ¦ 5QU LoRE | Red Flag Warning - Small Fires | 2066 | 2.8279e-07 | 2.8279e-07 | 0.11504 | 0.052388 | 0.0022734 | 0.060377 | 0 | 0 | 0.00029808 | 3.2531e-08 | 0 | 3.2531e-08 | 3.2531e-08 | 0 | 3.2531e-08 | 0 | 0.011903 | 0.026091 | 0 | 0.026091 | 0 | 1.184e-06 | 2.368e-06 | 0 | 2.368e-06 | [12 empty] | 7.3.3.17.5 (Remote Grid) Updates to grid topology to minimize risk of ignition in HFTDs Remote GridWLDFRContact from objectAggregated | WLDFR | HFTD - Distribution - Tier 2 - 2QU CoRE ¦ 5QU LoRE | Non-Red Flag Warning - Catastrophic Fires | Contact from object | Aggregated | 2066 | 1.0166e-06 | 1464.9153 | 0.0014892 | 2066 | Mitigation | 0.95 | 45 | 0 | esc | 0.00097009 | 9.8616e-10 | 0.00097009 | 9.8616e-10
[79 empty] | WLDFR | HFTD - Distribution - Tier 3 - 2QU CoRE ¦ 5QU LoRE | Red Flag Warning - Small Fires | 2067 | 0 | 2.8279e-07 | 0.11504 | 0.052388 | 0.0022734 | 0.060377 | 0 | 0 | 0.00029808 | 0 | 0 | 0 | 3.2531e-08 | 0 | 3.2531e-08 | 0 | 0.012495 | 0.02739 | 0 | 0.02739 | 0 | 1.184e-06 | 2.368e-06 | 0 | 2.368e-06 | [12 empty] | 7.3.3.17.5 (Remote Grid) Updates to grid topology to minimize risk of ignition in HFTDs Remote GridWLDFRContact from objectAggregated | WLDFR | HFTD - Distribution - Tier 2 - 2QU CoRE ¦ 5QU LoRE | Non-Red Flag Warning - Catastrophic Fires | Contact from object | Aggregated | 2067 | 1.0166e-06 | 1464.9153 | 0.0014892 | 2067 | Mitigation | 0.95 | 45 | 0 | esc | 0 | 0 | 0.00097009 | 9.8616e-10
[79 empty] | WLDFR | HFTD - Distribution - Tier 3 - 3QU CoRE ¦ 1QU LoRE | Non-Red Flag Warning - Catastrophic Fires | 2022 | 1.276e-09 | 0 | 14146.1306 | 222.2294 | 8585.7228 | 5338.1784 | 0 | 0 | 1.4912e-06 | 1.805e-05 | 0 | 1.805e-05 | 0 | 0 | 0 | 0 | 0.012495 | 0.02739 | 0 | 0.02739 | 0 | 1.184e-06 | 2.368e-06 | 0 | 2.368e-06 | [12 empty] | 7.3.3.17.5 (Remote Grid) Updates to grid topology to minimize risk of ignition in HFTDs Remote GridWLDFRContaminationAggregated | WLDFR | HFTD - Distribution - Tier 2 - 2QU CoRE ¦ 5QU LoRE | Non-Red Flag Warning - Catastrophic Fires | Contamination | Aggregated | 2022 | 2.7429e-08 | 1464.9153 | 4.0182e-05 | 2022 | Mitigation | 0.95 | 45 | 0 | esc | 0.00097009 | 2.6609e-11 | 0 | 0
[79 empty] | WLDFR | HFTD - Distribution - Tier 3 - 3QU CoRE ¦ 1QU LoRE | Non-Red Flag Warning - Catastrophic Fires | 2023 | 1.276e-09 | 1.276e-09 | 14664.6376 | 233.2301 | 8896.516 | 5534.8915 | 0 | 0 | 1.4912e-06 | 1.8712e-05 | 0 | 1.8712e-05 | 1.8712e-05 | 0 | 1.8712e-05 | 0 | 0.012495 | 0.02739 | 0 | 0.02739 | 0 | 1.184e-06 | 2.368e-06 | 0 | 2.368e-06 | [12 empty] | 7.3.3.17.5 (Remote Grid) Updates to grid topology to minimize risk of ignition in HFTDs Remote GridWLDFRContaminationAggregated | WLDFR | HFTD - Distribution - Tier 2 - 2QU CoRE ¦ 5QU LoRE | Non-Red Flag Warning - Catastrophic Fires | Contamination | Aggregated | 2023 | 2.7429e-08 | 1464.9153 | 4.0182e-05 | 2023 | Mitigation | 0.95 | 45 | 0 | esc | 0.00097009 | 2.6609e-11 | 0.00097009 | 2.6609e-11
[79 empty] | WLDFR | HFTD - Distribution - Tier 3 - 3QU CoRE ¦ 1QU LoRE | Non-Red Flag Warning - Catastrophic Fires | 2024 | 1.276e-09 | 1.276e-09 | 14664.6376 | 233.2301 | 8896.516 | 5534.8915 | 0 | 0 | 1.4912e-06 | 1.8712e-05 | 0 | 1.8712e-05 | 1.8712e-05 | 0 | 1.8712e-05 | 0 | 0.012495 | 0.02739 | 0 | 0.02739 | 0 | 1.184e-06 | 2.368e-06 | 0 | 2.368e-06 | [12 empty] | 7.3.3.17.5 (Remote Grid) Updates to grid topology to minimize risk of ignition in HFTDs Remote GridWLDFRContaminationAggregated | WLDFR | HFTD - Distribution - Tier 2 - 2QU CoRE ¦ 5QU LoRE | Non-Red Flag Warning - Catastrophic Fires | Contamination | Aggregated | 2024 | 2.7429e-08 | 1464.9153 | 4.0182e-05 | 2024 | Mitigation | 0.95 | 45 | 0 | esc | 0.00097009 | 2.6609e-11 | 0.00097009 | 2.6609e-11
[79 empty] | WLDFR | HFTD - Distribution - Tier 3 - 3QU CoRE ¦ 1QU LoRE | Non-Red Flag Warning - Catastrophic Fires | 2025 | 1.276e-09 | 1.276e-09 | 14664.6376 | 233.2301 | 8896.516 | 5534.8915 | 0 | 0 | 1.4912e-06 | 1.8712e-05 | 0 | 1.8712e-05 | 1.8712e-05 | 0 | 1.8712e-05 | 0 | 0.012495 | 0.02739 | 0 | 0.02739 | 0 | 1.2544e-06 | 2.5088e-06 | 0 | 2.5088e-06 | [12 empty] | 7.3.3.17.5 (Remote Grid) Updates to grid topology to minimize risk of ignition in HFTDs Remote GridWLDFRContaminationAggregated | WLDFR | HFTD - Distribution - Tier 2 - 2QU CoRE ¦ 5QU LoRE | Non-Red Flag Warning - Catastrophic Fires | Contamination | Aggregated | 2025 | 2.7429e-08 | 1464.9153 | 4.0182e-05 | 2025 | Mitigation | 0.95 | 45 | 0 | esc | 0.00097009 | 2.6609e-11 | 0.00097009 | 2.6609e-11
[79 empty] | WLDFR | HFTD - Distribution - Tier 3 - 3QU CoRE ¦ 1QU LoRE | Non-Red Flag Warning - Catastrophic Fires | 2026 | 1.276e-09 | 1.276e-09 | 14664.6376 | 233.2301 | 8896.516 | 5534.8915 | 0 | 0 | 1.4912e-06 | 1.8712e-05 | 0 | 1.8712e-05 | 1.8712e-05 | 0 | 1.8712e-05 | 0 | 0.013108 | 0.028733 | 0 | 0.028733 | 0 | 1.2544e-06 | 2.5088e-06 | 0 | 2.5088e-06 | [12 empty] | 7.3.3.17.5 (Remote Grid) Updates to grid topology to minimize risk of ignition in HFTDs Remote GridWLDFRContaminationAggregated | WLDFR | HFTD - Distribution - Tier 2 - 2QU CoRE ¦ 5QU LoRE | Non-Red Flag Warning - Catastrophic Fires | Contamination | Aggregated | 2026 | 2.7429e-08 | 1464.9153 | 4.0182e-05 | 2026 | Mitigation | 0.95 | 45 | 0 | esc | 0.00097009 | 2.6609e-11 | 0.00097009 | 2.6609e-11
[79 empty] | WLDFR | HFTD - Distribution - Tier 3 - 3QU CoRE ¦ 1QU LoRE | Non-Red Flag Warning - Catastrophic Fires | 2027 | 1.276e-09 | 1.276e-09 | 14664.6376 | 233.2301 | 8896.516 | 5534.8915 | 0 | 0 | 1.4912e-06 | 1.8712e-05 | 0 | 1.8712e-05 | 1.8712e-05 | 0 | 1.8712e-05 | 0 | 0.013108 | 0.028733 | 0 | 0.028733 | 0 | 1.2544e-06 | 2.5088e-06 | 0 | 2.5088e-06 | [12 empty] | 7.3.3.17.5 (Remote Grid) Updates to grid topology to minimize risk of ignition in HFTDs Remote GridWLDFRContaminationAggregated | WLDFR | HFTD - Distribution - Tier 2 - 2QU CoRE ¦ 5QU LoRE | Non-Red Flag Warning - Catastrophic Fires | Contamination | Aggregated | 2027 | 2.7429e-08 | 1464.9153 | 4.0182e-05 | 2027 | Mitigation | 0.95 | 45 | 0 | esc | 0.00097009 | 2.6609e-11 | 0.00097009 | 2.6609e-11
[79 empty] | WLDFR | HFTD - Distribution - Tier 3 - 3QU CoRE ¦ 1QU LoRE | Non-Red Flag Warning - Catastrophic Fires | 2028 | 1.276e-09 | 1.276e-09 | 15317.9909 | 247.273 | 9287.6491 | 5783.0689 | 0 | 0 | 1.4912e-06 | 1.9546e-05 | 0 | 1.9546e-05 | 1.9546e-05 | 0 | 1.9546e-05 | 0 | 0.013108 | 0.028733 | 0 | 0.028733 | 0 | 1.2544e-06 | 2.5088e-06 | 0 | 2.5088e-06 | [12 empty] | 7.3.3.17.5 (Remote Grid) Updates to grid topology to minimize risk of ignition in HFTDs Remote GridWLDFRContaminationAggregated | WLDFR | HFTD - Distribution - Tier 2 - 2QU CoRE ¦ 5QU LoRE | Non-Red Flag Warning - Catastrophic Fires | Contamination | Aggregated | 2028 | 2.7429e-08 | 1464.9153 | 4.0182e-05 | 2028 | Mitigation | 0.95 | 45 | 0 | esc | 0.00097009 | 2.6609e-11 | 0.00097009 | 2.6609e-11
[79 empty] | WLDFR | HFTD - Distribution - Tier 3 - 3QU CoRE ¦ 1QU LoRE | Non-Red Flag Warning - Catastrophic Fires | 2029 | 1.276e-09 | 1.276e-09 | 15317.9909 | 247.273 | 9287.6491 | 5783.0689 | 0 | 0 | 1.4912e-06 | 1.9546e-05 | 0 | 1.9546e-05 | 1.9546e-05 | 0 | 1.9546e-05 | 0 | 0.013108 | 0.028733 | 0 | 0.028733 | 0 | 1.2544e-06 | 2.5088e-06 | 0 | 2.5088e-06 | [12 empty] | 7.3.3.17.5 (Remote Grid) Updates to grid topology to minimize risk of ignition in HFTDs Remote GridWLDFRContaminationAggregated | WLDFR | HFTD - Distribution - Tier 2 - 2QU CoRE ¦ 5QU LoRE | Non-Red Flag Warning - Catastrophic Fires | Contamination | Aggregated | 2029 | 2.7429e-08 | 1464.9153 | 4.0182e-05 | 2029 | Mitigation | 0.95 | 45 | 0 | esc | 0.00097009 | 2.6609e-11 | 0.00097009 | 2.6609e-11
[79 empty] | WLDFR | HFTD - Distribution - Tier 3 - 3QU CoRE ¦ 1QU LoRE | Non-Red Flag Warning - Catastrophic Fires | 2030 | 1.276e-09 | 1.276e-09 | 15317.9909 | 247.273 | 9287.6491 | 5783.0689 | 0 | 0 | 1.4912e-06 | 1.9546e-05 | 0 | 1.9546e-05 | 1.9546e-05 | 0 | 1.9546e-05 | 0 | 0.013108 | 0.028733 | 0 | 0.028733 | 0 | 1.3327e-06 | 2.6655e-06 | 0 | 2.6655e-06 | [12 empty] | 7.3.3.17.5 (Remote Grid) Updates to grid topology to minimize risk of ignition in HFTDs Remote GridWLDFRContaminationAggregated | WLDFR | HFTD - Distribution - Tier 2 - 2QU CoRE ¦ 5QU LoRE | Non-Red Flag Warning - Catastrophic Fires | Contamination | Aggregated | 2030 | 2.7429e-08 | 1464.9153 | 4.0182e-05 | 2030 | Mitigation | 0.95 | 45 | 0 | esc | 0.00097009 | 2.6609e-11 | 0.00097009 | 2.6609e-11
[79 empty] | WLDFR | HFTD - Distribution - Tier 3 - 3QU CoRE ¦ 1QU LoRE | Non-Red Flag Warning - Catastrophic Fires | 2031 | 1.276e-09 | 1.276e-09 | 15317.9909 | 247.273 | 9287.6491 | 5783.0689 | 0 | 0 | 1.4912e-06 | 1.9546e-05 | 0 | 1.9546e-05 | 1.9546e-05 | 0 | 1.9546e-05 | 0 | 0.013733 | 0.030104 | 0 | 0.030104 | 0 | 1.3327e-06 | 2.6655e-06 | 0 | 2.6655e-06 | [12 empty] | 7.3.3.17.5 (Remote Grid) Updates to grid topology to minimize risk of ignition in HFTDs Remote GridWLDFRContaminationAggregated | WLDFR | HFTD - Distribution - Tier 2 - 2QU CoRE ¦ 5QU LoRE | Non-Red Flag Warning - Catastrophic Fires | Contamination | Aggregated | 2031 | 2.7429e-08 | 1464.9153 | 4.0182e-05 | 2031 | Mitigation | 0.95 | 45 | 0 | esc | 0.00097009 | 2.6609e-11 | 0.00097009 | 2.6609e-11
[79 empty] | WLDFR | HFTD - Distribution - Tier 3 - 3QU CoRE ¦ 1QU LoRE | Non-Red Flag Warning - Catastrophic Fires | 2032 | 1.276e-09 | 1.276e-09 | 15317.9909 | 247.273 | 9287.6491 | 5783.0689 | 0 | 0 | 1.4912e-06 | 1.9546e-05 | 0 | 1.9546e-05 | 1.9546e-05 | 0 | 1.9546e-05 | 0 | 0.013733 | 0.030104 | 0 | 0.030104 | 0 | 1.3327e-06 | 2.6655e-06 | 0 | 2.6655e-06 | [12 empty] | 7.3.3.17.5 (Remote Grid) Updates to grid topology to minimize risk of ignition in HFTDs Remote GridWLDFRContaminationAggregated | WLDFR | HFTD - Distribution - Tier 2 - 2QU CoRE ¦ 5QU LoRE | Non-Red Flag Warning - Catastrophic Fires | Contamination | Aggregated | 2032 | 2.7429e-08 | 1464.9153 | 4.0182e-05 | 2032 | Mitigation | 0.95 | 45 | 0 | esc | 0.00097009 | 2.6609e-11 | 0.00097009 | 2.6609e-11
[79 empty] | WLDFR | HFTD - Distribution - Tier 3 - 3QU CoRE ¦ 1QU LoRE | Non-Red Flag Warning - Catastrophic Fires | 2033 | 1.276e-09 | 1.276e-09 | 16044.1264 | 263.1074 | 9721.74 | 6059.2791 | 0 | 0 | 1.4912e-06 | 2.0472e-05 | 0 | 2.0472e-05 | 2.0472e-05 | 0 | 2.0472e-05 | 0 | 0.013733 | 0.030104 | 0 | 0.030104 | 0 | 1.3327e-06 | 2.6655e-06 | 0 | 2.6655e-06 | [12 empty] | 7.3.3.17.5 (Remote Grid) Updates to grid topology to minimize risk of ignition in HFTDs Remote GridWLDFRContaminationAggregated | WLDFR | HFTD - Distribution - Tier 2 - 2QU CoRE ¦ 5QU LoRE | Non-Red Flag Warning - Catastrophic Fires | Contamination | Aggregated | 2033 | 2.7429e-08 | 1464.9153 | 4.0182e-05 | 2033 | Mitigation | 0.95 | 45 | 0 | esc | 0.00097009 | 2.6609e-11 | 0.00097009 | 2.6609e-11
[79 empty] | WLDFR | HFTD - Distribution - Tier 3 - 3QU CoRE ¦ 1QU LoRE | Non-Red Flag Warning - Catastrophic Fires | 2034 | 1.276e-09 | 1.276e-09 | 16044.1264 | 263.1074 | 9721.74 | 6059.2791 | 0 | 0 | 1.4912e-06 | 2.0472e-05 | 0 | 2.0472e-05 | 2.0472e-05 | 0 | 2.0472e-05 | 0 | 0.013733 | 0.030104 | 0 | 0.030104 | 0 | 1.3327e-06 | 2.6655e-06 | 0 | 2.6655e-06 | [12 empty] | 7.3.3.17.5 (Remote Grid) Updates to grid topology to minimize risk of ignition in HFTDs Remote GridWLDFRContaminationAggregated | WLDFR | HFTD - Distribution - Tier 2 - 2QU CoRE ¦ 5QU LoRE | Non-Red Flag Warning - Catastrophic Fires | Contamination | Aggregated | 2034 | 2.7429e-08 | 1464.9153 | 4.0182e-05 | 2034 | Mitigation | 0.95 | 45 | 0 | esc | 0.00097009 | 2.6609e-11 | 0.00097009 | 2.6609e-11
[79 empty] | WLDFR | HFTD - Distribution - Tier 3 - 3QU CoRE ¦ 1QU LoRE | Non-Red Flag Warning - Catastrophic Fires | 2035 | 1.276e-09 | 1.276e-09 | 16044.1264 | 263.1074 | 9721.74 | 6059.2791 | 0 | 0 | 1.4912e-06 | 2.0472e-05 | 0 | 2.0472e-05 | 2.0472e-05 | 0 | 2.0472e-05 | 0 | 0.013733 | 0.030104 | 0 | 0.030104 | 0 | 1.4184e-06 | 2.8369e-06 | 0 | 2.8369e-06 | [12 empty] | 7.3.3.17.5 (Remote Grid) Updates to grid topology to minimize risk of ignition in HFTDs Remote GridWLDFRContaminationAggregated | WLDFR | HFTD - Distribution - Tier 2 - 2QU CoRE ¦ 5QU LoRE | Non-Red Flag Warning - Catastrophic Fires | Contamination | Aggregated | 2035 | 2.7429e-08 | 1464.9153 | 4.0182e-05 | 2035 | Mitigation | 0.95 | 45 | 0 | esc | 0.00097009 | 2.6609e-11 | 0.00097009 | 2.6609e-11
[79 empty] | WLDFR | HFTD - Distribution - Tier 3 - 3QU CoRE ¦ 1QU LoRE | Non-Red Flag Warning - Catastrophic Fires | 2036 | 1.276e-09 | 1.276e-09 | 16044.1264 | 263.1074 | 9721.74 | 6059.2791 | 0 | 0 | 1.4912e-06 | 2.0472e-05 | 0 | 2.0472e-05 | 2.0472e-05 | 0 | 2.0472e-05 | 0 | 0.014363 | 0.031485 | 0 | 0.031485 | 0 | 1.4184e-06 | 2.8369e-06 | 0 | 2.8369e-06 | [12 empty] | 7.3.3.17.5 (Remote Grid) Updates to grid topology to minimize risk of ignition in HFTDs Remote GridWLDFRContaminationAggregated | WLDFR | HFTD - Distribution - Tier 2 - 2QU CoRE ¦ 5QU LoRE | Non-Red Flag Warning - Catastrophic Fires | Contamination | Aggregated | 2036 | 2.7429e-08 | 1464.9153 | 4.0182e-05 | 2036 | Mitigation | 0.95 | 45 | 0 | esc | 0.00097009 | 2.6609e-11 | 0.00097009 | 2.6609e-11
[79 empty] | WLDFR | HFTD - Distribution - Tier 3 - 3QU CoRE ¦ 1QU LoRE | Non-Red Flag Warning - Catastrophic Fires | 2037 | 1.276e-09 | 1.276e-09 | 16044.1264 | 263.1074 | 9721.74 | 6059.2791 | 0 | 0 | 1.4912e-06 | 2.0472e-05 | 0 | 2.0472e-05 | 2.0472e-05 | 0 | 2.0472e-05 | 0 | 0.014363 | 0.031485 | 0 | 0.031485 | 0 | 1.4184e-06 | 2.8369e-06 | 0 | 2.8369e-06 | [12 empty] | 7.3.3.17.5 (Remote Grid) Updates to grid topology to minimize risk of ignition in HFTDs Remote GridWLDFRContaminationAggregated | WLDFR | HFTD - Distribution - Tier 2 - 2QU CoRE ¦ 5QU LoRE | Non-Red Flag Warning - Catastrophic Fires | Contamination | Aggregated | 2037 | 2.7429e-08 | 1464.9153 | 4.0182e-05 | 2037 | Mitigation | 0.95 | 45 | 0 | esc | 0.00097009 | 2.6609e-11 | 0.00097009 | 2.6609e-11
[79 empty] | WLDFR | HFTD - Distribution - Tier 3 - 3QU CoRE ¦ 1QU LoRE | Non-Red Flag Warning - Catastrophic Fires | 2038 | 1.276e-09 | 1.276e-09 | 16832.3912 | 280.5544 | 10192.2718 | 6359.5651 | 0 | 0 | 1.4912e-06 | 2.1478e-05 | 0 | 2.1478e-05 | 2.1478e-05 | 0 | 2.1478e-05 | 0 | 0.014363 | 0.031485 | 0 | 0.031485 | 0 | 1.4184e-06 | 2.8369e-06 | 0 | 2.8369e-06 | [12 empty] | 7.3.3.17.5 (Remote Grid) Updates to grid topology to minimize risk of ignition in HFTDs Remote GridWLDFRContaminationAggregated | WLDFR | HFTD - Distribution - Tier 2 - 2QU CoRE ¦ 5QU LoRE | Non-Red Flag Warning - Catastrophic Fires | Contamination | Aggregated | 2038 | 2.7429e-08 | 1464.9153 | 4.0182e-05 | 2038 | Mitigation | 0.95 | 45 | 0 | esc | 0.00097009 | 2.6609e-11 | 0.00097009 | 2.6609e-11
[79 empty] | WLDFR | HFTD - Distribution - Tier 3 - 3QU CoRE ¦ 1QU LoRE | Non-Red Flag Warning - Catastrophic Fires | 2039 | 1.276e-09 | 1.276e-09 | 16832.3912 | 280.5544 | 10192.2718 | 6359.5651 | 0 | 0 | 1.4912e-06 | 2.1478e-05 | 0 | 2.1478e-05 | 2.1478e-05 | 0 | 2.1478e-05 | 0 | 0.014363 | 0.031485 | 0 | 0.031485 | 0 | 1.4184e-06 | 2.8369e-06 | 0 | 2.8369e-06 | [12 empty] | 7.3.3.17.5 (Remote Grid) Updates to grid topology to minimize risk of ignition in HFTDs Remote GridWLDFRContaminationAggregated | WLDFR | HFTD - Distribution - Tier 2 - 2QU CoRE ¦ 5QU LoRE | Non-Red Flag Warning - Catastrophic Fires | Contamination | Aggregated | 2039 | 2.7429e-08 | 1464.9153 | 4.0182e-05 | 2039 | Mitigation | 0.95 | 45 | 0 | esc | 0.00097009 | 2.6609e-11 | 0.00097009 | 2.6609e-11
[79 empty] | WLDFR | HFTD - Distribution - Tier 3 - 3QU CoRE ¦ 1QU LoRE | Non-Red Flag Warning - Catastrophic Fires | 2040 | 1.276e-09 | 1.276e-09 | 16832.3912 | 280.5544 | 10192.2718 | 6359.5651 | 0 | 0 | 1.4912e-06 | 2.1478e-05 | 0 | 2.1478e-05 | 2.1478e-05 | 0 | 2.1478e-05 | 0 | 0.014363 | 0.031485 | 0 | 0.031485 | 0 | 1.5107e-06 | 3.0215e-06 | 0 | 3.0215e-06 | [12 empty] | 7.3.3.17.5 (Remote Grid) Updates to grid topology to minimize risk of ignition in HFTDs Remote GridWLDFRContaminationAggregated | WLDFR | HFTD - Distribution - Tier 2 - 2QU CoRE ¦ 5QU LoRE | Non-Red Flag Warning - Catastrophic Fires | Contamination | Aggregated | 2040 | 2.7429e-08 | 1464.9153 | 4.0182e-05 | 2040 | Mitigation | 0.95 | 45 | 0 | esc | 0.00097009 | 2.6609e-11 | 0.00097009 | 2.6609e-11
[79 empty] | WLDFR | HFTD - Distribution - Tier 3 - 3QU CoRE ¦ 1QU LoRE | Non-Red Flag Warning - Catastrophic Fires | 2041 | 1.276e-09 | 1.276e-09 | 16832.3912 | 280.5544 | 10192.2718 | 6359.5651 | 0 | 0 | 1.4912e-06 | 2.1478e-05 | 0 | 2.1478e-05 | 2.1478e-05 | 0 | 2.1478e-05 | 0 | 0.014991 | 0.03286 | 0 | 0.03286 | 0 | 1.5107e-06 | 3.0215e-06 | 0 | 3.0215e-06 | [12 empty] | 7.3.3.17.5 (Remote Grid) Updates to grid topology to minimize risk of ignition in HFTDs Remote GridWLDFRContaminationAggregated | WLDFR | HFTD - Distribution - Tier 2 - 2QU CoRE ¦ 5QU LoRE | Non-Red Flag Warning - Catastrophic Fires | Contamination | Aggregated | 2041 | 2.7429e-08 | 1464.9153 | 4.0182e-05 | 2041 | Mitigation | 0.95 | 45 | 0 | esc | 0.00097009 | 2.6609e-11 | 0.00097009 | 2.6609e-11
[79 empty] | WLDFR | HFTD - Distribution - Tier 3 - 3QU CoRE ¦ 1QU LoRE | Non-Red Flag Warning - Catastrophic Fires | 2042 | 1.276e-09 | 1.276e-09 | 16832.3912 | 280.5544 | 10192.2718 | 6359.5651 | 0 | 0 | 1.4912e-06 | 2.1478e-05 | 0 | 2.1478e-05 | 2.1478e-05 | 0 | 2.1478e-05 | 0 | 0.014991 | 0.03286 | 0 | 0.03286 | 0 | 1.5107e-06 | 3.0215e-06 | 0 | 3.0215e-06 | [12 empty] | 7.3.3.17.5 (Remote Grid) Updates to grid topology to minimize risk of ignition in HFTDs Remote GridWLDFRContaminationAggregated | WLDFR | HFTD - Distribution - Tier 2 - 2QU CoRE ¦ 5QU LoRE | Non-Red Flag Warning - Catastrophic Fires | Contamination | Aggregated | 2042 | 2.7429e-08 | 1464.9153 | 4.0182e-05 | 2042 | Mitigation | 0.95 | 45 | 0 | esc | 0.00097009 | 2.6609e-11 | 0.00097009 | 2.6609e-11
[79 empty] | WLDFR | HFTD - Distribution - Tier 3 - 3QU CoRE ¦ 1QU LoRE | Non-Red Flag Warning - Catastrophic Fires | 2043 | 1.276e-09 | 1.276e-09 | 17672.0852 | 299.42 | 10692.7362 | 6679.929 | 0 | 0 | 1.4912e-06 | 2.2549e-05 | 0 | 2.2549e-05 | 2.2549e-05 | 0 | 2.2549e-05 | 0 | 0.014991 | 0.03286 | 0 | 0.03286 | 0 | 1.5107e-06 | 3.0215e-06 | 0 | 3.0215e-06 | [12 empty] | 7.3.3.17.5 (Remote Grid) Updates to grid topology to minimize risk of ignition in HFTDs Remote GridWLDFRContaminationAggregated | WLDFR | HFTD - Distribution - Tier 2 - 2QU CoRE ¦ 5QU LoRE | Non-Red Flag Warning - Catastrophic Fires | Contamination | Aggregated | 2043 | 2.7429e-08 | 1464.9153 | 4.0182e-05 | 2043 | Mitigation | 0.95 | 45 | 0 | esc | 0.00097009 | 2.6609e-11 | 0.00097009 | 2.6609e-11
[79 empty] | WLDFR | HFTD - Distribution - Tier 3 - 3QU CoRE ¦ 1QU LoRE | Non-Red Flag Warning - Catastrophic Fires | 2044 | 1.276e-09 | 1.276e-09 | 17672.0852 | 299.42 | 10692.7362 | 6679.929 | 0 | 0 | 1.4912e-06 | 2.2549e-05 | 0 | 2.2549e-05 | 2.2549e-05 | 0 | 2.2549e-05 | 0 | 0 | 0.03286 | 0 | 0.03286 | 0 | 0 | 3.0215e-06 | 0 | 3.0215e-06 | [12 empty] | 7.3.3.17.5 (Remote Grid) Updates to grid topology to minimize risk of ignition in HFTDs Remote GridWLDFRContaminationAggregated | WLDFR | HFTD - Distribution - Tier 2 - 2QU CoRE ¦ 5QU LoRE | Non-Red Flag Warning - Catastrophic Fires | Contamination | Aggregated | 2044 | 2.7429e-08 | 1464.9153 | 4.0182e-05 | 2044 | Mitigation | 0.95 | 45 | 0 | esc | 0.00097009 | 2.6609e-11 | 0.00097009 | 2.6609e-11
[79 empty] | WLDFR | HFTD - Distribution - Tier 3 - 3QU CoRE ¦ 1QU LoRE | Non-Red Flag Warning - Catastrophic Fires | 2045 | 1.276e-09 | 1.276e-09 | 17672.0852 | 299.42 | 10692.7362 | 6679.929 | 0 | 0 | 1.4912e-06 | 2.2549e-05 | 0 | 2.2549e-05 | 2.2549e-05 | 0 | 2.2549e-05 | 0 | 0 | 0 | 0 | 0 | 0 | 0 | 0 | 0 | 0 | [12 empty] | 7.3.3.17.5 (Remote Grid) Updates to grid topology to minimize risk of ignition in HFTDs Remote GridWLDFRContaminationAggregated | WLDFR | HFTD - Distribution - Tier 2 - 2QU CoRE ¦ 5QU LoRE | Non-Red Flag Warning - Catastrophic Fires | Contamination | Aggregated | 2045 | 2.7429e-08 | 1464.9153 | 4.0182e-05 | 2045 | Mitigation | 0.95 | 45 | 0 | esc | 0.00097009 | 2.6609e-11 | 0.00097009 | 2.6609e-11
[79 empty] | WLDFR | HFTD - Distribution - Tier 3 - 3QU CoRE ¦ 1QU LoRE | Non-Red Flag Warning - Catastrophic Fires | 2046 | 1.276e-09 | 1.276e-09 | 17672.0852 | 299.42 | 10692.7362 | 6679.929 | 0 | 0 | 1.4912e-06 | 2.2549e-05 | 0 | 2.2549e-05 | 2.2549e-05 | 0 | 2.2549e-05 | 0 | 0.00075743 | 0 | 0 | 0 | 0 | 0 | 0 | 0 | 0 | [12 empty] | 7.3.3.17.5 (Remote Grid) Updates to grid topology to minimize risk of ignition in HFTDs Remote GridWLDFRContaminationAggregated | WLDFR | HFTD - Distribution - Tier 2 - 2QU CoRE ¦ 5QU LoRE | Non-Red Flag Warning - Catastrophic Fires | Contamination | Aggregated | 2046 | 2.7429e-08 | 1464.9153 | 4.0182e-05 | 2046 | Mitigation | 0.95 | 45 | 0 | esc | 0.00097009 | 2.6609e-11 | 0.00097009 | 2.6609e-11
[79 empty] | WLDFR | HFTD - Distribution - Tier 3 - 3QU CoRE ¦ 1QU LoRE | Non-Red Flag Warning - Catastrophic Fires | 2047 | 1.276e-09 | 1.276e-09 | 17672.0852 | 299.42 | 10692.7362 | 6679.929 | 0 | 0 | 1.4912e-06 | 2.2549e-05 | 0 | 2.2549e-05 | 2.2549e-05 | 0 | 2.2549e-05 | 0 | 0.00078511 | 0.001721 | 0 | 0.001721 | 0 | 2.0045e-07 | 0 | 0 | 0 | [12 empty] | 7.3.3.17.5 (Remote Grid) Updates to grid topology to minimize risk of ignition in HFTDs Remote GridWLDFRContaminationAggregated | WLDFR | HFTD - Distribution - Tier 2 - 2QU CoRE ¦ 5QU LoRE | Non-Red Flag Warning - Catastrophic Fires | Contamination | Aggregated | 2047 | 2.7429e-08 | 1464.9153 | 4.0182e-05 | 2047 | Mitigation | 0.95 | 45 | 0 | esc | 0.00097009 | 2.6609e-11 | 0.00097009 | 2.6609e-11
[79 empty] | WLDFR | HFTD - Distribution - Tier 3 - 3QU CoRE ¦ 1QU LoRE | Non-Red Flag Warning - Catastrophic Fires | 2048 | 1.276e-09 | 1.276e-09 | 18552.3348 | 319.4911 | 11216.5626 | 7016.281 | 0 | 0 | 1.4912e-06 | 2.3673e-05 | 0 | 2.3673e-05 | 2.3673e-05 | 0 | 2.3673e-05 | 0 | 0.00078511 | 0.001721 | 0 | 0.001721 | 0 | 2.069e-07 | 4.1381e-07 | 0 | 4.1381e-07 | [12 empty] | 7.3.3.17.5 (Remote Grid) Updates to grid topology to minimize risk of ignition in HFTDs Remote GridWLDFRContaminationAggregated | WLDFR | HFTD - Distribution - Tier 2 - 2QU CoRE ¦ 5QU LoRE | Non-Red Flag Warning - Catastrophic Fires | Contamination | Aggregated | 2048 | 2.7429e-08 | 1464.9153 | 4.0182e-05 | 2048 | Mitigation | 0.95 | 45 | 0 | esc | 0.00097009 | 2.6609e-11 | 0.00097009 | 2.6609e-11
[79 empty] | WLDFR | HFTD - Distribution - Tier 3 - 3QU CoRE ¦ 1QU LoRE | Non-Red Flag Warning - Catastrophic Fires | 2049 | 1.276e-09 | 1.276e-09 | 18552.3348 | 319.4911 | 11216.5626 | 7016.281 | 0 | 0 | 1.4912e-06 | 2.3673e-05 | 0 | 2.3673e-05 | 2.3673e-05 | 0 | 2.3673e-05 | 0 | 0.00078511 | 0.001721 | 0 | 0.001721 | 0 | 2.069e-07 | 4.1381e-07 | 0 | 4.1381e-07 | [12 empty] | 7.3.3.17.5 (Remote Grid) Updates to grid topology to minimize risk of ignition in HFTDs Remote GridWLDFRContaminationAggregated | WLDFR | HFTD - Distribution - Tier 2 - 2QU CoRE ¦ 5QU LoRE | Non-Red Flag Warning - Catastrophic Fires | Contamination | Aggregated | 2049 | 2.7429e-08 | 1464.9153 | 4.0182e-05 | 2049 | Mitigation | 0.95 | 45 | 0 | esc | 0.00097009 | 2.6609e-11 | 0.00097009 | 2.6609e-11
[79 empty] | WLDFR | HFTD - Distribution - Tier 3 - 3QU CoRE ¦ 1QU LoRE | Non-Red Flag Warning - Catastrophic Fires | 2050 | 1.276e-09 | 1.276e-09 | 18552.3348 | 319.4911 | 11216.5626 | 7016.281 | 0 | 0 | 1.4912e-06 | 2.3673e-05 | 0 | 2.3673e-05 | 2.3673e-05 | 0 | 2.3673e-05 | 0 | 0.00078511 | 0.001721 | 0 | 0.001721 | 0 | 2.069e-07 | 4.1381e-07 | 0 | 4.1381e-07 | [12 empty] | 7.3.3.17.5 (Remote Grid) Updates to grid topology to minimize risk of ignition in HFTDs Remote GridWLDFRContaminationAggregated | WLDFR | HFTD - Distribution - Tier 2 - 2QU CoRE ¦ 5QU LoRE | Non-Red Flag Warning - Catastrophic Fires | Contamination | Aggregated | 2050 | 2.7429e-08 | 1464.9153 | 4.0182e-05 | 2050 | Mitigation | 0.95 | 45 | 0 | esc | 0.00097009 | 2.6609e-11 | 0.00097009 | 2.6609e-11
[79 empty] | WLDFR | HFTD - Distribution - Tier 3 - 3QU CoRE ¦ 1QU LoRE | Non-Red Flag Warning - Catastrophic Fires | 2051 | 1.276e-09 | 1.276e-09 | 18552.3348 | 319.4911 | 11216.5626 | 7016.281 | 0 | 0 | 1.4912e-06 | 2.3673e-05 | 0 | 2.3673e-05 | 2.3673e-05 | 0 | 2.3673e-05 | 0 | 0.00078511 | 0.001721 | 0 | 0.001721 | 0 | 2.069e-07 | 4.1381e-07 | 0 | 4.1381e-07 | [12 empty] | 7.3.3.17.5 (Remote Grid) Updates to grid topology to minimize risk of ignition in HFTDs Remote GridWLDFRContaminationAggregated | WLDFR | HFTD - Distribution - Tier 2 - 2QU CoRE ¦ 5QU LoRE | Non-Red Flag Warning - Catastrophic Fires | Contamination | Aggregated | 2051 | 2.7429e-08 | 1464.9153 | 4.0182e-05 | 2051 | Mitigation | 0.95 | 45 | 0 | esc | 0.00097009 | 2.6609e-11 | 0.00097009 | 2.6609e-11
[79 empty] | WLDFR | HFTD - Distribution - Tier 3 - 3QU CoRE ¦ 1QU LoRE | Non-Red Flag Warning - Catastrophic Fires | 2052 | 1.276e-09 | 1.276e-09 | 18552.3348 | 319.4911 | 11216.5626 | 7016.281 | 0 | 0 | 1.4912e-06 | 2.3673e-05 | 0 | 2.3673e-05 | 2.3673e-05 | 0 | 2.3673e-05 | 0 | 0.00081995 | 0.0017974 | 0 | 0.0017974 | 0 | 2.069e-07 | 4.1381e-07 | 0 | 4.1381e-07 | [12 empty] | 7.3.3.17.5 (Remote Grid) Updates to grid topology to minimize risk of ignition in HFTDs Remote GridWLDFRContaminationAggregated | WLDFR | HFTD - Distribution - Tier 2 - 2QU CoRE ¦ 5QU LoRE | Non-Red Flag Warning - Catastrophic Fires | Contamination | Aggregated | 2052 | 2.7429e-08 | 1464.9153 | 4.0182e-05 | 2052 | Mitigation | 0.95 | 45 | 0 | esc | 0.00097009 | 2.6609e-11 | 0.00097009 | 2.6609e-11
[79 empty] | WLDFR | HFTD - Distribution - Tier 3 - 3QU CoRE ¦ 1QU LoRE | Non-Red Flag Warning - Catastrophic Fires | 2053 | 1.276e-09 | 1.276e-09 | 19462.1283 | 340.5356 | 11757.1413 | 7364.4514 | 0 | 0 | 1.4912e-06 | 2.4833e-05 | 0 | 2.4833e-05 | 2.4833e-05 | 0 | 2.4833e-05 | 0 | 0.00081995 | 0.0017974 | 0 | 0.0017974 | 0 | 2.1513e-07 | 4.3026e-07 | 0 | 4.3026e-07 | [12 empty] | 7.3.3.17.5 (Remote Grid) Updates to grid topology to minimize risk of ignition in HFTDs Remote GridWLDFRContaminationAggregated | WLDFR | HFTD - Distribution - Tier 2 - 2QU CoRE ¦ 5QU LoRE | Non-Red Flag Warning - Catastrophic Fires | Contamination | Aggregated | 2053 | 2.7429e-08 | 1464.9153 | 4.0182e-05 | 2053 | Mitigation | 0.95 | 45 | 0 | esc | 0.00097009 | 2.6609e-11 | 0.00097009 | 2.6609e-11
[79 empty] | WLDFR | HFTD - Distribution - Tier 3 - 3QU CoRE ¦ 1QU LoRE | Non-Red Flag Warning - Catastrophic Fires | 2054 | 1.276e-09 | 1.276e-09 | 19462.1283 | 340.5356 | 11757.1413 | 7364.4514 | 0 | 0 | 1.4912e-06 | 2.4833e-05 | 0 | 2.4833e-05 | 2.4833e-05 | 0 | 2.4833e-05 | 0 | 0.00081995 | 0.0017974 | 0 | 0.0017974 | 0 | 2.1513e-07 | 4.3026e-07 | 0 | 4.3026e-07 | [12 empty] | 7.3.3.17.5 (Remote Grid) Updates to grid topology to minimize risk of ignition in HFTDs Remote GridWLDFRContaminationAggregated | WLDFR | HFTD - Distribution - Tier 2 - 2QU CoRE ¦ 5QU LoRE | Non-Red Flag Warning - Catastrophic Fires | Contamination | Aggregated | 2054 | 2.7429e-08 | 1464.9153 | 4.0182e-05 | 2054 | Mitigation | 0.95 | 45 | 0 | esc | 0.00097009 | 2.6609e-11 | 0.00097009 | 2.6609e-11
[79 empty] | WLDFR | HFTD - Distribution - Tier 3 - 3QU CoRE ¦ 1QU LoRE | Non-Red Flag Warning - Catastrophic Fires | 2055 | 1.276e-09 | 1.276e-09 | 19462.1283 | 340.5356 | 11757.1413 | 7364.4514 | 0 | 0 | 1.4912e-06 | 2.4833e-05 | 0 | 2.4833e-05 | 2.4833e-05 | 0 | 2.4833e-05 | 0 | 0.00081995 | 0.0017974 | 0 | 0.0017974 | 0 | 2.1513e-07 | 4.3026e-07 | 0 | 4.3026e-07 | [12 empty] | 7.3.3.17.5 (Remote Grid) Updates to grid topology to minimize risk of ignition in HFTDs Remote GridWLDFRContaminationAggregated | WLDFR | HFTD - Distribution - Tier 2 - 2QU CoRE ¦ 5QU LoRE | Non-Red Flag Warning - Catastrophic Fires | Contamination | Aggregated | 2055 | 2.7429e-08 | 1464.9153 | 4.0182e-05 | 2055 | Mitigation | 0.95 | 45 | 0 | esc | 0.00097009 | 2.6609e-11 | 0.00097009 | 2.6609e-11
[79 empty] | WLDFR | HFTD - Distribution - Tier 3 - 3QU CoRE ¦ 1QU LoRE | Non-Red Flag Warning - Catastrophic Fires | 2056 | 1.276e-09 | 1.276e-09 | 19462.1283 | 340.5356 | 11757.1413 | 7364.4514 | 0 | 0 | 1.4912e-06 | 2.4833e-05 | 0 | 2.4833e-05 | 2.4833e-05 | 0 | 2.4833e-05 | 0 | 0.00081995 | 0.0017974 | 0 | 0.0017974 | 0 | 2.1513e-07 | 4.3026e-07 | 0 | 4.3026e-07 | [12 empty] | 7.3.3.17.5 (Remote Grid) Updates to grid topology to minimize risk of ignition in HFTDs Remote GridWLDFRContaminationAggregated | WLDFR | HFTD - Distribution - Tier 2 - 2QU CoRE ¦ 5QU LoRE | Non-Red Flag Warning - Catastrophic Fires | Contamination | Aggregated | 2056 | 2.7429e-08 | 1464.9153 | 4.0182e-05 | 2056 | Mitigation | 0.95 | 45 | 0 | esc | 0.00097009 | 2.6609e-11 | 0.00097009 | 2.6609e-11
[79 empty] | WLDFR | HFTD - Distribution - Tier 3 - 3QU CoRE ¦ 1QU LoRE | Non-Red Flag Warning - Catastrophic Fires | 2057 | 1.276e-09 | 1.276e-09 | 19462.1283 | 340.5356 | 11757.1413 | 7364.4514 | 0 | 0 | 1.4912e-06 | 2.4833e-05 | 0 | 2.4833e-05 | 2.4833e-05 | 0 | 2.4833e-05 | 0 | 0.00085864 | 0.0018822 | 0 | 0.0018822 | 0 | 2.1513e-07 | 4.3026e-07 | 0 | 4.3026e-07 | [12 empty] | 7.3.3.17.5 (Remote Grid) Updates to grid topology to minimize risk of ignition in HFTDs Remote GridWLDFRContaminationAggregated | WLDFR | HFTD - Distribution - Tier 2 - 2QU CoRE ¦ 5QU LoRE | Non-Red Flag Warning - Catastrophic Fires | Contamination | Aggregated | 2057 | 2.7429e-08 | 1464.9153 | 4.0182e-05 | 2057 | Mitigation | 0.95 | 45 | 0 | esc | 0.00097009 | 2.6609e-11 | 0.00097009 | 2.6609e-11
[79 empty] | WLDFR | HFTD - Distribution - Tier 3 - 3QU CoRE ¦ 1QU LoRE | Non-Red Flag Warning - Catastrophic Fires | 2058 | 1.276e-09 | 1.276e-09 | 20390.4035 | 362.3049 | 12307.8747 | 7720.2238 | 0 | 0 | 1.4912e-06 | 2.6018e-05 | 0 | 2.6018e-05 | 2.6018e-05 | 0 | 2.6018e-05 | 0 | 0.00085864 | 0.0018822 | 0 | 0.0018822 | 0 | 2.2441e-07 | 4.4881e-07 | 0 | 4.4881e-07 | [12 empty] | 7.3.3.17.5 (Remote Grid) Updates to grid topology to minimize risk of ignition in HFTDs Remote GridWLDFRContaminationAggregated | WLDFR | HFTD - Distribution - Tier 2 - 2QU CoRE ¦ 5QU LoRE | Non-Red Flag Warning - Catastrophic Fires | Contamination | Aggregated | 2058 | 2.7429e-08 | 1464.9153 | 4.0182e-05 | 2058 | Mitigation | 0.95 | 45 | 0 | esc | 0.00097009 | 2.6609e-11 | 0.00097009 | 2.6609e-11
[79 empty] | WLDFR | HFTD - Distribution - Tier 3 - 3QU CoRE ¦ 1QU LoRE | Non-Red Flag Warning - Catastrophic Fires | 2059 | 1.276e-09 | 1.276e-09 | 20390.4035 | 362.3049 | 12307.8747 | 7720.2238 | 0 | 0 | 1.4912e-06 | 2.6018e-05 | 0 | 2.6018e-05 | 2.6018e-05 | 0 | 2.6018e-05 | 0 | 0.00085864 | 0.0018822 | 0 | 0.0018822 | 0 | 2.2441e-07 | 4.4881e-07 | 0 | 4.4881e-07 | [12 empty] | 7.3.3.17.5 (Remote Grid) Updates to grid topology to minimize risk of ignition in HFTDs Remote GridWLDFRContaminationAggregated | WLDFR | HFTD - Distribution - Tier 2 - 2QU CoRE ¦ 5QU LoRE | Non-Red Flag Warning - Catastrophic Fires | Contamination | Aggregated | 2059 | 2.7429e-08 | 1464.9153 | 4.0182e-05 | 2059 | Mitigation | 0.95 | 45 | 0 | esc | 0.00097009 | 2.6609e-11 | 0.00097009 | 2.6609e-11
[79 empty] | WLDFR | HFTD - Distribution - Tier 3 - 3QU CoRE ¦ 1QU LoRE | Non-Red Flag Warning - Catastrophic Fires | 2060 | 1.276e-09 | 1.276e-09 | 20390.4035 | 362.3049 | 12307.8747 | 7720.2238 | 0 | 0 | 1.4912e-06 | 2.6018e-05 | 0 | 2.6018e-05 | 2.6018e-05 | 0 | 2.6018e-05 | 0 | 0.00085864 | 0.0018822 | 0 | 0.0018822 | 0 | 2.2441e-07 | 4.4881e-07 | 0 | 4.4881e-07 | [12 empty] | 7.3.3.17.5 (Remote Grid) Updates to grid topology to minimize risk of ignition in HFTDs Remote GridWLDFRContaminationAggregated | WLDFR | HFTD - Distribution - Tier 2 - 2QU CoRE ¦ 5QU LoRE | Non-Red Flag Warning - Catastrophic Fires | Contamination | Aggregated | 2060 | 2.7429e-08 | 1464.9153 | 4.0182e-05 | 2060 | Mitigation | 0.95 | 45 | 0 | esc | 0.00097009 | 2.6609e-11 | 0.00097009 | 2.6609e-11
[79 empty] | WLDFR | HFTD - Distribution - Tier 3 - 3QU CoRE ¦ 1QU LoRE | Non-Red Flag Warning - Catastrophic Fires | 2061 | 1.276e-09 | 1.276e-09 | 20390.4035 | 362.3049 | 12307.8747 | 7720.2238 | 0 | 0 | 1.4912e-06 | 2.6018e-05 | 0 | 2.6018e-05 | 2.6018e-05 | 0 | 2.6018e-05 | 0 | 0.00085864 | 0.0018822 | 0 | 0.0018822 | 0 | 2.2441e-07 | 4.4881e-07 | 0 | 4.4881e-07 | [12 empty] | 7.3.3.17.5 (Remote Grid) Updates to grid topology to minimize risk of ignition in HFTDs Remote GridWLDFRContaminationAggregated | WLDFR | HFTD - Distribution - Tier 2 - 2QU CoRE ¦ 5QU LoRE | Non-Red Flag Warning - Catastrophic Fires | Contamination | Aggregated | 2061 | 2.7429e-08 | 1464.9153 | 4.0182e-05 | 2061 | Mitigation | 0.95 | 45 | 0 | esc | 0.00097009 | 2.6609e-11 | 0.00097009 | 2.6609e-11
[79 empty] | WLDFR | HFTD - Distribution - Tier 3 - 3QU CoRE ¦ 1QU LoRE | Non-Red Flag Warning - Catastrophic Fires | 2062 | 1.276e-09 | 1.276e-09 | 20390.4035 | 362.3049 | 12307.8747 | 7720.2238 | 0 | 0 | 1.4912e-06 | 2.6018e-05 | 0 | 2.6018e-05 | 2.6018e-05 | 0 | 2.6018e-05 | 0 | 0.0009006 | 0.0019741 | 0 | 0.0019741 | 0 | 2.2441e-07 | 4.4881e-07 | 0 | 4.4881e-07 | [12 empty] | 7.3.3.17.5 (Remote Grid) Updates to grid topology to minimize risk of ignition in HFTDs Remote GridWLDFRContaminationAggregated | WLDFR | HFTD - Distribution - Tier 2 - 2QU CoRE ¦ 5QU LoRE | Non-Red Flag Warning - Catastrophic Fires | Contamination | Aggregated | 2062 | 2.7429e-08 | 1464.9153 | 4.0182e-05 | 2062 | Mitigation | 0.95 | 45 | 0 | esc | 0.00097009 | 2.6609e-11 | 0.00097009 | 2.6609e-11
[79 empty] | WLDFR | HFTD - Distribution - Tier 3 - 3QU CoRE ¦ 1QU LoRE | Non-Red Flag Warning - Catastrophic Fires | 2063 | 1.276e-09 | 1.276e-09 | 21325.9188 | 384.5316 | 12862.0997 | 8079.2876 | 0 | 0 | 1.4912e-06 | 2.7212e-05 | 0 | 2.7212e-05 | 2.7212e-05 | 0 | 2.7212e-05 | 0 | 0.0009006 | 0.0019741 | 0 | 0.0019741 | 0 | 2.3463e-07 | 4.6926e-07 | 0 | 4.6926e-07 | [12 empty] | 7.3.3.17.5 (Remote Grid) Updates to grid topology to minimize risk of ignition in HFTDs Remote GridWLDFRContaminationAggregated | WLDFR | HFTD - Distribution - Tier 2 - 2QU CoRE ¦ 5QU LoRE | Non-Red Flag Warning - Catastrophic Fires | Contamination | Aggregated | 2063 | 2.7429e-08 | 1464.9153 | 4.0182e-05 | 2063 | Mitigation | 0.95 | 45 | 0 | esc | 0.00097009 | 2.6609e-11 | 0.00097009 | 2.6609e-11
[79 empty] | WLDFR | HFTD - Distribution - Tier 3 - 3QU CoRE ¦ 1QU LoRE | Non-Red Flag Warning - Catastrophic Fires | 2064 | 1.276e-09 | 1.276e-09 | 21325.9188 | 384.5316 | 12862.0997 | 8079.2876 | 0 | 0 | 1.4912e-06 | 2.7212e-05 | 0 | 2.7212e-05 | 2.7212e-05 | 0 | 2.7212e-05 | 0 | 0.0009006 | 0.0019741 | 0 | 0.0019741 | 0 | 2.3463e-07 | 4.6926e-07 | 0 | 4.6926e-07 | [12 empty] | 7.3.3.17.5 (Remote Grid) Updates to grid topology to minimize risk of ignition in HFTDs Remote GridWLDFRContaminationAggregated | WLDFR | HFTD - Distribution - Tier 2 - 2QU CoRE ¦ 5QU LoRE | Non-Red Flag Warning - Catastrophic Fires | Contamination | Aggregated | 2064 | 2.7429e-08 | 1464.9153 | 4.0182e-05 | 2064 | Mitigation | 0.95 | 45 | 0 | esc | 0.00097009 | 2.6609e-11 | 0.00097009 | 2.6609e-11
[79 empty] | WLDFR | HFTD - Distribution - Tier 3 - 3QU CoRE ¦ 1QU LoRE | Non-Red Flag Warning - Catastrophic Fires | 2065 | 1.276e-09 | 1.276e-09 | 21325.9188 | 384.5316 | 12862.0997 | 8079.2876 | 0 | 0 | 1.4912e-06 | 2.7212e-05 | 0 | 2.7212e-05 | 2.7212e-05 | 0 | 2.7212e-05 | 0 | 0.0009006 | 0.0019741 | 0 | 0.0019741 | 0 | 2.3463e-07 | 4.6926e-07 | 0 | 4.6926e-07 | [12 empty] | 7.3.3.17.5 (Remote Grid) Updates to grid topology to minimize risk of ignition in HFTDs Remote GridWLDFRContaminationAggregated | WLDFR | HFTD - Distribution - Tier 2 - 2QU CoRE ¦ 5QU LoRE | Non-Red Flag Warning - Catastrophic Fires | Contamination | Aggregated | 2065 | 2.7429e-08 | 1464.9153 | 4.0182e-05 | 2065 | Mitigation | 0.95 | 45 | 0 | esc | 0.00097009 | 2.6609e-11 | 0.00097009 | 2.6609e-11
[79 empty] | WLDFR | HFTD - Distribution - Tier 3 - 3QU CoRE ¦ 1QU LoRE | Non-Red Flag Warning - Catastrophic Fires | 2066 | 1.276e-09 | 1.276e-09 | 21325.9188 | 384.5316 | 12862.0997 | 8079.2876 | 0 | 0 | 1.4912e-06 | 2.7212e-05 | 0 | 2.7212e-05 | 2.7212e-05 | 0 | 2.7212e-05 | 0 | 0.0009006 | 0.0019741 | 0 | 0.0019741 | 0 | 2.3463e-07 | 4.6926e-07 | 0 | 4.6926e-07 | [12 empty] | 7.3.3.17.5 (Remote Grid) Updates to grid topology to minimize risk of ignition in HFTDs Remote GridWLDFRContaminationAggregated | WLDFR | HFTD - Distribution - Tier 2 - 2QU CoRE ¦ 5QU LoRE | Non-Red Flag Warning - Catastrophic Fires | Contamination | Aggregated | 2066 | 2.7429e-08 | 1464.9153 | 4.0182e-05 | 2066 | Mitigation | 0.95 | 45 | 0 | esc | 0.00097009 | 2.6609e-11 | 0.00097009 | 2.6609e-11
[79 empty] | WLDFR | HFTD - Distribution - Tier 3 - 3QU CoRE ¦ 1QU LoRE | Non-Red Flag Warning - Catastrophic Fires | 2067 | 0 | 1.276e-09 | 21325.9188 | 384.5316 | 12862.0997 | 8079.2876 | 0 | 0 | 1.4912e-06 | 0 | 0 | 0 | 2.7212e-05 | 0 | 2.7212e-05 | 0 | 0.00094526 | 0.002072 | 0 | 0.002072 | 0 | 2.3463e-07 | 4.6926e-07 | 0 | 4.6926e-07 | [12 empty] | 7.3.3.17.5 (Remote Grid) Updates to grid topology to minimize risk of ignition in HFTDs Remote GridWLDFRContaminationAggregated | WLDFR | HFTD - Distribution - Tier 2 - 2QU CoRE ¦ 5QU LoRE | Non-Red Flag Warning - Catastrophic Fires | Contamination | Aggregated | 2067 | 2.7429e-08 | 1464.9153 | 4.0182e-05 | 2067 | Mitigation | 0.95 | 45 | 0 | esc | 0 | 0 | 0.00097009 | 2.6609e-11
[79 empty] | WLDFR | HFTD - Distribution - Tier 3 - 3QU CoRE ¦ 1QU LoRE | Non-Red Flag Warning - Destructive Fires | 2022 | 1.8978e-09 | 0 | 8807.9522 | 222.2294 | 8585.7228 | 0 | 0 | 0 | 2.0744e-06 | 1.6716e-05 | 0 | 1.6716e-05 | 0 | 0 | 0 | 0 | 0.00094526 | 0.002072 | 0 | 0.002072 | 0 | 2.457e-07 | 4.914e-07 | 0 | 4.914e-07 | [12 empty] | 7.3.3.17.5 (Remote Grid) Updates to grid topology to minimize risk of ignition in HFTDs Remote GridWLDFREquipment / facility failureAggregated | WLDFR | HFTD - Distribution - Tier 2 - 2QU CoRE ¦ 5QU LoRE | Non-Red Flag Warning - Catastrophic Fires | Equipment / facility failure | Aggregated | 2022 | 5.6693e-08 | 1464.9153 | 8.305e-05 | 2022 | Mitigation | 0.95 | 45 | 0 | esc | 0.00097009 | 5.4997e-11 | 0 | 0
[79 empty] | WLDFR | HFTD - Distribution - Tier 3 - 3QU CoRE ¦ 1QU LoRE | Non-Red Flag Warning - Destructive Fires | 2023 | 1.8978e-09 | 1.8978e-09 | 9129.7461 | 233.2301 | 8896.516 | 0 | 0 | 0 | 2.0744e-06 | 1.7327e-05 | 0 | 1.7327e-05 | 1.7327e-05 | 0 | 1.7327e-05 | 0 | 0.00094526 | 0.002072 | 0 | 0.002072 | 0 | 2.457e-07 | 4.914e-07 | 0 | 4.914e-07 | [12 empty] | 7.3.3.17.5 (Remote Grid) Updates to grid topology to minimize risk of ignition in HFTDs Remote GridWLDFREquipment / facility failureAggregated | WLDFR | HFTD - Distribution - Tier 2 - 2QU CoRE ¦ 5QU LoRE | Non-Red Flag Warning - Catastrophic Fires | Equipment / facility failure | Aggregated | 2023 | 5.6693e-08 | 1464.9153 | 8.305e-05 | 2023 | Mitigation | 0.95 | 45 | 0 | esc | 0.00097009 | 5.4997e-11 | 0.00097009 | 5.4997e-11
[79 empty] | WLDFR | HFTD - Distribution - Tier 3 - 3QU CoRE ¦ 1QU LoRE | Non-Red Flag Warning - Destructive Fires | 2024 | 1.8978e-09 | 1.8978e-09 | 9129.7461 | 233.2301 | 8896.516 | 0 | 0 | 0 | 2.0744e-06 | 1.7327e-05 | 0 | 1.7327e-05 | 1.7327e-05 | 0 | 1.7327e-05 | 0 | 0.00094526 | 0.002072 | 0 | 0.002072 | 0 | 2.457e-07 | 4.914e-07 | 0 | 4.914e-07 | [12 empty] | 7.3.3.17.5 (Remote Grid) Updates to grid topology to minimize risk of ignition in HFTDs Remote GridWLDFREquipment / facility failureAggregated | WLDFR | HFTD - Distribution - Tier 2 - 2QU CoRE ¦ 5QU LoRE | Non-Red Flag Warning - Catastrophic Fires | Equipment / facility failure | Aggregated | 2024 | 5.6693e-08 | 1464.9153 | 8.305e-05 | 2024 | Mitigation | 0.95 | 45 | 0 | esc | 0.00097009 | 5.4997e-11 | 0.00097009 | 5.4997e-11
[79 empty] | WLDFR | HFTD - Distribution - Tier 3 - 3QU CoRE ¦ 1QU LoRE | Non-Red Flag Warning - Destructive Fires | 2025 | 1.8978e-09 | 1.8978e-09 | 9129.7461 | 233.2301 | 8896.516 | 0 | 0 | 0 | 2.0744e-06 | 1.7327e-05 | 0 | 1.7327e-05 | 1.7327e-05 | 0 | 1.7327e-05 | 0 | 0.00094526 | 0.002072 | 0 | 0.002072 | 0 | 2.457e-07 | 4.914e-07 | 0 | 4.914e-07 | [12 empty] | 7.3.3.17.5 (Remote Grid) Updates to grid topology to minimize risk of ignition in HFTDs Remote GridWLDFREquipment / facility failureAggregated | WLDFR | HFTD - Distribution - Tier 2 - 2QU CoRE ¦ 5QU LoRE | Non-Red Flag Warning - Catastrophic Fires | Equipment / facility failure | Aggregated | 2025 | 5.6693e-08 | 1464.9153 | 8.305e-05 | 2025 | Mitigation | 0.95 | 45 | 0 | esc | 0.00097009 | 5.4997e-11 | 0.00097009 | 5.4997e-11
[79 empty] | WLDFR | HFTD - Distribution - Tier 3 - 3QU CoRE ¦ 1QU LoRE | Non-Red Flag Warning - Destructive Fires | 2026 | 1.8978e-09 | 1.8978e-09 | 9129.7461 | 233.2301 | 8896.516 | 0 | 0 | 0 | 2.0744e-06 | 1.7327e-05 | 0 | 1.7327e-05 | 1.7327e-05 | 0 | 1.7327e-05 | 0 | 0.00099204 | 0.0021746 | 0 | 0.0021746 | 0 | 2.457e-07 | 4.914e-07 | 0 | 4.914e-07 | [12 empty] | 7.3.3.17.5 (Remote Grid) Updates to grid topology to minimize risk of ignition in HFTDs Remote GridWLDFREquipment / facility failureAggregated | WLDFR | HFTD - Distribution - Tier 2 - 2QU CoRE ¦ 5QU LoRE | Non-Red Flag Warning - Catastrophic Fires | Equipment / facility failure | Aggregated | 2026 | 5.6693e-08 | 1464.9153 | 8.305e-05 | 2026 | Mitigation | 0.95 | 45 | 0 | esc | 0.00097009 | 5.4997e-11 | 0.00097009 | 5.4997e-11
[79 empty] | WLDFR | HFTD - Distribution - Tier 3 - 3QU CoRE ¦ 1QU LoRE | Non-Red Flag Warning - Destructive Fires | 2027 | 1.8978e-09 | 1.8978e-09 | 9129.7461 | 233.2301 | 8896.516 | 0 | 0 | 0 | 2.0744e-06 | 1.7327e-05 | 0 | 1.7327e-05 | 1.7327e-05 | 0 | 1.7327e-05 | 0 | 0.00099204 | 0.0021746 | 0 | 0.0021746 | 0 | 2.575e-07 | 5.15e-07 | 0 | 5.15e-07 | [12 empty] | 7.3.3.17.5 (Remote Grid) Updates to grid topology to minimize risk of ignition in HFTDs Remote GridWLDFREquipment / facility failureAggregated | WLDFR | HFTD - Distribution - Tier 2 - 2QU CoRE ¦ 5QU LoRE | Non-Red Flag Warning - Catastrophic Fires | Equipment / facility failure | Aggregated | 2027 | 5.6693e-08 | 1464.9153 | 8.305e-05 | 2027 | Mitigation | 0.95 | 45 | 0 | esc | 0.00097009 | 5.4997e-11 | 0.00097009 | 5.4997e-11
[79 empty] | WLDFR | HFTD - Distribution - Tier 3 - 3QU CoRE ¦ 1QU LoRE | Non-Red Flag Warning - Destructive Fires | 2028 | 1.8978e-09 | 1.8978e-09 | 9534.9221 | 247.273 | 9287.6491 | 0 | 0 | 0 | 2.0744e-06 | 1.8096e-05 | 0 | 1.8096e-05 | 1.8096e-05 | 0 | 1.8096e-05 | 0 | 0.00099204 | 0.0021746 | 0 | 0.0021746 | 0 | 2.575e-07 | 5.15e-07 | 0 | 5.15e-07 | [12 empty] | 7.3.3.17.5 (Remote Grid) Updates to grid topology to minimize risk of ignition in HFTDs Remote GridWLDFREquipment / facility failureAggregated | WLDFR | HFTD - Distribution - Tier 2 - 2QU CoRE ¦ 5QU LoRE | Non-Red Flag Warning - Catastrophic Fires | Equipment / facility failure | Aggregated | 2028 | 5.6693e-08 | 1464.9153 | 8.305e-05 | 2028 | Mitigation | 0.95 | 45 | 0 | esc | 0.00097009 | 5.4997e-11 | 0.00097009 | 5.4997e-11
[79 empty] | WLDFR | HFTD - Distribution - Tier 3 - 3QU CoRE ¦ 1QU LoRE | Non-Red Flag Warning - Destructive Fires | 2029 | 1.8978e-09 | 1.8978e-09 | 9534.9221 | 247.273 | 9287.6491 | 0 | 0 | 0 | 2.0744e-06 | 1.8096e-05 | 0 | 1.8096e-05 | 1.8096e-05 | 0 | 1.8096e-05 | 0 | 0.00099204 | 0.0021746 | 0 | 0.0021746 | 0 | 2.575e-07 | 5.15e-07 | 0 | 5.15e-07 | [12 empty] | 7.3.3.17.5 (Remote Grid) Updates to grid topology to minimize risk of ignition in HFTDs Remote GridWLDFREquipment / facility failureAggregated | WLDFR | HFTD - Distribution - Tier 2 - 2QU CoRE ¦ 5QU LoRE | Non-Red Flag Warning - Catastrophic Fires | Equipment / facility failure | Aggregated | 2029 | 5.6693e-08 | 1464.9153 | 8.305e-05 | 2029 | Mitigation | 0.95 | 45 | 0 | esc | 0.00097009 | 5.4997e-11 | 0.00097009 | 5.4997e-11
[79 empty] | WLDFR | HFTD - Distribution - Tier 3 - 3QU CoRE ¦ 1QU LoRE | Non-Red Flag Warning - Destructive Fires | 2030 | 1.8978e-09 | 1.8978e-09 | 9534.9221 | 247.273 | 9287.6491 | 0 | 0 | 0 | 2.0744e-06 | 1.8096e-05 | 0 | 1.8096e-05 | 1.8096e-05 | 0 | 1.8096e-05 | 0 | 0.00099204 | 0.0021746 | 0 | 0.0021746 | 0 | 2.575e-07 | 5.15e-07 | 0 | 5.15e-07 | [12 empty] | 7.3.3.17.5 (Remote Grid) Updates to grid topology to minimize risk of ignition in HFTDs Remote GridWLDFREquipment / facility failureAggregated | WLDFR | HFTD - Distribution - Tier 2 - 2QU CoRE ¦ 5QU LoRE | Non-Red Flag Warning - Catastrophic Fires | Equipment / facility failure | Aggregated | 2030 | 5.6693e-08 | 1464.9153 | 8.305e-05 | 2030 | Mitigation | 0.95 | 45 | 0 | esc | 0.00097009 | 5.4997e-11 | 0.00097009 | 5.4997e-11
[79 empty] | WLDFR | HFTD - Distribution - Tier 3 - 3QU CoRE ¦ 1QU LoRE | Non-Red Flag Warning - Destructive Fires | 2031 | 1.8978e-09 | 1.8978e-09 | 9534.9221 | 247.273 | 9287.6491 | 0 | 0 | 0 | 2.0744e-06 | 1.8096e-05 | 0 | 1.8096e-05 | 1.8096e-05 | 0 | 1.8096e-05 | 0 | 0.0010403 | 0.0022804 | 0 | 0.0022804 | 0 | 0 | 5.15e-07 | 0 | 5.15e-07 | [12 empty] | 7.3.3.17.5 (Remote Grid) Updates to grid topology to minimize risk of ignition in HFTDs Remote GridWLDFREquipment / facility failureAggregated | WLDFR | HFTD - Distribution - Tier 2 - 2QU CoRE ¦ 5QU LoRE | Non-Red Flag Warning - Catastrophic Fires | Equipment / facility failure | Aggregated | 2031 | 5.6693e-08 | 1464.9153 | 8.305e-05 | 2031 | Mitigation | 0.95 | 45 | 0 | esc | 0.00097009 | 5.4997e-11 | 0.00097009 | 5.4997e-11
[79 empty] | WLDFR | HFTD - Distribution - Tier 3 - 3QU CoRE ¦ 1QU LoRE | Non-Red Flag Warning - Destructive Fires | 2032 | 1.8978e-09 | 1.8978e-09 | 9534.9221 | 247.273 | 9287.6491 | 0 | 0 | 0 | 2.0744e-06 | 1.8096e-05 | 0 | 1.8096e-05 | 1.8096e-05 | 0 | 1.8096e-05 | 0 | 0.0010403 | 0.0022804 | 0 | 0.0022804 | 0 | 0 | 0 | 0 | 0 | [12 empty] | 7.3.3.17.5 (Remote Grid) Updates to grid topology to minimize risk of ignition in HFTDs Remote GridWLDFREquipment / facility failureAggregated | WLDFR | HFTD - Distribution - Tier 2 - 2QU CoRE ¦ 5QU LoRE | Non-Red Flag Warning - Catastrophic Fires | Equipment / facility failure | Aggregated | 2032 | 5.6693e-08 | 1464.9153 | 8.305e-05 | 2032 | Mitigation | 0.95 | 45 | 0 | esc | 0.00097009 | 5.4997e-11 | 0.00097009 | 5.4997e-11
[79 empty] | WLDFR | HFTD - Distribution - Tier 3 - 3QU CoRE ¦ 1QU LoRE | Non-Red Flag Warning - Destructive Fires | 2033 | 1.8978e-09 | 1.8978e-09 | 9984.8474 | 263.1074 | 9721.74 | 0 | 0 | 0 | 2.0744e-06 | 1.895e-05 | 0 | 1.895e-05 | 1.895e-05 | 0 | 1.895e-05 | 0 | 0.0010403 | 0.0022804 | 0 | 0.0022804 | 0 | 0 | 0 | 0 | 0 | [12 empty] | 7.3.3.17.5 (Remote Grid) Updates to grid topology to minimize risk of ignition in HFTDs Remote GridWLDFREquipment / facility failureAggregated | WLDFR | HFTD - Distribution - Tier 2 - 2QU CoRE ¦ 5QU LoRE | Non-Red Flag Warning - Catastrophic Fires | Equipment / facility failure | Aggregated | 2033 | 5.6693e-08 | 1464.9153 | 8.305e-05 | 2033 | Mitigation | 0.95 | 45 | 0 | esc | 0.00097009 | 5.4997e-11 | 0.00097009 | 5.4997e-11
[79 empty] | WLDFR | HFTD - Distribution - Tier 3 - 3QU CoRE ¦ 1QU LoRE | Non-Red Flag Warning - Destructive Fires | 2034 | 1.8978e-09 | 1.8978e-09 | 9984.8474 | 263.1074 | 9721.74 | 0 | 0 | 0 | 2.0744e-06 | 1.895e-05 | 0 | 1.895e-05 | 1.895e-05 | 0 | 1.895e-05 | 0 | 0.0010403 | 0.0022804 | 0 | 0.0022804 | 0 | 7.6082e-07 | 0 | 0 | 0 | [12 empty] | 7.3.3.17.5 (Remote Grid) Updates to grid topology to minimize risk of ignition in HFTDs Remote GridWLDFREquipment / facility failureAggregated | WLDFR | HFTD - Distribution - Tier 2 - 2QU CoRE ¦ 5QU LoRE | Non-Red Flag Warning - Catastrophic Fires | Equipment / facility failure | Aggregated | 2034 | 5.6693e-08 | 1464.9153 | 8.305e-05 | 2034 | Mitigation | 0.95 | 45 | 0 | esc | 0.00097009 | 5.4997e-11 | 0.00097009 | 5.4997e-11
[79 empty] | WLDFR | HFTD - Distribution - Tier 3 - 3QU CoRE ¦ 1QU LoRE | Non-Red Flag Warning - Destructive Fires | 2035 | 1.8978e-09 | 1.8978e-09 | 9984.8474 | 263.1074 | 9721.74 | 0 | 0 | 0 | 2.0744e-06 | 1.895e-05 | 0 | 1.895e-05 | 1.895e-05 | 0 | 1.895e-05 | 0 | 0.0010403 | 0.0022804 | 0 | 0.0022804 | 0 | 7.8871e-07 | 1.5774e-06 | 0 | 1.5774e-06 | [12 empty] | 7.3.3.17.5 (Remote Grid) Updates to grid topology to minimize risk of ignition in HFTDs Remote GridWLDFREquipment / facility failureAggregated | WLDFR | HFTD - Distribution - Tier 2 - 2QU CoRE ¦ 5QU LoRE | Non-Red Flag Warning - Catastrophic Fires | Equipment / facility failure | Aggregated | 2035 | 5.6693e-08 | 1464.9153 | 8.305e-05 | 2035 | Mitigation | 0.95 | 45 | 0 | esc | 0.00097009 | 5.4997e-11 | 0.00097009 | 5.4997e-11
[79 empty] | WLDFR | HFTD - Distribution - Tier 3 - 3QU CoRE ¦ 1QU LoRE | Non-Red Flag Warning - Destructive Fires | 2036 | 1.8978e-09 | 1.8978e-09 | 9984.8474 | 263.1074 | 9721.74 | 0 | 0 | 0 | 2.0744e-06 | 1.895e-05 | 0 | 1.895e-05 | 1.895e-05 | 0 | 1.895e-05 | 0 | 0.0010896 | 0.0023884 | 0 | 0.0023884 | 0 | 7.8871e-07 | 1.5774e-06 | 0 | 1.5774e-06 | [12 empty] | 7.3.3.17.5 (Remote Grid) Updates to grid topology to minimize risk of ignition in HFTDs Remote GridWLDFREquipment / facility failureAggregated | WLDFR | HFTD - Distribution - Tier 2 - 2QU CoRE ¦ 5QU LoRE | Non-Red Flag Warning - Catastrophic Fires | Equipment / facility failure | Aggregated | 2036 | 5.6693e-08 | 1464.9153 | 8.305e-05 | 2036 | Mitigation | 0.95 | 45 | 0 | esc | 0.00097009 | 5.4997e-11 | 0.00097009 | 5.4997e-11
[79 empty] | WLDFR | HFTD - Distribution - Tier 3 - 3QU CoRE ¦ 1QU LoRE | Non-Red Flag Warning - Destructive Fires | 2037 | 1.8978e-09 | 1.8978e-09 | 9984.8474 | 263.1074 | 9721.74 | 0 | 0 | 0 | 2.0744e-06 | 1.895e-05 | 0 | 1.895e-05 | 1.895e-05 | 0 | 1.895e-05 | 0 | 0.0010896 | 0.0023884 | 0 | 0.0023884 | 0 | 7.8871e-07 | 1.5774e-06 | 0 | 1.5774e-06 | [12 empty] | 7.3.3.17.5 (Remote Grid) Updates to grid topology to minimize risk of ignition in HFTDs Remote GridWLDFREquipment / facility failureAggregated | WLDFR | HFTD - Distribution - Tier 2 - 2QU CoRE ¦ 5QU LoRE | Non-Red Flag Warning - Catastrophic Fires | Equipment / facility failure | Aggregated | 2037 | 5.6693e-08 | 1464.9153 | 8.305e-05 | 2037 | Mitigation | 0.95 | 45 | 0 | esc | 0.00097009 | 5.4997e-11 | 0.00097009 | 5.4997e-11
[79 empty] | WLDFR | HFTD - Distribution - Tier 3 - 3QU CoRE ¦ 1QU LoRE | Non-Red Flag Warning - Destructive Fires | 2038 | 1.8978e-09 | 1.8978e-09 | 10472.8261 | 280.5544 | 10192.2718 | 0 | 0 | 0 | 2.0744e-06 | 1.9876e-05 | 0 | 1.9876e-05 | 1.9876e-05 | 0 | 1.9876e-05 | 0 | 0.0010896 | 0.0023884 | 0 | 0.0023884 | 0 | 7.8871e-07 | 1.5774e-06 | 0 | 1.5774e-06 | [12 empty] | 7.3.3.17.5 (Remote Grid) Updates to grid topology to minimize risk of ignition in HFTDs Remote GridWLDFREquipment / facility failureAggregated | WLDFR | HFTD - Distribution - Tier 2 - 2QU CoRE ¦ 5QU LoRE | Non-Red Flag Warning - Catastrophic Fires | Equipment / facility failure | Aggregated | 2038 | 5.6693e-08 | 1464.9153 | 8.305e-05 | 2038 | Mitigation | 0.95 | 45 | 0 | esc | 0.00097009 | 5.4997e-11 | 0.00097009 | 5.4997e-11
[79 empty] | WLDFR | HFTD - Distribution - Tier 3 - 3QU CoRE ¦ 1QU LoRE | Non-Red Flag Warning - Destructive Fires | 2039 | 1.8978e-09 | 1.8978e-09 | 10472.8261 | 280.5544 | 10192.2718 | 0 | 0 | 0 | 2.0744e-06 | 1.9876e-05 | 0 | 1.9876e-05 | 1.9876e-05 | 0 | 1.9876e-05 | 0 | 0.0010896 | 0.0023884 | 0 | 0.0023884 | 0 | 7.8871e-07 | 1.5774e-06 | 0 | 1.5774e-06 | [12 empty] | 7.3.3.17.5 (Remote Grid) Updates to grid topology to minimize risk of ignition in HFTDs Remote GridWLDFREquipment / facility failureAggregated | WLDFR | HFTD - Distribution - Tier 2 - 2QU CoRE ¦ 5QU LoRE | Non-Red Flag Warning - Catastrophic Fires | Equipment / facility failure | Aggregated | 2039 | 5.6693e-08 | 1464.9153 | 8.305e-05 | 2039 | Mitigation | 0.95 | 45 | 0 | esc | 0.00097009 | 5.4997e-11 | 0.00097009 | 5.4997e-11
[79 empty] | WLDFR | HFTD - Distribution - Tier 3 - 3QU CoRE ¦ 1QU LoRE | Non-Red Flag Warning - Destructive Fires | 2040 | 1.8978e-09 | 1.8978e-09 | 10472.8261 | 280.5544 | 10192.2718 | 0 | 0 | 0 | 2.0744e-06 | 1.9876e-05 | 0 | 1.9876e-05 | 1.9876e-05 | 0 | 1.9876e-05 | 0 | 0.0010896 | 0.0023884 | 0 | 0.0023884 | 0 | 8.2385e-07 | 1.6477e-06 | 0 | 1.6477e-06 | [12 empty] | 7.3.3.17.5 (Remote Grid) Updates to grid topology to minimize risk of ignition in HFTDs Remote GridWLDFREquipment / facility failureAggregated | WLDFR | HFTD - Distribution - Tier 2 - 2QU CoRE ¦ 5QU LoRE | Non-Red Flag Warning - Catastrophic Fires | Equipment / facility failure | Aggregated | 2040 | 5.6693e-08 | 1464.9153 | 8.305e-05 | 2040 | Mitigation | 0.95 | 45 | 0 | esc | 0.00097009 | 5.4997e-11 | 0.00097009 | 5.4997e-11
[79 empty] | WLDFR | HFTD - Distribution - Tier 3 - 3QU CoRE ¦ 1QU LoRE | Non-Red Flag Warning - Destructive Fires | 2041 | 1.8978e-09 | 1.8978e-09 | 10472.8261 | 280.5544 | 10192.2718 | 0 | 0 | 0 | 2.0744e-06 | 1.9876e-05 | 0 | 1.9876e-05 | 1.9876e-05 | 0 | 1.9876e-05 | 0 | 0.0011391 | 0.002497 | 0 | 0.002497 | 0 | 8.2385e-07 | 1.6477e-06 | 0 | 1.6477e-06 | [12 empty] | 7.3.3.17.5 (Remote Grid) Updates to grid topology to minimize risk of ignition in HFTDs Remote GridWLDFREquipment / facility failureAggregated | WLDFR | HFTD - Distribution - Tier 2 - 2QU CoRE ¦ 5QU LoRE | Non-Red Flag Warning - Catastrophic Fires | Equipment / facility failure | Aggregated | 2041 | 5.6693e-08 | 1464.9153 | 8.305e-05 | 2041 | Mitigation | 0.95 | 45 | 0 | esc | 0.00097009 | 5.4997e-11 | 0.00097009 | 5.4997e-11
[79 empty] | WLDFR | HFTD - Distribution - Tier 3 - 3QU CoRE ¦ 1QU LoRE | Non-Red Flag Warning - Destructive Fires | 2042 | 1.8978e-09 | 1.8978e-09 | 10472.8261 | 280.5544 | 10192.2718 | 0 | 0 | 0 | 2.0744e-06 | 1.9876e-05 | 0 | 1.9876e-05 | 1.9876e-05 | 0 | 1.9876e-05 | 0 | 0.0011391 | 0.002497 | 0 | 0.002497 | 0 | 8.2385e-07 | 1.6477e-06 | 0 | 1.6477e-06 | [12 empty] | 7.3.3.17.5 (Remote Grid) Updates to grid topology to minimize risk of ignition in HFTDs Remote GridWLDFREquipment / facility failureAggregated | WLDFR | HFTD - Distribution - Tier 2 - 2QU CoRE ¦ 5QU LoRE | Non-Red Flag Warning - Catastrophic Fires | Equipment / facility failure | Aggregated | 2042 | 5.6693e-08 | 1464.9153 | 8.305e-05 | 2042 | Mitigation | 0.95 | 45 | 0 | esc | 0.00097009 | 5.4997e-11 | 0.00097009 | 5.4997e-11
[79 empty] | WLDFR | HFTD - Distribution - Tier 3 - 3QU CoRE ¦ 1QU LoRE | Non-Red Flag Warning - Destructive Fires | 2043 | 1.8978e-09 | 1.8978e-09 | 10992.1562 | 299.42 | 10692.7362 | 0 | 0 | 0 | 2.0744e-06 | 2.0861e-05 | 0 | 2.0861e-05 | 2.0861e-05 | 0 | 2.0861e-05 | 0 | 0.0011391 | 0.002497 | 0 | 0.002497 | 0 | 8.2385e-07 | 1.6477e-06 | 0 | 1.6477e-06 | [12 empty] | 7.3.3.17.5 (Remote Grid) Updates to grid topology to minimize risk of ignition in HFTDs Remote GridWLDFREquipment / facility failureAggregated | WLDFR | HFTD - Distribution - Tier 2 - 2QU CoRE ¦ 5QU LoRE | Non-Red Flag Warning - Catastrophic Fires | Equipment / facility failure | Aggregated | 2043 | 5.6693e-08 | 1464.9153 | 8.305e-05 | 2043 | Mitigation | 0.95 | 45 | 0 | esc | 0.00097009 | 5.4997e-11 | 0.00097009 | 5.4997e-11
[79 empty] | WLDFR | HFTD - Distribution - Tier 3 - 3QU CoRE ¦ 1QU LoRE | Non-Red Flag Warning - Destructive Fires | 2044 | 1.8978e-09 | 1.8978e-09 | 10992.1562 | 299.42 | 10692.7362 | 0 | 0 | 0 | 2.0744e-06 | 2.0861e-05 | 0 | 2.0861e-05 | 2.0861e-05 | 0 | 2.0861e-05 | 0 | 0.0011391 | 0.002497 | 0 | 0.002497 | 0 | 8.2385e-07 | 1.6477e-06 | 0 | 1.6477e-06 | [12 empty] | 7.3.3.17.5 (Remote Grid) Updates to grid topology to minimize risk of ignition in HFTDs Remote GridWLDFREquipment / facility failureAggregated | WLDFR | HFTD - Distribution - Tier 2 - 2QU CoRE ¦ 5QU LoRE | Non-Red Flag Warning - Catastrophic Fires | Equipment / facility failure | Aggregated | 2044 | 5.6693e-08 | 1464.9153 | 8.305e-05 | 2044 | Mitigation | 0.95 | 45 | 0 | esc | 0.00097009 | 5.4997e-11 | 0.00097009 | 5.4997e-11
[79 empty] | WLDFR | HFTD - Distribution - Tier 3 - 3QU CoRE ¦ 1QU LoRE | Non-Red Flag Warning - Destructive Fires | 2045 | 1.8978e-09 | 1.8978e-09 | 10992.1562 | 299.42 | 10692.7362 | 0 | 0 | 0 | 2.0744e-06 | 2.0861e-05 | 0 | 2.0861e-05 | 2.0861e-05 | 0 | 2.0861e-05 | 0 | 0.0011391 | 0.002497 | 0 | 0.002497 | 0 | 8.629e-07 | 1.7258e-06 | 0 | 1.7258e-06 | [12 empty] | 7.3.3.17.5 (Remote Grid) Updates to grid topology to minimize risk of ignition in HFTDs Remote GridWLDFREquipment / facility failureAggregated | WLDFR | HFTD - Distribution - Tier 2 - 2QU CoRE ¦ 5QU LoRE | Non-Red Flag Warning - Catastrophic Fires | Equipment / facility failure | Aggregated | 2045 | 5.6693e-08 | 1464.9153 | 8.305e-05 | 2045 | Mitigation | 0.95 | 45 | 0 | esc | 0.00097009 | 5.4997e-11 | 0.00097009 | 5.4997e-11
[79 empty] | WLDFR | HFTD - Distribution - Tier 3 - 3QU CoRE ¦ 1QU LoRE | Non-Red Flag Warning - Destructive Fires | 2046 | 1.8978e-09 | 1.8978e-09 | 10992.1562 | 299.42 | 10692.7362 | 0 | 0 | 0 | 2.0744e-06 | 2.0861e-05 | 0 | 2.0861e-05 | 2.0861e-05 | 0 | 2.0861e-05 | 0 | 0.0011885 | 0.0026051 | 0 | 0.0026051 | 0 | 8.629e-07 | 1.7258e-06 | 0 | 1.7258e-06 | [12 empty] | 7.3.3.17.5 (Remote Grid) Updates to grid topology to minimize risk of ignition in HFTDs Remote GridWLDFREquipment / facility failureAggregated | WLDFR | HFTD - Distribution - Tier 2 - 2QU CoRE ¦ 5QU LoRE | Non-Red Flag Warning - Catastrophic Fires | Equipment / facility failure | Aggregated | 2046 | 5.6693e-08 | 1464.9153 | 8.305e-05 | 2046 | Mitigation | 0.95 | 45 | 0 | esc | 0.00097009 | 5.4997e-11 | 0.00097009 | 5.4997e-11
[79 empty] | WLDFR | HFTD - Distribution - Tier 3 - 3QU CoRE ¦ 1QU LoRE | Non-Red Flag Warning - Destructive Fires | 2047 | 1.8978e-09 | 1.8978e-09 | 10992.1562 | 299.42 | 10692.7362 | 0 | 0 | 0 | 2.0744e-06 | 2.0861e-05 | 0 | 2.0861e-05 | 2.0861e-05 | 0 | 2.0861e-05 | 0 | 0.0011885 | 0.0026051 | 0 | 0.0026051 | 0 | 8.629e-07 | 1.7258e-06 | 0 | 1.7258e-06 | [12 empty] | 7.3.3.17.5 (Remote Grid) Updates to grid topology to minimize risk of ignition in HFTDs Remote GridWLDFREquipment / facility failureAggregated | WLDFR | HFTD - Distribution - Tier 2 - 2QU CoRE ¦ 5QU LoRE | Non-Red Flag Warning - Catastrophic Fires | Equipment / facility failure | Aggregated | 2047 | 5.6693e-08 | 1464.9153 | 8.305e-05 | 2047 | Mitigation | 0.95 | 45 | 0 | esc | 0.00097009 | 5.4997e-11 | 0.00097009 | 5.4997e-11
[79 empty] | WLDFR | HFTD - Distribution - Tier 3 - 3QU CoRE ¦ 1QU LoRE | Non-Red Flag Warning - Destructive Fires | 2048 | 1.8978e-09 | 1.8978e-09 | 11536.0538 | 319.4911 | 11216.5626 | 0 | 0 | 0 | 2.0744e-06 | 2.1894e-05 | 0 | 2.1894e-05 | 2.1894e-05 | 0 | 2.1894e-05 | 0 | 0.0011885 | 0.0026051 | 0 | 0.0026051 | 0 | 8.629e-07 | 1.7258e-06 | 0 | 1.7258e-06 | [12 empty] | 7.3.3.17.5 (Remote Grid) Updates to grid topology to minimize risk of ignition in HFTDs Remote GridWLDFREquipment / facility failureAggregated | WLDFR | HFTD - Distribution - Tier 2 - 2QU CoRE ¦ 5QU LoRE | Non-Red Flag Warning - Catastrophic Fires | Equipment / facility failure | Aggregated | 2048 | 5.6693e-08 | 1464.9153 | 8.305e-05 | 2048 | Mitigation | 0.95 | 45 | 0 | esc | 0.00097009 | 5.4997e-11 | 0.00097009 | 5.4997e-11
[79 empty] | WLDFR | HFTD - Distribution - Tier 3 - 3QU CoRE ¦ 1QU LoRE | Non-Red Flag Warning - Destructive Fires | 2049 | 1.8978e-09 | 1.8978e-09 | 11536.0538 | 319.4911 | 11216.5626 | 0 | 0 | 0 | 2.0744e-06 | 2.1894e-05 | 0 | 2.1894e-05 | 2.1894e-05 | 0 | 2.1894e-05 | 0 | 0 | 0.0026051 | 0 | 0.0026051 | 0 | 8.629e-07 | 1.7258e-06 | 0 | 1.7258e-06 | [12 empty] | 7.3.3.17.5 (Remote Grid) Updates to grid topology to minimize risk of ignition in HFTDs Remote GridWLDFREquipment / facility failureAggregated | WLDFR | HFTD - Distribution - Tier 2 - 2QU CoRE ¦ 5QU LoRE | Non-Red Flag Warning - Catastrophic Fires | Equipment / facility failure | Aggregated | 2049 | 5.6693e-08 | 1464.9153 | 8.305e-05 | 2049 | Mitigation | 0.95 | 45 | 0 | esc | 0.00097009 | 5.4997e-11 | 0.00097009 | 5.4997e-11
[79 empty] | WLDFR | HFTD - Distribution - Tier 3 - 3QU CoRE ¦ 1QU LoRE | Non-Red Flag Warning - Destructive Fires | 2050 | 1.8978e-09 | 1.8978e-09 | 11536.0538 | 319.4911 | 11216.5626 | 0 | 0 | 0 | 2.0744e-06 | 2.1894e-05 | 0 | 2.1894e-05 | 2.1894e-05 | 0 | 2.1894e-05 | 0 | 0 | 0 | 0 | 0 | 0 | 9.053e-07 | 1.8106e-06 | 0 | 1.8106e-06 | [12 empty] | 7.3.3.17.5 (Remote Grid) Updates to grid topology to minimize risk of ignition in HFTDs Remote GridWLDFREquipment / facility failureAggregated | WLDFR | HFTD - Distribution - Tier 2 - 2QU CoRE ¦ 5QU LoRE | Non-Red Flag Warning - Catastrophic Fires | Equipment / facility failure | Aggregated | 2050 | 5.6693e-08 | 1464.9153 | 8.305e-05 | 2050 | Mitigation | 0.95 | 45 | 0 | esc | 0.00097009 | 5.4997e-11 | 0.00097009 | 5.4997e-11
[79 empty] | WLDFR | HFTD - Distribution - Tier 3 - 3QU CoRE ¦ 1QU LoRE | Non-Red Flag Warning - Destructive Fires | 2051 | 1.8978e-09 | 1.8978e-09 | 11536.0538 | 319.4911 | 11216.5626 | 0 | 0 | 0 | 2.0744e-06 | 2.1894e-05 | 0 | 2.1894e-05 | 2.1894e-05 | 0 | 2.1894e-05 | 0 | 2.2303e-06 | 0 | 0 | 0 | 0 | 9.053e-07 | 1.8106e-06 | 0 | 1.8106e-06 | [12 empty] | 7.3.3.17.5 (Remote Grid) Updates to grid topology to minimize risk of ignition in HFTDs Remote GridWLDFREquipment / facility failureAggregated | WLDFR | HFTD - Distribution - Tier 2 - 2QU CoRE ¦ 5QU LoRE | Non-Red Flag Warning - Catastrophic Fires | Equipment / facility failure | Aggregated | 2051 | 5.6693e-08 | 1464.9153 | 8.305e-05 | 2051 | Mitigation | 0.95 | 45 | 0 | esc | 0.00097009 | 5.4997e-11 | 0.00097009 | 5.4997e-11
[79 empty] | WLDFR | HFTD - Distribution - Tier 3 - 3QU CoRE ¦ 1QU LoRE | Non-Red Flag Warning - Destructive Fires | 2052 | 1.8978e-09 | 1.8978e-09 | 11536.0538 | 319.4911 | 11216.5626 | 0 | 0 | 0 | 2.0744e-06 | 2.1894e-05 | 0 | 2.1894e-05 | 2.1894e-05 | 0 | 2.1894e-05 | 0 | 2.3301e-06 | 5.1076e-06 | 0 | 5.1076e-06 | 0 | 9.053e-07 | 1.8106e-06 | 0 | 1.8106e-06 | [12 empty] | 7.3.3.17.5 (Remote Grid) Updates to grid topology to minimize risk of ignition in HFTDs Remote GridWLDFREquipment / facility failureAggregated | WLDFR | HFTD - Distribution - Tier 2 - 2QU CoRE ¦ 5QU LoRE | Non-Red Flag Warning - Catastrophic Fires | Equipment / facility failure | Aggregated | 2052 | 5.6693e-08 | 1464.9153 | 8.305e-05 | 2052 | Mitigation | 0.95 | 45 | 0 | esc | 0.00097009 | 5.4997e-11 | 0.00097009 | 5.4997e-11
[79 empty] | WLDFR | HFTD - Distribution - Tier 3 - 3QU CoRE ¦ 1QU LoRE | Non-Red Flag Warning - Destructive Fires | 2053 | 1.8978e-09 | 1.8978e-09 | 12097.6769 | 340.5356 | 11757.1413 | 0 | 0 | 0 | 2.0744e-06 | 2.296e-05 | 0 | 2.296e-05 | 2.296e-05 | 0 | 2.296e-05 | 0 | 2.3301e-06 | 5.1076e-06 | 0 | 5.1076e-06 | 0 | 9.053e-07 | 1.8106e-06 | 0 | 1.8106e-06 | [12 empty] | 7.3.3.17.5 (Remote Grid) Updates to grid topology to minimize risk of ignition in HFTDs Remote GridWLDFREquipment / facility failureAggregated | WLDFR | HFTD - Distribution - Tier 2 - 2QU CoRE ¦ 5QU LoRE | Non-Red Flag Warning - Catastrophic Fires | Equipment / facility failure | Aggregated | 2053 | 5.6693e-08 | 1464.9153 | 8.305e-05 | 2053 | Mitigation | 0.95 | 45 | 0 | esc | 0.00097009 | 5.4997e-11 | 0.00097009 | 5.4997e-11
[79 empty] | WLDFR | HFTD - Distribution - Tier 3 - 3QU CoRE ¦ 1QU LoRE | Non-Red Flag Warning - Destructive Fires | 2054 | 1.8978e-09 | 1.8978e-09 | 12097.6769 | 340.5356 | 11757.1413 | 0 | 0 | 0 | 2.0744e-06 | 2.296e-05 | 0 | 2.296e-05 | 2.296e-05 | 0 | 2.296e-05 | 0 | 2.3301e-06 | 5.1076e-06 | 0 | 5.1076e-06 | 0 | 9.053e-07 | 1.8106e-06 | 0 | 1.8106e-06 | [12 empty] | 7.3.3.17.5 (Remote Grid) Updates to grid topology to minimize risk of ignition in HFTDs Remote GridWLDFREquipment / facility failureAggregated | WLDFR | HFTD - Distribution - Tier 2 - 2QU CoRE ¦ 5QU LoRE | Non-Red Flag Warning - Catastrophic Fires | Equipment / facility failure | Aggregated | 2054 | 5.6693e-08 | 1464.9153 | 8.305e-05 | 2054 | Mitigation | 0.95 | 45 | 0 | esc | 0.00097009 | 5.4997e-11 | 0.00097009 | 5.4997e-11
[79 empty] | WLDFR | HFTD - Distribution - Tier 3 - 3QU CoRE ¦ 1QU LoRE | Non-Red Flag Warning - Destructive Fires | 2055 | 1.8978e-09 | 1.8978e-09 | 12097.6769 | 340.5356 | 11757.1413 | 0 | 0 | 0 | 2.0744e-06 | 2.296e-05 | 0 | 2.296e-05 | 2.296e-05 | 0 | 2.296e-05 | 0 | 2.3301e-06 | 5.1076e-06 | 0 | 5.1076e-06 | 0 | 9.5046e-07 | 1.9009e-06 | 0 | 1.9009e-06 | [12 empty] | 7.3.3.17.5 (Remote Grid) Updates to grid topology to minimize risk of ignition in HFTDs Remote GridWLDFREquipment / facility failureAggregated | WLDFR | HFTD - Distribution - Tier 2 - 2QU CoRE ¦ 5QU LoRE | Non-Red Flag Warning - Catastrophic Fires | Equipment / facility failure | Aggregated | 2055 | 5.6693e-08 | 1464.9153 | 8.305e-05 | 2055 | Mitigation | 0.95 | 45 | 0 | esc | 0.00097009 | 5.4997e-11 | 0.00097009 | 5.4997e-11
[79 empty] | WLDFR | HFTD - Distribution - Tier 3 - 3QU CoRE ¦ 1QU LoRE | Non-Red Flag Warning - Destructive Fires | 2056 | 1.8978e-09 | 1.8978e-09 | 12097.6769 | 340.5356 | 11757.1413 | 0 | 0 | 0 | 2.0744e-06 | 2.296e-05 | 0 | 2.296e-05 | 2.296e-05 | 0 | 2.296e-05 | 0 | 2.3301e-06 | 5.1076e-06 | 0 | 5.1076e-06 | 0 | 9.5046e-07 | 1.9009e-06 | 0 | 1.9009e-06 | [12 empty] | 7.3.3.17.5 (Remote Grid) Updates to grid topology to minimize risk of ignition in HFTDs Remote GridWLDFREquipment / facility failureAggregated | WLDFR | HFTD - Distribution - Tier 2 - 2QU CoRE ¦ 5QU LoRE | Non-Red Flag Warning - Catastrophic Fires | Equipment / facility failure | Aggregated | 2056 | 5.6693e-08 | 1464.9153 | 8.305e-05 | 2056 | Mitigation | 0.95 | 45 | 0 | esc | 0.00097009 | 5.4997e-11 | 0.00097009 | 5.4997e-11
[79 empty] | WLDFR | HFTD - Distribution - Tier 3 - 3QU CoRE ¦ 1QU LoRE | Non-Red Flag Warning - Destructive Fires | 2057 | 1.8978e-09 | 1.8978e-09 | 12097.6769 | 340.5356 | 11757.1413 | 0 | 0 | 0 | 2.0744e-06 | 2.296e-05 | 0 | 2.296e-05 | 2.296e-05 | 0 | 2.296e-05 | 0 | 2.4586e-06 | 5.3893e-06 | 0 | 5.3893e-06 | 0 | 9.5046e-07 | 1.9009e-06 | 0 | 1.9009e-06 | [12 empty] | 7.3.3.17.5 (Remote Grid) Updates to grid topology to minimize risk of ignition in HFTDs Remote GridWLDFREquipment / facility failureAggregated | WLDFR | HFTD - Distribution - Tier 2 - 2QU CoRE ¦ 5QU LoRE | Non-Red Flag Warning - Catastrophic Fires | Equipment / facility failure | Aggregated | 2057 | 5.6693e-08 | 1464.9153 | 8.305e-05 | 2057 | Mitigation | 0.95 | 45 | 0 | esc | 0.00097009 | 5.4997e-11 | 0.00097009 | 5.4997e-11
[79 empty] | WLDFR | HFTD - Distribution - Tier 3 - 3QU CoRE ¦ 1QU LoRE | Non-Red Flag Warning - Destructive Fires | 2058 | 1.8978e-09 | 1.8978e-09 | 12670.1796 | 362.3049 | 12307.8747 | 0 | 0 | 0 | 2.0744e-06 | 2.4046e-05 | 0 | 2.4046e-05 | 2.4046e-05 | 0 | 2.4046e-05 | 0 | 2.4586e-06 | 5.3893e-06 | 0 | 5.3893e-06 | 0 | 9.5046e-07 | 1.9009e-06 | 0 | 1.9009e-06 | [12 empty] | 7.3.3.17.5 (Remote Grid) Updates to grid topology to minimize risk of ignition in HFTDs Remote GridWLDFREquipment / facility failureAggregated | WLDFR | HFTD - Distribution - Tier 2 - 2QU CoRE ¦ 5QU LoRE | Non-Red Flag Warning - Catastrophic Fires | Equipment / facility failure | Aggregated | 2058 | 5.6693e-08 | 1464.9153 | 8.305e-05 | 2058 | Mitigation | 0.95 | 45 | 0 | esc | 0.00097009 | 5.4997e-11 | 0.00097009 | 5.4997e-11
[79 empty] | WLDFR | HFTD - Distribution - Tier 3 - 3QU CoRE ¦ 1QU LoRE | Non-Red Flag Warning - Destructive Fires | 2059 | 1.8978e-09 | 1.8978e-09 | 12670.1796 | 362.3049 | 12307.8747 | 0 | 0 | 0 | 2.0744e-06 | 2.4046e-05 | 0 | 2.4046e-05 | 2.4046e-05 | 0 | 2.4046e-05 | 0 | 2.4586e-06 | 5.3893e-06 | 0 | 5.3893e-06 | 0 | 9.5046e-07 | 1.9009e-06 | 0 | 1.9009e-06 | [12 empty] | 7.3.3.17.5 (Remote Grid) Updates to grid topology to minimize risk of ignition in HFTDs Remote GridWLDFREquipment / facility failureAggregated | WLDFR | HFTD - Distribution - Tier 2 - 2QU CoRE ¦ 5QU LoRE | Non-Red Flag Warning - Catastrophic Fires | Equipment / facility failure | Aggregated | 2059 | 5.6693e-08 | 1464.9153 | 8.305e-05 | 2059 | Mitigation | 0.95 | 45 | 0 | esc | 0.00097009 | 5.4997e-11 | 0.00097009 | 5.4997e-11
[79 empty] | WLDFR | HFTD - Distribution - Tier 3 - 3QU CoRE ¦ 1QU LoRE | Non-Red Flag Warning - Destructive Fires | 2060 | 1.8978e-09 | 1.8978e-09 | 12670.1796 | 362.3049 | 12307.8747 | 0 | 0 | 0 | 2.0744e-06 | 2.4046e-05 | 0 | 2.4046e-05 | 2.4046e-05 | 0 | 2.4046e-05 | 0 | 2.4586e-06 | 5.3893e-06 | 0 | 5.3893e-06 | 0 | 9.978e-07 | 1.9956e-06 | 0 | 1.9956e-06 | [12 empty] | 7.3.3.17.5 (Remote Grid) Updates to grid topology to minimize risk of ignition in HFTDs Remote GridWLDFREquipment / facility failureAggregated | WLDFR | HFTD - Distribution - Tier 2 - 2QU CoRE ¦ 5QU LoRE | Non-Red Flag Warning - Catastrophic Fires | Equipment / facility failure | Aggregated | 2060 | 5.6693e-08 | 1464.9153 | 8.305e-05 | 2060 | Mitigation | 0.95 | 45 | 0 | esc | 0.00097009 | 5.4997e-11 | 0.00097009 | 5.4997e-11
[79 empty] | WLDFR | HFTD - Distribution - Tier 3 - 3QU CoRE ¦ 1QU LoRE | Non-Red Flag Warning - Destructive Fires | 2061 | 1.8978e-09 | 1.8978e-09 | 12670.1796 | 362.3049 | 12307.8747 | 0 | 0 | 0 | 2.0744e-06 | 2.4046e-05 | 0 | 2.4046e-05 | 2.4046e-05 | 0 | 2.4046e-05 | 0 | 2.4586e-06 | 5.3893e-06 | 0 | 5.3893e-06 | 0 | 9.978e-07 | 1.9956e-06 | 0 | 1.9956e-06 | [12 empty] | 7.3.3.17.5 (Remote Grid) Updates to grid topology to minimize risk of ignition in HFTDs Remote GridWLDFREquipment / facility failureAggregated | WLDFR | HFTD - Distribution - Tier 2 - 2QU CoRE ¦ 5QU LoRE | Non-Red Flag Warning - Catastrophic Fires | Equipment / facility failure | Aggregated | 2061 | 5.6693e-08 | 1464.9153 | 8.305e-05 | 2061 | Mitigation | 0.95 | 45 | 0 | esc | 0.00097009 | 5.4997e-11 | 0.00097009 | 5.4997e-11
[79 empty] | WLDFR | HFTD - Distribution - Tier 3 - 3QU CoRE ¦ 1QU LoRE | Non-Red Flag Warning - Destructive Fires | 2062 | 1.8978e-09 | 1.8978e-09 | 12670.1796 | 362.3049 | 12307.8747 | 0 | 0 | 0 | 2.0744e-06 | 2.4046e-05 | 0 | 2.4046e-05 | 2.4046e-05 | 0 | 2.4046e-05 | 0 | 2.6048e-06 | 5.7097e-06 | 0 | 5.7097e-06 | 0 | 9.978e-07 | 1.9956e-06 | 0 | 1.9956e-06 | [12 empty] | 7.3.3.17.5 (Remote Grid) Updates to grid topology to minimize risk of ignition in HFTDs Remote GridWLDFREquipment / facility failureAggregated | WLDFR | HFTD - Distribution - Tier 2 - 2QU CoRE ¦ 5QU LoRE | Non-Red Flag Warning - Catastrophic Fires | Equipment / facility failure | Aggregated | 2062 | 5.6693e-08 | 1464.9153 | 8.305e-05 | 2062 | Mitigation | 0.95 | 45 | 0 | esc | 0.00097009 | 5.4997e-11 | 0.00097009 | 5.4997e-11
[79 empty] | WLDFR | HFTD - Distribution - Tier 3 - 3QU CoRE ¦ 1QU LoRE | Non-Red Flag Warning - Destructive Fires | 2063 | 1.8978e-09 | 1.8978e-09 | 13246.6313 | 384.5316 | 12862.0997 | 0 | 0 | 0 | 2.0744e-06 | 2.514e-05 | 0 | 2.514e-05 | 2.514e-05 | 0 | 2.514e-05 | 0 | 2.6048e-06 | 5.7097e-06 | 0 | 5.7097e-06 | 0 | 9.978e-07 | 1.9956e-06 | 0 | 1.9956e-06 | [12 empty] | 7.3.3.17.5 (Remote Grid) Updates to grid topology to minimize risk of ignition in HFTDs Remote GridWLDFREquipment / facility failureAggregated | WLDFR | HFTD - Distribution - Tier 2 - 2QU CoRE ¦ 5QU LoRE | Non-Red Flag Warning - Catastrophic Fires | Equipment / facility failure | Aggregated | 2063 | 5.6693e-08 | 1464.9153 | 8.305e-05 | 2063 | Mitigation | 0.95 | 45 | 0 | esc | 0.00097009 | 5.4997e-11 | 0.00097009 | 5.4997e-11
[79 empty] | WLDFR | HFTD - Distribution - Tier 3 - 3QU CoRE ¦ 1QU LoRE | Non-Red Flag Warning - Destructive Fires | 2064 | 1.8978e-09 | 1.8978e-09 | 13246.6313 | 384.5316 | 12862.0997 | 0 | 0 | 0 | 2.0744e-06 | 2.514e-05 | 0 | 2.514e-05 | 2.514e-05 | 0 | 2.514e-05 | 0 | 2.6048e-06 | 5.7097e-06 | 0 | 5.7097e-06 | 0 | 0 | 1.9956e-06 | 0 | 1.9956e-06 | [12 empty] | 7.3.3.17.5 (Remote Grid) Updates to grid topology to minimize risk of ignition in HFTDs Remote GridWLDFREquipment / facility failureAggregated | WLDFR | HFTD - Distribution - Tier 2 - 2QU CoRE ¦ 5QU LoRE | Non-Red Flag Warning - Catastrophic Fires | Equipment / facility failure | Aggregated | 2064 | 5.6693e-08 | 1464.9153 | 8.305e-05 | 2064 | Mitigation | 0.95 | 45 | 0 | esc | 0.00097009 | 5.4997e-11 | 0.00097009 | 5.4997e-11
[79 empty] | WLDFR | HFTD - Distribution - Tier 3 - 3QU CoRE ¦ 1QU LoRE | Non-Red Flag Warning - Destructive Fires | 2065 | 1.8978e-09 | 1.8978e-09 | 13246.6313 | 384.5316 | 12862.0997 | 0 | 0 | 0 | 2.0744e-06 | 2.514e-05 | 0 | 2.514e-05 | 2.514e-05 | 0 | 2.514e-05 | 0 | 2.6048e-06 | 5.7097e-06 | 0 | 5.7097e-06 | 0 | 0 | 0 | 0 | 0 | [12 empty] | 7.3.3.17.5 (Remote Grid) Updates to grid topology to minimize risk of ignition in HFTDs Remote GridWLDFREquipment / facility failureAggregated | WLDFR | HFTD - Distribution - Tier 2 - 2QU CoRE ¦ 5QU LoRE | Non-Red Flag Warning - Catastrophic Fires | Equipment / facility failure | Aggregated | 2065 | 5.6693e-08 | 1464.9153 | 8.305e-05 | 2065 | Mitigation | 0.95 | 45 | 0 | esc | 0.00097009 | 5.4997e-11 | 0.00097009 | 5.4997e-11
[79 empty] | WLDFR | HFTD - Distribution - Tier 3 - 3QU CoRE ¦ 1QU LoRE | Non-Red Flag Warning - Destructive Fires | 2066 | 1.8978e-09 | 1.8978e-09 | 13246.6313 | 384.5316 | 12862.0997 | 0 | 0 | 0 | 2.0744e-06 | 2.514e-05 | 0 | 2.514e-05 | 2.514e-05 | 0 | 2.514e-05 | 0 | 2.6048e-06 | 5.7097e-06 | 0 | 5.7097e-06 | 0 | 0 | 0 | 0 | 0 | [12 empty] | 7.3.3.17.5 (Remote Grid) Updates to grid topology to minimize risk of ignition in HFTDs Remote GridWLDFREquipment / facility failureAggregated | WLDFR | HFTD - Distribution - Tier 2 - 2QU CoRE ¦ 5QU LoRE | Non-Red Flag Warning - Catastrophic Fires | Equipment / facility failure | Aggregated | 2066 | 5.6693e-08 | 1464.9153 | 8.305e-05 | 2066 | Mitigation | 0.95 | 45 | 0 | esc | 0.00097009 | 5.4997e-11 | 0.00097009 | 5.4997e-11
[79 empty] | WLDFR | HFTD - Distribution - Tier 3 - 3QU CoRE ¦ 1QU LoRE | Non-Red Flag Warning - Destructive Fires | 2067 | 0 | 1.8978e-09 | 13246.6313 | 384.5316 | 12862.0997 | 0 | 0 | 0 | 2.0744e-06 | 0 | 0 | 0 | 2.514e-05 | 0 | 2.514e-05 | 0 | 2.7675e-06 | 6.0664e-06 | 0 | 6.0664e-06 | 0 | 1.8908e-06 | 0 | 0 | 0 | [12 empty] | 7.3.3.17.5 (Remote Grid) Updates to grid topology to minimize risk of ignition in HFTDs Remote GridWLDFREquipment / facility failureAggregated | WLDFR | HFTD - Distribution - Tier 2 - 2QU CoRE ¦ 5QU LoRE | Non-Red Flag Warning - Catastrophic Fires | Equipment / facility failure | Aggregated | 2067 | 5.6693e-08 | 1464.9153 | 8.305e-05 | 2067 | Mitigation | 0.95 | 45 | 0 | esc | 0 | 0 | 0.00097009 | 5.4997e-11
[79 empty] | WLDFR | HFTD - Distribution - Tier 3 - 3QU CoRE ¦ 1QU LoRE | Non-Red Flag Warning - Large Fires | 2022 | 2.1837e-08 | 0 | 5.2406 | 0.69642 | 2.942 | 1.6022 | 0 | 0 | 2.387e-05 | 1.1444e-07 | 0 | 1.1444e-07 | 0 | 0 | 0 | 0 | 2.7675e-06 | 6.0664e-06 | 0 | 6.0664e-06 | 0 | 1.9599e-06 | 3.9198e-06 | 0 | 3.9198e-06 | [12 empty] | 7.3.3.17.5 (Remote Grid) Updates to grid topology to minimize risk of ignition in HFTDs Remote GridWLDFRVegetation ContactAggregated | WLDFR | HFTD - Distribution - Tier 2 - 2QU CoRE ¦ 5QU LoRE | Non-Red Flag Warning - Catastrophic Fires | Vegetation Contact | Aggregated | 2022 | 3.1155e-07 | 1464.9153 | 0.00045639 | 2022 | Mitigation | 0.95 | 45 | 0 | esc | 0.00097009 | 3.0223e-10 | 0 | 0
[79 empty] | WLDFR | HFTD - Distribution - Tier 3 - 3QU CoRE ¦ 1QU LoRE | Non-Red Flag Warning - Large Fires | 2023 | 2.1837e-08 | 2.1837e-08 | 5.475 | 0.71896 | 3.0715 | 1.6846 | 0 | 0 | 2.387e-05 | 1.1956e-07 | 0 | 1.1956e-07 | 1.1956e-07 | 0 | 1.1956e-07 | 0 | 2.7675e-06 | 6.0664e-06 | 0 | 6.0664e-06 | 0 | 1.9599e-06 | 3.9198e-06 | 0 | 3.9198e-06 | [12 empty] | 7.3.3.17.5 (Remote Grid) Updates to grid topology to minimize risk of ignition in HFTDs Remote GridWLDFRVegetation ContactAggregated | WLDFR | HFTD - Distribution - Tier 2 - 2QU CoRE ¦ 5QU LoRE | Non-Red Flag Warning - Catastrophic Fires | Vegetation Contact | Aggregated | 2023 | 3.1155e-07 | 1464.9153 | 0.00045639 | 2023 | Mitigation | 0.95 | 45 | 0 | esc | 0.00097009 | 3.0223e-10 | 0.00097009 | 3.0223e-10
[79 empty] | WLDFR | HFTD - Distribution - Tier 3 - 3QU CoRE ¦ 1QU LoRE | Non-Red Flag Warning - Large Fires | 2024 | 2.1837e-08 | 2.1837e-08 | 5.475 | 0.71896 | 3.0715 | 1.6846 | 0 | 0 | 2.387e-05 | 1.1956e-07 | 0 | 1.1956e-07 | 1.1956e-07 | 0 | 1.1956e-07 | 0 | 2.7675e-06 | 6.0664e-06 | 0 | 6.0664e-06 | 0 | 1.9599e-06 | 3.9198e-06 | 0 | 3.9198e-06 | [12 empty] | 7.3.3.17.5 (Remote Grid) Updates to grid topology to minimize risk of ignition in HFTDs Remote GridWLDFRVegetation ContactAggregated | WLDFR | HFTD - Distribution - Tier 2 - 2QU CoRE ¦ 5QU LoRE | Non-Red Flag Warning - Catastrophic Fires | Vegetation Contact | Aggregated | 2024 | 3.1155e-07 | 1464.9153 | 0.00045639 | 2024 | Mitigation | 0.95 | 45 | 0 | esc | 0.00097009 | 3.0223e-10 | 0.00097009 | 3.0223e-10
[79 empty] | WLDFR | HFTD - Distribution - Tier 3 - 3QU CoRE ¦ 1QU LoRE | Non-Red Flag Warning - Large Fires | 2025 | 2.1837e-08 | 2.1837e-08 | 5.475 | 0.71896 | 3.0715 | 1.6846 | 0 | 0 | 2.387e-05 | 1.1956e-07 | 0 | 1.1956e-07 | 1.1956e-07 | 0 | 1.1956e-07 | 0 | 2.7675e-06 | 6.0664e-06 | 0 | 6.0664e-06 | 0 | 1.9599e-06 | 3.9198e-06 | 0 | 3.9198e-06 | [12 empty] | 7.3.3.17.5 (Remote Grid) Updates to grid topology to minimize risk of ignition in HFTDs Remote GridWLDFRVegetation ContactAggregated | WLDFR | HFTD - Distribution - Tier 2 - 2QU CoRE ¦ 5QU LoRE | Non-Red Flag Warning - Catastrophic Fires | Vegetation Contact | Aggregated | 2025 | 3.1155e-07 | 1464.9153 | 0.00045639 | 2025 | Mitigation | 0.95 | 45 | 0 | esc | 0.00097009 | 3.0223e-10 | 0.00097009 | 3.0223e-10
[79 empty] | WLDFR | HFTD - Distribution - Tier 3 - 3QU CoRE ¦ 1QU LoRE | Non-Red Flag Warning - Large Fires | 2026 | 2.1837e-08 | 2.1837e-08 | 5.475 | 0.71896 | 3.0715 | 1.6846 | 0 | 0 | 2.387e-05 | 1.1956e-07 | 0 | 1.1956e-07 | 1.1956e-07 | 0 | 1.1956e-07 | 0 | 2.9454e-06 | 6.4564e-06 | 0 | 6.4564e-06 | 0 | 1.9599e-06 | 3.9198e-06 | 0 | 3.9198e-06 | [12 empty] | 7.3.3.17.5 (Remote Grid) Updates to grid topology to minimize risk of ignition in HFTDs Remote GridWLDFRVegetation ContactAggregated | WLDFR | HFTD - Distribution - Tier 2 - 2QU CoRE ¦ 5QU LoRE | Non-Red Flag Warning - Catastrophic Fires | Vegetation Contact | Aggregated | 2026 | 3.1155e-07 | 1464.9153 | 0.00045639 | 2026 | Mitigation | 0.95 | 45 | 0 | esc | 0.00097009 | 3.0223e-10 | 0.00097009 | 3.0223e-10
[79 empty] | WLDFR | HFTD - Distribution - Tier 3 - 3QU CoRE ¦ 1QU LoRE | Non-Red Flag Warning - Large Fires | 2027 | 2.1837e-08 | 2.1837e-08 | 5.475 | 0.71896 | 3.0715 | 1.6846 | 0 | 0 | 2.387e-05 | 1.1956e-07 | 0 | 1.1956e-07 | 1.1956e-07 | 0 | 1.1956e-07 | 0 | 2.9454e-06 | 6.4564e-06 | 0 | 6.4564e-06 | 0 | 2.0469e-06 | 4.0937e-06 | 0 | 4.0937e-06 | [12 empty] | 7.3.3.17.5 (Remote Grid) Updates to grid topology to minimize risk of ignition in HFTDs Remote GridWLDFRVegetation ContactAggregated | WLDFR | HFTD - Distribution - Tier 2 - 2QU CoRE ¦ 5QU LoRE | Non-Red Flag Warning - Catastrophic Fires | Vegetation Contact | Aggregated | 2027 | 3.1155e-07 | 1464.9153 | 0.00045639 | 2027 | Mitigation | 0.95 | 45 | 0 | esc | 0.00097009 | 3.0223e-10 | 0.00097009 | 3.0223e-10
[79 empty] | WLDFR | HFTD - Distribution - Tier 3 - 3QU CoRE ¦ 1QU LoRE | Non-Red Flag Warning - Large Fires | 2028 | 2.1837e-08 | 2.1837e-08 | 5.777 | 0.74734 | 3.238 | 1.7917 | 0 | 0 | 2.387e-05 | 1.2615e-07 | 0 | 1.2615e-07 | 1.2615e-07 | 0 | 1.2615e-07 | 0 | 2.9454e-06 | 6.4564e-06 | 0 | 6.4564e-06 | 0 | 2.0469e-06 | 4.0937e-06 | 0 | 4.0937e-06 | [12 empty] | 7.3.3.17.5 (Remote Grid) Updates to grid topology to minimize risk of ignition in HFTDs Remote GridWLDFRVegetation ContactAggregated | WLDFR | HFTD - Distribution - Tier 2 - 2QU CoRE ¦ 5QU LoRE | Non-Red Flag Warning - Catastrophic Fires | Vegetation Contact | Aggregated | 2028 | 3.1155e-07 | 1464.9153 | 0.00045639 | 2028 | Mitigation | 0.95 | 45 | 0 | esc | 0.00097009 | 3.0223e-10 | 0.00097009 | 3.0223e-10
[79 empty] | WLDFR | HFTD - Distribution - Tier 3 - 3QU CoRE ¦ 1QU LoRE | Non-Red Flag Warning - Large Fires | 2029 | 2.1837e-08 | 2.1837e-08 | 5.777 | 0.74734 | 3.238 | 1.7917 | 0 | 0 | 2.387e-05 | 1.2615e-07 | 0 | 1.2615e-07 | 1.2615e-07 | 0 | 1.2615e-07 | 0 | 2.9454e-06 | 6.4564e-06 | 0 | 6.4564e-06 | 0 | 2.0469e-06 | 4.0937e-06 | 0 | 4.0937e-06 | [12 empty] | 7.3.3.17.5 (Remote Grid) Updates to grid topology to minimize risk of ignition in HFTDs Remote GridWLDFRVegetation ContactAggregated | WLDFR | HFTD - Distribution - Tier 2 - 2QU CoRE ¦ 5QU LoRE | Non-Red Flag Warning - Catastrophic Fires | Vegetation Contact | Aggregated | 2029 | 3.1155e-07 | 1464.9153 | 0.00045639 | 2029 | Mitigation | 0.95 | 45 | 0 | esc | 0.00097009 | 3.0223e-10 | 0.00097009 | 3.0223e-10
[79 empty] | WLDFR | HFTD - Distribution - Tier 3 - 3QU CoRE ¦ 1QU LoRE | Non-Red Flag Warning - Large Fires | 2030 | 2.1837e-08 | 2.1837e-08 | 5.777 | 0.74734 | 3.238 | 1.7917 | 0 | 0 | 2.387e-05 | 1.2615e-07 | 0 | 1.2615e-07 | 1.2615e-07 | 0 | 1.2615e-07 | 0 | 2.9454e-06 | 6.4564e-06 | 0 | 6.4564e-06 | 0 | 2.0469e-06 | 4.0937e-06 | 0 | 4.0937e-06 | [12 empty] | 7.3.3.17.5 (Remote Grid) Updates to grid topology to minimize risk of ignition in HFTDs Remote GridWLDFRVegetation ContactAggregated | WLDFR | HFTD - Distribution - Tier 2 - 2QU CoRE ¦ 5QU LoRE | Non-Red Flag Warning - Catastrophic Fires | Vegetation Contact | Aggregated | 2030 | 3.1155e-07 | 1464.9153 | 0.00045639 | 2030 | Mitigation | 0.95 | 45 | 0 | esc | 0.00097009 | 3.0223e-10 | 0.00097009 | 3.0223e-10
[79 empty] | WLDFR | HFTD - Distribution - Tier 3 - 3QU CoRE ¦ 1QU LoRE | Non-Red Flag Warning - Large Fires | 2031 | 2.1837e-08 | 2.1837e-08 | 5.777 | 0.74734 | 3.238 | 1.7917 | 0 | 0 | 2.387e-05 | 1.2615e-07 | 0 | 1.2615e-07 | 1.2615e-07 | 0 | 1.2615e-07 | 0 | 3.1371e-06 | 6.8766e-06 | 0 | 6.8766e-06 | 0 | 2.0469e-06 | 4.0937e-06 | 0 | 4.0937e-06 | [12 empty] | 7.3.3.17.5 (Remote Grid) Updates to grid topology to minimize risk of ignition in HFTDs Remote GridWLDFRVegetation ContactAggregated | WLDFR | HFTD - Distribution - Tier 2 - 2QU CoRE ¦ 5QU LoRE | Non-Red Flag Warning - Catastrophic Fires | Vegetation Contact | Aggregated | 2031 | 3.1155e-07 | 1464.9153 | 0.00045639 | 2031 | Mitigation | 0.95 | 45 | 0 | esc | 0.00097009 | 3.0223e-10 | 0.00097009 | 3.0223e-10
[79 empty] | WLDFR | HFTD - Distribution - Tier 3 - 3QU CoRE ¦ 1QU LoRE | Non-Red Flag Warning - Large Fires | 2032 | 2.1837e-08 | 2.1837e-08 | 5.777 | 0.74734 | 3.238 | 1.7917 | 0 | 0 | 2.387e-05 | 1.2615e-07 | 0 | 1.2615e-07 | 1.2615e-07 | 0 | 1.2615e-07 | 0 | 3.1371e-06 | 6.8766e-06 | 0 | 6.8766e-06 | 0 | 2.1434e-06 | 4.2869e-06 | 0 | 4.2869e-06 | [12 empty] | 7.3.3.17.5 (Remote Grid) Updates to grid topology to minimize risk of ignition in HFTDs Remote GridWLDFRVegetation ContactAggregated | WLDFR | HFTD - Distribution - Tier 2 - 2QU CoRE ¦ 5QU LoRE | Non-Red Flag Warning - Catastrophic Fires | Vegetation Contact | Aggregated | 2032 | 3.1155e-07 | 1464.9153 | 0.00045639 | 2032 | Mitigation | 0.95 | 45 | 0 | esc | 0.00097009 | 3.0223e-10 | 0.00097009 | 3.0223e-10
[79 empty] | WLDFR | HFTD - Distribution - Tier 3 - 3QU CoRE ¦ 1QU LoRE | Non-Red Flag Warning - Large Fires | 2033 | 2.1837e-08 | 2.1837e-08 | 6.1205 | 0.77885 | 3.4265 | 1.9151 | 0 | 0 | 2.387e-05 | 1.3365e-07 | 0 | 1.3365e-07 | 1.3365e-07 | 0 | 1.3365e-07 | 0 | 3.1371e-06 | 6.8766e-06 | 0 | 6.8766e-06 | 0 | 2.1434e-06 | 4.2869e-06 | 0 | 4.2869e-06 | [12 empty] | 7.3.3.17.5 (Remote Grid) Updates to grid topology to minimize risk of ignition in HFTDs Remote GridWLDFRVegetation ContactAggregated | WLDFR | HFTD - Distribution - Tier 2 - 2QU CoRE ¦ 5QU LoRE | Non-Red Flag Warning - Catastrophic Fires | Vegetation Contact | Aggregated | 2033 | 3.1155e-07 | 1464.9153 | 0.00045639 | 2033 | Mitigation | 0.95 | 45 | 0 | esc | 0.00097009 | 3.0223e-10 | 0.00097009 | 3.0223e-10
[79 empty] | WLDFR | HFTD - Distribution - Tier 3 - 3QU CoRE ¦ 1QU LoRE | Non-Red Flag Warning - Large Fires | 2034 | 2.1837e-08 | 2.1837e-08 | 6.1205 | 0.77885 | 3.4265 | 1.9151 | 0 | 0 | 2.387e-05 | 1.3365e-07 | 0 | 1.3365e-07 | 1.3365e-07 | 0 | 1.3365e-07 | 0 | 3.1371e-06 | 6.8766e-06 | 0 | 6.8766e-06 | 0 | 2.1434e-06 | 4.2869e-06 | 0 | 4.2869e-06 | [12 empty] | 7.3.3.17.5 (Remote Grid) Updates to grid topology to minimize risk of ignition in HFTDs Remote GridWLDFRVegetation ContactAggregated | WLDFR | HFTD - Distribution - Tier 2 - 2QU CoRE ¦ 5QU LoRE | Non-Red Flag Warning - Catastrophic Fires | Vegetation Contact | Aggregated | 2034 | 3.1155e-07 | 1464.9153 | 0.00045639 | 2034 | Mitigation | 0.95 | 45 | 0 | esc | 0.00097009 | 3.0223e-10 | 0.00097009 | 3.0223e-10
[79 empty] | WLDFR | HFTD - Distribution - Tier 3 - 3QU CoRE ¦ 1QU LoRE | Non-Red Flag Warning - Large Fires | 2035 | 2.1837e-08 | 2.1837e-08 | 6.1205 | 0.77885 | 3.4265 | 1.9151 | 0 | 0 | 2.387e-05 | 1.3365e-07 | 0 | 1.3365e-07 | 1.3365e-07 | 0 | 1.3365e-07 | 0 | 3.1371e-06 | 6.8766e-06 | 0 | 6.8766e-06 | 0 | 2.1434e-06 | 4.2869e-06 | 0 | 4.2869e-06 | [12 empty] | 7.3.3.17.5 (Remote Grid) Updates to grid topology to minimize risk of ignition in HFTDs Remote GridWLDFRVegetation ContactAggregated | WLDFR | HFTD - Distribution - Tier 2 - 2QU CoRE ¦ 5QU LoRE | Non-Red Flag Warning - Catastrophic Fires | Vegetation Contact | Aggregated | 2035 | 3.1155e-07 | 1464.9153 | 0.00045639 | 2035 | Mitigation | 0.95 | 45 | 0 | esc | 0.00097009 | 3.0223e-10 | 0.00097009 | 3.0223e-10
[79 empty] | WLDFR | HFTD - Distribution - Tier 3 - 3QU CoRE ¦ 1QU LoRE | Non-Red Flag Warning - Large Fires | 2036 | 2.1837e-08 | 2.1837e-08 | 6.1205 | 0.77885 | 3.4265 | 1.9151 | 0 | 0 | 2.387e-05 | 1.3365e-07 | 0 | 1.3365e-07 | 1.3365e-07 | 0 | 1.3365e-07 | 0 | 3.3409e-06 | 7.3234e-06 | 0 | 7.3234e-06 | 0 | 2.1434e-06 | 4.2869e-06 | 0 | 4.2869e-06 | [12 empty] | 7.3.3.17.5 (Remote Grid) Updates to grid topology to minimize risk of ignition in HFTDs Remote GridWLDFRVegetation ContactAggregated | WLDFR | HFTD - Distribution - Tier 2 - 2QU CoRE ¦ 5QU LoRE | Non-Red Flag Warning - Catastrophic Fires | Vegetation Contact | Aggregated | 2036 | 3.1155e-07 | 1464.9153 | 0.00045639 | 2036 | Mitigation | 0.95 | 45 | 0 | esc | 0.00097009 | 3.0223e-10 | 0.00097009 | 3.0223e-10
[79 empty] | WLDFR | HFTD - Distribution - Tier 3 - 3QU CoRE ¦ 1QU LoRE | Non-Red Flag Warning - Large Fires | 2037 | 2.1837e-08 | 2.1837e-08 | 6.1205 | 0.77885 | 3.4265 | 1.9151 | 0 | 0 | 2.387e-05 | 1.3365e-07 | 0 | 1.3365e-07 | 1.3365e-07 | 0 | 1.3365e-07 | 0 | 3.3409e-06 | 7.3234e-06 | 0 | 7.3234e-06 | 0 | 2.2482e-06 | 4.4964e-06 | 0 | 4.4964e-06 | [12 empty] | 7.3.3.17.5 (Remote Grid) Updates to grid topology to minimize risk of ignition in HFTDs Remote GridWLDFRVegetation ContactAggregated | WLDFR | HFTD - Distribution - Tier 2 - 2QU CoRE ¦ 5QU LoRE | Non-Red Flag Warning - Catastrophic Fires | Vegetation Contact | Aggregated | 2037 | 3.1155e-07 | 1464.9153 | 0.00045639 | 2037 | Mitigation | 0.95 | 45 | 0 | esc | 0.00097009 | 3.0223e-10 | 0.00097009 | 3.0223e-10
[79 empty] | WLDFR | HFTD - Distribution - Tier 3 - 3QU CoRE ¦ 1QU LoRE | Non-Red Flag Warning - Large Fires | 2038 | 2.1837e-08 | 2.1837e-08 | 6.5028 | 0.81304 | 3.6355 | 2.0543 | 0 | 0 | 2.387e-05 | 1.42e-07 | 0 | 1.42e-07 | 1.42e-07 | 0 | 1.42e-07 | 0 | 3.3409e-06 | 7.3234e-06 | 0 | 7.3234e-06 | 0 | 2.2482e-06 | 4.4964e-06 | 0 | 4.4964e-06 | [12 empty] | 7.3.3.17.5 (Remote Grid) Updates to grid topology to minimize risk of ignition in HFTDs Remote GridWLDFRVegetation ContactAggregated | WLDFR | HFTD - Distribution - Tier 2 - 2QU CoRE ¦ 5QU LoRE | Non-Red Flag Warning - Catastrophic Fires | Vegetation Contact | Aggregated | 2038 | 3.1155e-07 | 1464.9153 | 0.00045639 | 2038 | Mitigation | 0.95 | 45 | 0 | esc | 0.00097009 | 3.0223e-10 | 0.00097009 | 3.0223e-10
[79 empty] | WLDFR | HFTD - Distribution - Tier 3 - 3QU CoRE ¦ 1QU LoRE | Non-Red Flag Warning - Large Fires | 2039 | 2.1837e-08 | 2.1837e-08 | 6.5028 | 0.81304 | 3.6355 | 2.0543 | 0 | 0 | 2.387e-05 | 1.42e-07 | 0 | 1.42e-07 | 1.42e-07 | 0 | 1.42e-07 | 0 | 3.3409e-06 | 7.3234e-06 | 0 | 7.3234e-06 | 0 | 2.2482e-06 | 4.4964e-06 | 0 | 4.4964e-06 | [12 empty] | 7.3.3.17.5 (Remote Grid) Updates to grid topology to minimize risk of ignition in HFTDs Remote GridWLDFRVegetation ContactAggregated | WLDFR | HFTD - Distribution - Tier 2 - 2QU CoRE ¦ 5QU LoRE | Non-Red Flag Warning - Catastrophic Fires | Vegetation Contact | Aggregated | 2039 | 3.1155e-07 | 1464.9153 | 0.00045639 | 2039 | Mitigation | 0.95 | 45 | 0 | esc | 0.00097009 | 3.0223e-10 | 0.00097009 | 3.0223e-10
[79 empty] | WLDFR | HFTD - Distribution - Tier 3 - 3QU CoRE ¦ 1QU LoRE | Non-Red Flag Warning - Large Fires | 2040 | 2.1837e-08 | 2.1837e-08 | 6.5028 | 0.81304 | 3.6355 | 2.0543 | 0 | 0 | 2.387e-05 | 1.42e-07 | 0 | 1.42e-07 | 1.42e-07 | 0 | 1.42e-07 | 0 | 3.3409e-06 | 7.3234e-06 | 0 | 7.3234e-06 | 0 | 2.2482e-06 | 4.4964e-06 | 0 | 4.4964e-06 | [12 empty] | 7.3.3.17.5 (Remote Grid) Updates to grid topology to minimize risk of ignition in HFTDs Remote GridWLDFRVegetation ContactAggregated | WLDFR | HFTD - Distribution - Tier 2 - 2QU CoRE ¦ 5QU LoRE | Non-Red Flag Warning - Catastrophic Fires | Vegetation Contact | Aggregated | 2040 | 3.1155e-07 | 1464.9153 | 0.00045639 | 2040 | Mitigation | 0.95 | 45 | 0 | esc | 0.00097009 | 3.0223e-10 | 0.00097009 | 3.0223e-10
[79 empty] | WLDFR | HFTD - Distribution - Tier 3 - 3QU CoRE ¦ 1QU LoRE | Non-Red Flag Warning - Large Fires | 2041 | 2.1837e-08 | 2.1837e-08 | 6.5028 | 0.81304 | 3.6355 | 2.0543 | 0 | 0 | 2.387e-05 | 1.42e-07 | 0 | 1.42e-07 | 1.42e-07 | 0 | 1.42e-07 | 0 | 3.5546e-06 | 7.7918e-06 | 0 | 7.7918e-06 | 0 | 2.2482e-06 | 4.4964e-06 | 0 | 4.4964e-06 | [12 empty] | 7.3.3.17.5 (Remote Grid) Updates to grid topology to minimize risk of ignition in HFTDs Remote GridWLDFRVegetation ContactAggregated | WLDFR | HFTD - Distribution - Tier 2 - 2QU CoRE ¦ 5QU LoRE | Non-Red Flag Warning - Catastrophic Fires | Vegetation Contact | Aggregated | 2041 | 3.1155e-07 | 1464.9153 | 0.00045639 | 2041 | Mitigation | 0.95 | 45 | 0 | esc | 0.00097009 | 3.0223e-10 | 0.00097009 | 3.0223e-10
[79 empty] | WLDFR | HFTD - Distribution - Tier 3 - 3QU CoRE ¦ 1QU LoRE | Non-Red Flag Warning - Large Fires | 2042 | 2.1837e-08 | 2.1837e-08 | 6.5028 | 0.81304 | 3.6355 | 2.0543 | 0 | 0 | 2.387e-05 | 1.42e-07 | 0 | 1.42e-07 | 1.42e-07 | 0 | 1.42e-07 | 0 | 3.5546e-06 | 7.7918e-06 | 0 | 7.7918e-06 | 0 | 2.3597e-06 | 4.7194e-06 | 0 | 4.7194e-06 | [12 empty] | 7.3.3.17.5 (Remote Grid) Updates to grid topology to minimize risk of ignition in HFTDs Remote GridWLDFRVegetation ContactAggregated | WLDFR | HFTD - Distribution - Tier 2 - 2QU CoRE ¦ 5QU LoRE | Non-Red Flag Warning - Catastrophic Fires | Vegetation Contact | Aggregated | 2042 | 3.1155e-07 | 1464.9153 | 0.00045639 | 2042 | Mitigation | 0.95 | 45 | 0 | esc | 0.00097009 | 3.0223e-10 | 0.00097009 | 3.0223e-10
[79 empty] | WLDFR | HFTD - Distribution - Tier 3 - 3QU CoRE ¦ 1QU LoRE | Non-Red Flag Warning - Large Fires | 2043 | 2.1837e-08 | 2.1837e-08 | 6.9209 | 0.84944 | 3.8632 | 2.2083 | 0 | 0 | 2.387e-05 | 1.5113e-07 | 0 | 1.5113e-07 | 1.5113e-07 | 0 | 1.5113e-07 | 0 | 3.5546e-06 | 7.7918e-06 | 0 | 7.7918e-06 | 0 | 2.3597e-06 | 4.7194e-06 | 0 | 4.7194e-06 | [12 empty] | 7.3.3.17.5 (Remote Grid) Updates to grid topology to minimize risk of ignition in HFTDs Remote GridWLDFRVegetation ContactAggregated | WLDFR | HFTD - Distribution - Tier 2 - 2QU CoRE ¦ 5QU LoRE | Non-Red Flag Warning - Catastrophic Fires | Vegetation Contact | Aggregated | 2043 | 3.1155e-07 | 1464.9153 | 0.00045639 | 2043 | Mitigation | 0.95 | 45 | 0 | esc | 0.00097009 | 3.0223e-10 | 0.00097009 | 3.0223e-10
[79 empty] | WLDFR | HFTD - Distribution - Tier 3 - 3QU CoRE ¦ 1QU LoRE | Non-Red Flag Warning - Large Fires | 2044 | 2.1837e-08 | 2.1837e-08 | 6.9209 | 0.84944 | 3.8632 | 2.2083 | 0 | 0 | 2.387e-05 | 1.5113e-07 | 0 | 1.5113e-07 | 1.5113e-07 | 0 | 1.5113e-07 | 0 | 3.5546e-06 | 7.7918e-06 | 0 | 7.7918e-06 | 0 | 2.3597e-06 | 4.7194e-06 | 0 | 4.7194e-06 | [12 empty] | 7.3.3.17.5 (Remote Grid) Updates to grid topology to minimize risk of ignition in HFTDs Remote GridWLDFRVegetation ContactAggregated | WLDFR | HFTD - Distribution - Tier 2 - 2QU CoRE ¦ 5QU LoRE | Non-Red Flag Warning - Catastrophic Fires | Vegetation Contact | Aggregated | 2044 | 3.1155e-07 | 1464.9153 | 0.00045639 | 2044 | Mitigation | 0.95 | 45 | 0 | esc | 0.00097009 | 3.0223e-10 | 0.00097009 | 3.0223e-10
[79 empty] | WLDFR | HFTD - Distribution - Tier 3 - 3QU CoRE ¦ 1QU LoRE | Non-Red Flag Warning - Large Fires | 2045 | 2.1837e-08 | 2.1837e-08 | 6.9209 | 0.84944 | 3.8632 | 2.2083 | 0 | 0 | 2.387e-05 | 1.5113e-07 | 0 | 1.5113e-07 | 1.5113e-07 | 0 | 1.5113e-07 | 0 | 3.5546e-06 | 7.7918e-06 | 0 | 7.7918e-06 | 0 | 2.3597e-06 | 4.7194e-06 | 0 | 4.7194e-06 | [12 empty] | 7.3.3.17.5 (Remote Grid) Updates to grid topology to minimize risk of ignition in HFTDs Remote GridWLDFRVegetation ContactAggregated | WLDFR | HFTD - Distribution - Tier 2 - 2QU CoRE ¦ 5QU LoRE | Non-Red Flag Warning - Catastrophic Fires | Vegetation Contact | Aggregated | 2045 | 3.1155e-07 | 1464.9153 | 0.00045639 | 2045 | Mitigation | 0.95 | 45 | 0 | esc | 0.00097009 | 3.0223e-10 | 0.00097009 | 3.0223e-10
[79 empty] | WLDFR | HFTD - Distribution - Tier 3 - 3QU CoRE ¦ 1QU LoRE | Non-Red Flag Warning - Large Fires | 2046 | 2.1837e-08 | 2.1837e-08 | 6.9209 | 0.84944 | 3.8632 | 2.2083 | 0 | 0 | 2.387e-05 | 1.5113e-07 | 0 | 1.5113e-07 | 1.5113e-07 | 0 | 1.5113e-07 | 0 | 3.7758e-06 | 8.2765e-06 | 0 | 8.2765e-06 | 0 | 2.3597e-06 | 4.7194e-06 | 0 | 4.7194e-06 | [12 empty] | 7.3.3.17.5 (Remote Grid) Updates to grid topology to minimize risk of ignition in HFTDs Remote GridWLDFRVegetation ContactAggregated | WLDFR | HFTD - Distribution - Tier 2 - 2QU CoRE ¦ 5QU LoRE | Non-Red Flag Warning - Catastrophic Fires | Vegetation Contact | Aggregated | 2046 | 3.1155e-07 | 1464.9153 | 0.00045639 | 2046 | Mitigation | 0.95 | 45 | 0 | esc | 0.00097009 | 3.0223e-10 | 0.00097009 | 3.0223e-10
[79 empty] | WLDFR | HFTD - Distribution - Tier 3 - 3QU CoRE ¦ 1QU LoRE | Non-Red Flag Warning - Large Fires | 2047 | 2.1837e-08 | 2.1837e-08 | 6.9209 | 0.84944 | 3.8632 | 2.2083 | 0 | 0 | 2.387e-05 | 1.5113e-07 | 0 | 1.5113e-07 | 1.5113e-07 | 0 | 1.5113e-07 | 0 | 3.7758e-06 | 8.2765e-06 | 0 | 8.2765e-06 | 0 | 2.4764e-06 | 4.9529e-06 | 0 | 4.9529e-06 | [12 empty] | 7.3.3.17.5 (Remote Grid) Updates to grid topology to minimize risk of ignition in HFTDs Remote GridWLDFRVegetation ContactAggregated | WLDFR | HFTD - Distribution - Tier 2 - 2QU CoRE ¦ 5QU LoRE | Non-Red Flag Warning - Catastrophic Fires | Vegetation Contact | Aggregated | 2047 | 3.1155e-07 | 1464.9153 | 0.00045639 | 2047 | Mitigation | 0.95 | 45 | 0 | esc | 0.00097009 | 3.0223e-10 | 0.00097009 | 3.0223e-10
[79 empty] | WLDFR | HFTD - Distribution - Tier 3 - 3QU CoRE ¦ 1QU LoRE | Non-Red Flag Warning - Large Fires | 2048 | 2.1837e-08 | 2.1837e-08 | 7.3713 | 0.88759 | 4.1075 | 2.3763 | 0 | 0 | 2.387e-05 | 1.6097e-07 | 0 | 1.6097e-07 | 1.6097e-07 | 0 | 1.6097e-07 | 0 | 3.7758e-06 | 8.2765e-06 | 0 | 8.2765e-06 | 0 | 2.4764e-06 | 4.9529e-06 | 0 | 4.9529e-06 | [12 empty] | 7.3.3.17.5 (Remote Grid) Updates to grid topology to minimize risk of ignition in HFTDs Remote GridWLDFRVegetation ContactAggregated | WLDFR | HFTD - Distribution - Tier 2 - 2QU CoRE ¦ 5QU LoRE | Non-Red Flag Warning - Catastrophic Fires | Vegetation Contact | Aggregated | 2048 | 3.1155e-07 | 1464.9153 | 0.00045639 | 2048 | Mitigation | 0.95 | 45 | 0 | esc | 0.00097009 | 3.0223e-10 | 0.00097009 | 3.0223e-10
[79 empty] | WLDFR | HFTD - Distribution - Tier 3 - 3QU CoRE ¦ 1QU LoRE | Non-Red Flag Warning - Large Fires | 2049 | 2.1837e-08 | 2.1837e-08 | 7.3713 | 0.88759 | 4.1075 | 2.3763 | 0 | 0 | 2.387e-05 | 1.6097e-07 | 0 | 1.6097e-07 | 1.6097e-07 | 0 | 1.6097e-07 | 0 | 3.7758e-06 | 8.2765e-06 | 0 | 8.2765e-06 | 0 | 2.4764e-06 | 4.9529e-06 | 0 | 4.9529e-06 | [12 empty] | 7.3.3.17.5 (Remote Grid) Updates to grid topology to minimize risk of ignition in HFTDs Remote GridWLDFRVegetation ContactAggregated | WLDFR | HFTD - Distribution - Tier 2 - 2QU CoRE ¦ 5QU LoRE | Non-Red Flag Warning - Catastrophic Fires | Vegetation Contact | Aggregated | 2049 | 3.1155e-07 | 1464.9153 | 0.00045639 | 2049 | Mitigation | 0.95 | 45 | 0 | esc | 0.00097009 | 3.0223e-10 | 0.00097009 | 3.0223e-10
[79 empty] | WLDFR | HFTD - Distribution - Tier 3 - 3QU CoRE ¦ 1QU LoRE | Non-Red Flag Warning - Large Fires | 2050 | 2.1837e-08 | 2.1837e-08 | 7.3713 | 0.88759 | 4.1075 | 2.3763 | 0 | 0 | 2.387e-05 | 1.6097e-07 | 0 | 1.6097e-07 | 1.6097e-07 | 0 | 1.6097e-07 | 0 | 3.7758e-06 | 8.2765e-06 | 0 | 8.2765e-06 | 0 | 2.4764e-06 | 4.9529e-06 | 0 | 4.9529e-06 | [12 empty] | 7.3.3.17.5 (Remote Grid) Updates to grid topology to minimize risk of ignition in HFTDs Remote GridWLDFRVegetation ContactAggregated | WLDFR | HFTD - Distribution - Tier 2 - 2QU CoRE ¦ 5QU LoRE | Non-Red Flag Warning - Catastrophic Fires | Vegetation Contact | Aggregated | 2050 | 3.1155e-07 | 1464.9153 | 0.00045639 | 2050 | Mitigation | 0.95 | 45 | 0 | esc | 0.00097009 | 3.0223e-10 | 0.00097009 | 3.0223e-10
[79 empty] | WLDFR | HFTD - Distribution - Tier 3 - 3QU CoRE ¦ 1QU LoRE | Non-Red Flag Warning - Large Fires | 2051 | 2.1837e-08 | 2.1837e-08 | 7.3713 | 0.88759 | 4.1075 | 2.3763 | 0 | 0 | 2.387e-05 | 1.6097e-07 | 0 | 1.6097e-07 | 1.6097e-07 | 0 | 1.6097e-07 | 0 | 4.0018e-06 | 8.7721e-06 | 0 | 8.7721e-06 | 0 | 0 | 4.9529e-06 | 0 | 4.9529e-06 | [12 empty] | 7.3.3.17.5 (Remote Grid) Updates to grid topology to minimize risk of ignition in HFTDs Remote GridWLDFRVegetation ContactAggregated | WLDFR | HFTD - Distribution - Tier 2 - 2QU CoRE ¦ 5QU LoRE | Non-Red Flag Warning - Catastrophic Fires | Vegetation Contact | Aggregated | 2051 | 3.1155e-07 | 1464.9153 | 0.00045639 | 2051 | Mitigation | 0.95 | 45 | 0 | esc | 0.00097009 | 3.0223e-10 | 0.00097009 | 3.0223e-10
[79 empty] | WLDFR | HFTD - Distribution - Tier 3 - 3QU CoRE ¦ 1QU LoRE | Non-Red Flag Warning - Large Fires | 2052 | 2.1837e-08 | 2.1837e-08 | 7.3713 | 0.88759 | 4.1075 | 2.3763 | 0 | 0 | 2.387e-05 | 1.6097e-07 | 0 | 1.6097e-07 | 1.6097e-07 | 0 | 1.6097e-07 | 0 | 4.0018e-06 | 8.7721e-06 | 0 | 8.7721e-06 | 0 | 0 | 0 | 0 | 0 | [12 empty] | 7.3.3.17.5 (Remote Grid) Updates to grid topology to minimize risk of ignition in HFTDs Remote GridWLDFRVegetation ContactAggregated | WLDFR | HFTD - Distribution - Tier 2 - 2QU CoRE ¦ 5QU LoRE | Non-Red Flag Warning - Catastrophic Fires | Vegetation Contact | Aggregated | 2052 | 3.1155e-07 | 1464.9153 | 0.00045639 | 2052 | Mitigation | 0.95 | 45 | 0 | esc | 0.00097009 | 3.0223e-10 | 0.00097009 | 3.0223e-10
[79 empty] | WLDFR | HFTD - Distribution - Tier 3 - 3QU CoRE ¦ 1QU LoRE | Non-Red Flag Warning - Large Fires | 2053 | 2.1837e-08 | 2.1837e-08 | 7.8503 | 0.92702 | 4.3664 | 2.5569 | 0 | 0 | 2.387e-05 | 1.7143e-07 | 0 | 1.7143e-07 | 1.7143e-07 | 0 | 1.7143e-07 | 0 | 4.0018e-06 | 8.7721e-06 | 0 | 8.7721e-06 | 0 | 0 | 0 | 0 | 0 | [12 empty] | 7.3.3.17.5 (Remote Grid) Updates to grid topology to minimize risk of ignition in HFTDs Remote GridWLDFRVegetation ContactAggregated | WLDFR | HFTD - Distribution - Tier 2 - 2QU CoRE ¦ 5QU LoRE | Non-Red Flag Warning - Catastrophic Fires | Vegetation Contact | Aggregated | 2053 | 3.1155e-07 | 1464.9153 | 0.00045639 | 2053 | Mitigation | 0.95 | 45 | 0 | esc | 0.00097009 | 3.0223e-10 | 0.00097009 | 3.0223e-10
[79 empty] | WLDFR | HFTD - Distribution - Tier 3 - 3QU CoRE ¦ 1QU LoRE | Non-Red Flag Warning - Large Fires | 2054 | 2.1837e-08 | 2.1837e-08 | 7.8503 | 0.92702 | 4.3664 | 2.5569 | 0 | 0 | 2.387e-05 | 1.7143e-07 | 0 | 1.7143e-07 | 1.7143e-07 | 0 | 1.7143e-07 | 0 | 0 | 8.7721e-06 | 0 | 8.7721e-06 | 0 | 3.0809e-07 | 0 | 0 | 0 | [12 empty] | 7.3.3.17.5 (Remote Grid) Updates to grid topology to minimize risk of ignition in HFTDs Remote GridWLDFRVegetation ContactAggregated | WLDFR | HFTD - Distribution - Tier 2 - 2QU CoRE ¦ 5QU LoRE | Non-Red Flag Warning - Catastrophic Fires | Vegetation Contact | Aggregated | 2054 | 3.1155e-07 | 1464.9153 | 0.00045639 | 2054 | Mitigation | 0.95 | 45 | 0 | esc | 0.00097009 | 3.0223e-10 | 0.00097009 | 3.0223e-10
[79 empty] | WLDFR | HFTD - Distribution - Tier 3 - 3QU CoRE ¦ 1QU LoRE | Non-Red Flag Warning - Large Fires | 2055 | 2.1837e-08 | 2.1837e-08 | 7.8503 | 0.92702 | 4.3664 | 2.5569 | 0 | 0 | 2.387e-05 | 1.7143e-07 | 0 | 1.7143e-07 | 1.7143e-07 | 0 | 1.7143e-07 | 0 | 0 | 0 | 0 | 0 | 0 | 3.2188e-07 | 6.4376e-07 | 0 | 6.4376e-07 | [12 empty] | 7.3.3.17.5 (Remote Grid) Updates to grid topology to minimize risk of ignition in HFTDs Remote GridWLDFRVegetation ContactAggregated | WLDFR | HFTD - Distribution - Tier 2 - 2QU CoRE ¦ 5QU LoRE | Non-Red Flag Warning - Catastrophic Fires | Vegetation Contact | Aggregated | 2055 | 3.1155e-07 | 1464.9153 | 0.00045639 | 2055 | Mitigation | 0.95 | 45 | 0 | esc | 0.00097009 | 3.0223e-10 | 0.00097009 | 3.0223e-10
[79 empty] | WLDFR | HFTD - Distribution - Tier 3 - 3QU CoRE ¦ 1QU LoRE | Non-Red Flag Warning - Large Fires | 2056 | 2.1837e-08 | 2.1837e-08 | 7.8503 | 0.92702 | 4.3664 | 2.5569 | 0 | 0 | 2.387e-05 | 1.7143e-07 | 0 | 1.7143e-07 | 1.7143e-07 | 0 | 1.7143e-07 | 0 | 5.0926e-07 | 0 | 0 | 0 | 0 | 3.2188e-07 | 6.4376e-07 | 0 | 6.4376e-07 | [12 empty] | 7.3.3.17.5 (Remote Grid) Updates to grid topology to minimize risk of ignition in HFTDs Remote GridWLDFRVegetation ContactAggregated | WLDFR | HFTD - Distribution - Tier 2 - 2QU CoRE ¦ 5QU LoRE | Non-Red Flag Warning - Catastrophic Fires | Vegetation Contact | Aggregated | 2056 | 3.1155e-07 | 1464.9153 | 0.00045639 | 2056 | Mitigation | 0.95 | 45 | 0 | esc | 0.00097009 | 3.0223e-10 | 0.00097009 | 3.0223e-10
[79 empty] | WLDFR | HFTD - Distribution - Tier 3 - 3QU CoRE ¦ 1QU LoRE | Non-Red Flag Warning - Large Fires | 2057 | 2.1837e-08 | 2.1837e-08 | 7.8503 | 0.92702 | 4.3664 | 2.5569 | 0 | 0 | 2.387e-05 | 1.7143e-07 | 0 | 1.7143e-07 | 1.7143e-07 | 0 | 1.7143e-07 | 0 | 5.2566e-07 | 1.1523e-06 | 0 | 1.1523e-06 | 0 | 3.2188e-07 | 6.4376e-07 | 0 | 6.4376e-07 | [12 empty] | 7.3.3.17.5 (Remote Grid) Updates to grid topology to minimize risk of ignition in HFTDs Remote GridWLDFRVegetation ContactAggregated | WLDFR | HFTD - Distribution - Tier 2 - 2QU CoRE ¦ 5QU LoRE | Non-Red Flag Warning - Catastrophic Fires | Vegetation Contact | Aggregated | 2057 | 3.1155e-07 | 1464.9153 | 0.00045639 | 2057 | Mitigation | 0.95 | 45 | 0 | esc | 0.00097009 | 3.0223e-10 | 0.00097009 | 3.0223e-10
[79 empty] | WLDFR | HFTD - Distribution - Tier 3 - 3QU CoRE ¦ 1QU LoRE | Non-Red Flag Warning - Large Fires | 2058 | 2.1837e-08 | 2.1837e-08 | 8.3524 | 0.96727 | 4.6367 | 2.7484 | 0 | 0 | 2.387e-05 | 1.8239e-07 | 0 | 1.8239e-07 | 1.8239e-07 | 0 | 1.8239e-07 | 0 | 5.2566e-07 | 1.1523e-06 | 0 | 1.1523e-06 | 0 | 3.2188e-07 | 6.4376e-07 | 0 | 6.4376e-07 | [12 empty] | 7.3.3.17.5 (Remote Grid) Updates to grid topology to minimize risk of ignition in HFTDs Remote GridWLDFRVegetation ContactAggregated | WLDFR | HFTD - Distribution - Tier 2 - 2QU CoRE ¦ 5QU LoRE | Non-Red Flag Warning - Catastrophic Fires | Vegetation Contact | Aggregated | 2058 | 3.1155e-07 | 1464.9153 | 0.00045639 | 2058 | Mitigation | 0.95 | 45 | 0 | esc | 0.00097009 | 3.0223e-10 | 0.00097009 | 3.0223e-10
[79 empty] | WLDFR | HFTD - Distribution - Tier 3 - 3QU CoRE ¦ 1QU LoRE | Non-Red Flag Warning - Large Fires | 2059 | 2.1837e-08 | 2.1837e-08 | 8.3524 | 0.96727 | 4.6367 | 2.7484 | 0 | 0 | 2.387e-05 | 1.8239e-07 | 0 | 1.8239e-07 | 1.8239e-07 | 0 | 1.8239e-07 | 0 | 5.2566e-07 | 1.1523e-06 | 0 | 1.1523e-06 | 0 | 3.2188e-07 | 6.4376e-07 | 0 | 6.4376e-07 | [12 empty] | 7.3.3.17.5 (Remote Grid) Updates to grid topology to minimize risk of ignition in HFTDs Remote GridWLDFRVegetation ContactAggregated | WLDFR | HFTD - Distribution - Tier 2 - 2QU CoRE ¦ 5QU LoRE | Non-Red Flag Warning - Catastrophic Fires | Vegetation Contact | Aggregated | 2059 | 3.1155e-07 | 1464.9153 | 0.00045639 | 2059 | Mitigation | 0.95 | 45 | 0 | esc | 0.00097009 | 3.0223e-10 | 0.00097009 | 3.0223e-10
[79 empty] | WLDFR | HFTD - Distribution - Tier 3 - 3QU CoRE ¦ 1QU LoRE | Non-Red Flag Warning - Large Fires | 2060 | 2.1837e-08 | 2.1837e-08 | 8.3524 | 0.96727 | 4.6367 | 2.7484 | 0 | 0 | 2.387e-05 | 1.8239e-07 | 0 | 1.8239e-07 | 1.8239e-07 | 0 | 1.8239e-07 | 0 | 5.2566e-07 | 1.1523e-06 | 0 | 1.1523e-06 | 0 | 3.3963e-07 | 6.7926e-07 | 0 | 6.7926e-07 | [12 empty] | 7.3.3.17.5 (Remote Grid) Updates to grid topology to minimize risk of ignition in HFTDs Remote GridWLDFRVegetation ContactAggregated | WLDFR | HFTD - Distribution - Tier 2 - 2QU CoRE ¦ 5QU LoRE | Non-Red Flag Warning - Catastrophic Fires | Vegetation Contact | Aggregated | 2060 | 3.1155e-07 | 1464.9153 | 0.00045639 | 2060 | Mitigation | 0.95 | 45 | 0 | esc | 0.00097009 | 3.0223e-10 | 0.00097009 | 3.0223e-10
[79 empty] | WLDFR | HFTD - Distribution - Tier 3 - 3QU CoRE ¦ 1QU LoRE | Non-Red Flag Warning - Large Fires | 2061 | 2.1837e-08 | 2.1837e-08 | 8.3524 | 0.96727 | 4.6367 | 2.7484 | 0 | 0 | 2.387e-05 | 1.8239e-07 | 0 | 1.8239e-07 | 1.8239e-07 | 0 | 1.8239e-07 | 0 | 5.2566e-07 | 1.1523e-06 | 0 | 1.1523e-06 | 0 | 3.3963e-07 | 6.7926e-07 | 0 | 6.7926e-07 | [12 empty] | 7.3.3.17.5 (Remote Grid) Updates to grid topology to minimize risk of ignition in HFTDs Remote GridWLDFRVegetation ContactAggregated | WLDFR | HFTD - Distribution - Tier 2 - 2QU CoRE ¦ 5QU LoRE | Non-Red Flag Warning - Catastrophic Fires | Vegetation Contact | Aggregated | 2061 | 3.1155e-07 | 1464.9153 | 0.00045639 | 2061 | Mitigation | 0.95 | 45 | 0 | esc | 0.00097009 | 3.0223e-10 | 0.00097009 | 3.0223e-10
[79 empty] | WLDFR | HFTD - Distribution - Tier 3 - 3QU CoRE ¦ 1QU LoRE | Non-Red Flag Warning - Large Fires | 2062 | 2.1837e-08 | 2.1837e-08 | 8.3524 | 0.96727 | 4.6367 | 2.7484 | 0 | 0 | 2.387e-05 | 1.8239e-07 | 0 | 1.8239e-07 | 1.8239e-07 | 0 | 1.8239e-07 | 0 | 5.4657e-07 | 1.1981e-06 | 0 | 1.1981e-06 | 0 | 3.3963e-07 | 6.7926e-07 | 0 | 6.7926e-07 | [12 empty] | 7.3.3.17.5 (Remote Grid) Updates to grid topology to minimize risk of ignition in HFTDs Remote GridWLDFRVegetation ContactAggregated | WLDFR | HFTD - Distribution - Tier 2 - 2QU CoRE ¦ 5QU LoRE | Non-Red Flag Warning - Catastrophic Fires | Vegetation Contact | Aggregated | 2062 | 3.1155e-07 | 1464.9153 | 0.00045639 | 2062 | Mitigation | 0.95 | 45 | 0 | esc | 0.00097009 | 3.0223e-10 | 0.00097009 | 3.0223e-10
[79 empty] | WLDFR | HFTD - Distribution - Tier 3 - 3QU CoRE ¦ 1QU LoRE | Non-Red Flag Warning - Large Fires | 2063 | 2.1837e-08 | 2.1837e-08 | 8.872 | 1.0079 | 4.9153 | 2.9488 | 0 | 0 | 2.387e-05 | 1.9374e-07 | 0 | 1.9374e-07 | 1.9374e-07 | 0 | 1.9374e-07 | 0 | 5.4657e-07 | 1.1981e-06 | 0 | 1.1981e-06 | 0 | 3.3963e-07 | 6.7926e-07 | 0 | 6.7926e-07 | [12 empty] | 7.3.3.17.5 (Remote Grid) Updates to grid topology to minimize risk of ignition in HFTDs Remote GridWLDFRVegetation ContactAggregated | WLDFR | HFTD - Distribution - Tier 2 - 2QU CoRE ¦ 5QU LoRE | Non-Red Flag Warning - Catastrophic Fires | Vegetation Contact | Aggregated | 2063 | 3.1155e-07 | 1464.9153 | 0.00045639 | 2063 | Mitigation | 0.95 | 45 | 0 | esc | 0.00097009 | 3.0223e-10 | 0.00097009 | 3.0223e-10
[79 empty] | WLDFR | HFTD - Distribution - Tier 3 - 3QU CoRE ¦ 1QU LoRE | Non-Red Flag Warning - Large Fires | 2064 | 2.1837e-08 | 2.1837e-08 | 8.872 | 1.0079 | 4.9153 | 2.9488 | 0 | 0 | 2.387e-05 | 1.9374e-07 | 0 | 1.9374e-07 | 1.9374e-07 | 0 | 1.9374e-07 | 0 | 5.4657e-07 | 1.1981e-06 | 0 | 1.1981e-06 | 0 | 3.3963e-07 | 6.7926e-07 | 0 | 6.7926e-07 | [12 empty] | 7.3.3.17.5 (Remote Grid) Updates to grid topology to minimize risk of ignition in HFTDs Remote GridWLDFRVegetation ContactAggregated | WLDFR | HFTD - Distribution - Tier 2 - 2QU CoRE ¦ 5QU LoRE | Non-Red Flag Warning - Catastrophic Fires | Vegetation Contact | Aggregated | 2064 | 3.1155e-07 | 1464.9153 | 0.00045639 | 2064 | Mitigation | 0.95 | 45 | 0 | esc | 0.00097009 | 3.0223e-10 | 0.00097009 | 3.0223e-10
[79 empty] | WLDFR | HFTD - Distribution - Tier 3 - 3QU CoRE ¦ 1QU LoRE | Non-Red Flag Warning - Large Fires | 2065 | 2.1837e-08 | 2.1837e-08 | 8.872 | 1.0079 | 4.9153 | 2.9488 | 0 | 0 | 2.387e-05 | 1.9374e-07 | 0 | 1.9374e-07 | 1.9374e-07 | 0 | 1.9374e-07 | 0 | 5.4657e-07 | 1.1981e-06 | 0 | 1.1981e-06 | 0 | 3.5983e-07 | 7.1965e-07 | 0 | 7.1965e-07 | [12 empty] | 7.3.3.17.5 (Remote Grid) Updates to grid topology to minimize risk of ignition in HFTDs Remote GridWLDFRVegetation ContactAggregated | WLDFR | HFTD - Distribution - Tier 2 - 2QU CoRE ¦ 5QU LoRE | Non-Red Flag Warning - Catastrophic Fires | Vegetation Contact | Aggregated | 2065 | 3.1155e-07 | 1464.9153 | 0.00045639 | 2065 | Mitigation | 0.95 | 45 | 0 | esc | 0.00097009 | 3.0223e-10 | 0.00097009 | 3.0223e-10
[79 empty] | WLDFR | HFTD - Distribution - Tier 3 - 3QU CoRE ¦ 1QU LoRE | Non-Red Flag Warning - Large Fires | 2066 | 2.1837e-08 | 2.1837e-08 | 8.872 | 1.0079 | 4.9153 | 2.9488 | 0 | 0 | 2.387e-05 | 1.9374e-07 | 0 | 1.9374e-07 | 1.9374e-07 | 0 | 1.9374e-07 | 0 | 5.4657e-07 | 1.1981e-06 | 0 | 1.1981e-06 | 0 | 3.5983e-07 | 7.1965e-07 | 0 | 7.1965e-07 | [12 empty] | 7.3.3.17.5 (Remote Grid) Updates to grid topology to minimize risk of ignition in HFTDs Remote GridWLDFRVegetation ContactAggregated | WLDFR | HFTD - Distribution - Tier 2 - 2QU CoRE ¦ 5QU LoRE | Non-Red Flag Warning - Catastrophic Fires | Vegetation Contact | Aggregated | 2066 | 3.1155e-07 | 1464.9153 | 0.00045639 | 2066 | Mitigation | 0.95 | 45 | 0 | esc | 0.00097009 | 3.0223e-10 | 0.00097009 | 3.0223e-10
[79 empty] | WLDFR | HFTD - Distribution - Tier 3 - 3QU CoRE ¦ 1QU LoRE | Non-Red Flag Warning - Large Fires | 2067 | 0 | 2.1837e-08 | 8.872 | 1.0079 | 4.9153 | 2.9488 | 0 | 0 | 2.387e-05 | 0 | 0 | 0 | 1.9374e-07 | 0 | 1.9374e-07 | 0 | 5.7013e-07 | 1.2497e-06 | 0 | 1.2497e-06 | 0 | 3.5983e-07 | 7.1965e-07 | 0 | 7.1965e-07 | [12 empty] | 7.3.3.17.5 (Remote Grid) Updates to grid topology to minimize risk of ignition in HFTDs Remote GridWLDFRVegetation ContactAggregated | WLDFR | HFTD - Distribution - Tier 2 - 2QU CoRE ¦ 5QU LoRE | Non-Red Flag Warning - Catastrophic Fires | Vegetation Contact | Aggregated | 2067 | 3.1155e-07 | 1464.9153 | 0.00045639 | 2067 | Mitigation | 0.95 | 45 | 0 | esc | 0 | 0 | 0.00097009 | 3.0223e-10
[79 empty] | WLDFR | HFTD - Distribution - Tier 3 - 3QU CoRE ¦ 1QU LoRE | Non-Red Flag Warning - Small Fires | 2022 | 6.8484e-06 | 0 | 0.077901 | 0.036425 | 0.0015809 | 0.039895 | 0 | 0 | 0.0072304 | 5.3349e-07 | 0 | 5.3349e-07 | 0 | 0 | 0 | 0 | 5.7013e-07 | 1.2497e-06 | 0 | 1.2497e-06 | 0 | 3.5983e-07 | 7.1965e-07 | 0 | 7.1965e-07 | [12 empty] | 7.3.3.17.5 (Remote Grid) Updates to grid topology to minimize risk of ignition in HFTDs Remote GridWLDFRWire-to-wire contactAggregated | WLDFR | HFTD - Distribution - Tier 2 - 2QU CoRE ¦ 5QU LoRE | Non-Red Flag Warning - Catastrophic Fires | Wire-to-wire contact | Aggregated | 2022 | 4.4197e-07 | 1464.9153 | 0.00064745 | 2022 | Mitigation | 0.95 | 45 | 0 | esc | 0.00097009 | 4.2875e-10 | 0 | 0
[79 empty] | WLDFR | HFTD - Distribution - Tier 3 - 3QU CoRE ¦ 1QU LoRE | Non-Red Flag Warning - Small Fires | 2023 | 6.8484e-06 | 6.8484e-06 | 0.080408 | 0.03759 | 0.0016314 | 0.041187 | 0 | 0 | 0.0072304 | 5.5067e-07 | 0 | 5.5067e-07 | 5.5067e-07 | 0 | 5.5067e-07 | 0 | 5.7013e-07 | 1.2497e-06 | 0 | 1.2497e-06 | 0 | 3.5983e-07 | 7.1965e-07 | 0 | 7.1965e-07 | [12 empty] | 7.3.3.17.5 (Remote Grid) Updates to grid topology to minimize risk of ignition in HFTDs Remote GridWLDFRWire-to-wire contactAggregated | WLDFR | HFTD - Distribution - Tier 2 - 2QU CoRE ¦ 5QU LoRE | Non-Red Flag Warning - Catastrophic Fires | Wire-to-wire contact | Aggregated | 2023 | 4.4197e-07 | 1464.9153 | 0.00064745 | 2023 | Mitigation | 0.95 | 45 | 0 | esc | 0.00097009 | 4.2875e-10 | 0.00097009 | 4.2875e-10
[79 empty] | WLDFR | HFTD - Distribution - Tier 3 - 3QU CoRE ¦ 1QU LoRE | Non-Red Flag Warning - Small Fires | 2024 | 6.8484e-06 | 6.8484e-06 | 0.080408 | 0.03759 | 0.0016314 | 0.041187 | 0 | 0 | 0.0072304 | 5.5067e-07 | 0 | 5.5067e-07 | 5.5067e-07 | 0 | 5.5067e-07 | 0 | 5.7013e-07 | 1.2497e-06 | 0 | 1.2497e-06 | 0 | 3.823e-07 | 7.646e-07 | 0 | 7.646e-07 | [12 empty] | 7.3.3.17.5 (Remote Grid) Updates to grid topology to minimize risk of ignition in HFTDs Remote GridWLDFRWire-to-wire contactAggregated | WLDFR | HFTD - Distribution - Tier 2 - 2QU CoRE ¦ 5QU LoRE | Non-Red Flag Warning - Catastrophic Fires | Wire-to-wire contact | Aggregated | 2024 | 4.4197e-07 | 1464.9153 | 0.00064745 | 2024 | Mitigation | 0.95 | 45 | 0 | esc | 0.00097009 | 4.2875e-10 | 0.00097009 | 4.2875e-10
[79 empty] | WLDFR | HFTD - Distribution - Tier 3 - 3QU CoRE ¦ 1QU LoRE | Non-Red Flag Warning - Small Fires | 2025 | 6.8484e-06 | 6.8484e-06 | 0.080408 | 0.03759 | 0.0016314 | 0.041187 | 0 | 0 | 0.0072304 | 5.5067e-07 | 0 | 5.5067e-07 | 5.5067e-07 | 0 | 5.5067e-07 | 0 | 5.7013e-07 | 1.2497e-06 | 0 | 1.2497e-06 | 0 | 3.823e-07 | 7.646e-07 | 0 | 7.646e-07 | [12 empty] | 7.3.3.17.5 (Remote Grid) Updates to grid topology to minimize risk of ignition in HFTDs Remote GridWLDFRWire-to-wire contactAggregated | WLDFR | HFTD - Distribution - Tier 2 - 2QU CoRE ¦ 5QU LoRE | Non-Red Flag Warning - Catastrophic Fires | Wire-to-wire contact | Aggregated | 2025 | 4.4197e-07 | 1464.9153 | 0.00064745 | 2025 | Mitigation | 0.95 | 45 | 0 | esc | 0.00097009 | 4.2875e-10 | 0.00097009 | 4.2875e-10
[79 empty] | WLDFR | HFTD - Distribution - Tier 3 - 3QU CoRE ¦ 1QU LoRE | Non-Red Flag Warning - Small Fires | 2026 | 6.8484e-06 | 6.8484e-06 | 0.080408 | 0.03759 | 0.0016314 | 0.041187 | 0 | 0 | 0.0072304 | 5.5067e-07 | 0 | 5.5067e-07 | 5.5067e-07 | 0 | 5.5067e-07 | 0 | 5.961e-07 | 1.3067e-06 | 0 | 1.3067e-06 | 0 | 3.823e-07 | 7.646e-07 | 0 | 7.646e-07 | [12 empty] | 7.3.3.17.5 (Remote Grid) Updates to grid topology to minimize risk of ignition in HFTDs Remote GridWLDFRWire-to-wire contactAggregated | WLDFR | HFTD - Distribution - Tier 2 - 2QU CoRE ¦ 5QU LoRE | Non-Red Flag Warning - Catastrophic Fires | Wire-to-wire contact | Aggregated | 2026 | 4.4197e-07 | 1464.9153 | 0.00064745 | 2026 | Mitigation | 0.95 | 45 | 0 | esc | 0.00097009 | 4.2875e-10 | 0.00097009 | 4.2875e-10
[79 empty] | WLDFR | HFTD - Distribution - Tier 3 - 3QU CoRE ¦ 1QU LoRE | Non-Red Flag Warning - Small Fires | 2027 | 6.8484e-06 | 6.8484e-06 | 0.080408 | 0.03759 | 0.0016314 | 0.041187 | 0 | 0 | 0.0072304 | 5.5067e-07 | 0 | 5.5067e-07 | 5.5067e-07 | 0 | 5.5067e-07 | 0 | 5.961e-07 | 1.3067e-06 | 0 | 1.3067e-06 | 0 | 3.823e-07 | 7.646e-07 | 0 | 7.646e-07 | [12 empty] | 7.3.3.17.5 (Remote Grid) Updates to grid topology to minimize risk of ignition in HFTDs Remote GridWLDFRWire-to-wire contactAggregated | WLDFR | HFTD - Distribution - Tier 2 - 2QU CoRE ¦ 5QU LoRE | Non-Red Flag Warning - Catastrophic Fires | Wire-to-wire contact | Aggregated | 2027 | 4.4197e-07 | 1464.9153 | 0.00064745 | 2027 | Mitigation | 0.95 | 45 | 0 | esc | 0.00097009 | 4.2875e-10 | 0.00097009 | 4.2875e-10
[79 empty] | WLDFR | HFTD - Distribution - Tier 3 - 3QU CoRE ¦ 1QU LoRE | Non-Red Flag Warning - Small Fires | 2028 | 6.8484e-06 | 6.8484e-06 | 0.083606 | 0.039055 | 0.001695 | 0.042856 | 0 | 0 | 0.0072304 | 5.7257e-07 | 0 | 5.7257e-07 | 5.7257e-07 | 0 | 5.7257e-07 | 0 | 5.961e-07 | 1.3067e-06 | 0 | 1.3067e-06 | 0 | 3.823e-07 | 7.646e-07 | 0 | 7.646e-07 | [12 empty] | 7.3.3.17.5 (Remote Grid) Updates to grid topology to minimize risk of ignition in HFTDs Remote GridWLDFRWire-to-wire contactAggregated | WLDFR | HFTD - Distribution - Tier 2 - 2QU CoRE ¦ 5QU LoRE | Non-Red Flag Warning - Catastrophic Fires | Wire-to-wire contact | Aggregated | 2028 | 4.4197e-07 | 1464.9153 | 0.00064745 | 2028 | Mitigation | 0.95 | 45 | 0 | esc | 0.00097009 | 4.2875e-10 | 0.00097009 | 4.2875e-10
[79 empty] | WLDFR | HFTD - Distribution - Tier 3 - 3QU CoRE ¦ 1QU LoRE | Non-Red Flag Warning - Small Fires | 2029 | 6.8484e-06 | 6.8484e-06 | 0.083606 | 0.039055 | 0.001695 | 0.042856 | 0 | 0 | 0.0072304 | 5.7257e-07 | 0 | 5.7257e-07 | 5.7257e-07 | 0 | 5.7257e-07 | 0 | 5.961e-07 | 1.3067e-06 | 0 | 1.3067e-06 | 0 | 4.0688e-07 | 8.1377e-07 | 0 | 8.1377e-07 | [12 empty] | 7.3.3.17.5 (Remote Grid) Updates to grid topology to minimize risk of ignition in HFTDs Remote GridWLDFRWire-to-wire contactAggregated | WLDFR | HFTD - Distribution - Tier 2 - 2QU CoRE ¦ 5QU LoRE | Non-Red Flag Warning - Catastrophic Fires | Wire-to-wire contact | Aggregated | 2029 | 4.4197e-07 | 1464.9153 | 0.00064745 | 2029 | Mitigation | 0.95 | 45 | 0 | esc | 0.00097009 | 4.2875e-10 | 0.00097009 | 4.2875e-10
[79 empty] | WLDFR | HFTD - Distribution - Tier 3 - 3QU CoRE ¦ 1QU LoRE | Non-Red Flag Warning - Small Fires | 2030 | 6.8484e-06 | 6.8484e-06 | 0.083606 | 0.039055 | 0.001695 | 0.042856 | 0 | 0 | 0.0072304 | 5.7257e-07 | 0 | 5.7257e-07 | 5.7257e-07 | 0 | 5.7257e-07 | 0 | 5.961e-07 | 1.3067e-06 | 0 | 1.3067e-06 | 0 | 4.0688e-07 | 8.1377e-07 | 0 | 8.1377e-07 | [12 empty] | 7.3.3.17.5 (Remote Grid) Updates to grid topology to minimize risk of ignition in HFTDs Remote GridWLDFRWire-to-wire contactAggregated | WLDFR | HFTD - Distribution - Tier 2 - 2QU CoRE ¦ 5QU LoRE | Non-Red Flag Warning - Catastrophic Fires | Wire-to-wire contact | Aggregated | 2030 | 4.4197e-07 | 1464.9153 | 0.00064745 | 2030 | Mitigation | 0.95 | 45 | 0 | esc | 0.00097009 | 4.2875e-10 | 0.00097009 | 4.2875e-10
[79 empty] | WLDFR | HFTD - Distribution - Tier 3 - 3QU CoRE ¦ 1QU LoRE | Non-Red Flag Warning - Small Fires | 2031 | 6.8484e-06 | 6.8484e-06 | 0.083606 | 0.039055 | 0.001695 | 0.042856 | 0 | 0 | 0.0072304 | 5.7257e-07 | 0 | 5.7257e-07 | 5.7257e-07 | 0 | 5.7257e-07 | 0 | 6.2422e-07 | 1.3683e-06 | 0 | 1.3683e-06 | 0 | 4.0688e-07 | 8.1377e-07 | 0 | 8.1377e-07 | [12 empty] | 7.3.3.17.5 (Remote Grid) Updates to grid topology to minimize risk of ignition in HFTDs Remote GridWLDFRWire-to-wire contactAggregated | WLDFR | HFTD - Distribution - Tier 2 - 2QU CoRE ¦ 5QU LoRE | Non-Red Flag Warning - Catastrophic Fires | Wire-to-wire contact | Aggregated | 2031 | 4.4197e-07 | 1464.9153 | 0.00064745 | 2031 | Mitigation | 0.95 | 45 | 0 | esc | 0.00097009 | 4.2875e-10 | 0.00097009 | 4.2875e-10
[79 empty] | WLDFR | HFTD - Distribution - Tier 3 - 3QU CoRE ¦ 1QU LoRE | Non-Red Flag Warning - Small Fires | 2032 | 6.8484e-06 | 6.8484e-06 | 0.083606 | 0.039055 | 0.001695 | 0.042856 | 0 | 0 | 0.0072304 | 5.7257e-07 | 0 | 5.7257e-07 | 5.7257e-07 | 0 | 5.7257e-07 | 0 | 6.2422e-07 | 1.3683e-06 | 0 | 1.3683e-06 | 0 | 4.0688e-07 | 8.1377e-07 | 0 | 8.1377e-07 | [12 empty] | 7.3.3.17.5 (Remote Grid) Updates to grid topology to minimize risk of ignition in HFTDs Remote GridWLDFRWire-to-wire contactAggregated | WLDFR | HFTD - Distribution - Tier 2 - 2QU CoRE ¦ 5QU LoRE | Non-Red Flag Warning - Catastrophic Fires | Wire-to-wire contact | Aggregated | 2032 | 4.4197e-07 | 1464.9153 | 0.00064745 | 2032 | Mitigation | 0.95 | 45 | 0 | esc | 0.00097009 | 4.2875e-10 | 0.00097009 | 4.2875e-10
[79 empty] | WLDFR | HFTD - Distribution - Tier 3 - 3QU CoRE ¦ 1QU LoRE | Non-Red Flag Warning - Small Fires | 2033 | 6.8484e-06 | 6.8484e-06 | 0.087211 | 0.040679 | 0.0017655 | 0.044766 | 0 | 0 | 0.0072304 | 5.9725e-07 | 0 | 5.9725e-07 | 5.9725e-07 | 0 | 5.9725e-07 | 0 | 6.2422e-07 | 1.3683e-06 | 0 | 1.3683e-06 | 0 | 4.0688e-07 | 8.1377e-07 | 0 | 8.1377e-07 | [12 empty] | 7.3.3.17.5 (Remote Grid) Updates to grid topology to minimize risk of ignition in HFTDs Remote GridWLDFRWire-to-wire contactAggregated | WLDFR | HFTD - Distribution - Tier 2 - 2QU CoRE ¦ 5QU LoRE | Non-Red Flag Warning - Catastrophic Fires | Wire-to-wire contact | Aggregated | 2033 | 4.4197e-07 | 1464.9153 | 0.00064745 | 2033 | Mitigation | 0.95 | 45 | 0 | esc | 0.00097009 | 4.2875e-10 | 0.00097009 | 4.2875e-10
[79 empty] | WLDFR | HFTD - Distribution - Tier 3 - 3QU CoRE ¦ 1QU LoRE | Non-Red Flag Warning - Small Fires | 2034 | 6.8484e-06 | 6.8484e-06 | 0.087211 | 0.040679 | 0.0017655 | 0.044766 | 0 | 0 | 0.0072304 | 5.9725e-07 | 0 | 5.9725e-07 | 5.9725e-07 | 0 | 5.9725e-07 | 0 | 6.2422e-07 | 1.3683e-06 | 0 | 1.3683e-06 | 0 | 4.3336e-07 | 8.6673e-07 | 0 | 8.6673e-07 | [12 empty] | 7.3.3.17.5 (Remote Grid) Updates to grid topology to minimize risk of ignition in HFTDs Remote GridWLDFRWire-to-wire contactAggregated | WLDFR | HFTD - Distribution - Tier 2 - 2QU CoRE ¦ 5QU LoRE | Non-Red Flag Warning - Catastrophic Fires | Wire-to-wire contact | Aggregated | 2034 | 4.4197e-07 | 1464.9153 | 0.00064745 | 2034 | Mitigation | 0.95 | 45 | 0 | esc | 0.00097009 | 4.2875e-10 | 0.00097009 | 4.2875e-10
[79 empty] | WLDFR | HFTD - Distribution - Tier 3 - 3QU CoRE ¦ 1QU LoRE | Non-Red Flag Warning - Small Fires | 2035 | 6.8484e-06 | 6.8484e-06 | 0.087211 | 0.040679 | 0.0017655 | 0.044766 | 0 | 0 | 0.0072304 | 5.9725e-07 | 0 | 5.9725e-07 | 5.9725e-07 | 0 | 5.9725e-07 | 0 | 6.2422e-07 | 1.3683e-06 | 0 | 1.3683e-06 | 0 | 4.3336e-07 | 8.6673e-07 | 0 | 8.6673e-07 | [12 empty] | 7.3.3.17.5 (Remote Grid) Updates to grid topology to minimize risk of ignition in HFTDs Remote GridWLDFRWire-to-wire contactAggregated | WLDFR | HFTD - Distribution - Tier 2 - 2QU CoRE ¦ 5QU LoRE | Non-Red Flag Warning - Catastrophic Fires | Wire-to-wire contact | Aggregated | 2035 | 4.4197e-07 | 1464.9153 | 0.00064745 | 2035 | Mitigation | 0.95 | 45 | 0 | esc | 0.00097009 | 4.2875e-10 | 0.00097009 | 4.2875e-10
[79 empty] | WLDFR | HFTD - Distribution - Tier 3 - 3QU CoRE ¦ 1QU LoRE | Non-Red Flag Warning - Small Fires | 2036 | 6.8484e-06 | 6.8484e-06 | 0.087211 | 0.040679 | 0.0017655 | 0.044766 | 0 | 0 | 0.0072304 | 5.9725e-07 | 0 | 5.9725e-07 | 5.9725e-07 | 0 | 5.9725e-07 | 0 | 6.542e-07 | 1.434e-06 | 0 | 1.434e-06 | 0 | 4.3336e-07 | 8.6673e-07 | 0 | 8.6673e-07 | [12 empty] | 7.3.3.17.5 (Remote Grid) Updates to grid topology to minimize risk of ignition in HFTDs Remote GridWLDFRWire-to-wire contactAggregated | WLDFR | HFTD - Distribution - Tier 2 - 2QU CoRE ¦ 5QU LoRE | Non-Red Flag Warning - Catastrophic Fires | Wire-to-wire contact | Aggregated | 2036 | 4.4197e-07 | 1464.9153 | 0.00064745 | 2036 | Mitigation | 0.95 | 45 | 0 | esc | 0.00097009 | 4.2875e-10 | 0.00097009 | 4.2875e-10
[79 empty] | WLDFR | HFTD - Distribution - Tier 3 - 3QU CoRE ¦ 1QU LoRE | Non-Red Flag Warning - Small Fires | 2037 | 6.8484e-06 | 6.8484e-06 | 0.087211 | 0.040679 | 0.0017655 | 0.044766 | 0 | 0 | 0.0072304 | 5.9725e-07 | 0 | 5.9725e-07 | 5.9725e-07 | 0 | 5.9725e-07 | 0 | 6.542e-07 | 1.434e-06 | 0 | 1.434e-06 | 0 | 4.3336e-07 | 8.6673e-07 | 0 | 8.6673e-07 | [12 empty] | 7.3.3.17.5 (Remote Grid) Updates to grid topology to minimize risk of ignition in HFTDs Remote GridWLDFRWire-to-wire contactAggregated | WLDFR | HFTD - Distribution - Tier 2 - 2QU CoRE ¦ 5QU LoRE | Non-Red Flag Warning - Catastrophic Fires | Wire-to-wire contact | Aggregated | 2037 | 4.4197e-07 | 1464.9153 | 0.00064745 | 2037 | Mitigation | 0.95 | 45 | 0 | esc | 0.00097009 | 4.2875e-10 | 0.00097009 | 4.2875e-10
[79 empty] | WLDFR | HFTD - Distribution - Tier 3 - 3QU CoRE ¦ 1QU LoRE | Non-Red Flag Warning - Small Fires | 2038 | 6.8484e-06 | 6.8484e-06 | 0.091184 | 0.042438 | 0.0018418 | 0.046905 | 0 | 0 | 0.0072304 | 6.2446e-07 | 0 | 6.2446e-07 | 6.2446e-07 | 0 | 6.2446e-07 | 0 | 6.542e-07 | 1.434e-06 | 0 | 1.434e-06 | 0 | 0 | 8.6673e-07 | 0 | 8.6673e-07 | [12 empty] | 7.3.3.17.5 (Remote Grid) Updates to grid topology to minimize risk of ignition in HFTDs Remote GridWLDFRWire-to-wire contactAggregated | WLDFR | HFTD - Distribution - Tier 2 - 2QU CoRE ¦ 5QU LoRE | Non-Red Flag Warning - Catastrophic Fires | Wire-to-wire contact | Aggregated | 2038 | 4.4197e-07 | 1464.9153 | 0.00064745 | 2038 | Mitigation | 0.95 | 45 | 0 | esc | 0.00097009 | 4.2875e-10 | 0.00097009 | 4.2875e-10
[79 empty] | WLDFR | HFTD - Distribution - Tier 3 - 3QU CoRE ¦ 1QU LoRE | Non-Red Flag Warning - Small Fires | 2039 | 6.8484e-06 | 6.8484e-06 | 0.091184 | 0.042438 | 0.0018418 | 0.046905 | 0 | 0 | 0.0072304 | 6.2446e-07 | 0 | 6.2446e-07 | 6.2446e-07 | 0 | 6.2446e-07 | 0 | 6.542e-07 | 1.434e-06 | 0 | 1.434e-06 | 0 | 0 | 0 | 0 | 0 | [12 empty] | 7.3.3.17.5 (Remote Grid) Updates to grid topology to minimize risk of ignition in HFTDs Remote GridWLDFRWire-to-wire contactAggregated | WLDFR | HFTD - Distribution - Tier 2 - 2QU CoRE ¦ 5QU LoRE | Non-Red Flag Warning - Catastrophic Fires | Wire-to-wire contact | Aggregated | 2039 | 4.4197e-07 | 1464.9153 | 0.00064745 | 2039 | Mitigation | 0.95 | 45 | 0 | esc | 0.00097009 | 4.2875e-10 | 0.00097009 | 4.2875e-10
[79 empty] | WLDFR | HFTD - Distribution - Tier 3 - 3QU CoRE ¦ 1QU LoRE | Non-Red Flag Warning - Small Fires | 2040 | 6.8484e-06 | 6.8484e-06 | 0.091184 | 0.042438 | 0.0018418 | 0.046905 | 0 | 0 | 0.0072304 | 6.2446e-07 | 0 | 6.2446e-07 | 6.2446e-07 | 0 | 6.2446e-07 | 0 | 6.542e-07 | 1.434e-06 | 0 | 1.434e-06 | 0 | 0 | 0 | 0 | 0 | [12 empty] | 7.3.3.17.5 (Remote Grid) Updates to grid topology to minimize risk of ignition in HFTDs Remote GridWLDFRWire-to-wire contactAggregated | WLDFR | HFTD - Distribution - Tier 2 - 2QU CoRE ¦ 5QU LoRE | Non-Red Flag Warning - Catastrophic Fires | Wire-to-wire contact | Aggregated | 2040 | 4.4197e-07 | 1464.9153 | 0.00064745 | 2040 | Mitigation | 0.95 | 45 | 0 | esc | 0.00097009 | 4.2875e-10 | 0.00097009 | 4.2875e-10
[79 empty] | WLDFR | HFTD - Distribution - Tier 3 - 3QU CoRE ¦ 1QU LoRE | Non-Red Flag Warning - Small Fires | 2041 | 6.8484e-06 | 6.8484e-06 | 0.091184 | 0.042438 | 0.0018418 | 0.046905 | 0 | 0 | 0.0072304 | 6.2446e-07 | 0 | 6.2446e-07 | 6.2446e-07 | 0 | 6.2446e-07 | 0 | 6.8573e-07 | 1.5031e-06 | 0 | 1.5031e-06 | 0 | 3.8093e-06 | 0 | 0 | 0 | [12 empty] | 7.3.3.17.5 (Remote Grid) Updates to grid topology to minimize risk of ignition in HFTDs Remote GridWLDFRWire-to-wire contactAggregated | WLDFR | HFTD - Distribution - Tier 2 - 2QU CoRE ¦ 5QU LoRE | Non-Red Flag Warning - Catastrophic Fires | Wire-to-wire contact | Aggregated | 2041 | 4.4197e-07 | 1464.9153 | 0.00064745 | 2041 | Mitigation | 0.95 | 45 | 0 | esc | 0.00097009 | 4.2875e-10 | 0.00097009 | 4.2875e-10
[79 empty] | WLDFR | HFTD - Distribution - Tier 3 - 3QU CoRE ¦ 1QU LoRE | Non-Red Flag Warning - Small Fires | 2042 | 6.8484e-06 | 6.8484e-06 | 0.091184 | 0.042438 | 0.0018418 | 0.046905 | 0 | 0 | 0.0072304 | 6.2446e-07 | 0 | 6.2446e-07 | 6.2446e-07 | 0 | 6.2446e-07 | 0 | 6.8573e-07 | 1.5031e-06 | 0 | 1.5031e-06 | 0 | 3.932e-06 | 7.8639e-06 | 0 | 7.8639e-06 | [12 empty] | 7.3.3.17.5 (Remote Grid) Updates to grid topology to minimize risk of ignition in HFTDs Remote GridWLDFRWire-to-wire contactAggregated | WLDFR | HFTD - Distribution - Tier 2 - 2QU CoRE ¦ 5QU LoRE | Non-Red Flag Warning - Catastrophic Fires | Wire-to-wire contact | Aggregated | 2042 | 4.4197e-07 | 1464.9153 | 0.00064745 | 2042 | Mitigation | 0.95 | 45 | 0 | esc | 0.00097009 | 4.2875e-10 | 0.00097009 | 4.2875e-10
[79 empty] | WLDFR | HFTD - Distribution - Tier 3 - 3QU CoRE ¦ 1QU LoRE | Non-Red Flag Warning - Small Fires | 2043 | 6.8484e-06 | 6.8484e-06 | 0.095486 | 0.044306 | 0.0019228 | 0.049257 | 0 | 0 | 0.0072304 | 6.5392e-07 | 0 | 6.5392e-07 | 6.5392e-07 | 0 | 6.5392e-07 | 0 | 6.8573e-07 | 1.5031e-06 | 0 | 1.5031e-06 | 0 | 3.932e-06 | 7.8639e-06 | 0 | 7.8639e-06 | [12 empty] | 7.3.3.17.5 (Remote Grid) Updates to grid topology to minimize risk of ignition in HFTDs Remote GridWLDFRWire-to-wire contactAggregated | WLDFR | HFTD - Distribution - Tier 2 - 2QU CoRE ¦ 5QU LoRE | Non-Red Flag Warning - Catastrophic Fires | Wire-to-wire contact | Aggregated | 2043 | 4.4197e-07 | 1464.9153 | 0.00064745 | 2043 | Mitigation | 0.95 | 45 | 0 | esc | 0.00097009 | 4.2875e-10 | 0.00097009 | 4.2875e-10
[79 empty] | WLDFR | HFTD - Distribution - Tier 3 - 3QU CoRE ¦ 1QU LoRE | Non-Red Flag Warning - Small Fires | 2044 | 6.8484e-06 | 6.8484e-06 | 0.095486 | 0.044306 | 0.0019228 | 0.049257 | 0 | 0 | 0.0072304 | 6.5392e-07 | 0 | 6.5392e-07 | 6.5392e-07 | 0 | 6.5392e-07 | 0 | 6.8573e-07 | 1.5031e-06 | 0 | 1.5031e-06 | 0 | 3.932e-06 | 7.8639e-06 | 0 | 7.8639e-06 | [12 empty] | 7.3.3.17.5 (Remote Grid) Updates to grid topology to minimize risk of ignition in HFTDs Remote GridWLDFRWire-to-wire contactAggregated | WLDFR | HFTD - Distribution - Tier 2 - 2QU CoRE ¦ 5QU LoRE | Non-Red Flag Warning - Catastrophic Fires | Wire-to-wire contact | Aggregated | 2044 | 4.4197e-07 | 1464.9153 | 0.00064745 | 2044 | Mitigation | 0.95 | 45 | 0 | esc | 0.00097009 | 4.2875e-10 | 0.00097009 | 4.2875e-10
[79 empty] | WLDFR | HFTD - Distribution - Tier 3 - 3QU CoRE ¦ 1QU LoRE | Non-Red Flag Warning - Small Fires | 2045 | 6.8484e-06 | 6.8484e-06 | 0.095486 | 0.044306 | 0.0019228 | 0.049257 | 0 | 0 | 0.0072304 | 6.5392e-07 | 0 | 6.5392e-07 | 6.5392e-07 | 0 | 6.5392e-07 | 0 | 6.8573e-07 | 1.5031e-06 | 0 | 1.5031e-06 | 0 | 3.932e-06 | 7.8639e-06 | 0 | 7.8639e-06 | [12 empty] | 7.3.3.17.5 (Remote Grid) Updates to grid topology to minimize risk of ignition in HFTDs Remote GridWLDFRWire-to-wire contactAggregated | WLDFR | HFTD - Distribution - Tier 2 - 2QU CoRE ¦ 5QU LoRE | Non-Red Flag Warning - Catastrophic Fires | Wire-to-wire contact | Aggregated | 2045 | 4.4197e-07 | 1464.9153 | 0.00064745 | 2045 | Mitigation | 0.95 | 45 | 0 | esc | 0.00097009 | 4.2875e-10 | 0.00097009 | 4.2875e-10
[79 empty] | WLDFR | HFTD - Distribution - Tier 3 - 3QU CoRE ¦ 1QU LoRE | Non-Red Flag Warning - Small Fires | 2046 | 6.8484e-06 | 6.8484e-06 | 0.095486 | 0.044306 | 0.0019228 | 0.049257 | 0 | 0 | 0.0072304 | 6.5392e-07 | 0 | 6.5392e-07 | 6.5392e-07 | 0 | 6.5392e-07 | 0 | 7.1847e-07 | 1.5749e-06 | 0 | 1.5749e-06 | 0 | 3.932e-06 | 7.8639e-06 | 0 | 7.8639e-06 | [12 empty] | 7.3.3.17.5 (Remote Grid) Updates to grid topology to minimize risk of ignition in HFTDs Remote GridWLDFRWire-to-wire contactAggregated | WLDFR | HFTD - Distribution - Tier 2 - 2QU CoRE ¦ 5QU LoRE | Non-Red Flag Warning - Catastrophic Fires | Wire-to-wire contact | Aggregated | 2046 | 4.4197e-07 | 1464.9153 | 0.00064745 | 2046 | Mitigation | 0.95 | 45 | 0 | esc | 0.00097009 | 4.2875e-10 | 0.00097009 | 4.2875e-10
[79 empty] | WLDFR | HFTD - Distribution - Tier 3 - 3QU CoRE ¦ 1QU LoRE | Non-Red Flag Warning - Small Fires | 2047 | 6.8484e-06 | 6.8484e-06 | 0.095486 | 0.044306 | 0.0019228 | 0.049257 | 0 | 0 | 0.0072304 | 6.5392e-07 | 0 | 6.5392e-07 | 6.5392e-07 | 0 | 6.5392e-07 | 0 | 7.1847e-07 | 1.5749e-06 | 0 | 1.5749e-06 | 0 | 4.0884e-06 | 8.1767e-06 | 0 | 8.1767e-06 | [12 empty] | 7.3.3.17.5 (Remote Grid) Updates to grid topology to minimize risk of ignition in HFTDs Remote GridWLDFRWire-to-wire contactAggregated | WLDFR | HFTD - Distribution - Tier 2 - 2QU CoRE ¦ 5QU LoRE | Non-Red Flag Warning - Catastrophic Fires | Wire-to-wire contact | Aggregated | 2047 | 4.4197e-07 | 1464.9153 | 0.00064745 | 2047 | Mitigation | 0.95 | 45 | 0 | esc | 0.00097009 | 4.2875e-10 | 0.00097009 | 4.2875e-10
[79 empty] | WLDFR | HFTD - Distribution - Tier 3 - 3QU CoRE ¦ 1QU LoRE | Non-Red Flag Warning - Small Fires | 2048 | 6.8484e-06 | 6.8484e-06 | 0.10007 | 0.04626 | 0.0020076 | 0.051804 | 0 | 0 | 0.0072304 | 6.8533e-07 | 0 | 6.8533e-07 | 6.8533e-07 | 0 | 6.8533e-07 | 0 | 7.1847e-07 | 1.5749e-06 | 0 | 1.5749e-06 | 0 | 4.0884e-06 | 8.1767e-06 | 0 | 8.1767e-06 | [12 empty] | 7.3.3.17.5 (Remote Grid) Updates to grid topology to minimize risk of ignition in HFTDs Remote GridWLDFRWire-to-wire contactAggregated | WLDFR | HFTD - Distribution - Tier 2 - 2QU CoRE ¦ 5QU LoRE | Non-Red Flag Warning - Catastrophic Fires | Wire-to-wire contact | Aggregated | 2048 | 4.4197e-07 | 1464.9153 | 0.00064745 | 2048 | Mitigation | 0.95 | 45 | 0 | esc | 0.00097009 | 4.2875e-10 | 0.00097009 | 4.2875e-10
[79 empty] | WLDFR | HFTD - Distribution - Tier 3 - 3QU CoRE ¦ 1QU LoRE | Non-Red Flag Warning - Small Fires | 2049 | 6.8484e-06 | 6.8484e-06 | 0.10007 | 0.04626 | 0.0020076 | 0.051804 | 0 | 0 | 0.0072304 | 6.8533e-07 | 0 | 6.8533e-07 | 6.8533e-07 | 0 | 6.8533e-07 | 0 | 7.1847e-07 | 1.5749e-06 | 0 | 1.5749e-06 | 0 | 4.0884e-06 | 8.1767e-06 | 0 | 8.1767e-06 | [12 empty] | 7.3.3.17.5 (Remote Grid) Updates to grid topology to minimize risk of ignition in HFTDs Remote GridWLDFRWire-to-wire contactAggregated | WLDFR | HFTD - Distribution - Tier 2 - 2QU CoRE ¦ 5QU LoRE | Non-Red Flag Warning - Catastrophic Fires | Wire-to-wire contact | Aggregated | 2049 | 4.4197e-07 | 1464.9153 | 0.00064745 | 2049 | Mitigation | 0.95 | 45 | 0 | esc | 0.00097009 | 4.2875e-10 | 0.00097009 | 4.2875e-10
[79 empty] | WLDFR | HFTD - Distribution - Tier 3 - 3QU CoRE ¦ 1QU LoRE | Non-Red Flag Warning - Small Fires | 2050 | 6.8484e-06 | 6.8484e-06 | 0.10007 | 0.04626 | 0.0020076 | 0.051804 | 0 | 0 | 0.0072304 | 6.8533e-07 | 0 | 6.8533e-07 | 6.8533e-07 | 0 | 6.8533e-07 | 0 | 7.1847e-07 | 1.5749e-06 | 0 | 1.5749e-06 | 0 | 4.0884e-06 | 8.1767e-06 | 0 | 8.1767e-06 | [12 empty] | 7.3.3.17.5 (Remote Grid) Updates to grid topology to minimize risk of ignition in HFTDs Remote GridWLDFRWire-to-wire contactAggregated | WLDFR | HFTD - Distribution - Tier 2 - 2QU CoRE ¦ 5QU LoRE | Non-Red Flag Warning - Catastrophic Fires | Wire-to-wire contact | Aggregated | 2050 | 4.4197e-07 | 1464.9153 | 0.00064745 | 2050 | Mitigation | 0.95 | 45 | 0 | esc | 0.00097009 | 4.2875e-10 | 0.00097009 | 4.2875e-10
[79 empty] | WLDFR | HFTD - Distribution - Tier 3 - 3QU CoRE ¦ 1QU LoRE | Non-Red Flag Warning - Small Fires | 2051 | 6.8484e-06 | 6.8484e-06 | 0.10007 | 0.04626 | 0.0020076 | 0.051804 | 0 | 0 | 0.0072304 | 6.8533e-07 | 0 | 6.8533e-07 | 6.8533e-07 | 0 | 6.8533e-07 | 0 | 7.5205e-07 | 1.6485e-06 | 0 | 1.6485e-06 | 0 | 4.0884e-06 | 8.1767e-06 | 0 | 8.1767e-06 | [12 empty] | 7.3.3.17.5 (Remote Grid) Updates to grid topology to minimize risk of ignition in HFTDs Remote GridWLDFRWire-to-wire contactAggregated | WLDFR | HFTD - Distribution - Tier 2 - 2QU CoRE ¦ 5QU LoRE | Non-Red Flag Warning - Catastrophic Fires | Wire-to-wire contact | Aggregated | 2051 | 4.4197e-07 | 1464.9153 | 0.00064745 | 2051 | Mitigation | 0.95 | 45 | 0 | esc | 0.00097009 | 4.2875e-10 | 0.00097009 | 4.2875e-10
[79 empty] | WLDFR | HFTD - Distribution - Tier 3 - 3QU CoRE ¦ 1QU LoRE | Non-Red Flag Warning - Small Fires | 2052 | 6.8484e-06 | 6.8484e-06 | 0.10007 | 0.04626 | 0.0020076 | 0.051804 | 0 | 0 | 0.0072304 | 6.8533e-07 | 0 | 6.8533e-07 | 6.8533e-07 | 0 | 6.8533e-07 | 0 | 7.5205e-07 | 1.6485e-06 | 0 | 1.6485e-06 | 0 | 4.2646e-06 | 8.5292e-06 | 0 | 8.5292e-06 | [12 empty] | 7.3.3.17.5 (Remote Grid) Updates to grid topology to minimize risk of ignition in HFTDs Remote GridWLDFRWire-to-wire contactAggregated | WLDFR | HFTD - Distribution - Tier 2 - 2QU CoRE ¦ 5QU LoRE | Non-Red Flag Warning - Catastrophic Fires | Wire-to-wire contact | Aggregated | 2052 | 4.4197e-07 | 1464.9153 | 0.00064745 | 2052 | Mitigation | 0.95 | 45 | 0 | esc | 0.00097009 | 4.2875e-10 | 0.00097009 | 4.2875e-10
[79 empty] | WLDFR | HFTD - Distribution - Tier 3 - 3QU CoRE ¦ 1QU LoRE | Non-Red Flag Warning - Small Fires | 2053 | 6.8484e-06 | 6.8484e-06 | 0.10489 | 0.048274 | 0.002095 | 0.054525 | 0 | 0 | 0.0072304 | 7.1836e-07 | 0 | 7.1836e-07 | 7.1836e-07 | 0 | 7.1836e-07 | 0 | 7.5205e-07 | 1.6485e-06 | 0 | 1.6485e-06 | 0 | 4.2646e-06 | 8.5292e-06 | 0 | 8.5292e-06 | [12 empty] | 7.3.3.17.5 (Remote Grid) Updates to grid topology to minimize risk of ignition in HFTDs Remote GridWLDFRWire-to-wire contactAggregated | WLDFR | HFTD - Distribution - Tier 2 - 2QU CoRE ¦ 5QU LoRE | Non-Red Flag Warning - Catastrophic Fires | Wire-to-wire contact | Aggregated | 2053 | 4.4197e-07 | 1464.9153 | 0.00064745 | 2053 | Mitigation | 0.95 | 45 | 0 | esc | 0.00097009 | 4.2875e-10 | 0.00097009 | 4.2875e-10
[79 empty] | WLDFR | HFTD - Distribution - Tier 3 - 3QU CoRE ¦ 1QU LoRE | Non-Red Flag Warning - Small Fires | 2054 | 6.8484e-06 | 6.8484e-06 | 0.10489 | 0.048274 | 0.002095 | 0.054525 | 0 | 0 | 0.0072304 | 7.1836e-07 | 0 | 7.1836e-07 | 7.1836e-07 | 0 | 7.1836e-07 | 0 | 7.5205e-07 | 1.6485e-06 | 0 | 1.6485e-06 | 0 | 4.2646e-06 | 8.5292e-06 | 0 | 8.5292e-06 | [12 empty] | 7.3.3.17.5 (Remote Grid) Updates to grid topology to minimize risk of ignition in HFTDs Remote GridWLDFRWire-to-wire contactAggregated | WLDFR | HFTD - Distribution - Tier 2 - 2QU CoRE ¦ 5QU LoRE | Non-Red Flag Warning - Catastrophic Fires | Wire-to-wire contact | Aggregated | 2054 | 4.4197e-07 | 1464.9153 | 0.00064745 | 2054 | Mitigation | 0.95 | 45 | 0 | esc | 0.00097009 | 4.2875e-10 | 0.00097009 | 4.2875e-10
[79 empty] | WLDFR | HFTD - Distribution - Tier 3 - 3QU CoRE ¦ 1QU LoRE | Non-Red Flag Warning - Small Fires | 2055 | 6.8484e-06 | 6.8484e-06 | 0.10489 | 0.048274 | 0.002095 | 0.054525 | 0 | 0 | 0.0072304 | 7.1836e-07 | 0 | 7.1836e-07 | 7.1836e-07 | 0 | 7.1836e-07 | 0 | 7.5205e-07 | 1.6485e-06 | 0 | 1.6485e-06 | 0 | 4.2646e-06 | 8.5292e-06 | 0 | 8.5292e-06 | [12 empty] | 7.3.3.17.5 (Remote Grid) Updates to grid topology to minimize risk of ignition in HFTDs Remote GridWLDFRWire-to-wire contactAggregated | WLDFR | HFTD - Distribution - Tier 2 - 2QU CoRE ¦ 5QU LoRE | Non-Red Flag Warning - Catastrophic Fires | Wire-to-wire contact | Aggregated | 2055 | 4.4197e-07 | 1464.9153 | 0.00064745 | 2055 | Mitigation | 0.95 | 45 | 0 | esc | 0.00097009 | 4.2875e-10 | 0.00097009 | 4.2875e-10
[79 empty] | WLDFR | HFTD - Distribution - Tier 3 - 3QU CoRE ¦ 1QU LoRE | Non-Red Flag Warning - Small Fires | 2056 | 6.8484e-06 | 6.8484e-06 | 0.10489 | 0.048274 | 0.002095 | 0.054525 | 0 | 0 | 0.0072304 | 7.1836e-07 | 0 | 7.1836e-07 | 7.1836e-07 | 0 | 7.1836e-07 | 0 | 7.8606e-07 | 1.7231e-06 | 0 | 1.7231e-06 | 0 | 4.2646e-06 | 8.5292e-06 | 0 | 8.5292e-06 | [12 empty] | 7.3.3.17.5 (Remote Grid) Updates to grid topology to minimize risk of ignition in HFTDs Remote GridWLDFRWire-to-wire contactAggregated | WLDFR | HFTD - Distribution - Tier 2 - 2QU CoRE ¦ 5QU LoRE | Non-Red Flag Warning - Catastrophic Fires | Wire-to-wire contact | Aggregated | 2056 | 4.4197e-07 | 1464.9153 | 0.00064745 | 2056 | Mitigation | 0.95 | 45 | 0 | esc | 0.00097009 | 4.2875e-10 | 0.00097009 | 4.2875e-10
[79 empty] | WLDFR | HFTD - Distribution - Tier 3 - 3QU CoRE ¦ 1QU LoRE | Non-Red Flag Warning - Small Fires | 2057 | 6.8484e-06 | 6.8484e-06 | 0.10489 | 0.048274 | 0.002095 | 0.054525 | 0 | 0 | 0.0072304 | 7.1836e-07 | 0 | 7.1836e-07 | 7.1836e-07 | 0 | 7.1836e-07 | 0 | 7.8606e-07 | 1.7231e-06 | 0 | 1.7231e-06 | 0 | 4.4589e-06 | 8.9178e-06 | 0 | 8.9178e-06 | [12 empty] | 7.3.3.17.5 (Remote Grid) Updates to grid topology to minimize risk of ignition in HFTDs Remote GridWLDFRWire-to-wire contactAggregated | WLDFR | HFTD - Distribution - Tier 2 - 2QU CoRE ¦ 5QU LoRE | Non-Red Flag Warning - Catastrophic Fires | Wire-to-wire contact | Aggregated | 2057 | 4.4197e-07 | 1464.9153 | 0.00064745 | 2057 | Mitigation | 0.95 | 45 | 0 | esc | 0.00097009 | 4.2875e-10 | 0.00097009 | 4.2875e-10
[79 empty] | WLDFR | HFTD - Distribution - Tier 3 - 3QU CoRE ¦ 1QU LoRE | Non-Red Flag Warning - Small Fires | 2058 | 6.8484e-06 | 6.8484e-06 | 0.1099 | 0.050325 | 0.0021839 | 0.057393 | 0 | 0 | 0.0072304 | 7.5265e-07 | 0 | 7.5265e-07 | 7.5265e-07 | 0 | 7.5265e-07 | 0 | 7.8606e-07 | 1.7231e-06 | 0 | 1.7231e-06 | 0 | 4.4589e-06 | 8.9178e-06 | 0 | 8.9178e-06 | [12 empty] | 7.3.3.17.5 (Remote Grid) Updates to grid topology to minimize risk of ignition in HFTDs Remote GridWLDFRWire-to-wire contactAggregated | WLDFR | HFTD - Distribution - Tier 2 - 2QU CoRE ¦ 5QU LoRE | Non-Red Flag Warning - Catastrophic Fires | Wire-to-wire contact | Aggregated | 2058 | 4.4197e-07 | 1464.9153 | 0.00064745 | 2058 | Mitigation | 0.95 | 45 | 0 | esc | 0.00097009 | 4.2875e-10 | 0.00097009 | 4.2875e-10
[79 empty] | WLDFR | HFTD - Distribution - Tier 3 - 3QU CoRE ¦ 1QU LoRE | Non-Red Flag Warning - Small Fires | 2059 | 6.8484e-06 | 6.8484e-06 | 0.1099 | 0.050325 | 0.0021839 | 0.057393 | 0 | 0 | 0.0072304 | 7.5265e-07 | 0 | 7.5265e-07 | 7.5265e-07 | 0 | 7.5265e-07 | 0 | 0 | 1.7231e-06 | 0 | 1.7231e-06 | 0 | 4.4589e-06 | 8.9178e-06 | 0 | 8.9178e-06 | [12 empty] | 7.3.3.17.5 (Remote Grid) Updates to grid topology to minimize risk of ignition in HFTDs Remote GridWLDFRWire-to-wire contactAggregated | WLDFR | HFTD - Distribution - Tier 2 - 2QU CoRE ¦ 5QU LoRE | Non-Red Flag Warning - Catastrophic Fires | Wire-to-wire contact | Aggregated | 2059 | 4.4197e-07 | 1464.9153 | 0.00064745 | 2059 | Mitigation | 0.95 | 45 | 0 | esc | 0.00097009 | 4.2875e-10 | 0.00097009 | 4.2875e-10
[79 empty] | WLDFR | HFTD - Distribution - Tier 3 - 3QU CoRE ¦ 1QU LoRE | Non-Red Flag Warning - Small Fires | 2060 | 6.8484e-06 | 6.8484e-06 | 0.1099 | 0.050325 | 0.0021839 | 0.057393 | 0 | 0 | 0.0072304 | 7.5265e-07 | 0 | 7.5265e-07 | 7.5265e-07 | 0 | 7.5265e-07 | 0 | 0 | 0 | 0 | 0 | 0 | 4.4589e-06 | 8.9178e-06 | 0 | 8.9178e-06 | [12 empty] | 7.3.3.17.5 (Remote Grid) Updates to grid topology to minimize risk of ignition in HFTDs Remote GridWLDFRWire-to-wire contactAggregated | WLDFR | HFTD - Distribution - Tier 2 - 2QU CoRE ¦ 5QU LoRE | Non-Red Flag Warning - Catastrophic Fires | Wire-to-wire contact | Aggregated | 2060 | 4.4197e-07 | 1464.9153 | 0.00064745 | 2060 | Mitigation | 0.95 | 45 | 0 | esc | 0.00097009 | 4.2875e-10 | 0.00097009 | 4.2875e-10
[79 empty] | WLDFR | HFTD - Distribution - Tier 3 - 3QU CoRE ¦ 1QU LoRE | Non-Red Flag Warning - Small Fires | 2061 | 6.8484e-06 | 6.8484e-06 | 0.1099 | 0.050325 | 0.0021839 | 0.057393 | 0 | 0 | 0.0072304 | 7.5265e-07 | 0 | 7.5265e-07 | 7.5265e-07 | 0 | 7.5265e-07 | 0 | 0.000451 | 0 | 0 | 0 | 0 | 4.4589e-06 | 8.9178e-06 | 0 | 8.9178e-06 | [12 empty] | 7.3.3.17.5 (Remote Grid) Updates to grid topology to minimize risk of ignition in HFTDs Remote GridWLDFRWire-to-wire contactAggregated | WLDFR | HFTD - Distribution - Tier 2 - 2QU CoRE ¦ 5QU LoRE | Non-Red Flag Warning - Catastrophic Fires | Wire-to-wire contact | Aggregated | 2061 | 4.4197e-07 | 1464.9153 | 0.00064745 | 2061 | Mitigation | 0.95 | 45 | 0 | esc | 0.00097009 | 4.2875e-10 | 0.00097009 | 4.2875e-10
[79 empty] | WLDFR | HFTD - Distribution - Tier 3 - 3QU CoRE ¦ 1QU LoRE | Non-Red Flag Warning - Small Fires | 2062 | 6.8484e-06 | 6.8484e-06 | 0.1099 | 0.050325 | 0.0021839 | 0.057393 | 0 | 0 | 0.0072304 | 7.5265e-07 | 0 | 7.5265e-07 | 7.5265e-07 | 0 | 7.5265e-07 | 0 | 0.00046753 | 0.0010248 | 0 | 0.0010248 | 0 | 4.6693e-06 | 9.3385e-06 | 0 | 9.3385e-06 | [12 empty] | 7.3.3.17.5 (Remote Grid) Updates to grid topology to minimize risk of ignition in HFTDs Remote GridWLDFRWire-to-wire contactAggregated | WLDFR | HFTD - Distribution - Tier 2 - 2QU CoRE ¦ 5QU LoRE | Non-Red Flag Warning - Catastrophic Fires | Wire-to-wire contact | Aggregated | 2062 | 4.4197e-07 | 1464.9153 | 0.00064745 | 2062 | Mitigation | 0.95 | 45 | 0 | esc | 0.00097009 | 4.2875e-10 | 0.00097009 | 4.2875e-10
[79 empty] | WLDFR | HFTD - Distribution - Tier 3 - 3QU CoRE ¦ 1QU LoRE | Non-Red Flag Warning - Small Fires | 2063 | 6.8484e-06 | 6.8484e-06 | 0.11504 | 0.052388 | 0.0022734 | 0.060377 | 0 | 0 | 0.0072304 | 7.8783e-07 | 0 | 7.8783e-07 | 7.8783e-07 | 0 | 7.8783e-07 | 0 | 0.00046753 | 0.0010248 | 0 | 0.0010248 | 0 | 4.6693e-06 | 9.3385e-06 | 0 | 9.3385e-06 | [12 empty] | 7.3.3.17.5 (Remote Grid) Updates to grid topology to minimize risk of ignition in HFTDs Remote GridWLDFRWire-to-wire contactAggregated | WLDFR | HFTD - Distribution - Tier 2 - 2QU CoRE ¦ 5QU LoRE | Non-Red Flag Warning - Catastrophic Fires | Wire-to-wire contact | Aggregated | 2063 | 4.4197e-07 | 1464.9153 | 0.00064745 | 2063 | Mitigation | 0.95 | 45 | 0 | esc | 0.00097009 | 4.2875e-10 | 0.00097009 | 4.2875e-10
[79 empty] | WLDFR | HFTD - Distribution - Tier 3 - 3QU CoRE ¦ 1QU LoRE | Non-Red Flag Warning - Small Fires | 2064 | 6.8484e-06 | 6.8484e-06 | 0.11504 | 0.052388 | 0.0022734 | 0.060377 | 0 | 0 | 0.0072304 | 7.8783e-07 | 0 | 7.8783e-07 | 7.8783e-07 | 0 | 7.8783e-07 | 0 | 0.00046753 | 0.0010248 | 0 | 0.0010248 | 0 | 4.6693e-06 | 9.3385e-06 | 0 | 9.3385e-06 | [12 empty] | 7.3.3.17.5 (Remote Grid) Updates to grid topology to minimize risk of ignition in HFTDs Remote GridWLDFRWire-to-wire contactAggregated | WLDFR | HFTD - Distribution - Tier 2 - 2QU CoRE ¦ 5QU LoRE | Non-Red Flag Warning - Catastrophic Fires | Wire-to-wire contact | Aggregated | 2064 | 4.4197e-07 | 1464.9153 | 0.00064745 | 2064 | Mitigation | 0.95 | 45 | 0 | esc | 0.00097009 | 4.2875e-10 | 0.00097009 | 4.2875e-10
[79 empty] | WLDFR | HFTD - Distribution - Tier 3 - 3QU CoRE ¦ 1QU LoRE | Non-Red Flag Warning - Small Fires | 2065 | 6.8484e-06 | 6.8484e-06 | 0.11504 | 0.052388 | 0.0022734 | 0.060377 | 0 | 0 | 0.0072304 | 7.8783e-07 | 0 | 7.8783e-07 | 7.8783e-07 | 0 | 7.8783e-07 | 0 | 0.00046753 | 0.0010248 | 0 | 0.0010248 | 0 | 4.6693e-06 | 9.3385e-06 | 0 | 9.3385e-06 | [12 empty] | 7.3.3.17.5 (Remote Grid) Updates to grid topology to minimize risk of ignition in HFTDs Remote GridWLDFRWire-to-wire contactAggregated | WLDFR | HFTD - Distribution - Tier 2 - 2QU CoRE ¦ 5QU LoRE | Non-Red Flag Warning - Catastrophic Fires | Wire-to-wire contact | Aggregated | 2065 | 4.4197e-07 | 1464.9153 | 0.00064745 | 2065 | Mitigation | 0.95 | 45 | 0 | esc | 0.00097009 | 4.2875e-10 | 0.00097009 | 4.2875e-10
[79 empty] | WLDFR | HFTD - Distribution - Tier 3 - 3QU CoRE ¦ 1QU LoRE | Non-Red Flag Warning - Small Fires | 2066 | 6.8484e-06 | 6.8484e-06 | 0.11504 | 0.052388 | 0.0022734 | 0.060377 | 0 | 0 | 0.0072304 | 7.8783e-07 | 0 | 7.8783e-07 | 7.8783e-07 | 0 | 7.8783e-07 | 0 | 0.00046753 | 0.0010248 | 0 | 0.0010248 | 0 | 4.6693e-06 | 9.3385e-06 | 0 | 9.3385e-06 | [12 empty] | 7.3.3.17.5 (Remote Grid) Updates to grid topology to minimize risk of ignition in HFTDs Remote GridWLDFRWire-to-wire contactAggregated | WLDFR | HFTD - Distribution - Tier 2 - 2QU CoRE ¦ 5QU LoRE | Non-Red Flag Warning - Catastrophic Fires | Wire-to-wire contact | Aggregated | 2066 | 4.4197e-07 | 1464.9153 | 0.00064745 | 2066 | Mitigation | 0.95 | 45 | 0 | esc | 0.00097009 | 4.2875e-10 | 0.00097009 | 4.2875e-10
[79 empty] | WLDFR | HFTD - Distribution - Tier 3 - 3QU CoRE ¦ 1QU LoRE | Non-Red Flag Warning - Small Fires | 2067 | 0 | 6.8484e-06 | 0.11504 | 0.052388 | 0.0022734 | 0.060377 | 0 | 0 | 0.0072304 | 0 | 0 | 0 | 7.8783e-07 | 0 | 7.8783e-07 | 0 | 0.00048836 | 0.0010705 | 0 | 0.0010705 | 0 | 4.8935e-06 | 9.787e-06 | 0 | 9.787e-06 | [12 empty] | 7.3.3.17.5 (Remote Grid) Updates to grid topology to minimize risk of ignition in HFTDs Remote GridWLDFRWire-to-wire contactAggregated | WLDFR | HFTD - Distribution - Tier 2 - 2QU CoRE ¦ 5QU LoRE | Non-Red Flag Warning - Catastrophic Fires | Wire-to-wire contact | Aggregated | 2067 | 4.4197e-07 | 1464.9153 | 0.00064745 | 2067 | Mitigation | 0.95 | 45 | 0 | esc | 0 | 0 | 0.00097009 | 4.2875e-10
[79 empty] | WLDFR | HFTD - Distribution - Tier 3 - 3QU CoRE ¦ 1QU LoRE | Red Flag Warning - Catastrophic Fires | 2022 | 5.1169e-08 | 0 | 14146.1306 | 222.2294 | 8585.7228 | 5338.1784 | 0 | 0 | 5.2747e-05 | 0.00072385 | 0 | 0.00072385 | 0 | 0 | 0 | 0 | 0.00048836 | 0.0010705 | 0 | 0.0010705 | 0 | 4.8935e-06 | 9.787e-06 | 0 | 9.787e-06 | [12 empty] | 7.3.3.17.5 (Remote Grid) Updates to grid topology to minimize risk of ignition in HFTDs Remote GridWLDFRContact from objectAggregated | WLDFR | HFTD - Distribution - Tier 2 - 2QU CoRE ¦ 5QU LoRE | Non-Red Flag Warning - Destructive Fires | Contact from object | Aggregated | 2022 | 6.1707e-07 | 1464.9153 | 0.00090395 | 2022 | Mitigation | 0.95 | 45 | 0 | esc | 0.00097009 | 5.9861e-10 | 0 | 0
[79 empty] | WLDFR | HFTD - Distribution - Tier 3 - 3QU CoRE ¦ 1QU LoRE | Red Flag Warning - Catastrophic Fires | 2023 | 5.1169e-08 | 5.1169e-08 | 14664.6376 | 233.2301 | 8896.516 | 5534.8915 | 0 | 0 | 5.2747e-05 | 0.00075038 | 0 | 0.00075038 | 0.00075038 | 0 | 0.00075038 | 0 | 0.00048836 | 0.0010705 | 0 | 0.0010705 | 0 | 4.8935e-06 | 9.787e-06 | 0 | 9.787e-06 | [12 empty] | 7.3.3.17.5 (Remote Grid) Updates to grid topology to minimize risk of ignition in HFTDs Remote GridWLDFRContact from objectAggregated | WLDFR | HFTD - Distribution - Tier 2 - 2QU CoRE ¦ 5QU LoRE | Non-Red Flag Warning - Destructive Fires | Contact from object | Aggregated | 2023 | 6.1707e-07 | 1464.9153 | 0.00090395 | 2023 | Mitigation | 0.95 | 45 | 0 | esc | 0.00097009 | 5.9861e-10 | 0.00097009 | 5.9861e-10
[79 empty] | WLDFR | HFTD - Distribution - Tier 3 - 3QU CoRE ¦ 1QU LoRE | Red Flag Warning - Catastrophic Fires | 2024 | 5.1169e-08 | 5.1169e-08 | 14664.6376 | 233.2301 | 8896.516 | 5534.8915 | 0 | 0 | 5.2747e-05 | 0.00075038 | 0 | 0.00075038 | 0.00075038 | 0 | 0.00075038 | 0 | 0.00048836 | 0.0010705 | 0 | 0.0010705 | 0 | 4.8935e-06 | 9.787e-06 | 0 | 9.787e-06 | [12 empty] | 7.3.3.17.5 (Remote Grid) Updates to grid topology to minimize risk of ignition in HFTDs Remote GridWLDFRContact from objectAggregated | WLDFR | HFTD - Distribution - Tier 2 - 2QU CoRE ¦ 5QU LoRE | Non-Red Flag Warning - Destructive Fires | Contact from object | Aggregated | 2024 | 6.1707e-07 | 1464.9153 | 0.00090395 | 2024 | Mitigation | 0.95 | 45 | 0 | esc | 0.00097009 | 5.9861e-10 | 0.00097009 | 5.9861e-10
[79 empty] | WLDFR | HFTD - Distribution - Tier 3 - 3QU CoRE ¦ 1QU LoRE | Red Flag Warning - Catastrophic Fires | 2025 | 5.1169e-08 | 5.1169e-08 | 14664.6376 | 233.2301 | 8896.516 | 5534.8915 | 0 | 0 | 5.2747e-05 | 0.00075038 | 0 | 0.00075038 | 0.00075038 | 0 | 0.00075038 | 0 | 0.00048836 | 0.0010705 | 0 | 0.0010705 | 0 | 0 | 9.787e-06 | 0 | 9.787e-06 | [12 empty] | 7.3.3.17.5 (Remote Grid) Updates to grid topology to minimize risk of ignition in HFTDs Remote GridWLDFRContact from objectAggregated | WLDFR | HFTD - Distribution - Tier 2 - 2QU CoRE ¦ 5QU LoRE | Non-Red Flag Warning - Destructive Fires | Contact from object | Aggregated | 2025 | 6.1707e-07 | 1464.9153 | 0.00090395 | 2025 | Mitigation | 0.95 | 45 | 0 | esc | 0.00097009 | 5.9861e-10 | 0.00097009 | 5.9861e-10
[79 empty] | WLDFR | HFTD - Distribution - Tier 3 - 3QU CoRE ¦ 1QU LoRE | Red Flag Warning - Catastrophic Fires | 2026 | 5.1169e-08 | 5.1169e-08 | 14664.6376 | 233.2301 | 8896.516 | 5534.8915 | 0 | 0 | 5.2747e-05 | 0.00075038 | 0 | 0.00075038 | 0.00075038 | 0 | 0.00075038 | 0 | 0.00051152 | 0.0011213 | 0 | 0.0011213 | 0 | 0 | 0 | 0 | 0 | [12 empty] | 7.3.3.17.5 (Remote Grid) Updates to grid topology to minimize risk of ignition in HFTDs Remote GridWLDFRContact from objectAggregated | WLDFR | HFTD - Distribution - Tier 2 - 2QU CoRE ¦ 5QU LoRE | Non-Red Flag Warning - Destructive Fires | Contact from object | Aggregated | 2026 | 6.1707e-07 | 1464.9153 | 0.00090395 | 2026 | Mitigation | 0.95 | 45 | 0 | esc | 0.00097009 | 5.9861e-10 | 0.00097009 | 5.9861e-10
[79 empty] | WLDFR | HFTD - Distribution - Tier 3 - 3QU CoRE ¦ 1QU LoRE | Red Flag Warning - Catastrophic Fires | 2027 | 5.1169e-08 | 5.1169e-08 | 14664.6376 | 233.2301 | 8896.516 | 5534.8915 | 0 | 0 | 5.2747e-05 | 0.00075038 | 0 | 0.00075038 | 0.00075038 | 0 | 0.00075038 | 0 | 0.00051152 | 0.0011213 | 0 | 0.0011213 | 0 | 0 | 0 | 0 | 0 | [12 empty] | 7.3.3.17.5 (Remote Grid) Updates to grid topology to minimize risk of ignition in HFTDs Remote GridWLDFRContact from objectAggregated | WLDFR | HFTD - Distribution - Tier 2 - 2QU CoRE ¦ 5QU LoRE | Non-Red Flag Warning - Destructive Fires | Contact from object | Aggregated | 2027 | 6.1707e-07 | 1464.9153 | 0.00090395 | 2027 | Mitigation | 0.95 | 45 | 0 | esc | 0.00097009 | 5.9861e-10 | 0.00097009 | 5.9861e-10
[79 empty] | WLDFR | HFTD - Distribution - Tier 3 - 3QU CoRE ¦ 1QU LoRE | Red Flag Warning - Catastrophic Fires | 2028 | 5.1169e-08 | 5.1169e-08 | 15317.9909 | 247.273 | 9287.6491 | 5783.0689 | 0 | 0 | 5.2747e-05 | 0.00078381 | 0 | 0.00078381 | 0.00078381 | 0 | 0.00078381 | 0 | 0.00051152 | 0.0011213 | 0 | 0.0011213 | 0 | 6.8817e-05 | 0 | 0 | 0 | [12 empty] | 7.3.3.17.5 (Remote Grid) Updates to grid topology to minimize risk of ignition in HFTDs Remote GridWLDFRContact from objectAggregated | WLDFR | HFTD - Distribution - Tier 2 - 2QU CoRE ¦ 5QU LoRE | Non-Red Flag Warning - Destructive Fires | Contact from object | Aggregated | 2028 | 6.1707e-07 | 1464.9153 | 0.00090395 | 2028 | Mitigation | 0.95 | 45 | 0 | esc | 0.00097009 | 5.9861e-10 | 0.00097009 | 5.9861e-10
[79 empty] | WLDFR | HFTD - Distribution - Tier 3 - 3QU CoRE ¦ 1QU LoRE | Red Flag Warning - Catastrophic Fires | 2029 | 5.1169e-08 | 5.1169e-08 | 15317.9909 | 247.273 | 9287.6491 | 5783.0689 | 0 | 0 | 5.2747e-05 | 0.00078381 | 0 | 0.00078381 | 0.00078381 | 0 | 0.00078381 | 0 | 0.00051152 | 0.0011213 | 0 | 0.0011213 | 0 | 7.134e-05 | 0.00014268 | 0 | 0.00014268 | [12 empty] | 7.3.3.17.5 (Remote Grid) Updates to grid topology to minimize risk of ignition in HFTDs Remote GridWLDFRContact from objectAggregated | WLDFR | HFTD - Distribution - Tier 2 - 2QU CoRE ¦ 5QU LoRE | Non-Red Flag Warning - Destructive Fires | Contact from object | Aggregated | 2029 | 6.1707e-07 | 1464.9153 | 0.00090395 | 2029 | Mitigation | 0.95 | 45 | 0 | esc | 0.00097009 | 5.9861e-10 | 0.00097009 | 5.9861e-10
[79 empty] | WLDFR | HFTD - Distribution - Tier 3 - 3QU CoRE ¦ 1QU LoRE | Red Flag Warning - Catastrophic Fires | 2030 | 5.1169e-08 | 5.1169e-08 | 15317.9909 | 247.273 | 9287.6491 | 5783.0689 | 0 | 0 | 5.2747e-05 | 0.00078381 | 0 | 0.00078381 | 0.00078381 | 0 | 0.00078381 | 0 | 0.00051152 | 0.0011213 | 0 | 0.0011213 | 0 | 7.134e-05 | 0.00014268 | 0 | 0.00014268 | [12 empty] | 7.3.3.17.5 (Remote Grid) Updates to grid topology to minimize risk of ignition in HFTDs Remote GridWLDFRContact from objectAggregated | WLDFR | HFTD - Distribution - Tier 2 - 2QU CoRE ¦ 5QU LoRE | Non-Red Flag Warning - Destructive Fires | Contact from object | Aggregated | 2030 | 6.1707e-07 | 1464.9153 | 0.00090395 | 2030 | Mitigation | 0.95 | 45 | 0 | esc | 0.00097009 | 5.9861e-10 | 0.00097009 | 5.9861e-10
[79 empty] | WLDFR | HFTD - Distribution - Tier 3 - 3QU CoRE ¦ 1QU LoRE | Red Flag Warning - Catastrophic Fires | 2031 | 5.1169e-08 | 5.1169e-08 | 15317.9909 | 247.273 | 9287.6491 | 5783.0689 | 0 | 0 | 5.2747e-05 | 0.00078381 | 0 | 0.00078381 | 0.00078381 | 0 | 0.00078381 | 0 | 0.00053665 | 0.0011763 | 0 | 0.0011763 | 0 | 7.134e-05 | 0.00014268 | 0 | 0.00014268 | [12 empty] | 7.3.3.17.5 (Remote Grid) Updates to grid topology to minimize risk of ignition in HFTDs Remote GridWLDFRContact from objectAggregated | WLDFR | HFTD - Distribution - Tier 2 - 2QU CoRE ¦ 5QU LoRE | Non-Red Flag Warning - Destructive Fires | Contact from object | Aggregated | 2031 | 6.1707e-07 | 1464.9153 | 0.00090395 | 2031 | Mitigation | 0.95 | 45 | 0 | esc | 0.00097009 | 5.9861e-10 | 0.00097009 | 5.9861e-10
[79 empty] | WLDFR | HFTD - Distribution - Tier 3 - 3QU CoRE ¦ 1QU LoRE | Red Flag Warning - Catastrophic Fires | 2032 | 5.1169e-08 | 5.1169e-08 | 15317.9909 | 247.273 | 9287.6491 | 5783.0689 | 0 | 0 | 5.2747e-05 | 0.00078381 | 0 | 0.00078381 | 0.00078381 | 0 | 0.00078381 | 0 | 0.00053665 | 0.0011763 | 0 | 0.0011763 | 0 | 7.134e-05 | 0.00014268 | 0 | 0.00014268 | [12 empty] | 7.3.3.17.5 (Remote Grid) Updates to grid topology to minimize risk of ignition in HFTDs Remote GridWLDFRContact from objectAggregated | WLDFR | HFTD - Distribution - Tier 2 - 2QU CoRE ¦ 5QU LoRE | Non-Red Flag Warning - Destructive Fires | Contact from object | Aggregated | 2032 | 6.1707e-07 | 1464.9153 | 0.00090395 | 2032 | Mitigation | 0.95 | 45 | 0 | esc | 0.00097009 | 5.9861e-10 | 0.00097009 | 5.9861e-10
[79 empty] | WLDFR | HFTD - Distribution - Tier 3 - 3QU CoRE ¦ 1QU LoRE | Red Flag Warning - Catastrophic Fires | 2033 | 5.1169e-08 | 5.1169e-08 | 16044.1264 | 263.1074 | 9721.74 | 6059.2791 | 0 | 0 | 5.2747e-05 | 0.00082097 | 0 | 0.00082097 | 0.00082097 | 0 | 0.00082097 | 0 | 0.00053665 | 0.0011763 | 0 | 0.0011763 | 0 | 7.134e-05 | 0.00014268 | 0 | 0.00014268 | [12 empty] | 7.3.3.17.5 (Remote Grid) Updates to grid topology to minimize risk of ignition in HFTDs Remote GridWLDFRContact from objectAggregated | WLDFR | HFTD - Distribution - Tier 2 - 2QU CoRE ¦ 5QU LoRE | Non-Red Flag Warning - Destructive Fires | Contact from object | Aggregated | 2033 | 6.1707e-07 | 1464.9153 | 0.00090395 | 2033 | Mitigation | 0.95 | 45 | 0 | esc | 0.00097009 | 5.9861e-10 | 0.00097009 | 5.9861e-10
[79 empty] | WLDFR | HFTD - Distribution - Tier 3 - 3QU CoRE ¦ 1QU LoRE | Red Flag Warning - Catastrophic Fires | 2034 | 5.1169e-08 | 5.1169e-08 | 16044.1264 | 263.1074 | 9721.74 | 6059.2791 | 0 | 0 | 5.2747e-05 | 0.00082097 | 0 | 0.00082097 | 0.00082097 | 0 | 0.00082097 | 0 | 0.00053665 | 0.0011763 | 0 | 0.0011763 | 0 | 7.4518e-05 | 0.00014904 | 0 | 0.00014904 | [12 empty] | 7.3.3.17.5 (Remote Grid) Updates to grid topology to minimize risk of ignition in HFTDs Remote GridWLDFRContact from objectAggregated | WLDFR | HFTD - Distribution - Tier 2 - 2QU CoRE ¦ 5QU LoRE | Non-Red Flag Warning - Destructive Fires | Contact from object | Aggregated | 2034 | 6.1707e-07 | 1464.9153 | 0.00090395 | 2034 | Mitigation | 0.95 | 45 | 0 | esc | 0.00097009 | 5.9861e-10 | 0.00097009 | 5.9861e-10
[79 empty] | WLDFR | HFTD - Distribution - Tier 3 - 3QU CoRE ¦ 1QU LoRE | Red Flag Warning - Catastrophic Fires | 2035 | 5.1169e-08 | 5.1169e-08 | 16044.1264 | 263.1074 | 9721.74 | 6059.2791 | 0 | 0 | 5.2747e-05 | 0.00082097 | 0 | 0.00082097 | 0.00082097 | 0 | 0.00082097 | 0 | 0.00053665 | 0.0011763 | 0 | 0.0011763 | 0 | 7.4518e-05 | 0.00014904 | 0 | 0.00014904 | [12 empty] | 7.3.3.17.5 (Remote Grid) Updates to grid topology to minimize risk of ignition in HFTDs Remote GridWLDFRContact from objectAggregated | WLDFR | HFTD - Distribution - Tier 2 - 2QU CoRE ¦ 5QU LoRE | Non-Red Flag Warning - Destructive Fires | Contact from object | Aggregated | 2035 | 6.1707e-07 | 1464.9153 | 0.00090395 | 2035 | Mitigation | 0.95 | 45 | 0 | esc | 0.00097009 | 5.9861e-10 | 0.00097009 | 5.9861e-10
[79 empty] | WLDFR | HFTD - Distribution - Tier 3 - 3QU CoRE ¦ 1QU LoRE | Red Flag Warning - Catastrophic Fires | 2036 | 5.1169e-08 | 5.1169e-08 | 16044.1264 | 263.1074 | 9721.74 | 6059.2791 | 0 | 0 | 5.2747e-05 | 0.00082097 | 0 | 0.00082097 | 0.00082097 | 0 | 0.00082097 | 0 | 0.00056342 | 0.001235 | 0 | 0.001235 | 0 | 7.4518e-05 | 0.00014904 | 0 | 0.00014904 | [12 empty] | 7.3.3.17.5 (Remote Grid) Updates to grid topology to minimize risk of ignition in HFTDs Remote GridWLDFRContact from objectAggregated | WLDFR | HFTD - Distribution - Tier 2 - 2QU CoRE ¦ 5QU LoRE | Non-Red Flag Warning - Destructive Fires | Contact from object | Aggregated | 2036 | 6.1707e-07 | 1464.9153 | 0.00090395 | 2036 | Mitigation | 0.95 | 45 | 0 | esc | 0.00097009 | 5.9861e-10 | 0.00097009 | 5.9861e-10
[79 empty] | WLDFR | HFTD - Distribution - Tier 3 - 3QU CoRE ¦ 1QU LoRE | Red Flag Warning - Catastrophic Fires | 2037 | 5.1169e-08 | 5.1169e-08 | 16044.1264 | 263.1074 | 9721.74 | 6059.2791 | 0 | 0 | 5.2747e-05 | 0.00082097 | 0 | 0.00082097 | 0.00082097 | 0 | 0.00082097 | 0 | 0.00056342 | 0.001235 | 0 | 0.001235 | 0 | 7.4518e-05 | 0.00014904 | 0 | 0.00014904 | [12 empty] | 7.3.3.17.5 (Remote Grid) Updates to grid topology to minimize risk of ignition in HFTDs Remote GridWLDFRContact from objectAggregated | WLDFR | HFTD - Distribution - Tier 2 - 2QU CoRE ¦ 5QU LoRE | Non-Red Flag Warning - Destructive Fires | Contact from object | Aggregated | 2037 | 6.1707e-07 | 1464.9153 | 0.00090395 | 2037 | Mitigation | 0.95 | 45 | 0 | esc | 0.00097009 | 5.9861e-10 | 0.00097009 | 5.9861e-10
[79 empty] | WLDFR | HFTD - Distribution - Tier 3 - 3QU CoRE ¦ 1QU LoRE | Red Flag Warning - Catastrophic Fires | 2038 | 5.1169e-08 | 5.1169e-08 | 16832.3912 | 280.5544 | 10192.2718 | 6359.5651 | 0 | 0 | 5.2747e-05 | 0.0008613 | 0 | 0.0008613 | 0.0008613 | 0 | 0.0008613 | 0 | 0.00056342 | 0.001235 | 0 | 0.001235 | 0 | 7.4518e-05 | 0.00014904 | 0 | 0.00014904 | [12 empty] | 7.3.3.17.5 (Remote Grid) Updates to grid topology to minimize risk of ignition in HFTDs Remote GridWLDFRContact from objectAggregated | WLDFR | HFTD - Distribution - Tier 2 - 2QU CoRE ¦ 5QU LoRE | Non-Red Flag Warning - Destructive Fires | Contact from object | Aggregated | 2038 | 6.1707e-07 | 1464.9153 | 0.00090395 | 2038 | Mitigation | 0.95 | 45 | 0 | esc | 0.00097009 | 5.9861e-10 | 0.00097009 | 5.9861e-10
[79 empty] | WLDFR | HFTD - Distribution - Tier 3 - 3QU CoRE ¦ 1QU LoRE | Red Flag Warning - Catastrophic Fires | 2039 | 5.1169e-08 | 5.1169e-08 | 16832.3912 | 280.5544 | 10192.2718 | 6359.5651 | 0 | 0 | 5.2747e-05 | 0.0008613 | 0 | 0.0008613 | 0.0008613 | 0 | 0.0008613 | 0 | 0.00056342 | 0.001235 | 0 | 0.001235 | 0 | 7.8051e-05 | 0.0001561 | 0 | 0.0001561 | [12 empty] | 7.3.3.17.5 (Remote Grid) Updates to grid topology to minimize risk of ignition in HFTDs Remote GridWLDFRContact from objectAggregated | WLDFR | HFTD - Distribution - Tier 2 - 2QU CoRE ¦ 5QU LoRE | Non-Red Flag Warning - Destructive Fires | Contact from object | Aggregated | 2039 | 6.1707e-07 | 1464.9153 | 0.00090395 | 2039 | Mitigation | 0.95 | 45 | 0 | esc | 0.00097009 | 5.9861e-10 | 0.00097009 | 5.9861e-10
[79 empty] | WLDFR | HFTD - Distribution - Tier 3 - 3QU CoRE ¦ 1QU LoRE | Red Flag Warning - Catastrophic Fires | 2040 | 5.1169e-08 | 5.1169e-08 | 16832.3912 | 280.5544 | 10192.2718 | 6359.5651 | 0 | 0 | 5.2747e-05 | 0.0008613 | 0 | 0.0008613 | 0.0008613 | 0 | 0.0008613 | 0 | 0.00056342 | 0.001235 | 0 | 0.001235 | 0 | 7.8051e-05 | 0.0001561 | 0 | 0.0001561 | [12 empty] | 7.3.3.17.5 (Remote Grid) Updates to grid topology to minimize risk of ignition in HFTDs Remote GridWLDFRContact from objectAggregated | WLDFR | HFTD - Distribution - Tier 2 - 2QU CoRE ¦ 5QU LoRE | Non-Red Flag Warning - Destructive Fires | Contact from object | Aggregated | 2040 | 6.1707e-07 | 1464.9153 | 0.00090395 | 2040 | Mitigation | 0.95 | 45 | 0 | esc | 0.00097009 | 5.9861e-10 | 0.00097009 | 5.9861e-10
[79 empty] | WLDFR | HFTD - Distribution - Tier 3 - 3QU CoRE ¦ 1QU LoRE | Red Flag Warning - Catastrophic Fires | 2041 | 5.1169e-08 | 5.1169e-08 | 16832.3912 | 280.5544 | 10192.2718 | 6359.5651 | 0 | 0 | 5.2747e-05 | 0.0008613 | 0 | 0.0008613 | 0.0008613 | 0 | 0.0008613 | 0 | 0.00059148 | 0.0012965 | 0 | 0.0012965 | 0 | 7.8051e-05 | 0.0001561 | 0 | 0.0001561 | [12 empty] | 7.3.3.17.5 (Remote Grid) Updates to grid topology to minimize risk of ignition in HFTDs Remote GridWLDFRContact from objectAggregated | WLDFR | HFTD - Distribution - Tier 2 - 2QU CoRE ¦ 5QU LoRE | Non-Red Flag Warning - Destructive Fires | Contact from object | Aggregated | 2041 | 6.1707e-07 | 1464.9153 | 0.00090395 | 2041 | Mitigation | 0.95 | 45 | 0 | esc | 0.00097009 | 5.9861e-10 | 0.00097009 | 5.9861e-10
[79 empty] | WLDFR | HFTD - Distribution - Tier 3 - 3QU CoRE ¦ 1QU LoRE | Red Flag Warning - Catastrophic Fires | 2042 | 5.1169e-08 | 5.1169e-08 | 16832.3912 | 280.5544 | 10192.2718 | 6359.5651 | 0 | 0 | 5.2747e-05 | 0.0008613 | 0 | 0.0008613 | 0.0008613 | 0 | 0.0008613 | 0 | 0.00059148 | 0.0012965 | 0 | 0.0012965 | 0 | 7.8051e-05 | 0.0001561 | 0 | 0.0001561 | [12 empty] | 7.3.3.17.5 (Remote Grid) Updates to grid topology to minimize risk of ignition in HFTDs Remote GridWLDFRContact from objectAggregated | WLDFR | HFTD - Distribution - Tier 2 - 2QU CoRE ¦ 5QU LoRE | Non-Red Flag Warning - Destructive Fires | Contact from object | Aggregated | 2042 | 6.1707e-07 | 1464.9153 | 0.00090395 | 2042 | Mitigation | 0.95 | 45 | 0 | esc | 0.00097009 | 5.9861e-10 | 0.00097009 | 5.9861e-10
[79 empty] | WLDFR | HFTD - Distribution - Tier 3 - 3QU CoRE ¦ 1QU LoRE | Red Flag Warning - Catastrophic Fires | 2043 | 5.1169e-08 | 5.1169e-08 | 17672.0852 | 299.42 | 10692.7362 | 6679.929 | 0 | 0 | 5.2747e-05 | 0.00090427 | 0 | 0.00090427 | 0.00090427 | 0 | 0.00090427 | 0 | 0.00059148 | 0.0012965 | 0 | 0.0012965 | 0 | 7.8051e-05 | 0.0001561 | 0 | 0.0001561 | [12 empty] | 7.3.3.17.5 (Remote Grid) Updates to grid topology to minimize risk of ignition in HFTDs Remote GridWLDFRContact from objectAggregated | WLDFR | HFTD - Distribution - Tier 2 - 2QU CoRE ¦ 5QU LoRE | Non-Red Flag Warning - Destructive Fires | Contact from object | Aggregated | 2043 | 6.1707e-07 | 1464.9153 | 0.00090395 | 2043 | Mitigation | 0.95 | 45 | 0 | esc | 0.00097009 | 5.9861e-10 | 0.00097009 | 5.9861e-10
[79 empty] | WLDFR | HFTD - Distribution - Tier 3 - 3QU CoRE ¦ 1QU LoRE | Red Flag Warning - Catastrophic Fires | 2044 | 5.1169e-08 | 5.1169e-08 | 17672.0852 | 299.42 | 10692.7362 | 6679.929 | 0 | 0 | 5.2747e-05 | 0.00090427 | 0 | 0.00090427 | 0.00090427 | 0 | 0.00090427 | 0 | 0.00059148 | 0.0012965 | 0 | 0.0012965 | 0 | 8.1885e-05 | 0.00016377 | 0 | 0.00016377 | [12 empty] | 7.3.3.17.5 (Remote Grid) Updates to grid topology to minimize risk of ignition in HFTDs Remote GridWLDFRContact from objectAggregated | WLDFR | HFTD - Distribution - Tier 2 - 2QU CoRE ¦ 5QU LoRE | Non-Red Flag Warning - Destructive Fires | Contact from object | Aggregated | 2044 | 6.1707e-07 | 1464.9153 | 0.00090395 | 2044 | Mitigation | 0.95 | 45 | 0 | esc | 0.00097009 | 5.9861e-10 | 0.00097009 | 5.9861e-10
[79 empty] | WLDFR | HFTD - Distribution - Tier 3 - 3QU CoRE ¦ 1QU LoRE | Red Flag Warning - Catastrophic Fires | 2045 | 5.1169e-08 | 5.1169e-08 | 17672.0852 | 299.42 | 10692.7362 | 6679.929 | 0 | 0 | 5.2747e-05 | 0.00090427 | 0 | 0.00090427 | 0.00090427 | 0 | 0.00090427 | 0 | 0.00059148 | 0.0012965 | 0 | 0.0012965 | 0 | 8.1885e-05 | 0.00016377 | 0 | 0.00016377 | [12 empty] | 7.3.3.17.5 (Remote Grid) Updates to grid topology to minimize risk of ignition in HFTDs Remote GridWLDFRContact from objectAggregated | WLDFR | HFTD - Distribution - Tier 2 - 2QU CoRE ¦ 5QU LoRE | Non-Red Flag Warning - Destructive Fires | Contact from object | Aggregated | 2045 | 6.1707e-07 | 1464.9153 | 0.00090395 | 2045 | Mitigation | 0.95 | 45 | 0 | esc | 0.00097009 | 5.9861e-10 | 0.00097009 | 5.9861e-10
[79 empty] | WLDFR | HFTD - Distribution - Tier 3 - 3QU CoRE ¦ 1QU LoRE | Red Flag Warning - Catastrophic Fires | 2046 | 5.1169e-08 | 5.1169e-08 | 17672.0852 | 299.42 | 10692.7362 | 6679.929 | 0 | 0 | 5.2747e-05 | 0.00090427 | 0 | 0.00090427 | 0.00090427 | 0 | 0.00090427 | 0 | 0.00062049 | 0.0013601 | 0 | 0.0013601 | 0 | 8.1885e-05 | 0.00016377 | 0 | 0.00016377 | [12 empty] | 7.3.3.17.5 (Remote Grid) Updates to grid topology to minimize risk of ignition in HFTDs Remote GridWLDFRContact from objectAggregated | WLDFR | HFTD - Distribution - Tier 2 - 2QU CoRE ¦ 5QU LoRE | Non-Red Flag Warning - Destructive Fires | Contact from object | Aggregated | 2046 | 6.1707e-07 | 1464.9153 | 0.00090395 | 2046 | Mitigation | 0.95 | 45 | 0 | esc | 0.00097009 | 5.9861e-10 | 0.00097009 | 5.9861e-10
[79 empty] | WLDFR | HFTD - Distribution - Tier 3 - 3QU CoRE ¦ 1QU LoRE | Red Flag Warning - Catastrophic Fires | 2047 | 5.1169e-08 | 5.1169e-08 | 17672.0852 | 299.42 | 10692.7362 | 6679.929 | 0 | 0 | 5.2747e-05 | 0.00090427 | 0 | 0.00090427 | 0.00090427 | 0 | 0.00090427 | 0 | 0.00062049 | 0.0013601 | 0 | 0.0013601 | 0 | 8.1885e-05 | 0.00016377 | 0 | 0.00016377 | [12 empty] | 7.3.3.17.5 (Remote Grid) Updates to grid topology to minimize risk of ignition in HFTDs Remote GridWLDFRContact from objectAggregated | WLDFR | HFTD - Distribution - Tier 2 - 2QU CoRE ¦ 5QU LoRE | Non-Red Flag Warning - Destructive Fires | Contact from object | Aggregated | 2047 | 6.1707e-07 | 1464.9153 | 0.00090395 | 2047 | Mitigation | 0.95 | 45 | 0 | esc | 0.00097009 | 5.9861e-10 | 0.00097009 | 5.9861e-10
[79 empty] | WLDFR | HFTD - Distribution - Tier 3 - 3QU CoRE ¦ 1QU LoRE | Red Flag Warning - Catastrophic Fires | 2048 | 5.1169e-08 | 5.1169e-08 | 18552.3348 | 319.4911 | 11216.5626 | 7016.281 | 0 | 0 | 5.2747e-05 | 0.00094931 | 0 | 0.00094931 | 0.00094931 | 0 | 0.00094931 | 0 | 0.00062049 | 0.0013601 | 0 | 0.0013601 | 0 | 8.1885e-05 | 0.00016377 | 0 | 0.00016377 | [12 empty] | 7.3.3.17.5 (Remote Grid) Updates to grid topology to minimize risk of ignition in HFTDs Remote GridWLDFRContact from objectAggregated | WLDFR | HFTD - Distribution - Tier 2 - 2QU CoRE ¦ 5QU LoRE | Non-Red Flag Warning - Destructive Fires | Contact from object | Aggregated | 2048 | 6.1707e-07 | 1464.9153 | 0.00090395 | 2048 | Mitigation | 0.95 | 45 | 0 | esc | 0.00097009 | 5.9861e-10 | 0.00097009 | 5.9861e-10
[79 empty] | WLDFR | HFTD - Distribution - Tier 3 - 3QU CoRE ¦ 1QU LoRE | Red Flag Warning - Catastrophic Fires | 2049 | 5.1169e-08 | 5.1169e-08 | 18552.3348 | 319.4911 | 11216.5626 | 7016.281 | 0 | 0 | 5.2747e-05 | 0.00094931 | 0 | 0.00094931 | 0.00094931 | 0 | 0.00094931 | 0 | 0.00062049 | 0.0013601 | 0 | 0.0013601 | 0 | 8.597e-05 | 0.00017194 | 0 | 0.00017194 | [12 empty] | 7.3.3.17.5 (Remote Grid) Updates to grid topology to minimize risk of ignition in HFTDs Remote GridWLDFRContact from objectAggregated | WLDFR | HFTD - Distribution - Tier 2 - 2QU CoRE ¦ 5QU LoRE | Non-Red Flag Warning - Destructive Fires | Contact from object | Aggregated | 2049 | 6.1707e-07 | 1464.9153 | 0.00090395 | 2049 | Mitigation | 0.95 | 45 | 0 | esc | 0.00097009 | 5.9861e-10 | 0.00097009 | 5.9861e-10
[79 empty] | WLDFR | HFTD - Distribution - Tier 3 - 3QU CoRE ¦ 1QU LoRE | Red Flag Warning - Catastrophic Fires | 2050 | 5.1169e-08 | 5.1169e-08 | 18552.3348 | 319.4911 | 11216.5626 | 7016.281 | 0 | 0 | 5.2747e-05 | 0.00094931 | 0 | 0.00094931 | 0.00094931 | 0 | 0.00094931 | 0 | 0.00062049 | 0.0013601 | 0 | 0.0013601 | 0 | 8.597e-05 | 0.00017194 | 0 | 0.00017194 | [12 empty] | 7.3.3.17.5 (Remote Grid) Updates to grid topology to minimize risk of ignition in HFTDs Remote GridWLDFRContact from objectAggregated | WLDFR | HFTD - Distribution - Tier 2 - 2QU CoRE ¦ 5QU LoRE | Non-Red Flag Warning - Destructive Fires | Contact from object | Aggregated | 2050 | 6.1707e-07 | 1464.9153 | 0.00090395 | 2050 | Mitigation | 0.95 | 45 | 0 | esc | 0.00097009 | 5.9861e-10 | 0.00097009 | 5.9861e-10
[79 empty] | WLDFR | HFTD - Distribution - Tier 3 - 3QU CoRE ¦ 1QU LoRE | Red Flag Warning - Catastrophic Fires | 2051 | 5.1169e-08 | 5.1169e-08 | 18552.3348 | 319.4911 | 11216.5626 | 7016.281 | 0 | 0 | 5.2747e-05 | 0.00094931 | 0 | 0.00094931 | 0.00094931 | 0 | 0.00094931 | 0 | 0.00065008 | 0.001425 | 0 | 0.001425 | 0 | 8.597e-05 | 0.00017194 | 0 | 0.00017194 | [12 empty] | 7.3.3.17.5 (Remote Grid) Updates to grid topology to minimize risk of ignition in HFTDs Remote GridWLDFRContact from objectAggregated | WLDFR | HFTD - Distribution - Tier 2 - 2QU CoRE ¦ 5QU LoRE | Non-Red Flag Warning - Destructive Fires | Contact from object | Aggregated | 2051 | 6.1707e-07 | 1464.9153 | 0.00090395 | 2051 | Mitigation | 0.95 | 45 | 0 | esc | 0.00097009 | 5.9861e-10 | 0.00097009 | 5.9861e-10
[79 empty] | WLDFR | HFTD - Distribution - Tier 3 - 3QU CoRE ¦ 1QU LoRE | Red Flag Warning - Catastrophic Fires | 2052 | 5.1169e-08 | 5.1169e-08 | 18552.3348 | 319.4911 | 11216.5626 | 7016.281 | 0 | 0 | 5.2747e-05 | 0.00094931 | 0 | 0.00094931 | 0.00094931 | 0 | 0.00094931 | 0 | 0.00065008 | 0.001425 | 0 | 0.001425 | 0 | 8.597e-05 | 0.00017194 | 0 | 0.00017194 | [12 empty] | 7.3.3.17.5 (Remote Grid) Updates to grid topology to minimize risk of ignition in HFTDs Remote GridWLDFRContact from objectAggregated | WLDFR | HFTD - Distribution - Tier 2 - 2QU CoRE ¦ 5QU LoRE | Non-Red Flag Warning - Destructive Fires | Contact from object | Aggregated | 2052 | 6.1707e-07 | 1464.9153 | 0.00090395 | 2052 | Mitigation | 0.95 | 45 | 0 | esc | 0.00097009 | 5.9861e-10 | 0.00097009 | 5.9861e-10
[79 empty] | WLDFR | HFTD - Distribution - Tier 3 - 3QU CoRE ¦ 1QU LoRE | Red Flag Warning - Catastrophic Fires | 2053 | 5.1169e-08 | 5.1169e-08 | 19462.1283 | 340.5356 | 11757.1413 | 7364.4514 | 0 | 0 | 5.2747e-05 | 0.00099586 | 0 | 0.00099586 | 0.00099586 | 0 | 0.00099586 | 0 | 0.00065008 | 0.001425 | 0 | 0.001425 | 0 | 8.597e-05 | 0.00017194 | 0 | 0.00017194 | [12 empty] | 7.3.3.17.5 (Remote Grid) Updates to grid topology to minimize risk of ignition in HFTDs Remote GridWLDFRContact from objectAggregated | WLDFR | HFTD - Distribution - Tier 2 - 2QU CoRE ¦ 5QU LoRE | Non-Red Flag Warning - Destructive Fires | Contact from object | Aggregated | 2053 | 6.1707e-07 | 1464.9153 | 0.00090395 | 2053 | Mitigation | 0.95 | 45 | 0 | esc | 0.00097009 | 5.9861e-10 | 0.00097009 | 5.9861e-10
[79 empty] | WLDFR | HFTD - Distribution - Tier 3 - 3QU CoRE ¦ 1QU LoRE | Red Flag Warning - Catastrophic Fires | 2054 | 5.1169e-08 | 5.1169e-08 | 19462.1283 | 340.5356 | 11757.1413 | 7364.4514 | 0 | 0 | 5.2747e-05 | 0.00099586 | 0 | 0.00099586 | 0.00099586 | 0 | 0.00099586 | 0 | 0.00065008 | 0.001425 | 0 | 0.001425 | 0 | 9.0252e-05 | 0.0001805 | 0 | 0.0001805 | [12 empty] | 7.3.3.17.5 (Remote Grid) Updates to grid topology to minimize risk of ignition in HFTDs Remote GridWLDFRContact from objectAggregated | WLDFR | HFTD - Distribution - Tier 2 - 2QU CoRE ¦ 5QU LoRE | Non-Red Flag Warning - Destructive Fires | Contact from object | Aggregated | 2054 | 6.1707e-07 | 1464.9153 | 0.00090395 | 2054 | Mitigation | 0.95 | 45 | 0 | esc | 0.00097009 | 5.9861e-10 | 0.00097009 | 5.9861e-10
[79 empty] | WLDFR | HFTD - Distribution - Tier 3 - 3QU CoRE ¦ 1QU LoRE | Red Flag Warning - Catastrophic Fires | 2055 | 5.1169e-08 | 5.1169e-08 | 19462.1283 | 340.5356 | 11757.1413 | 7364.4514 | 0 | 0 | 5.2747e-05 | 0.00099586 | 0 | 0.00099586 | 0.00099586 | 0 | 0.00099586 | 0 | 0.00065008 | 0.001425 | 0 | 0.001425 | 0 | 9.0252e-05 | 0.0001805 | 0 | 0.0001805 | [12 empty] | 7.3.3.17.5 (Remote Grid) Updates to grid topology to minimize risk of ignition in HFTDs Remote GridWLDFRContact from objectAggregated | WLDFR | HFTD - Distribution - Tier 2 - 2QU CoRE ¦ 5QU LoRE | Non-Red Flag Warning - Destructive Fires | Contact from object | Aggregated | 2055 | 6.1707e-07 | 1464.9153 | 0.00090395 | 2055 | Mitigation | 0.95 | 45 | 0 | esc | 0.00097009 | 5.9861e-10 | 0.00097009 | 5.9861e-10
[79 empty] | WLDFR | HFTD - Distribution - Tier 3 - 3QU CoRE ¦ 1QU LoRE | Red Flag Warning - Catastrophic Fires | 2056 | 5.1169e-08 | 5.1169e-08 | 19462.1283 | 340.5356 | 11757.1413 | 7364.4514 | 0 | 0 | 5.2747e-05 | 0.00099586 | 0 | 0.00099586 | 0.00099586 | 0 | 0.00099586 | 0 | 0.00067991 | 0.0014904 | 0 | 0.0014904 | 0 | 9.0252e-05 | 0.0001805 | 0 | 0.0001805 | [12 empty] | 7.3.3.17.5 (Remote Grid) Updates to grid topology to minimize risk of ignition in HFTDs Remote GridWLDFRContact from objectAggregated | WLDFR | HFTD - Distribution - Tier 2 - 2QU CoRE ¦ 5QU LoRE | Non-Red Flag Warning - Destructive Fires | Contact from object | Aggregated | 2056 | 6.1707e-07 | 1464.9153 | 0.00090395 | 2056 | Mitigation | 0.95 | 45 | 0 | esc | 0.00097009 | 5.9861e-10 | 0.00097009 | 5.9861e-10
[79 empty] | WLDFR | HFTD - Distribution - Tier 3 - 3QU CoRE ¦ 1QU LoRE | Red Flag Warning - Catastrophic Fires | 2057 | 5.1169e-08 | 5.1169e-08 | 19462.1283 | 340.5356 | 11757.1413 | 7364.4514 | 0 | 0 | 5.2747e-05 | 0.00099586 | 0 | 0.00099586 | 0.00099586 | 0 | 0.00099586 | 0 | 0.00067991 | 0.0014904 | 0 | 0.0014904 | 0 | 9.0252e-05 | 0.0001805 | 0 | 0.0001805 | [12 empty] | 7.3.3.17.5 (Remote Grid) Updates to grid topology to minimize risk of ignition in HFTDs Remote GridWLDFRContact from objectAggregated | WLDFR | HFTD - Distribution - Tier 2 - 2QU CoRE ¦ 5QU LoRE | Non-Red Flag Warning - Destructive Fires | Contact from object | Aggregated | 2057 | 6.1707e-07 | 1464.9153 | 0.00090395 | 2057 | Mitigation | 0.95 | 45 | 0 | esc | 0.00097009 | 5.9861e-10 | 0.00097009 | 5.9861e-10
[79 empty] | WLDFR | HFTD - Distribution - Tier 3 - 3QU CoRE ¦ 1QU LoRE | Red Flag Warning - Catastrophic Fires | 2058 | 5.1169e-08 | 5.1169e-08 | 20390.4035 | 362.3049 | 12307.8747 | 7720.2238 | 0 | 0 | 5.2747e-05 | 0.0010434 | 0 | 0.0010434 | 0.0010434 | 0 | 0.0010434 | 0 | 0.00067991 | 0.0014904 | 0 | 0.0014904 | 0 | 0 | 0.0001805 | 0 | 0.0001805 | [12 empty] | 7.3.3.17.5 (Remote Grid) Updates to grid topology to minimize risk of ignition in HFTDs Remote GridWLDFRContact from objectAggregated | WLDFR | HFTD - Distribution - Tier 2 - 2QU CoRE ¦ 5QU LoRE | Non-Red Flag Warning - Destructive Fires | Contact from object | Aggregated | 2058 | 6.1707e-07 | 1464.9153 | 0.00090395 | 2058 | Mitigation | 0.95 | 45 | 0 | esc | 0.00097009 | 5.9861e-10 | 0.00097009 | 5.9861e-10
[79 empty] | WLDFR | HFTD - Distribution - Tier 3 - 3QU CoRE ¦ 1QU LoRE | Red Flag Warning - Catastrophic Fires | 2059 | 5.1169e-08 | 5.1169e-08 | 20390.4035 | 362.3049 | 12307.8747 | 7720.2238 | 0 | 0 | 5.2747e-05 | 0.0010434 | 0 | 0.0010434 | 0.0010434 | 0 | 0.0010434 | 0 | 0.00067991 | 0.0014904 | 0 | 0.0014904 | 0 | 0 | 0 | 0 | 0 | [12 empty] | 7.3.3.17.5 (Remote Grid) Updates to grid topology to minimize risk of ignition in HFTDs Remote GridWLDFRContact from objectAggregated | WLDFR | HFTD - Distribution - Tier 2 - 2QU CoRE ¦ 5QU LoRE | Non-Red Flag Warning - Destructive Fires | Contact from object | Aggregated | 2059 | 6.1707e-07 | 1464.9153 | 0.00090395 | 2059 | Mitigation | 0.95 | 45 | 0 | esc | 0.00097009 | 5.9861e-10 | 0.00097009 | 5.9861e-10
[79 empty] | WLDFR | HFTD - Distribution - Tier 3 - 3QU CoRE ¦ 1QU LoRE | Red Flag Warning - Catastrophic Fires | 2060 | 5.1169e-08 | 5.1169e-08 | 20390.4035 | 362.3049 | 12307.8747 | 7720.2238 | 0 | 0 | 5.2747e-05 | 0.0010434 | 0 | 0.0010434 | 0.0010434 | 0 | 0.0010434 | 0 | 0.00067991 | 0.0014904 | 0 | 0.0014904 | 0 | 0 | 0 | 0 | 0 | [12 empty] | 7.3.3.17.5 (Remote Grid) Updates to grid topology to minimize risk of ignition in HFTDs Remote GridWLDFRContact from objectAggregated | WLDFR | HFTD - Distribution - Tier 2 - 2QU CoRE ¦ 5QU LoRE | Non-Red Flag Warning - Destructive Fires | Contact from object | Aggregated | 2060 | 6.1707e-07 | 1464.9153 | 0.00090395 | 2060 | Mitigation | 0.95 | 45 | 0 | esc | 0.00097009 | 5.9861e-10 | 0.00097009 | 5.9861e-10
[79 empty] | WLDFR | HFTD - Distribution - Tier 3 - 3QU CoRE ¦ 1QU LoRE | Red Flag Warning - Catastrophic Fires | 2061 | 5.1169e-08 | 5.1169e-08 | 20390.4035 | 362.3049 | 12307.8747 | 7720.2238 | 0 | 0 | 5.2747e-05 | 0.0010434 | 0 | 0.0010434 | 0.0010434 | 0 | 0.0010434 | 0 | 0.00070961 | 0.0015555 | 0 | 0.0015555 | 0 | 8.6072e-06 | 0 | 0 | 0 | [12 empty] | 7.3.3.17.5 (Remote Grid) Updates to grid topology to minimize risk of ignition in HFTDs Remote GridWLDFRContact from objectAggregated | WLDFR | HFTD - Distribution - Tier 2 - 2QU CoRE ¦ 5QU LoRE | Non-Red Flag Warning - Destructive Fires | Contact from object | Aggregated | 2061 | 6.1707e-07 | 1464.9153 | 0.00090395 | 2061 | Mitigation | 0.95 | 45 | 0 | esc | 0.00097009 | 5.9861e-10 | 0.00097009 | 5.9861e-10
[79 empty] | WLDFR | HFTD - Distribution - Tier 3 - 3QU CoRE ¦ 1QU LoRE | Red Flag Warning - Catastrophic Fires | 2062 | 5.1169e-08 | 5.1169e-08 | 20390.4035 | 362.3049 | 12307.8747 | 7720.2238 | 0 | 0 | 5.2747e-05 | 0.0010434 | 0 | 0.0010434 | 0.0010434 | 0 | 0.0010434 | 0 | 0.00070961 | 0.0015555 | 0 | 0.0015555 | 0 | 8.9216e-06 | 1.7843e-05 | 0 | 1.7843e-05 | [12 empty] | 7.3.3.17.5 (Remote Grid) Updates to grid topology to minimize risk of ignition in HFTDs Remote GridWLDFRContact from objectAggregated | WLDFR | HFTD - Distribution - Tier 2 - 2QU CoRE ¦ 5QU LoRE | Non-Red Flag Warning - Destructive Fires | Contact from object | Aggregated | 2062 | 6.1707e-07 | 1464.9153 | 0.00090395 | 2062 | Mitigation | 0.95 | 45 | 0 | esc | 0.00097009 | 5.9861e-10 | 0.00097009 | 5.9861e-10
[79 empty] | WLDFR | HFTD - Distribution - Tier 3 - 3QU CoRE ¦ 1QU LoRE | Red Flag Warning - Catastrophic Fires | 2063 | 5.1169e-08 | 5.1169e-08 | 21325.9188 | 384.5316 | 12862.0997 | 8079.2876 | 0 | 0 | 5.2747e-05 | 0.0010912 | 0 | 0.0010912 | 0.0010912 | 0 | 0.0010912 | 0 | 0.00070961 | 0.0015555 | 0 | 0.0015555 | 0 | 8.9216e-06 | 1.7843e-05 | 0 | 1.7843e-05 | [12 empty] | 7.3.3.17.5 (Remote Grid) Updates to grid topology to minimize risk of ignition in HFTDs Remote GridWLDFRContact from objectAggregated | WLDFR | HFTD - Distribution - Tier 2 - 2QU CoRE ¦ 5QU LoRE | Non-Red Flag Warning - Destructive Fires | Contact from object | Aggregated | 2063 | 6.1707e-07 | 1464.9153 | 0.00090395 | 2063 | Mitigation | 0.95 | 45 | 0 | esc | 0.00097009 | 5.9861e-10 | 0.00097009 | 5.9861e-10
[79 empty] | WLDFR | HFTD - Distribution - Tier 3 - 3QU CoRE ¦ 1QU LoRE | Red Flag Warning - Catastrophic Fires | 2064 | 5.1169e-08 | 5.1169e-08 | 21325.9188 | 384.5316 | 12862.0997 | 8079.2876 | 0 | 0 | 5.2747e-05 | 0.0010912 | 0 | 0.0010912 | 0.0010912 | 0 | 0.0010912 | 0 | 0 | 0.0015555 | 0 | 0.0015555 | 0 | 8.9216e-06 | 1.7843e-05 | 0 | 1.7843e-05 | [12 empty] | 7.3.3.17.5 (Remote Grid) Updates to grid topology to minimize risk of ignition in HFTDs Remote GridWLDFRContact from objectAggregated | WLDFR | HFTD - Distribution - Tier 2 - 2QU CoRE ¦ 5QU LoRE | Non-Red Flag Warning - Destructive Fires | Contact from object | Aggregated | 2064 | 6.1707e-07 | 1464.9153 | 0.00090395 | 2064 | Mitigation | 0.95 | 45 | 0 | esc | 0.00097009 | 5.9861e-10 | 0.00097009 | 5.9861e-10
[79 empty] | WLDFR | HFTD - Distribution - Tier 3 - 3QU CoRE ¦ 1QU LoRE | Red Flag Warning - Catastrophic Fires | 2065 | 5.1169e-08 | 5.1169e-08 | 21325.9188 | 384.5316 | 12862.0997 | 8079.2876 | 0 | 0 | 5.2747e-05 | 0.0010912 | 0 | 0.0010912 | 0.0010912 | 0 | 0.0010912 | 0 | 0 | 0 | 0 | 0 | 0 | 8.9216e-06 | 1.7843e-05 | 0 | 1.7843e-05 | [12 empty] | 7.3.3.17.5 (Remote Grid) Updates to grid topology to minimize risk of ignition in HFTDs Remote GridWLDFRContact from objectAggregated | WLDFR | HFTD - Distribution - Tier 2 - 2QU CoRE ¦ 5QU LoRE | Non-Red Flag Warning - Destructive Fires | Contact from object | Aggregated | 2065 | 6.1707e-07 | 1464.9153 | 0.00090395 | 2065 | Mitigation | 0.95 | 45 | 0 | esc | 0.00097009 | 5.9861e-10 | 0.00097009 | 5.9861e-10
[79 empty] | WLDFR | HFTD - Distribution - Tier 3 - 3QU CoRE ¦ 1QU LoRE | Red Flag Warning - Catastrophic Fires | 2066 | 5.1169e-08 | 5.1169e-08 | 21325.9188 | 384.5316 | 12862.0997 | 8079.2876 | 0 | 0 | 5.2747e-05 | 0.0010912 | 0 | 0.0010912 | 0.0010912 | 0 | 0.0010912 | 0 | 0.00031576 | 0 | 0 | 0 | 0 | 8.9216e-06 | 1.7843e-05 | 0 | 1.7843e-05 | [12 empty] | 7.3.3.17.5 (Remote Grid) Updates to grid topology to minimize risk of ignition in HFTDs Remote GridWLDFRContact from objectAggregated | WLDFR | HFTD - Distribution - Tier 2 - 2QU CoRE ¦ 5QU LoRE | Non-Red Flag Warning - Destructive Fires | Contact from object | Aggregated | 2066 | 6.1707e-07 | 1464.9153 | 0.00090395 | 2066 | Mitigation | 0.95 | 45 | 0 | esc | 0.00097009 | 5.9861e-10 | 0.00097009 | 5.9861e-10
[79 empty] | WLDFR | HFTD - Distribution - Tier 3 - 3QU CoRE ¦ 1QU LoRE | Red Flag Warning - Catastrophic Fires | 2067 | 0 | 5.1169e-08 | 21325.9188 | 384.5316 | 12862.0997 | 8079.2876 | 0 | 0 | 5.2747e-05 | 0 | 0 | 0 | 0.0010912 | 0 | 0.0010912 | 0 | 0.00032729 | 0.00071743 | 0 | 0.00071743 | 0 | 9.3176e-06 | 1.8635e-05 | 0 | 1.8635e-05 | [12 empty] | 7.3.3.17.5 (Remote Grid) Updates to grid topology to minimize risk of ignition in HFTDs Remote GridWLDFRContact from objectAggregated | WLDFR | HFTD - Distribution - Tier 2 - 2QU CoRE ¦ 5QU LoRE | Non-Red Flag Warning - Destructive Fires | Contact from object | Aggregated | 2067 | 6.1707e-07 | 1464.9153 | 0.00090395 | 2067 | Mitigation | 0.95 | 45 | 0 | esc | 0 | 0 | 0.00097009 | 5.9861e-10
[79 empty] | WLDFR | HFTD - Distribution - Tier 3 - 3QU CoRE ¦ 1QU LoRE | Red Flag Warning - Destructive Fires | 2022 | 6.9525e-09 | 0 | 8807.9522 | 222.2294 | 8585.7228 | 0 | 0 | 0 | 7.1669e-06 | 6.1238e-05 | 0 | 6.1238e-05 | 0 | 0 | 0 | 0 | 0.00032729 | 0.00071743 | 0 | 0.00071743 | 0 | 9.3176e-06 | 1.8635e-05 | 0 | 1.8635e-05 | [12 empty] | 7.3.3.17.5 (Remote Grid) Updates to grid topology to minimize risk of ignition in HFTDs Remote GridWLDFRContaminationAggregated | WLDFR | HFTD - Distribution - Tier 2 - 2QU CoRE ¦ 5QU LoRE | Non-Red Flag Warning - Destructive Fires | Contamination | Aggregated | 2022 | 1.6388e-08 | 1464.9153 | 2.4007e-05 | 2022 | Mitigation | 0.95 | 45 | 0 | esc | 0.00097009 | 1.5898e-11 | 0 | 0
[79 empty] | WLDFR | HFTD - Distribution - Tier 3 - 3QU CoRE ¦ 1QU LoRE | Red Flag Warning - Destructive Fires | 2023 | 6.9525e-09 | 6.9525e-09 | 9129.7461 | 233.2301 | 8896.516 | 0 | 0 | 0 | 7.1669e-06 | 6.3475e-05 | 0 | 6.3475e-05 | 6.3475e-05 | 0 | 6.3475e-05 | 0 | 0.00032729 | 0.00071743 | 0 | 0.00071743 | 0 | 9.3176e-06 | 1.8635e-05 | 0 | 1.8635e-05 | [12 empty] | 7.3.3.17.5 (Remote Grid) Updates to grid topology to minimize risk of ignition in HFTDs Remote GridWLDFRContaminationAggregated | WLDFR | HFTD - Distribution - Tier 2 - 2QU CoRE ¦ 5QU LoRE | Non-Red Flag Warning - Destructive Fires | Contamination | Aggregated | 2023 | 1.6388e-08 | 1464.9153 | 2.4007e-05 | 2023 | Mitigation | 0.95 | 45 | 0 | esc | 0.00097009 | 1.5898e-11 | 0.00097009 | 1.5898e-11
[79 empty] | WLDFR | HFTD - Distribution - Tier 3 - 3QU CoRE ¦ 1QU LoRE | Red Flag Warning - Destructive Fires | 2024 | 6.9525e-09 | 6.9525e-09 | 9129.7461 | 233.2301 | 8896.516 | 0 | 0 | 0 | 7.1669e-06 | 6.3475e-05 | 0 | 6.3475e-05 | 6.3475e-05 | 0 | 6.3475e-05 | 0 | 0.00032729 | 0.00071743 | 0 | 0.00071743 | 0 | 9.3176e-06 | 1.8635e-05 | 0 | 1.8635e-05 | [12 empty] | 7.3.3.17.5 (Remote Grid) Updates to grid topology to minimize risk of ignition in HFTDs Remote GridWLDFRContaminationAggregated | WLDFR | HFTD - Distribution - Tier 2 - 2QU CoRE ¦ 5QU LoRE | Non-Red Flag Warning - Destructive Fires | Contamination | Aggregated | 2024 | 1.6388e-08 | 1464.9153 | 2.4007e-05 | 2024 | Mitigation | 0.95 | 45 | 0 | esc | 0.00097009 | 1.5898e-11 | 0.00097009 | 1.5898e-11
[79 empty] | WLDFR | HFTD - Distribution - Tier 3 - 3QU CoRE ¦ 1QU LoRE | Red Flag Warning - Destructive Fires | 2025 | 6.9525e-09 | 6.9525e-09 | 9129.7461 | 233.2301 | 8896.516 | 0 | 0 | 0 | 7.1669e-06 | 6.3475e-05 | 0 | 6.3475e-05 | 6.3475e-05 | 0 | 6.3475e-05 | 0 | 0.00032729 | 0.00071743 | 0 | 0.00071743 | 0 | 9.3176e-06 | 1.8635e-05 | 0 | 1.8635e-05 | [12 empty] | 7.3.3.17.5 (Remote Grid) Updates to grid topology to minimize risk of ignition in HFTDs Remote GridWLDFRContaminationAggregated | WLDFR | HFTD - Distribution - Tier 2 - 2QU CoRE ¦ 5QU LoRE | Non-Red Flag Warning - Destructive Fires | Contamination | Aggregated | 2025 | 1.6388e-08 | 1464.9153 | 2.4007e-05 | 2025 | Mitigation | 0.95 | 45 | 0 | esc | 0.00097009 | 1.5898e-11 | 0.00097009 | 1.5898e-11
[79 empty] | WLDFR | HFTD - Distribution - Tier 3 - 3QU CoRE ¦ 1QU LoRE | Red Flag Warning - Destructive Fires | 2026 | 6.9525e-09 | 6.9525e-09 | 9129.7461 | 233.2301 | 8896.516 | 0 | 0 | 0 | 7.1669e-06 | 6.3475e-05 | 0 | 6.3475e-05 | 6.3475e-05 | 0 | 6.3475e-05 | 0 | 0.00034182 | 0.00074927 | 0 | 0.00074927 | 0 | 9.7572e-06 | 1.9514e-05 | 0 | 1.9514e-05 | [12 empty] | 7.3.3.17.5 (Remote Grid) Updates to grid topology to minimize risk of ignition in HFTDs Remote GridWLDFRContaminationAggregated | WLDFR | HFTD - Distribution - Tier 2 - 2QU CoRE ¦ 5QU LoRE | Non-Red Flag Warning - Destructive Fires | Contamination | Aggregated | 2026 | 1.6388e-08 | 1464.9153 | 2.4007e-05 | 2026 | Mitigation | 0.95 | 45 | 0 | esc | 0.00097009 | 1.5898e-11 | 0.00097009 | 1.5898e-11
[79 empty] | WLDFR | HFTD - Distribution - Tier 3 - 3QU CoRE ¦ 1QU LoRE | Red Flag Warning - Destructive Fires | 2027 | 6.9525e-09 | 6.9525e-09 | 9129.7461 | 233.2301 | 8896.516 | 0 | 0 | 0 | 7.1669e-06 | 6.3475e-05 | 0 | 6.3475e-05 | 6.3475e-05 | 0 | 6.3475e-05 | 0 | 0.00034182 | 0.00074927 | 0 | 0.00074927 | 0 | 9.7572e-06 | 1.9514e-05 | 0 | 1.9514e-05 | [12 empty] | 7.3.3.17.5 (Remote Grid) Updates to grid topology to minimize risk of ignition in HFTDs Remote GridWLDFRContaminationAggregated | WLDFR | HFTD - Distribution - Tier 2 - 2QU CoRE ¦ 5QU LoRE | Non-Red Flag Warning - Destructive Fires | Contamination | Aggregated | 2027 | 1.6388e-08 | 1464.9153 | 2.4007e-05 | 2027 | Mitigation | 0.95 | 45 | 0 | esc | 0.00097009 | 1.5898e-11 | 0.00097009 | 1.5898e-11
[79 empty] | WLDFR | HFTD - Distribution - Tier 3 - 3QU CoRE ¦ 1QU LoRE | Red Flag Warning - Destructive Fires | 2028 | 6.9525e-09 | 6.9525e-09 | 9534.9221 | 247.273 | 9287.6491 | 0 | 0 | 0 | 7.1669e-06 | 6.6292e-05 | 0 | 6.6292e-05 | 6.6292e-05 | 0 | 6.6292e-05 | 0 | 0.00034182 | 0.00074927 | 0 | 0.00074927 | 0 | 9.7572e-06 | 1.9514e-05 | 0 | 1.9514e-05 | [12 empty] | 7.3.3.17.5 (Remote Grid) Updates to grid topology to minimize risk of ignition in HFTDs Remote GridWLDFRContaminationAggregated | WLDFR | HFTD - Distribution - Tier 2 - 2QU CoRE ¦ 5QU LoRE | Non-Red Flag Warning - Destructive Fires | Contamination | Aggregated | 2028 | 1.6388e-08 | 1464.9153 | 2.4007e-05 | 2028 | Mitigation | 0.95 | 45 | 0 | esc | 0.00097009 | 1.5898e-11 | 0.00097009 | 1.5898e-11
[79 empty] | WLDFR | HFTD - Distribution - Tier 3 - 3QU CoRE ¦ 1QU LoRE | Red Flag Warning - Destructive Fires | 2029 | 6.9525e-09 | 6.9525e-09 | 9534.9221 | 247.273 | 9287.6491 | 0 | 0 | 0 | 7.1669e-06 | 6.6292e-05 | 0 | 6.6292e-05 | 6.6292e-05 | 0 | 6.6292e-05 | 0 | 0.00034182 | 0.00074927 | 0 | 0.00074927 | 0 | 9.7572e-06 | 1.9514e-05 | 0 | 1.9514e-05 | [12 empty] | 7.3.3.17.5 (Remote Grid) Updates to grid topology to minimize risk of ignition in HFTDs Remote GridWLDFRContaminationAggregated | WLDFR | HFTD - Distribution - Tier 2 - 2QU CoRE ¦ 5QU LoRE | Non-Red Flag Warning - Destructive Fires | Contamination | Aggregated | 2029 | 1.6388e-08 | 1464.9153 | 2.4007e-05 | 2029 | Mitigation | 0.95 | 45 | 0 | esc | 0.00097009 | 1.5898e-11 | 0.00097009 | 1.5898e-11
[79 empty] | WLDFR | HFTD - Distribution - Tier 3 - 3QU CoRE ¦ 1QU LoRE | Red Flag Warning - Destructive Fires | 2030 | 6.9525e-09 | 6.9525e-09 | 9534.9221 | 247.273 | 9287.6491 | 0 | 0 | 0 | 7.1669e-06 | 6.6292e-05 | 0 | 6.6292e-05 | 6.6292e-05 | 0 | 6.6292e-05 | 0 | 0.00034182 | 0.00074927 | 0 | 0.00074927 | 0 | 9.7572e-06 | 1.9514e-05 | 0 | 1.9514e-05 | [12 empty] | 7.3.3.17.5 (Remote Grid) Updates to grid topology to minimize risk of ignition in HFTDs Remote GridWLDFRContaminationAggregated | WLDFR | HFTD - Distribution - Tier 2 - 2QU CoRE ¦ 5QU LoRE | Non-Red Flag Warning - Destructive Fires | Contamination | Aggregated | 2030 | 1.6388e-08 | 1464.9153 | 2.4007e-05 | 2030 | Mitigation | 0.95 | 45 | 0 | esc | 0.00097009 | 1.5898e-11 | 0.00097009 | 1.5898e-11
[79 empty] | WLDFR | HFTD - Distribution - Tier 3 - 3QU CoRE ¦ 1QU LoRE | Red Flag Warning - Destructive Fires | 2031 | 6.9525e-09 | 6.9525e-09 | 9534.9221 | 247.273 | 9287.6491 | 0 | 0 | 0 | 7.1669e-06 | 6.6292e-05 | 0 | 6.6292e-05 | 6.6292e-05 | 0 | 6.6292e-05 | 0 | 0.00035795 | 0.00078463 | 0 | 0.00078463 | 0 | 1.0234e-05 | 2.0468e-05 | 0 | 2.0468e-05 | [12 empty] | 7.3.3.17.5 (Remote Grid) Updates to grid topology to minimize risk of ignition in HFTDs Remote GridWLDFRContaminationAggregated | WLDFR | HFTD - Distribution - Tier 2 - 2QU CoRE ¦ 5QU LoRE | Non-Red Flag Warning - Destructive Fires | Contamination | Aggregated | 2031 | 1.6388e-08 | 1464.9153 | 2.4007e-05 | 2031 | Mitigation | 0.95 | 45 | 0 | esc | 0.00097009 | 1.5898e-11 | 0.00097009 | 1.5898e-11
[79 empty] | WLDFR | HFTD - Distribution - Tier 3 - 3QU CoRE ¦ 1QU LoRE | Red Flag Warning - Destructive Fires | 2032 | 6.9525e-09 | 6.9525e-09 | 9534.9221 | 247.273 | 9287.6491 | 0 | 0 | 0 | 7.1669e-06 | 6.6292e-05 | 0 | 6.6292e-05 | 6.6292e-05 | 0 | 6.6292e-05 | 0 | 0.00035795 | 0.00078463 | 0 | 0.00078463 | 0 | 1.0234e-05 | 2.0468e-05 | 0 | 2.0468e-05 | [12 empty] | 7.3.3.17.5 (Remote Grid) Updates to grid topology to minimize risk of ignition in HFTDs Remote GridWLDFRContaminationAggregated | WLDFR | HFTD - Distribution - Tier 2 - 2QU CoRE ¦ 5QU LoRE | Non-Red Flag Warning - Destructive Fires | Contamination | Aggregated | 2032 | 1.6388e-08 | 1464.9153 | 2.4007e-05 | 2032 | Mitigation | 0.95 | 45 | 0 | esc | 0.00097009 | 1.5898e-11 | 0.00097009 | 1.5898e-11
[79 empty] | WLDFR | HFTD - Distribution - Tier 3 - 3QU CoRE ¦ 1QU LoRE | Red Flag Warning - Destructive Fires | 2033 | 6.9525e-09 | 6.9525e-09 | 9984.8474 | 263.1074 | 9721.74 | 0 | 0 | 0 | 7.1669e-06 | 6.942e-05 | 0 | 6.942e-05 | 6.942e-05 | 0 | 6.942e-05 | 0 | 0.00035795 | 0.00078463 | 0 | 0.00078463 | 0 | 1.0234e-05 | 2.0468e-05 | 0 | 2.0468e-05 | [12 empty] | 7.3.3.17.5 (Remote Grid) Updates to grid topology to minimize risk of ignition in HFTDs Remote GridWLDFRContaminationAggregated | WLDFR | HFTD - Distribution - Tier 2 - 2QU CoRE ¦ 5QU LoRE | Non-Red Flag Warning - Destructive Fires | Contamination | Aggregated | 2033 | 1.6388e-08 | 1464.9153 | 2.4007e-05 | 2033 | Mitigation | 0.95 | 45 | 0 | esc | 0.00097009 | 1.5898e-11 | 0.00097009 | 1.5898e-11
[79 empty] | WLDFR | HFTD - Distribution - Tier 3 - 3QU CoRE ¦ 1QU LoRE | Red Flag Warning - Destructive Fires | 2034 | 6.9525e-09 | 6.9525e-09 | 9984.8474 | 263.1074 | 9721.74 | 0 | 0 | 0 | 7.1669e-06 | 6.942e-05 | 0 | 6.942e-05 | 6.942e-05 | 0 | 6.942e-05 | 0 | 0.00035795 | 0.00078463 | 0 | 0.00078463 | 0 | 1.0234e-05 | 2.0468e-05 | 0 | 2.0468e-05 | [12 empty] | 7.3.3.17.5 (Remote Grid) Updates to grid topology to minimize risk of ignition in HFTDs Remote GridWLDFRContaminationAggregated | WLDFR | HFTD - Distribution - Tier 2 - 2QU CoRE ¦ 5QU LoRE | Non-Red Flag Warning - Destructive Fires | Contamination | Aggregated | 2034 | 1.6388e-08 | 1464.9153 | 2.4007e-05 | 2034 | Mitigation | 0.95 | 45 | 0 | esc | 0.00097009 | 1.5898e-11 | 0.00097009 | 1.5898e-11
[79 empty] | WLDFR | HFTD - Distribution - Tier 3 - 3QU CoRE ¦ 1QU LoRE | Red Flag Warning - Destructive Fires | 2035 | 6.9525e-09 | 6.9525e-09 | 9984.8474 | 263.1074 | 9721.74 | 0 | 0 | 0 | 7.1669e-06 | 6.942e-05 | 0 | 6.942e-05 | 6.942e-05 | 0 | 6.942e-05 | 0 | 0.00035795 | 0.00078463 | 0 | 0.00078463 | 0 | 1.0234e-05 | 2.0468e-05 | 0 | 2.0468e-05 | [12 empty] | 7.3.3.17.5 (Remote Grid) Updates to grid topology to minimize risk of ignition in HFTDs Remote GridWLDFRContaminationAggregated | WLDFR | HFTD - Distribution - Tier 2 - 2QU CoRE ¦ 5QU LoRE | Non-Red Flag Warning - Destructive Fires | Contamination | Aggregated | 2035 | 1.6388e-08 | 1464.9153 | 2.4007e-05 | 2035 | Mitigation | 0.95 | 45 | 0 | esc | 0.00097009 | 1.5898e-11 | 0.00097009 | 1.5898e-11
[79 empty] | WLDFR | HFTD - Distribution - Tier 3 - 3QU CoRE ¦ 1QU LoRE | Red Flag Warning - Destructive Fires | 2036 | 6.9525e-09 | 6.9525e-09 | 9984.8474 | 263.1074 | 9721.74 | 0 | 0 | 0 | 7.1669e-06 | 6.942e-05 | 0 | 6.942e-05 | 6.942e-05 | 0 | 6.942e-05 | 0 | 0.00037544 | 0.00082298 | 0 | 0.00082298 | 0 | 1.0742e-05 | 2.1483e-05 | 0 | 2.1483e-05 | [12 empty] | 7.3.3.17.5 (Remote Grid) Updates to grid topology to minimize risk of ignition in HFTDs Remote GridWLDFRContaminationAggregated | WLDFR | HFTD - Distribution - Tier 2 - 2QU CoRE ¦ 5QU LoRE | Non-Red Flag Warning - Destructive Fires | Contamination | Aggregated | 2036 | 1.6388e-08 | 1464.9153 | 2.4007e-05 | 2036 | Mitigation | 0.95 | 45 | 0 | esc | 0.00097009 | 1.5898e-11 | 0.00097009 | 1.5898e-11
[79 empty] | WLDFR | HFTD - Distribution - Tier 3 - 3QU CoRE ¦ 1QU LoRE | Red Flag Warning - Destructive Fires | 2037 | 6.9525e-09 | 6.9525e-09 | 9984.8474 | 263.1074 | 9721.74 | 0 | 0 | 0 | 7.1669e-06 | 6.942e-05 | 0 | 6.942e-05 | 6.942e-05 | 0 | 6.942e-05 | 0 | 0.00037544 | 0.00082298 | 0 | 0.00082298 | 0 | 1.0742e-05 | 2.1483e-05 | 0 | 2.1483e-05 | [12 empty] | 7.3.3.17.5 (Remote Grid) Updates to grid topology to minimize risk of ignition in HFTDs Remote GridWLDFRContaminationAggregated | WLDFR | HFTD - Distribution - Tier 2 - 2QU CoRE ¦ 5QU LoRE | Non-Red Flag Warning - Destructive Fires | Contamination | Aggregated | 2037 | 1.6388e-08 | 1464.9153 | 2.4007e-05 | 2037 | Mitigation | 0.95 | 45 | 0 | esc | 0.00097009 | 1.5898e-11 | 0.00097009 | 1.5898e-11
[79 empty] | WLDFR | HFTD - Distribution - Tier 3 - 3QU CoRE ¦ 1QU LoRE | Red Flag Warning - Destructive Fires | 2038 | 6.9525e-09 | 6.9525e-09 | 10472.8261 | 280.5544 | 10192.2718 | 0 | 0 | 0 | 7.1669e-06 | 7.2813e-05 | 0 | 7.2813e-05 | 7.2813e-05 | 0 | 7.2813e-05 | 0 | 0.00037544 | 0.00082298 | 0 | 0.00082298 | 0 | 1.0742e-05 | 2.1483e-05 | 0 | 2.1483e-05 | [12 empty] | 7.3.3.17.5 (Remote Grid) Updates to grid topology to minimize risk of ignition in HFTDs Remote GridWLDFRContaminationAggregated | WLDFR | HFTD - Distribution - Tier 2 - 2QU CoRE ¦ 5QU LoRE | Non-Red Flag Warning - Destructive Fires | Contamination | Aggregated | 2038 | 1.6388e-08 | 1464.9153 | 2.4007e-05 | 2038 | Mitigation | 0.95 | 45 | 0 | esc | 0.00097009 | 1.5898e-11 | 0.00097009 | 1.5898e-11
[79 empty] | WLDFR | HFTD - Distribution - Tier 3 - 3QU CoRE ¦ 1QU LoRE | Red Flag Warning - Destructive Fires | 2039 | 6.9525e-09 | 6.9525e-09 | 10472.8261 | 280.5544 | 10192.2718 | 0 | 0 | 0 | 7.1669e-06 | 7.2813e-05 | 0 | 7.2813e-05 | 7.2813e-05 | 0 | 7.2813e-05 | 0 | 0.00037544 | 0.00082298 | 0 | 0.00082298 | 0 | 1.0742e-05 | 2.1483e-05 | 0 | 2.1483e-05 | [12 empty] | 7.3.3.17.5 (Remote Grid) Updates to grid topology to minimize risk of ignition in HFTDs Remote GridWLDFRContaminationAggregated | WLDFR | HFTD - Distribution - Tier 2 - 2QU CoRE ¦ 5QU LoRE | Non-Red Flag Warning - Destructive Fires | Contamination | Aggregated | 2039 | 1.6388e-08 | 1464.9153 | 2.4007e-05 | 2039 | Mitigation | 0.95 | 45 | 0 | esc | 0.00097009 | 1.5898e-11 | 0.00097009 | 1.5898e-11
[79 empty] | WLDFR | HFTD - Distribution - Tier 3 - 3QU CoRE ¦ 1QU LoRE | Red Flag Warning - Destructive Fires | 2040 | 6.9525e-09 | 6.9525e-09 | 10472.8261 | 280.5544 | 10192.2718 | 0 | 0 | 0 | 7.1669e-06 | 7.2813e-05 | 0 | 7.2813e-05 | 7.2813e-05 | 0 | 7.2813e-05 | 0 | 0.00037544 | 0.00082298 | 0 | 0.00082298 | 0 | 1.0742e-05 | 2.1483e-05 | 0 | 2.1483e-05 | [12 empty] | 7.3.3.17.5 (Remote Grid) Updates to grid topology to minimize risk of ignition in HFTDs Remote GridWLDFRContaminationAggregated | WLDFR | HFTD - Distribution - Tier 2 - 2QU CoRE ¦ 5QU LoRE | Non-Red Flag Warning - Destructive Fires | Contamination | Aggregated | 2040 | 1.6388e-08 | 1464.9153 | 2.4007e-05 | 2040 | Mitigation | 0.95 | 45 | 0 | esc | 0.00097009 | 1.5898e-11 | 0.00097009 | 1.5898e-11
[79 empty] | WLDFR | HFTD - Distribution - Tier 3 - 3QU CoRE ¦ 1QU LoRE | Red Flag Warning - Destructive Fires | 2041 | 6.9525e-09 | 6.9525e-09 | 10472.8261 | 280.5544 | 10192.2718 | 0 | 0 | 0 | 7.1669e-06 | 7.2813e-05 | 0 | 7.2813e-05 | 7.2813e-05 | 0 | 7.2813e-05 | 0 | 0.00039406 | 0.00086379 | 0 | 0.00086379 | 0 | 1.1273e-05 | 2.2546e-05 | 0 | 2.2546e-05 | [12 empty] | 7.3.3.17.5 (Remote Grid) Updates to grid topology to minimize risk of ignition in HFTDs Remote GridWLDFRContaminationAggregated | WLDFR | HFTD - Distribution - Tier 2 - 2QU CoRE ¦ 5QU LoRE | Non-Red Flag Warning - Destructive Fires | Contamination | Aggregated | 2041 | 1.6388e-08 | 1464.9153 | 2.4007e-05 | 2041 | Mitigation | 0.95 | 45 | 0 | esc | 0.00097009 | 1.5898e-11 | 0.00097009 | 1.5898e-11
[79 empty] | WLDFR | HFTD - Distribution - Tier 3 - 3QU CoRE ¦ 1QU LoRE | Red Flag Warning - Destructive Fires | 2042 | 6.9525e-09 | 6.9525e-09 | 10472.8261 | 280.5544 | 10192.2718 | 0 | 0 | 0 | 7.1669e-06 | 7.2813e-05 | 0 | 7.2813e-05 | 7.2813e-05 | 0 | 7.2813e-05 | 0 | 0.00039406 | 0.00086379 | 0 | 0.00086379 | 0 | 1.1273e-05 | 2.2546e-05 | 0 | 2.2546e-05 | [12 empty] | 7.3.3.17.5 (Remote Grid) Updates to grid topology to minimize risk of ignition in HFTDs Remote GridWLDFRContaminationAggregated | WLDFR | HFTD - Distribution - Tier 2 - 2QU CoRE ¦ 5QU LoRE | Non-Red Flag Warning - Destructive Fires | Contamination | Aggregated | 2042 | 1.6388e-08 | 1464.9153 | 2.4007e-05 | 2042 | Mitigation | 0.95 | 45 | 0 | esc | 0.00097009 | 1.5898e-11 | 0.00097009 | 1.5898e-11
[79 empty] | WLDFR | HFTD - Distribution - Tier 3 - 3QU CoRE ¦ 1QU LoRE | Red Flag Warning - Destructive Fires | 2043 | 6.9525e-09 | 6.9525e-09 | 10992.1562 | 299.42 | 10692.7362 | 0 | 0 | 0 | 7.1669e-06 | 7.6423e-05 | 0 | 7.6423e-05 | 7.6423e-05 | 0 | 7.6423e-05 | 0 | 0.00039406 | 0.00086379 | 0 | 0.00086379 | 0 | 1.1273e-05 | 2.2546e-05 | 0 | 2.2546e-05 | [12 empty] | 7.3.3.17.5 (Remote Grid) Updates to grid topology to minimize risk of ignition in HFTDs Remote GridWLDFRContaminationAggregated | WLDFR | HFTD - Distribution - Tier 2 - 2QU CoRE ¦ 5QU LoRE | Non-Red Flag Warning - Destructive Fires | Contamination | Aggregated | 2043 | 1.6388e-08 | 1464.9153 | 2.4007e-05 | 2043 | Mitigation | 0.95 | 45 | 0 | esc | 0.00097009 | 1.5898e-11 | 0.00097009 | 1.5898e-11
[79 empty] | WLDFR | HFTD - Distribution - Tier 3 - 3QU CoRE ¦ 1QU LoRE | Red Flag Warning - Destructive Fires | 2044 | 6.9525e-09 | 6.9525e-09 | 10992.1562 | 299.42 | 10692.7362 | 0 | 0 | 0 | 7.1669e-06 | 7.6423e-05 | 0 | 7.6423e-05 | 7.6423e-05 | 0 | 7.6423e-05 | 0 | 0.00039406 | 0.00086379 | 0 | 0.00086379 | 0 | 1.1273e-05 | 2.2546e-05 | 0 | 2.2546e-05 | [12 empty] | 7.3.3.17.5 (Remote Grid) Updates to grid topology to minimize risk of ignition in HFTDs Remote GridWLDFRContaminationAggregated | WLDFR | HFTD - Distribution - Tier 2 - 2QU CoRE ¦ 5QU LoRE | Non-Red Flag Warning - Destructive Fires | Contamination | Aggregated | 2044 | 1.6388e-08 | 1464.9153 | 2.4007e-05 | 2044 | Mitigation | 0.95 | 45 | 0 | esc | 0.00097009 | 1.5898e-11 | 0.00097009 | 1.5898e-11
[79 empty] | WLDFR | HFTD - Distribution - Tier 3 - 3QU CoRE ¦ 1QU LoRE | Red Flag Warning - Destructive Fires | 2045 | 6.9525e-09 | 6.9525e-09 | 10992.1562 | 299.42 | 10692.7362 | 0 | 0 | 0 | 7.1669e-06 | 7.6423e-05 | 0 | 7.6423e-05 | 7.6423e-05 | 0 | 7.6423e-05 | 0 | 0.00039406 | 0.00086379 | 0 | 0.00086379 | 0 | 0 | 2.2546e-05 | 0 | 2.2546e-05 | [12 empty] | 7.3.3.17.5 (Remote Grid) Updates to grid topology to minimize risk of ignition in HFTDs Remote GridWLDFRContaminationAggregated | WLDFR | HFTD - Distribution - Tier 2 - 2QU CoRE ¦ 5QU LoRE | Non-Red Flag Warning - Destructive Fires | Contamination | Aggregated | 2045 | 1.6388e-08 | 1464.9153 | 2.4007e-05 | 2045 | Mitigation | 0.95 | 45 | 0 | esc | 0.00097009 | 1.5898e-11 | 0.00097009 | 1.5898e-11
[79 empty] | WLDFR | HFTD - Distribution - Tier 3 - 3QU CoRE ¦ 1QU LoRE | Red Flag Warning - Destructive Fires | 2046 | 6.9525e-09 | 6.9525e-09 | 10992.1562 | 299.42 | 10692.7362 | 0 | 0 | 0 | 7.1669e-06 | 7.6423e-05 | 0 | 7.6423e-05 | 7.6423e-05 | 0 | 7.6423e-05 | 0 | 0.00041356 | 0.00090653 | 0 | 0.00090653 | 0 | 0 | 0 | 0 | 0 | [12 empty] | 7.3.3.17.5 (Remote Grid) Updates to grid topology to minimize risk of ignition in HFTDs Remote GridWLDFRContaminationAggregated | WLDFR | HFTD - Distribution - Tier 2 - 2QU CoRE ¦ 5QU LoRE | Non-Red Flag Warning - Destructive Fires | Contamination | Aggregated | 2046 | 1.6388e-08 | 1464.9153 | 2.4007e-05 | 2046 | Mitigation | 0.95 | 45 | 0 | esc | 0.00097009 | 1.5898e-11 | 0.00097009 | 1.5898e-11
[79 empty] | WLDFR | HFTD - Distribution - Tier 3 - 3QU CoRE ¦ 1QU LoRE | Red Flag Warning - Destructive Fires | 2047 | 6.9525e-09 | 6.9525e-09 | 10992.1562 | 299.42 | 10692.7362 | 0 | 0 | 0 | 7.1669e-06 | 7.6423e-05 | 0 | 7.6423e-05 | 7.6423e-05 | 0 | 7.6423e-05 | 0 | 0.00041356 | 0.00090653 | 0 | 0.00090653 | 0 | 0 | 0 | 0 | 0 | [12 empty] | 7.3.3.17.5 (Remote Grid) Updates to grid topology to minimize risk of ignition in HFTDs Remote GridWLDFRContaminationAggregated | WLDFR | HFTD - Distribution - Tier 2 - 2QU CoRE ¦ 5QU LoRE | Non-Red Flag Warning - Destructive Fires | Contamination | Aggregated | 2047 | 1.6388e-08 | 1464.9153 | 2.4007e-05 | 2047 | Mitigation | 0.95 | 45 | 0 | esc | 0.00097009 | 1.5898e-11 | 0.00097009 | 1.5898e-11
[79 empty] | WLDFR | HFTD - Distribution - Tier 3 - 3QU CoRE ¦ 1QU LoRE | Red Flag Warning - Destructive Fires | 2048 | 6.9525e-09 | 6.9525e-09 | 11536.0538 | 319.4911 | 11216.5626 | 0 | 0 | 0 | 7.1669e-06 | 8.0205e-05 | 0 | 8.0205e-05 | 8.0205e-05 | 0 | 8.0205e-05 | 0 | 0.00041356 | 0.00090653 | 0 | 0.00090653 | 0 | 7.679e-07 | 0 | 0 | 0 | [12 empty] | 7.3.3.17.5 (Remote Grid) Updates to grid topology to minimize risk of ignition in HFTDs Remote GridWLDFRContaminationAggregated | WLDFR | HFTD - Distribution - Tier 2 - 2QU CoRE ¦ 5QU LoRE | Non-Red Flag Warning - Destructive Fires | Contamination | Aggregated | 2048 | 1.6388e-08 | 1464.9153 | 2.4007e-05 | 2048 | Mitigation | 0.95 | 45 | 0 | esc | 0.00097009 | 1.5898e-11 | 0.00097009 | 1.5898e-11
[79 empty] | WLDFR | HFTD - Distribution - Tier 3 - 3QU CoRE ¦ 1QU LoRE | Red Flag Warning - Destructive Fires | 2049 | 6.9525e-09 | 6.9525e-09 | 11536.0538 | 319.4911 | 11216.5626 | 0 | 0 | 0 | 7.1669e-06 | 8.0205e-05 | 0 | 8.0205e-05 | 8.0205e-05 | 0 | 8.0205e-05 | 0 | 0.00041356 | 0.00090653 | 0 | 0.00090653 | 0 | 8.0226e-07 | 1.6045e-06 | 0 | 1.6045e-06 | [12 empty] | 7.3.3.17.5 (Remote Grid) Updates to grid topology to minimize risk of ignition in HFTDs Remote GridWLDFRContaminationAggregated | WLDFR | HFTD - Distribution - Tier 2 - 2QU CoRE ¦ 5QU LoRE | Non-Red Flag Warning - Destructive Fires | Contamination | Aggregated | 2049 | 1.6388e-08 | 1464.9153 | 2.4007e-05 | 2049 | Mitigation | 0.95 | 45 | 0 | esc | 0.00097009 | 1.5898e-11 | 0.00097009 | 1.5898e-11
[79 empty] | WLDFR | HFTD - Distribution - Tier 3 - 3QU CoRE ¦ 1QU LoRE | Red Flag Warning - Destructive Fires | 2050 | 6.9525e-09 | 6.9525e-09 | 11536.0538 | 319.4911 | 11216.5626 | 0 | 0 | 0 | 7.1669e-06 | 8.0205e-05 | 0 | 8.0205e-05 | 8.0205e-05 | 0 | 8.0205e-05 | 0 | 0.00041356 | 0.00090653 | 0 | 0.00090653 | 0 | 8.0226e-07 | 1.6045e-06 | 0 | 1.6045e-06 | [12 empty] | 7.3.3.17.5 (Remote Grid) Updates to grid topology to minimize risk of ignition in HFTDs Remote GridWLDFRContaminationAggregated | WLDFR | HFTD - Distribution - Tier 2 - 2QU CoRE ¦ 5QU LoRE | Non-Red Flag Warning - Destructive Fires | Contamination | Aggregated | 2050 | 1.6388e-08 | 1464.9153 | 2.4007e-05 | 2050 | Mitigation | 0.95 | 45 | 0 | esc | 0.00097009 | 1.5898e-11 | 0.00097009 | 1.5898e-11
[79 empty] | WLDFR | HFTD - Distribution - Tier 3 - 3QU CoRE ¦ 1QU LoRE | Red Flag Warning - Destructive Fires | 2051 | 6.9525e-09 | 6.9525e-09 | 11536.0538 | 319.4911 | 11216.5626 | 0 | 0 | 0 | 7.1669e-06 | 8.0205e-05 | 0 | 8.0205e-05 | 8.0205e-05 | 0 | 8.0205e-05 | 0 | 0.00043369 | 0.00095066 | 0 | 0.00095066 | 0 | 8.0226e-07 | 1.6045e-06 | 0 | 1.6045e-06 | [12 empty] | 7.3.3.17.5 (Remote Grid) Updates to grid topology to minimize risk of ignition in HFTDs Remote GridWLDFRContaminationAggregated | WLDFR | HFTD - Distribution - Tier 2 - 2QU CoRE ¦ 5QU LoRE | Non-Red Flag Warning - Destructive Fires | Contamination | Aggregated | 2051 | 1.6388e-08 | 1464.9153 | 2.4007e-05 | 2051 | Mitigation | 0.95 | 45 | 0 | esc | 0.00097009 | 1.5898e-11 | 0.00097009 | 1.5898e-11
[79 empty] | WLDFR | HFTD - Distribution - Tier 3 - 3QU CoRE ¦ 1QU LoRE | Red Flag Warning - Destructive Fires | 2052 | 6.9525e-09 | 6.9525e-09 | 11536.0538 | 319.4911 | 11216.5626 | 0 | 0 | 0 | 7.1669e-06 | 8.0205e-05 | 0 | 8.0205e-05 | 8.0205e-05 | 0 | 8.0205e-05 | 0 | 0.00043369 | 0.00095066 | 0 | 0.00095066 | 0 | 8.0226e-07 | 1.6045e-06 | 0 | 1.6045e-06 | [12 empty] | 7.3.3.17.5 (Remote Grid) Updates to grid topology to minimize risk of ignition in HFTDs Remote GridWLDFRContaminationAggregated | WLDFR | HFTD - Distribution - Tier 2 - 2QU CoRE ¦ 5QU LoRE | Non-Red Flag Warning - Destructive Fires | Contamination | Aggregated | 2052 | 1.6388e-08 | 1464.9153 | 2.4007e-05 | 2052 | Mitigation | 0.95 | 45 | 0 | esc | 0.00097009 | 1.5898e-11 | 0.00097009 | 1.5898e-11
[79 empty] | WLDFR | HFTD - Distribution - Tier 3 - 3QU CoRE ¦ 1QU LoRE | Red Flag Warning - Destructive Fires | 2053 | 6.9525e-09 | 6.9525e-09 | 12097.6769 | 340.5356 | 11757.1413 | 0 | 0 | 0 | 7.1669e-06 | 8.411e-05 | 0 | 8.411e-05 | 8.411e-05 | 0 | 8.411e-05 | 0 | 0.00043369 | 0.00095066 | 0 | 0.00095066 | 0 | 8.0226e-07 | 1.6045e-06 | 0 | 1.6045e-06 | [12 empty] | 7.3.3.17.5 (Remote Grid) Updates to grid topology to minimize risk of ignition in HFTDs Remote GridWLDFRContaminationAggregated | WLDFR | HFTD - Distribution - Tier 2 - 2QU CoRE ¦ 5QU LoRE | Non-Red Flag Warning - Destructive Fires | Contamination | Aggregated | 2053 | 1.6388e-08 | 1464.9153 | 2.4007e-05 | 2053 | Mitigation | 0.95 | 45 | 0 | esc | 0.00097009 | 1.5898e-11 | 0.00097009 | 1.5898e-11
[79 empty] | WLDFR | HFTD - Distribution - Tier 3 - 3QU CoRE ¦ 1QU LoRE | Red Flag Warning - Destructive Fires | 2054 | 6.9525e-09 | 6.9525e-09 | 12097.6769 | 340.5356 | 11757.1413 | 0 | 0 | 0 | 7.1669e-06 | 8.411e-05 | 0 | 8.411e-05 | 8.411e-05 | 0 | 8.411e-05 | 0 | 0.00043369 | 0.00095066 | 0 | 0.00095066 | 0 | 8.4651e-07 | 1.693e-06 | 0 | 1.693e-06 | [12 empty] | 7.3.3.17.5 (Remote Grid) Updates to grid topology to minimize risk of ignition in HFTDs Remote GridWLDFRContaminationAggregated | WLDFR | HFTD - Distribution - Tier 2 - 2QU CoRE ¦ 5QU LoRE | Non-Red Flag Warning - Destructive Fires | Contamination | Aggregated | 2054 | 1.6388e-08 | 1464.9153 | 2.4007e-05 | 2054 | Mitigation | 0.95 | 45 | 0 | esc | 0.00097009 | 1.5898e-11 | 0.00097009 | 1.5898e-11
[79 empty] | WLDFR | HFTD - Distribution - Tier 3 - 3QU CoRE ¦ 1QU LoRE | Red Flag Warning - Destructive Fires | 2055 | 6.9525e-09 | 6.9525e-09 | 12097.6769 | 340.5356 | 11757.1413 | 0 | 0 | 0 | 7.1669e-06 | 8.411e-05 | 0 | 8.411e-05 | 8.411e-05 | 0 | 8.411e-05 | 0 | 0.00043369 | 0.00095066 | 0 | 0.00095066 | 0 | 8.4651e-07 | 1.693e-06 | 0 | 1.693e-06 | [12 empty] | 7.3.3.17.5 (Remote Grid) Updates to grid topology to minimize risk of ignition in HFTDs Remote GridWLDFRContaminationAggregated | WLDFR | HFTD - Distribution - Tier 2 - 2QU CoRE ¦ 5QU LoRE | Non-Red Flag Warning - Destructive Fires | Contamination | Aggregated | 2055 | 1.6388e-08 | 1464.9153 | 2.4007e-05 | 2055 | Mitigation | 0.95 | 45 | 0 | esc | 0.00097009 | 1.5898e-11 | 0.00097009 | 1.5898e-11
[79 empty] | WLDFR | HFTD - Distribution - Tier 3 - 3QU CoRE ¦ 1QU LoRE | Red Flag Warning - Destructive Fires | 2056 | 6.9525e-09 | 6.9525e-09 | 12097.6769 | 340.5356 | 11757.1413 | 0 | 0 | 0 | 7.1669e-06 | 8.411e-05 | 0 | 8.411e-05 | 8.411e-05 | 0 | 8.411e-05 | 0 | 0.00045421 | 0.00099565 | 0 | 0.00099565 | 0 | 8.4651e-07 | 1.693e-06 | 0 | 1.693e-06 | [12 empty] | 7.3.3.17.5 (Remote Grid) Updates to grid topology to minimize risk of ignition in HFTDs Remote GridWLDFRContaminationAggregated | WLDFR | HFTD - Distribution - Tier 2 - 2QU CoRE ¦ 5QU LoRE | Non-Red Flag Warning - Destructive Fires | Contamination | Aggregated | 2056 | 1.6388e-08 | 1464.9153 | 2.4007e-05 | 2056 | Mitigation | 0.95 | 45 | 0 | esc | 0.00097009 | 1.5898e-11 | 0.00097009 | 1.5898e-11
[79 empty] | WLDFR | HFTD - Distribution - Tier 3 - 3QU CoRE ¦ 1QU LoRE | Red Flag Warning - Destructive Fires | 2057 | 6.9525e-09 | 6.9525e-09 | 12097.6769 | 340.5356 | 11757.1413 | 0 | 0 | 0 | 7.1669e-06 | 8.411e-05 | 0 | 8.411e-05 | 8.411e-05 | 0 | 8.411e-05 | 0 | 0.00045421 | 0.00099565 | 0 | 0.00099565 | 0 | 8.4651e-07 | 1.693e-06 | 0 | 1.693e-06 | [12 empty] | 7.3.3.17.5 (Remote Grid) Updates to grid topology to minimize risk of ignition in HFTDs Remote GridWLDFRContaminationAggregated | WLDFR | HFTD - Distribution - Tier 2 - 2QU CoRE ¦ 5QU LoRE | Non-Red Flag Warning - Destructive Fires | Contamination | Aggregated | 2057 | 1.6388e-08 | 1464.9153 | 2.4007e-05 | 2057 | Mitigation | 0.95 | 45 | 0 | esc | 0.00097009 | 1.5898e-11 | 0.00097009 | 1.5898e-11
[79 empty] | WLDFR | HFTD - Distribution - Tier 3 - 3QU CoRE ¦ 1QU LoRE | Red Flag Warning - Destructive Fires | 2058 | 6.9525e-09 | 6.9525e-09 | 12670.1796 | 362.3049 | 12307.8747 | 0 | 0 | 0 | 7.1669e-06 | 8.809e-05 | 0 | 8.809e-05 | 8.809e-05 | 0 | 8.809e-05 | 0 | 0.00045421 | 0.00099565 | 0 | 0.00099565 | 0 | 8.4651e-07 | 1.693e-06 | 0 | 1.693e-06 | [12 empty] | 7.3.3.17.5 (Remote Grid) Updates to grid topology to minimize risk of ignition in HFTDs Remote GridWLDFRContaminationAggregated | WLDFR | HFTD - Distribution - Tier 2 - 2QU CoRE ¦ 5QU LoRE | Non-Red Flag Warning - Destructive Fires | Contamination | Aggregated | 2058 | 1.6388e-08 | 1464.9153 | 2.4007e-05 | 2058 | Mitigation | 0.95 | 45 | 0 | esc | 0.00097009 | 1.5898e-11 | 0.00097009 | 1.5898e-11
[79 empty] | WLDFR | HFTD - Distribution - Tier 3 - 3QU CoRE ¦ 1QU LoRE | Red Flag Warning - Destructive Fires | 2059 | 6.9525e-09 | 6.9525e-09 | 12670.1796 | 362.3049 | 12307.8747 | 0 | 0 | 0 | 7.1669e-06 | 8.809e-05 | 0 | 8.809e-05 | 8.809e-05 | 0 | 8.809e-05 | 0 | 0.00045421 | 0.00099565 | 0 | 0.00099565 | 0 | 8.9684e-07 | 1.7937e-06 | 0 | 1.7937e-06 | [12 empty] | 7.3.3.17.5 (Remote Grid) Updates to grid topology to minimize risk of ignition in HFTDs Remote GridWLDFRContaminationAggregated | WLDFR | HFTD - Distribution - Tier 2 - 2QU CoRE ¦ 5QU LoRE | Non-Red Flag Warning - Destructive Fires | Contamination | Aggregated | 2059 | 1.6388e-08 | 1464.9153 | 2.4007e-05 | 2059 | Mitigation | 0.95 | 45 | 0 | esc | 0.00097009 | 1.5898e-11 | 0.00097009 | 1.5898e-11
[79 empty] | WLDFR | HFTD - Distribution - Tier 3 - 3QU CoRE ¦ 1QU LoRE | Red Flag Warning - Destructive Fires | 2060 | 6.9525e-09 | 6.9525e-09 | 12670.1796 | 362.3049 | 12307.8747 | 0 | 0 | 0 | 7.1669e-06 | 8.809e-05 | 0 | 8.809e-05 | 8.809e-05 | 0 | 8.809e-05 | 0 | 0.00045421 | 0.00099565 | 0 | 0.00099565 | 0 | 8.9684e-07 | 1.7937e-06 | 0 | 1.7937e-06 | [12 empty] | 7.3.3.17.5 (Remote Grid) Updates to grid topology to minimize risk of ignition in HFTDs Remote GridWLDFRContaminationAggregated | WLDFR | HFTD - Distribution - Tier 2 - 2QU CoRE ¦ 5QU LoRE | Non-Red Flag Warning - Destructive Fires | Contamination | Aggregated | 2060 | 1.6388e-08 | 1464.9153 | 2.4007e-05 | 2060 | Mitigation | 0.95 | 45 | 0 | esc | 0.00097009 | 1.5898e-11 | 0.00097009 | 1.5898e-11
[79 empty] | WLDFR | HFTD - Distribution - Tier 3 - 3QU CoRE ¦ 1QU LoRE | Red Flag Warning - Destructive Fires | 2061 | 6.9525e-09 | 6.9525e-09 | 12670.1796 | 362.3049 | 12307.8747 | 0 | 0 | 0 | 7.1669e-06 | 8.809e-05 | 0 | 8.809e-05 | 8.809e-05 | 0 | 8.809e-05 | 0 | 0.00047488 | 0.0010409 | 0 | 0.0010409 | 0 | 8.9684e-07 | 1.7937e-06 | 0 | 1.7937e-06 | [12 empty] | 7.3.3.17.5 (Remote Grid) Updates to grid topology to minimize risk of ignition in HFTDs Remote GridWLDFRContaminationAggregated | WLDFR | HFTD - Distribution - Tier 2 - 2QU CoRE ¦ 5QU LoRE | Non-Red Flag Warning - Destructive Fires | Contamination | Aggregated | 2061 | 1.6388e-08 | 1464.9153 | 2.4007e-05 | 2061 | Mitigation | 0.95 | 45 | 0 | esc | 0.00097009 | 1.5898e-11 | 0.00097009 | 1.5898e-11
[79 empty] | WLDFR | HFTD - Distribution - Tier 3 - 3QU CoRE ¦ 1QU LoRE | Red Flag Warning - Destructive Fires | 2062 | 6.9525e-09 | 6.9525e-09 | 12670.1796 | 362.3049 | 12307.8747 | 0 | 0 | 0 | 7.1669e-06 | 8.809e-05 | 0 | 8.809e-05 | 8.809e-05 | 0 | 8.809e-05 | 0 | 0.00047488 | 0.0010409 | 0 | 0.0010409 | 0 | 8.9684e-07 | 1.7937e-06 | 0 | 1.7937e-06 | [12 empty] | 7.3.3.17.5 (Remote Grid) Updates to grid topology to minimize risk of ignition in HFTDs Remote GridWLDFRContaminationAggregated | WLDFR | HFTD - Distribution - Tier 2 - 2QU CoRE ¦ 5QU LoRE | Non-Red Flag Warning - Destructive Fires | Contamination | Aggregated | 2062 | 1.6388e-08 | 1464.9153 | 2.4007e-05 | 2062 | Mitigation | 0.95 | 45 | 0 | esc | 0.00097009 | 1.5898e-11 | 0.00097009 | 1.5898e-11
[79 empty] | WLDFR | HFTD - Distribution - Tier 3 - 3QU CoRE ¦ 1QU LoRE | Red Flag Warning - Destructive Fires | 2063 | 6.9525e-09 | 6.9525e-09 | 13246.6313 | 384.5316 | 12862.0997 | 0 | 0 | 0 | 7.1669e-06 | 9.2098e-05 | 0 | 9.2098e-05 | 9.2098e-05 | 0 | 9.2098e-05 | 0 | 0.00047488 | 0.0010409 | 0 | 0.0010409 | 0 | 8.9684e-07 | 1.7937e-06 | 0 | 1.7937e-06 | [12 empty] | 7.3.3.17.5 (Remote Grid) Updates to grid topology to minimize risk of ignition in HFTDs Remote GridWLDFRContaminationAggregated | WLDFR | HFTD - Distribution - Tier 2 - 2QU CoRE ¦ 5QU LoRE | Non-Red Flag Warning - Destructive Fires | Contamination | Aggregated | 2063 | 1.6388e-08 | 1464.9153 | 2.4007e-05 | 2063 | Mitigation | 0.95 | 45 | 0 | esc | 0.00097009 | 1.5898e-11 | 0.00097009 | 1.5898e-11
[79 empty] | WLDFR | HFTD - Distribution - Tier 3 - 3QU CoRE ¦ 1QU LoRE | Red Flag Warning - Destructive Fires | 2064 | 6.9525e-09 | 6.9525e-09 | 13246.6313 | 384.5316 | 12862.0997 | 0 | 0 | 0 | 7.1669e-06 | 9.2098e-05 | 0 | 9.2098e-05 | 9.2098e-05 | 0 | 9.2098e-05 | 0 | 0.00047488 | 0.0010409 | 0 | 0.0010409 | 0 | 9.5286e-07 | 1.9057e-06 | 0 | 1.9057e-06 | [12 empty] | 7.3.3.17.5 (Remote Grid) Updates to grid topology to minimize risk of ignition in HFTDs Remote GridWLDFRContaminationAggregated | WLDFR | HFTD - Distribution - Tier 2 - 2QU CoRE ¦ 5QU LoRE | Non-Red Flag Warning - Destructive Fires | Contamination | Aggregated | 2064 | 1.6388e-08 | 1464.9153 | 2.4007e-05 | 2064 | Mitigation | 0.95 | 45 | 0 | esc | 0.00097009 | 1.5898e-11 | 0.00097009 | 1.5898e-11
[79 empty] | WLDFR | HFTD - Distribution - Tier 3 - 3QU CoRE ¦ 1QU LoRE | Red Flag Warning - Destructive Fires | 2065 | 6.9525e-09 | 6.9525e-09 | 13246.6313 | 384.5316 | 12862.0997 | 0 | 0 | 0 | 7.1669e-06 | 9.2098e-05 | 0 | 9.2098e-05 | 9.2098e-05 | 0 | 9.2098e-05 | 0 | 0.00047488 | 0.0010409 | 0 | 0.0010409 | 0 | 9.5286e-07 | 1.9057e-06 | 0 | 1.9057e-06 | [12 empty] | 7.3.3.17.5 (Remote Grid) Updates to grid topology to minimize risk of ignition in HFTDs Remote GridWLDFRContaminationAggregated | WLDFR | HFTD - Distribution - Tier 2 - 2QU CoRE ¦ 5QU LoRE | Non-Red Flag Warning - Destructive Fires | Contamination | Aggregated | 2065 | 1.6388e-08 | 1464.9153 | 2.4007e-05 | 2065 | Mitigation | 0.95 | 45 | 0 | esc | 0.00097009 | 1.5898e-11 | 0.00097009 | 1.5898e-11
[79 empty] | WLDFR | HFTD - Distribution - Tier 3 - 3QU CoRE ¦ 1QU LoRE | Red Flag Warning - Destructive Fires | 2066 | 6.9525e-09 | 6.9525e-09 | 13246.6313 | 384.5316 | 12862.0997 | 0 | 0 | 0 | 7.1669e-06 | 9.2098e-05 | 0 | 9.2098e-05 | 9.2098e-05 | 0 | 9.2098e-05 | 0 | 0.00049544 | 0.001086 | 0 | 0.001086 | 0 | 9.5286e-07 | 1.9057e-06 | 0 | 1.9057e-06 | [12 empty] | 7.3.3.17.5 (Remote Grid) Updates to grid topology to minimize risk of ignition in HFTDs Remote GridWLDFRContaminationAggregated | WLDFR | HFTD - Distribution - Tier 2 - 2QU CoRE ¦ 5QU LoRE | Non-Red Flag Warning - Destructive Fires | Contamination | Aggregated | 2066 | 1.6388e-08 | 1464.9153 | 2.4007e-05 | 2066 | Mitigation | 0.95 | 45 | 0 | esc | 0.00097009 | 1.5898e-11 | 0.00097009 | 1.5898e-11
[79 empty] | WLDFR | HFTD - Distribution - Tier 3 - 3QU CoRE ¦ 1QU LoRE | Red Flag Warning - Destructive Fires | 2067 | 0 | 6.9525e-09 | 13246.6313 | 384.5316 | 12862.0997 | 0 | 0 | 0 | 7.1669e-06 | 0 | 0 | 0 | 9.2098e-05 | 0 | 9.2098e-05 | 0 | 0.00049544 | 0.001086 | 0 | 0.001086 | 0 | 9.5286e-07 | 1.9057e-06 | 0 | 1.9057e-06 | [12 empty] | 7.3.3.17.5 (Remote Grid) Updates to grid topology to minimize risk of ignition in HFTDs Remote GridWLDFRContaminationAggregated | WLDFR | HFTD - Distribution - Tier 2 - 2QU CoRE ¦ 5QU LoRE | Non-Red Flag Warning - Destructive Fires | Contamination | Aggregated | 2067 | 1.6388e-08 | 1464.9153 | 2.4007e-05 | 2067 | Mitigation | 0.95 | 45 | 0 | esc | 0 | 0 | 0.00097009 | 1.5898e-11
[79 empty] | WLDFR | HFTD - Distribution - Tier 3 - 3QU CoRE ¦ 1QU LoRE | Red Flag Warning - Large Fires | 2022 | 4.5699e-08 | 0 | 5.2406 | 0.69642 | 2.942 | 1.6022 | 0 | 0 | 4.7108e-05 | 2.3949e-07 | 0 | 2.3949e-07 | 0 | 0 | 0 | 0 | 0.00049544 | 0.001086 | 0 | 0.001086 | 0 | 9.5286e-07 | 1.9057e-06 | 0 | 1.9057e-06 | [12 empty] | 7.3.3.17.5 (Remote Grid) Updates to grid topology to minimize risk of ignition in HFTDs Remote GridWLDFREquipment / facility failureAggregated | WLDFR | HFTD - Distribution - Tier 2 - 2QU CoRE ¦ 5QU LoRE | Non-Red Flag Warning - Destructive Fires | Equipment / facility failure | Aggregated | 2022 | 1.9315e-07 | 1464.9153 | 0.00028294 | 2022 | Mitigation | 0.95 | 45 | 0 | esc | 0.00097009 | 1.8737e-10 | 0 | 0
[79 empty] | WLDFR | HFTD - Distribution - Tier 3 - 3QU CoRE ¦ 1QU LoRE | Red Flag Warning - Large Fires | 2023 | 4.5699e-08 | 4.5699e-08 | 5.475 | 0.71896 | 3.0715 | 1.6846 | 0 | 0 | 4.7108e-05 | 2.502e-07 | 0 | 2.502e-07 | 2.502e-07 | 0 | 2.502e-07 | 0 | 0 | 0.001086 | 0 | 0.001086 | 0 | 1.0141e-06 | 2.0282e-06 | 0 | 2.0282e-06 | [12 empty] | 7.3.3.17.5 (Remote Grid) Updates to grid topology to minimize risk of ignition in HFTDs Remote GridWLDFREquipment / facility failureAggregated | WLDFR | HFTD - Distribution - Tier 2 - 2QU CoRE ¦ 5QU LoRE | Non-Red Flag Warning - Destructive Fires | Equipment / facility failure | Aggregated | 2023 | 1.9315e-07 | 1464.9153 | 0.00028294 | 2023 | Mitigation | 0.95 | 45 | 0 | esc | 0.00097009 | 1.8737e-10 | 0.00097009 | 1.8737e-10
[79 empty] | WLDFR | HFTD - Distribution - Tier 3 - 3QU CoRE ¦ 1QU LoRE | Red Flag Warning - Large Fires | 2024 | 4.5699e-08 | 4.5699e-08 | 5.475 | 0.71896 | 3.0715 | 1.6846 | 0 | 0 | 4.7108e-05 | 2.502e-07 | 0 | 2.502e-07 | 2.502e-07 | 0 | 2.502e-07 | 0 | 0 | 0 | 0 | 0 | 0 | 1.0141e-06 | 2.0282e-06 | 0 | 2.0282e-06 | [12 empty] | 7.3.3.17.5 (Remote Grid) Updates to grid topology to minimize risk of ignition in HFTDs Remote GridWLDFREquipment / facility failureAggregated | WLDFR | HFTD - Distribution - Tier 2 - 2QU CoRE ¦ 5QU LoRE | Non-Red Flag Warning - Destructive Fires | Equipment / facility failure | Aggregated | 2024 | 1.9315e-07 | 1464.9153 | 0.00028294 | 2024 | Mitigation | 0.95 | 45 | 0 | esc | 0.00097009 | 1.8737e-10 | 0.00097009 | 1.8737e-10
[79 empty] | WLDFR | HFTD - Distribution - Tier 3 - 3QU CoRE ¦ 1QU LoRE | Red Flag Warning - Large Fires | 2025 | 4.5699e-08 | 4.5699e-08 | 5.475 | 0.71896 | 3.0715 | 1.6846 | 0 | 0 | 4.7108e-05 | 2.502e-07 | 0 | 2.502e-07 | 2.502e-07 | 0 | 2.502e-07 | 0 | 1.7269e-06 | 0 | 0 | 0 | 0 | 1.0141e-06 | 2.0282e-06 | 0 | 2.0282e-06 | [12 empty] | 7.3.3.17.5 (Remote Grid) Updates to grid topology to minimize risk of ignition in HFTDs Remote GridWLDFREquipment / facility failureAggregated | WLDFR | HFTD - Distribution - Tier 2 - 2QU CoRE ¦ 5QU LoRE | Non-Red Flag Warning - Destructive Fires | Equipment / facility failure | Aggregated | 2025 | 1.9315e-07 | 1464.9153 | 0.00028294 | 2025 | Mitigation | 0.95 | 45 | 0 | esc | 0.00097009 | 1.8737e-10 | 0.00097009 | 1.8737e-10
[79 empty] | WLDFR | HFTD - Distribution - Tier 3 - 3QU CoRE ¦ 1QU LoRE | Red Flag Warning - Large Fires | 2026 | 4.5699e-08 | 4.5699e-08 | 5.475 | 0.71896 | 3.0715 | 1.6846 | 0 | 0 | 4.7108e-05 | 2.502e-07 | 0 | 2.502e-07 | 2.502e-07 | 0 | 2.502e-07 | 0 | 1.8041e-06 | 3.9547e-06 | 0 | 3.9547e-06 | 0 | 1.0141e-06 | 2.0282e-06 | 0 | 2.0282e-06 | [12 empty] | 7.3.3.17.5 (Remote Grid) Updates to grid topology to minimize risk of ignition in HFTDs Remote GridWLDFREquipment / facility failureAggregated | WLDFR | HFTD - Distribution - Tier 2 - 2QU CoRE ¦ 5QU LoRE | Non-Red Flag Warning - Destructive Fires | Equipment / facility failure | Aggregated | 2026 | 1.9315e-07 | 1464.9153 | 0.00028294 | 2026 | Mitigation | 0.95 | 45 | 0 | esc | 0.00097009 | 1.8737e-10 | 0.00097009 | 1.8737e-10
[79 empty] | WLDFR | HFTD - Distribution - Tier 3 - 3QU CoRE ¦ 1QU LoRE | Red Flag Warning - Large Fires | 2027 | 4.5699e-08 | 4.5699e-08 | 5.475 | 0.71896 | 3.0715 | 1.6846 | 0 | 0 | 4.7108e-05 | 2.502e-07 | 0 | 2.502e-07 | 2.502e-07 | 0 | 2.502e-07 | 0 | 1.8041e-06 | 3.9547e-06 | 0 | 3.9547e-06 | 0 | 1.0141e-06 | 2.0282e-06 | 0 | 2.0282e-06 | [12 empty] | 7.3.3.17.5 (Remote Grid) Updates to grid topology to minimize risk of ignition in HFTDs Remote GridWLDFREquipment / facility failureAggregated | WLDFR | HFTD - Distribution - Tier 2 - 2QU CoRE ¦ 5QU LoRE | Non-Red Flag Warning - Destructive Fires | Equipment / facility failure | Aggregated | 2027 | 1.9315e-07 | 1464.9153 | 0.00028294 | 2027 | Mitigation | 0.95 | 45 | 0 | esc | 0.00097009 | 1.8737e-10 | 0.00097009 | 1.8737e-10
[79 empty] | WLDFR | HFTD - Distribution - Tier 3 - 3QU CoRE ¦ 1QU LoRE | Red Flag Warning - Large Fires | 2028 | 4.5699e-08 | 4.5699e-08 | 5.777 | 0.74734 | 3.238 | 1.7917 | 0 | 0 | 4.7108e-05 | 2.64e-07 | 0 | 2.64e-07 | 2.64e-07 | 0 | 2.64e-07 | 0 | 1.8041e-06 | 3.9547e-06 | 0 | 3.9547e-06 | 0 | 1.0801e-06 | 2.1602e-06 | 0 | 2.1602e-06 | [12 empty] | 7.3.3.17.5 (Remote Grid) Updates to grid topology to minimize risk of ignition in HFTDs Remote GridWLDFREquipment / facility failureAggregated | WLDFR | HFTD - Distribution - Tier 2 - 2QU CoRE ¦ 5QU LoRE | Non-Red Flag Warning - Destructive Fires | Equipment / facility failure | Aggregated | 2028 | 1.9315e-07 | 1464.9153 | 0.00028294 | 2028 | Mitigation | 0.95 | 45 | 0 | esc | 0.00097009 | 1.8737e-10 | 0.00097009 | 1.8737e-10
[79 empty] | WLDFR | HFTD - Distribution - Tier 3 - 3QU CoRE ¦ 1QU LoRE | Red Flag Warning - Large Fires | 2029 | 4.5699e-08 | 4.5699e-08 | 5.777 | 0.74734 | 3.238 | 1.7917 | 0 | 0 | 4.7108e-05 | 2.64e-07 | 0 | 2.64e-07 | 2.64e-07 | 0 | 2.64e-07 | 0 | 1.8041e-06 | 3.9547e-06 | 0 | 3.9547e-06 | 0 | 1.0801e-06 | 2.1602e-06 | 0 | 2.1602e-06 | [12 empty] | 7.3.3.17.5 (Remote Grid) Updates to grid topology to minimize risk of ignition in HFTDs Remote GridWLDFREquipment / facility failureAggregated | WLDFR | HFTD - Distribution - Tier 2 - 2QU CoRE ¦ 5QU LoRE | Non-Red Flag Warning - Destructive Fires | Equipment / facility failure | Aggregated | 2029 | 1.9315e-07 | 1464.9153 | 0.00028294 | 2029 | Mitigation | 0.95 | 45 | 0 | esc | 0.00097009 | 1.8737e-10 | 0.00097009 | 1.8737e-10
[79 empty] | WLDFR | HFTD - Distribution - Tier 3 - 3QU CoRE ¦ 1QU LoRE | Red Flag Warning - Large Fires | 2030 | 4.5699e-08 | 4.5699e-08 | 5.777 | 0.74734 | 3.238 | 1.7917 | 0 | 0 | 4.7108e-05 | 2.64e-07 | 0 | 2.64e-07 | 2.64e-07 | 0 | 2.64e-07 | 0 | 1.8041e-06 | 3.9547e-06 | 0 | 3.9547e-06 | 0 | 1.0801e-06 | 2.1602e-06 | 0 | 2.1602e-06 | [12 empty] | 7.3.3.17.5 (Remote Grid) Updates to grid topology to minimize risk of ignition in HFTDs Remote GridWLDFREquipment / facility failureAggregated | WLDFR | HFTD - Distribution - Tier 2 - 2QU CoRE ¦ 5QU LoRE | Non-Red Flag Warning - Destructive Fires | Equipment / facility failure | Aggregated | 2030 | 1.9315e-07 | 1464.9153 | 0.00028294 | 2030 | Mitigation | 0.95 | 45 | 0 | esc | 0.00097009 | 1.8737e-10 | 0.00097009 | 1.8737e-10
[79 empty] | WLDFR | HFTD - Distribution - Tier 3 - 3QU CoRE ¦ 1QU LoRE | Red Flag Warning - Large Fires | 2031 | 4.5699e-08 | 4.5699e-08 | 5.777 | 0.74734 | 3.238 | 1.7917 | 0 | 0 | 4.7108e-05 | 2.64e-07 | 0 | 2.64e-07 | 2.64e-07 | 0 | 2.64e-07 | 0 | 1.9036e-06 | 4.1728e-06 | 0 | 4.1728e-06 | 0 | 1.0801e-06 | 2.1602e-06 | 0 | 2.1602e-06 | [12 empty] | 7.3.3.17.5 (Remote Grid) Updates to grid topology to minimize risk of ignition in HFTDs Remote GridWLDFREquipment / facility failureAggregated | WLDFR | HFTD - Distribution - Tier 2 - 2QU CoRE ¦ 5QU LoRE | Non-Red Flag Warning - Destructive Fires | Equipment / facility failure | Aggregated | 2031 | 1.9315e-07 | 1464.9153 | 0.00028294 | 2031 | Mitigation | 0.95 | 45 | 0 | esc | 0.00097009 | 1.8737e-10 | 0.00097009 | 1.8737e-10
[79 empty] | WLDFR | HFTD - Distribution - Tier 3 - 3QU CoRE ¦ 1QU LoRE | Red Flag Warning - Large Fires | 2032 | 4.5699e-08 | 4.5699e-08 | 5.777 | 0.74734 | 3.238 | 1.7917 | 0 | 0 | 4.7108e-05 | 2.64e-07 | 0 | 2.64e-07 | 2.64e-07 | 0 | 2.64e-07 | 0 | 1.9036e-06 | 4.1728e-06 | 0 | 4.1728e-06 | 0 | 0 | 2.1602e-06 | 0 | 2.1602e-06 | [12 empty] | 7.3.3.17.5 (Remote Grid) Updates to grid topology to minimize risk of ignition in HFTDs Remote GridWLDFREquipment / facility failureAggregated | WLDFR | HFTD - Distribution - Tier 2 - 2QU CoRE ¦ 5QU LoRE | Non-Red Flag Warning - Destructive Fires | Equipment / facility failure | Aggregated | 2032 | 1.9315e-07 | 1464.9153 | 0.00028294 | 2032 | Mitigation | 0.95 | 45 | 0 | esc | 0.00097009 | 1.8737e-10 | 0.00097009 | 1.8737e-10
[79 empty] | WLDFR | HFTD - Distribution - Tier 3 - 3QU CoRE ¦ 1QU LoRE | Red Flag Warning - Large Fires | 2033 | 4.5699e-08 | 4.5699e-08 | 6.1205 | 0.77885 | 3.4265 | 1.9151 | 0 | 0 | 4.7108e-05 | 2.797e-07 | 0 | 2.797e-07 | 2.797e-07 | 0 | 2.797e-07 | 0 | 1.9036e-06 | 4.1728e-06 | 0 | 4.1728e-06 | 0 | 0 | 0 | 0 | 0 | [12 empty] | 7.3.3.17.5 (Remote Grid) Updates to grid topology to minimize risk of ignition in HFTDs Remote GridWLDFREquipment / facility failureAggregated | WLDFR | HFTD - Distribution - Tier 2 - 2QU CoRE ¦ 5QU LoRE | Non-Red Flag Warning - Destructive Fires | Equipment / facility failure | Aggregated | 2033 | 1.9315e-07 | 1464.9153 | 0.00028294 | 2033 | Mitigation | 0.95 | 45 | 0 | esc | 0.00097009 | 1.8737e-10 | 0.00097009 | 1.8737e-10
[79 empty] | WLDFR | HFTD - Distribution - Tier 3 - 3QU CoRE ¦ 1QU LoRE | Red Flag Warning - Large Fires | 2034 | 4.5699e-08 | 4.5699e-08 | 6.1205 | 0.77885 | 3.4265 | 1.9151 | 0 | 0 | 4.7108e-05 | 2.797e-07 | 0 | 2.797e-07 | 2.797e-07 | 0 | 2.797e-07 | 0 | 1.9036e-06 | 4.1728e-06 | 0 | 4.1728e-06 | 0 | 0 | 0 | 0 | 0 | [12 empty] | 7.3.3.17.5 (Remote Grid) Updates to grid topology to minimize risk of ignition in HFTDs Remote GridWLDFREquipment / facility failureAggregated | WLDFR | HFTD - Distribution - Tier 2 - 2QU CoRE ¦ 5QU LoRE | Non-Red Flag Warning - Destructive Fires | Equipment / facility failure | Aggregated | 2034 | 1.9315e-07 | 1464.9153 | 0.00028294 | 2034 | Mitigation | 0.95 | 45 | 0 | esc | 0.00097009 | 1.8737e-10 | 0.00097009 | 1.8737e-10
[79 empty] | WLDFR | HFTD - Distribution - Tier 3 - 3QU CoRE ¦ 1QU LoRE | Red Flag Warning - Large Fires | 2035 | 4.5699e-08 | 4.5699e-08 | 6.1205 | 0.77885 | 3.4265 | 1.9151 | 0 | 0 | 4.7108e-05 | 2.797e-07 | 0 | 2.797e-07 | 2.797e-07 | 0 | 2.797e-07 | 0 | 1.9036e-06 | 4.1728e-06 | 0 | 4.1728e-06 | 0 | 1.4856e-07 | 0 | 0 | 0 | [12 empty] | 7.3.3.17.5 (Remote Grid) Updates to grid topology to minimize risk of ignition in HFTDs Remote GridWLDFREquipment / facility failureAggregated | WLDFR | HFTD - Distribution - Tier 2 - 2QU CoRE ¦ 5QU LoRE | Non-Red Flag Warning - Destructive Fires | Equipment / facility failure | Aggregated | 2035 | 1.9315e-07 | 1464.9153 | 0.00028294 | 2035 | Mitigation | 0.95 | 45 | 0 | esc | 0.00097009 | 1.8737e-10 | 0.00097009 | 1.8737e-10
[79 empty] | WLDFR | HFTD - Distribution - Tier 3 - 3QU CoRE ¦ 1QU LoRE | Red Flag Warning - Large Fires | 2036 | 4.5699e-08 | 4.5699e-08 | 6.1205 | 0.77885 | 3.4265 | 1.9151 | 0 | 0 | 4.7108e-05 | 2.797e-07 | 0 | 2.797e-07 | 2.797e-07 | 0 | 2.797e-07 | 0 | 2.0168e-06 | 4.4209e-06 | 0 | 4.4209e-06 | 0 | 1.5334e-07 | 3.0669e-07 | 0 | 3.0669e-07 | [12 empty] | 7.3.3.17.5 (Remote Grid) Updates to grid topology to minimize risk of ignition in HFTDs Remote GridWLDFREquipment / facility failureAggregated | WLDFR | HFTD - Distribution - Tier 2 - 2QU CoRE ¦ 5QU LoRE | Non-Red Flag Warning - Destructive Fires | Equipment / facility failure | Aggregated | 2036 | 1.9315e-07 | 1464.9153 | 0.00028294 | 2036 | Mitigation | 0.95 | 45 | 0 | esc | 0.00097009 | 1.8737e-10 | 0.00097009 | 1.8737e-10
[79 empty] | WLDFR | HFTD - Distribution - Tier 3 - 3QU CoRE ¦ 1QU LoRE | Red Flag Warning - Large Fires | 2037 | 4.5699e-08 | 4.5699e-08 | 6.1205 | 0.77885 | 3.4265 | 1.9151 | 0 | 0 | 4.7108e-05 | 2.797e-07 | 0 | 2.797e-07 | 2.797e-07 | 0 | 2.797e-07 | 0 | 2.0168e-06 | 4.4209e-06 | 0 | 4.4209e-06 | 0 | 1.5334e-07 | 3.0669e-07 | 0 | 3.0669e-07 | [12 empty] | 7.3.3.17.5 (Remote Grid) Updates to grid topology to minimize risk of ignition in HFTDs Remote GridWLDFREquipment / facility failureAggregated | WLDFR | HFTD - Distribution - Tier 2 - 2QU CoRE ¦ 5QU LoRE | Non-Red Flag Warning - Destructive Fires | Equipment / facility failure | Aggregated | 2037 | 1.9315e-07 | 1464.9153 | 0.00028294 | 2037 | Mitigation | 0.95 | 45 | 0 | esc | 0.00097009 | 1.8737e-10 | 0.00097009 | 1.8737e-10
[79 empty] | WLDFR | HFTD - Distribution - Tier 3 - 3QU CoRE ¦ 1QU LoRE | Red Flag Warning - Large Fires | 2038 | 4.5699e-08 | 4.5699e-08 | 6.5028 | 0.81304 | 3.6355 | 2.0543 | 0 | 0 | 4.7108e-05 | 2.9717e-07 | 0 | 2.9717e-07 | 2.9717e-07 | 0 | 2.9717e-07 | 0 | 2.0168e-06 | 4.4209e-06 | 0 | 4.4209e-06 | 0 | 1.5334e-07 | 3.0669e-07 | 0 | 3.0669e-07 | [12 empty] | 7.3.3.17.5 (Remote Grid) Updates to grid topology to minimize risk of ignition in HFTDs Remote GridWLDFREquipment / facility failureAggregated | WLDFR | HFTD - Distribution - Tier 2 - 2QU CoRE ¦ 5QU LoRE | Non-Red Flag Warning - Destructive Fires | Equipment / facility failure | Aggregated | 2038 | 1.9315e-07 | 1464.9153 | 0.00028294 | 2038 | Mitigation | 0.95 | 45 | 0 | esc | 0.00097009 | 1.8737e-10 | 0.00097009 | 1.8737e-10
[79 empty] | WLDFR | HFTD - Distribution - Tier 3 - 3QU CoRE ¦ 1QU LoRE | Red Flag Warning - Large Fires | 2039 | 4.5699e-08 | 4.5699e-08 | 6.5028 | 0.81304 | 3.6355 | 2.0543 | 0 | 0 | 4.7108e-05 | 2.9717e-07 | 0 | 2.9717e-07 | 2.9717e-07 | 0 | 2.9717e-07 | 0 | 2.0168e-06 | 4.4209e-06 | 0 | 4.4209e-06 | 0 | 1.5334e-07 | 3.0669e-07 | 0 | 3.0669e-07 | [12 empty] | 7.3.3.17.5 (Remote Grid) Updates to grid topology to minimize risk of ignition in HFTDs Remote GridWLDFREquipment / facility failureAggregated | WLDFR | HFTD - Distribution - Tier 2 - 2QU CoRE ¦ 5QU LoRE | Non-Red Flag Warning - Destructive Fires | Equipment / facility failure | Aggregated | 2039 | 1.9315e-07 | 1464.9153 | 0.00028294 | 2039 | Mitigation | 0.95 | 45 | 0 | esc | 0.00097009 | 1.8737e-10 | 0.00097009 | 1.8737e-10
[79 empty] | WLDFR | HFTD - Distribution - Tier 3 - 3QU CoRE ¦ 1QU LoRE | Red Flag Warning - Large Fires | 2040 | 4.5699e-08 | 4.5699e-08 | 6.5028 | 0.81304 | 3.6355 | 2.0543 | 0 | 0 | 4.7108e-05 | 2.9717e-07 | 0 | 2.9717e-07 | 2.9717e-07 | 0 | 2.9717e-07 | 0 | 2.0168e-06 | 4.4209e-06 | 0 | 4.4209e-06 | 0 | 1.5334e-07 | 3.0669e-07 | 0 | 3.0669e-07 | [12 empty] | 7.3.3.17.5 (Remote Grid) Updates to grid topology to minimize risk of ignition in HFTDs Remote GridWLDFREquipment / facility failureAggregated | WLDFR | HFTD - Distribution - Tier 2 - 2QU CoRE ¦ 5QU LoRE | Non-Red Flag Warning - Destructive Fires | Equipment / facility failure | Aggregated | 2040 | 1.9315e-07 | 1464.9153 | 0.00028294 | 2040 | Mitigation | 0.95 | 45 | 0 | esc | 0.00097009 | 1.8737e-10 | 0.00097009 | 1.8737e-10
[79 empty] | WLDFR | HFTD - Distribution - Tier 3 - 3QU CoRE ¦ 1QU LoRE | Red Flag Warning - Large Fires | 2041 | 4.5699e-08 | 4.5699e-08 | 6.5028 | 0.81304 | 3.6355 | 2.0543 | 0 | 0 | 4.7108e-05 | 2.9717e-07 | 0 | 2.9717e-07 | 2.9717e-07 | 0 | 2.9717e-07 | 0 | 2.1428e-06 | 4.6971e-06 | 0 | 4.6971e-06 | 0 | 1.5944e-07 | 3.1889e-07 | 0 | 3.1889e-07 | [12 empty] | 7.3.3.17.5 (Remote Grid) Updates to grid topology to minimize risk of ignition in HFTDs Remote GridWLDFREquipment / facility failureAggregated | WLDFR | HFTD - Distribution - Tier 2 - 2QU CoRE ¦ 5QU LoRE | Non-Red Flag Warning - Destructive Fires | Equipment / facility failure | Aggregated | 2041 | 1.9315e-07 | 1464.9153 | 0.00028294 | 2041 | Mitigation | 0.95 | 45 | 0 | esc | 0.00097009 | 1.8737e-10 | 0.00097009 | 1.8737e-10
[79 empty] | WLDFR | HFTD - Distribution - Tier 3 - 3QU CoRE ¦ 1QU LoRE | Red Flag Warning - Large Fires | 2042 | 4.5699e-08 | 4.5699e-08 | 6.5028 | 0.81304 | 3.6355 | 2.0543 | 0 | 0 | 4.7108e-05 | 2.9717e-07 | 0 | 2.9717e-07 | 2.9717e-07 | 0 | 2.9717e-07 | 0 | 2.1428e-06 | 4.6971e-06 | 0 | 4.6971e-06 | 0 | 1.5944e-07 | 3.1889e-07 | 0 | 3.1889e-07 | [12 empty] | 7.3.3.17.5 (Remote Grid) Updates to grid topology to minimize risk of ignition in HFTDs Remote GridWLDFREquipment / facility failureAggregated | WLDFR | HFTD - Distribution - Tier 2 - 2QU CoRE ¦ 5QU LoRE | Non-Red Flag Warning - Destructive Fires | Equipment / facility failure | Aggregated | 2042 | 1.9315e-07 | 1464.9153 | 0.00028294 | 2042 | Mitigation | 0.95 | 45 | 0 | esc | 0.00097009 | 1.8737e-10 | 0.00097009 | 1.8737e-10
[79 empty] | WLDFR | HFTD - Distribution - Tier 3 - 3QU CoRE ¦ 1QU LoRE | Red Flag Warning - Large Fires | 2043 | 4.5699e-08 | 4.5699e-08 | 6.9209 | 0.84944 | 3.8632 | 2.2083 | 0 | 0 | 4.7108e-05 | 3.1628e-07 | 0 | 3.1628e-07 | 3.1628e-07 | 0 | 3.1628e-07 | 0 | 2.1428e-06 | 4.6971e-06 | 0 | 4.6971e-06 | 0 | 1.5944e-07 | 3.1889e-07 | 0 | 3.1889e-07 | [12 empty] | 7.3.3.17.5 (Remote Grid) Updates to grid topology to minimize risk of ignition in HFTDs Remote GridWLDFREquipment / facility failureAggregated | WLDFR | HFTD - Distribution - Tier 2 - 2QU CoRE ¦ 5QU LoRE | Non-Red Flag Warning - Destructive Fires | Equipment / facility failure | Aggregated | 2043 | 1.9315e-07 | 1464.9153 | 0.00028294 | 2043 | Mitigation | 0.95 | 45 | 0 | esc | 0.00097009 | 1.8737e-10 | 0.00097009 | 1.8737e-10
[79 empty] | WLDFR | HFTD - Distribution - Tier 3 - 3QU CoRE ¦ 1QU LoRE | Red Flag Warning - Large Fires | 2044 | 4.5699e-08 | 4.5699e-08 | 6.9209 | 0.84944 | 3.8632 | 2.2083 | 0 | 0 | 4.7108e-05 | 3.1628e-07 | 0 | 3.1628e-07 | 3.1628e-07 | 0 | 3.1628e-07 | 0 | 2.1428e-06 | 4.6971e-06 | 0 | 4.6971e-06 | 0 | 1.5944e-07 | 3.1889e-07 | 0 | 3.1889e-07 | [12 empty] | 7.3.3.17.5 (Remote Grid) Updates to grid topology to minimize risk of ignition in HFTDs Remote GridWLDFREquipment / facility failureAggregated | WLDFR | HFTD - Distribution - Tier 2 - 2QU CoRE ¦ 5QU LoRE | Non-Red Flag Warning - Destructive Fires | Equipment / facility failure | Aggregated | 2044 | 1.9315e-07 | 1464.9153 | 0.00028294 | 2044 | Mitigation | 0.95 | 45 | 0 | esc | 0.00097009 | 1.8737e-10 | 0.00097009 | 1.8737e-10
[79 empty] | WLDFR | HFTD - Distribution - Tier 3 - 3QU CoRE ¦ 1QU LoRE | Red Flag Warning - Large Fires | 2045 | 4.5699e-08 | 4.5699e-08 | 6.9209 | 0.84944 | 3.8632 | 2.2083 | 0 | 0 | 4.7108e-05 | 3.1628e-07 | 0 | 3.1628e-07 | 3.1628e-07 | 0 | 3.1628e-07 | 0 | 2.1428e-06 | 4.6971e-06 | 0 | 4.6971e-06 | 0 | 1.5944e-07 | 3.1889e-07 | 0 | 3.1889e-07 | [12 empty] | 7.3.3.17.5 (Remote Grid) Updates to grid topology to minimize risk of ignition in HFTDs Remote GridWLDFREquipment / facility failureAggregated | WLDFR | HFTD - Distribution - Tier 2 - 2QU CoRE ¦ 5QU LoRE | Non-Red Flag Warning - Destructive Fires | Equipment / facility failure | Aggregated | 2045 | 1.9315e-07 | 1464.9153 | 0.00028294 | 2045 | Mitigation | 0.95 | 45 | 0 | esc | 0.00097009 | 1.8737e-10 | 0.00097009 | 1.8737e-10
[79 empty] | WLDFR | HFTD - Distribution - Tier 3 - 3QU CoRE ¦ 1QU LoRE | Red Flag Warning - Large Fires | 2046 | 4.5699e-08 | 4.5699e-08 | 6.9209 | 0.84944 | 3.8632 | 2.2083 | 0 | 0 | 4.7108e-05 | 3.1628e-07 | 0 | 3.1628e-07 | 3.1628e-07 | 0 | 3.1628e-07 | 0 | 2.2806e-06 | 4.9991e-06 | 0 | 4.9991e-06 | 0 | 1.6632e-07 | 3.3263e-07 | 0 | 3.3263e-07 | [12 empty] | 7.3.3.17.5 (Remote Grid) Updates to grid topology to minimize risk of ignition in HFTDs Remote GridWLDFREquipment / facility failureAggregated | WLDFR | HFTD - Distribution - Tier 2 - 2QU CoRE ¦ 5QU LoRE | Non-Red Flag Warning - Destructive Fires | Equipment / facility failure | Aggregated | 2046 | 1.9315e-07 | 1464.9153 | 0.00028294 | 2046 | Mitigation | 0.95 | 45 | 0 | esc | 0.00097009 | 1.8737e-10 | 0.00097009 | 1.8737e-10
[79 empty] | WLDFR | HFTD - Distribution - Tier 3 - 3QU CoRE ¦ 1QU LoRE | Red Flag Warning - Large Fires | 2047 | 4.5699e-08 | 4.5699e-08 | 6.9209 | 0.84944 | 3.8632 | 2.2083 | 0 | 0 | 4.7108e-05 | 3.1628e-07 | 0 | 3.1628e-07 | 3.1628e-07 | 0 | 3.1628e-07 | 0 | 2.2806e-06 | 4.9991e-06 | 0 | 4.9991e-06 | 0 | 1.6632e-07 | 3.3263e-07 | 0 | 3.3263e-07 | [12 empty] | 7.3.3.17.5 (Remote Grid) Updates to grid topology to minimize risk of ignition in HFTDs Remote GridWLDFREquipment / facility failureAggregated | WLDFR | HFTD - Distribution - Tier 2 - 2QU CoRE ¦ 5QU LoRE | Non-Red Flag Warning - Destructive Fires | Equipment / facility failure | Aggregated | 2047 | 1.9315e-07 | 1464.9153 | 0.00028294 | 2047 | Mitigation | 0.95 | 45 | 0 | esc | 0.00097009 | 1.8737e-10 | 0.00097009 | 1.8737e-10
[79 empty] | WLDFR | HFTD - Distribution - Tier 3 - 3QU CoRE ¦ 1QU LoRE | Red Flag Warning - Large Fires | 2048 | 4.5699e-08 | 4.5699e-08 | 7.3713 | 0.88759 | 4.1075 | 2.3763 | 0 | 0 | 4.7108e-05 | 3.3686e-07 | 0 | 3.3686e-07 | 3.3686e-07 | 0 | 3.3686e-07 | 0 | 2.2806e-06 | 4.9991e-06 | 0 | 4.9991e-06 | 0 | 1.6632e-07 | 3.3263e-07 | 0 | 3.3263e-07 | [12 empty] | 7.3.3.17.5 (Remote Grid) Updates to grid topology to minimize risk of ignition in HFTDs Remote GridWLDFREquipment / facility failureAggregated | WLDFR | HFTD - Distribution - Tier 2 - 2QU CoRE ¦ 5QU LoRE | Non-Red Flag Warning - Destructive Fires | Equipment / facility failure | Aggregated | 2048 | 1.9315e-07 | 1464.9153 | 0.00028294 | 2048 | Mitigation | 0.95 | 45 | 0 | esc | 0.00097009 | 1.8737e-10 | 0.00097009 | 1.8737e-10
[79 empty] | WLDFR | HFTD - Distribution - Tier 3 - 3QU CoRE ¦ 1QU LoRE | Red Flag Warning - Large Fires | 2049 | 4.5699e-08 | 4.5699e-08 | 7.3713 | 0.88759 | 4.1075 | 2.3763 | 0 | 0 | 4.7108e-05 | 3.3686e-07 | 0 | 3.3686e-07 | 3.3686e-07 | 0 | 3.3686e-07 | 0 | 2.2806e-06 | 4.9991e-06 | 0 | 4.9991e-06 | 0 | 1.6632e-07 | 3.3263e-07 | 0 | 3.3263e-07 | [12 empty] | 7.3.3.17.5 (Remote Grid) Updates to grid topology to minimize risk of ignition in HFTDs Remote GridWLDFREquipment / facility failureAggregated | WLDFR | HFTD - Distribution - Tier 2 - 2QU CoRE ¦ 5QU LoRE | Non-Red Flag Warning - Destructive Fires | Equipment / facility failure | Aggregated | 2049 | 1.9315e-07 | 1464.9153 | 0.00028294 | 2049 | Mitigation | 0.95 | 45 | 0 | esc | 0.00097009 | 1.8737e-10 | 0.00097009 | 1.8737e-10
[79 empty] | WLDFR | HFTD - Distribution - Tier 3 - 3QU CoRE ¦ 1QU LoRE | Red Flag Warning - Large Fires | 2050 | 4.5699e-08 | 4.5699e-08 | 7.3713 | 0.88759 | 4.1075 | 2.3763 | 0 | 0 | 4.7108e-05 | 3.3686e-07 | 0 | 3.3686e-07 | 3.3686e-07 | 0 | 3.3686e-07 | 0 | 2.2806e-06 | 4.9991e-06 | 0 | 4.9991e-06 | 0 | 1.6632e-07 | 3.3263e-07 | 0 | 3.3263e-07 | [12 empty] | 7.3.3.17.5 (Remote Grid) Updates to grid topology to minimize risk of ignition in HFTDs Remote GridWLDFREquipment / facility failureAggregated | WLDFR | HFTD - Distribution - Tier 2 - 2QU CoRE ¦ 5QU LoRE | Non-Red Flag Warning - Destructive Fires | Equipment / facility failure | Aggregated | 2050 | 1.9315e-07 | 1464.9153 | 0.00028294 | 2050 | Mitigation | 0.95 | 45 | 0 | esc | 0.00097009 | 1.8737e-10 | 0.00097009 | 1.8737e-10
[79 empty] | WLDFR | HFTD - Distribution - Tier 3 - 3QU CoRE ¦ 1QU LoRE | Red Flag Warning - Large Fires | 2051 | 4.5699e-08 | 4.5699e-08 | 7.3713 | 0.88759 | 4.1075 | 2.3763 | 0 | 0 | 4.7108e-05 | 3.3686e-07 | 0 | 3.3686e-07 | 3.3686e-07 | 0 | 3.3686e-07 | 0 | 2.429e-06 | 5.3244e-06 | 0 | 5.3244e-06 | 0 | 1.7389e-07 | 3.4779e-07 | 0 | 3.4779e-07 | [12 empty] | 7.3.3.17.5 (Remote Grid) Updates to grid topology to minimize risk of ignition in HFTDs Remote GridWLDFREquipment / facility failureAggregated | WLDFR | HFTD - Distribution - Tier 2 - 2QU CoRE ¦ 5QU LoRE | Non-Red Flag Warning - Destructive Fires | Equipment / facility failure | Aggregated | 2051 | 1.9315e-07 | 1464.9153 | 0.00028294 | 2051 | Mitigation | 0.95 | 45 | 0 | esc | 0.00097009 | 1.8737e-10 | 0.00097009 | 1.8737e-10
[79 empty] | WLDFR | HFTD - Distribution - Tier 3 - 3QU CoRE ¦ 1QU LoRE | Red Flag Warning - Large Fires | 2052 | 4.5699e-08 | 4.5699e-08 | 7.3713 | 0.88759 | 4.1075 | 2.3763 | 0 | 0 | 4.7108e-05 | 3.3686e-07 | 0 | 3.3686e-07 | 3.3686e-07 | 0 | 3.3686e-07 | 0 | 2.429e-06 | 5.3244e-06 | 0 | 5.3244e-06 | 0 | 1.7389e-07 | 3.4779e-07 | 0 | 3.4779e-07 | [12 empty] | 7.3.3.17.5 (Remote Grid) Updates to grid topology to minimize risk of ignition in HFTDs Remote GridWLDFREquipment / facility failureAggregated | WLDFR | HFTD - Distribution - Tier 2 - 2QU CoRE ¦ 5QU LoRE | Non-Red Flag Warning - Destructive Fires | Equipment / facility failure | Aggregated | 2052 | 1.9315e-07 | 1464.9153 | 0.00028294 | 2052 | Mitigation | 0.95 | 45 | 0 | esc | 0.00097009 | 1.8737e-10 | 0.00097009 | 1.8737e-10
[79 empty] | WLDFR | HFTD - Distribution - Tier 3 - 3QU CoRE ¦ 1QU LoRE | Red Flag Warning - Large Fires | 2053 | 4.5699e-08 | 4.5699e-08 | 7.8503 | 0.92702 | 4.3664 | 2.5569 | 0 | 0 | 4.7108e-05 | 3.5875e-07 | 0 | 3.5875e-07 | 3.5875e-07 | 0 | 3.5875e-07 | 0 | 2.429e-06 | 5.3244e-06 | 0 | 5.3244e-06 | 0 | 1.7389e-07 | 3.4779e-07 | 0 | 3.4779e-07 | [12 empty] | 7.3.3.17.5 (Remote Grid) Updates to grid topology to minimize risk of ignition in HFTDs Remote GridWLDFREquipment / facility failureAggregated | WLDFR | HFTD - Distribution - Tier 2 - 2QU CoRE ¦ 5QU LoRE | Non-Red Flag Warning - Destructive Fires | Equipment / facility failure | Aggregated | 2053 | 1.9315e-07 | 1464.9153 | 0.00028294 | 2053 | Mitigation | 0.95 | 45 | 0 | esc | 0.00097009 | 1.8737e-10 | 0.00097009 | 1.8737e-10
[79 empty] | WLDFR | HFTD - Distribution - Tier 3 - 3QU CoRE ¦ 1QU LoRE | Red Flag Warning - Large Fires | 2054 | 4.5699e-08 | 4.5699e-08 | 7.8503 | 0.92702 | 4.3664 | 2.5569 | 0 | 0 | 4.7108e-05 | 3.5875e-07 | 0 | 3.5875e-07 | 3.5875e-07 | 0 | 3.5875e-07 | 0 | 2.429e-06 | 5.3244e-06 | 0 | 5.3244e-06 | 0 | 1.7389e-07 | 3.4779e-07 | 0 | 3.4779e-07 | [12 empty] | 7.3.3.17.5 (Remote Grid) Updates to grid topology to minimize risk of ignition in HFTDs Remote GridWLDFREquipment / facility failureAggregated | WLDFR | HFTD - Distribution - Tier 2 - 2QU CoRE ¦ 5QU LoRE | Non-Red Flag Warning - Destructive Fires | Equipment / facility failure | Aggregated | 2054 | 1.9315e-07 | 1464.9153 | 0.00028294 | 2054 | Mitigation | 0.95 | 45 | 0 | esc | 0.00097009 | 1.8737e-10 | 0.00097009 | 1.8737e-10
[79 empty] | WLDFR | HFTD - Distribution - Tier 3 - 3QU CoRE ¦ 1QU LoRE | Red Flag Warning - Large Fires | 2055 | 4.5699e-08 | 4.5699e-08 | 7.8503 | 0.92702 | 4.3664 | 2.5569 | 0 | 0 | 4.7108e-05 | 3.5875e-07 | 0 | 3.5875e-07 | 3.5875e-07 | 0 | 3.5875e-07 | 0 | 2.429e-06 | 5.3244e-06 | 0 | 5.3244e-06 | 0 | 1.7389e-07 | 3.4779e-07 | 0 | 3.4779e-07 | [12 empty] | 7.3.3.17.5 (Remote Grid) Updates to grid topology to minimize risk of ignition in HFTDs Remote GridWLDFREquipment / facility failureAggregated | WLDFR | HFTD - Distribution - Tier 2 - 2QU CoRE ¦ 5QU LoRE | Non-Red Flag Warning - Destructive Fires | Equipment / facility failure | Aggregated | 2055 | 1.9315e-07 | 1464.9153 | 0.00028294 | 2055 | Mitigation | 0.95 | 45 | 0 | esc | 0.00097009 | 1.8737e-10 | 0.00097009 | 1.8737e-10
[79 empty] | WLDFR | HFTD - Distribution - Tier 3 - 3QU CoRE ¦ 1QU LoRE | Red Flag Warning - Large Fires | 2056 | 4.5699e-08 | 4.5699e-08 | 7.8503 | 0.92702 | 4.3664 | 2.5569 | 0 | 0 | 4.7108e-05 | 3.5875e-07 | 0 | 3.5875e-07 | 3.5875e-07 | 0 | 3.5875e-07 | 0 | 2.5868e-06 | 5.6704e-06 | 0 | 5.6704e-06 | 0 | 1.821e-07 | 3.6419e-07 | 0 | 3.6419e-07 | [12 empty] | 7.3.3.17.5 (Remote Grid) Updates to grid topology to minimize risk of ignition in HFTDs Remote GridWLDFREquipment / facility failureAggregated | WLDFR | HFTD - Distribution - Tier 2 - 2QU CoRE ¦ 5QU LoRE | Non-Red Flag Warning - Destructive Fires | Equipment / facility failure | Aggregated | 2056 | 1.9315e-07 | 1464.9153 | 0.00028294 | 2056 | Mitigation | 0.95 | 45 | 0 | esc | 0.00097009 | 1.8737e-10 | 0.00097009 | 1.8737e-10
[79 empty] | WLDFR | HFTD - Distribution - Tier 3 - 3QU CoRE ¦ 1QU LoRE | Red Flag Warning - Large Fires | 2057 | 4.5699e-08 | 4.5699e-08 | 7.8503 | 0.92702 | 4.3664 | 2.5569 | 0 | 0 | 4.7108e-05 | 3.5875e-07 | 0 | 3.5875e-07 | 3.5875e-07 | 0 | 3.5875e-07 | 0 | 2.5868e-06 | 5.6704e-06 | 0 | 5.6704e-06 | 0 | 1.821e-07 | 3.6419e-07 | 0 | 3.6419e-07 | [12 empty] | 7.3.3.17.5 (Remote Grid) Updates to grid topology to minimize risk of ignition in HFTDs Remote GridWLDFREquipment / facility failureAggregated | WLDFR | HFTD - Distribution - Tier 2 - 2QU CoRE ¦ 5QU LoRE | Non-Red Flag Warning - Destructive Fires | Equipment / facility failure | Aggregated | 2057 | 1.9315e-07 | 1464.9153 | 0.00028294 | 2057 | Mitigation | 0.95 | 45 | 0 | esc | 0.00097009 | 1.8737e-10 | 0.00097009 | 1.8737e-10
[79 empty] | WLDFR | HFTD - Distribution - Tier 3 - 3QU CoRE ¦ 1QU LoRE | Red Flag Warning - Large Fires | 2058 | 4.5699e-08 | 4.5699e-08 | 8.3524 | 0.96727 | 4.6367 | 2.7484 | 0 | 0 | 4.7108e-05 | 3.8169e-07 | 0 | 3.8169e-07 | 3.8169e-07 | 0 | 3.8169e-07 | 0 | 2.5868e-06 | 5.6704e-06 | 0 | 5.6704e-06 | 0 | 1.821e-07 | 3.6419e-07 | 0 | 3.6419e-07 | [12 empty] | 7.3.3.17.5 (Remote Grid) Updates to grid topology to minimize risk of ignition in HFTDs Remote GridWLDFREquipment / facility failureAggregated | WLDFR | HFTD - Distribution - Tier 2 - 2QU CoRE ¦ 5QU LoRE | Non-Red Flag Warning - Destructive Fires | Equipment / facility failure | Aggregated | 2058 | 1.9315e-07 | 1464.9153 | 0.00028294 | 2058 | Mitigation | 0.95 | 45 | 0 | esc | 0.00097009 | 1.8737e-10 | 0.00097009 | 1.8737e-10
[79 empty] | WLDFR | HFTD - Distribution - Tier 3 - 3QU CoRE ¦ 1QU LoRE | Red Flag Warning - Large Fires | 2059 | 4.5699e-08 | 4.5699e-08 | 8.3524 | 0.96727 | 4.6367 | 2.7484 | 0 | 0 | 4.7108e-05 | 3.8169e-07 | 0 | 3.8169e-07 | 3.8169e-07 | 0 | 3.8169e-07 | 0 | 2.5868e-06 | 5.6704e-06 | 0 | 5.6704e-06 | 0 | 1.821e-07 | 3.6419e-07 | 0 | 3.6419e-07 | [12 empty] | 7.3.3.17.5 (Remote Grid) Updates to grid topology to minimize risk of ignition in HFTDs Remote GridWLDFREquipment / facility failureAggregated | WLDFR | HFTD - Distribution - Tier 2 - 2QU CoRE ¦ 5QU LoRE | Non-Red Flag Warning - Destructive Fires | Equipment / facility failure | Aggregated | 2059 | 1.9315e-07 | 1464.9153 | 0.00028294 | 2059 | Mitigation | 0.95 | 45 | 0 | esc | 0.00097009 | 1.8737e-10 | 0.00097009 | 1.8737e-10
[79 empty] | WLDFR | HFTD - Distribution - Tier 3 - 3QU CoRE ¦ 1QU LoRE | Red Flag Warning - Large Fires | 2060 | 4.5699e-08 | 4.5699e-08 | 8.3524 | 0.96727 | 4.6367 | 2.7484 | 0 | 0 | 4.7108e-05 | 3.8169e-07 | 0 | 3.8169e-07 | 3.8169e-07 | 0 | 3.8169e-07 | 0 | 2.5868e-06 | 5.6704e-06 | 0 | 5.6704e-06 | 0 | 1.821e-07 | 3.6419e-07 | 0 | 3.6419e-07 | [12 empty] | 7.3.3.17.5 (Remote Grid) Updates to grid topology to minimize risk of ignition in HFTDs Remote GridWLDFREquipment / facility failureAggregated | WLDFR | HFTD - Distribution - Tier 2 - 2QU CoRE ¦ 5QU LoRE | Non-Red Flag Warning - Destructive Fires | Equipment / facility failure | Aggregated | 2060 | 1.9315e-07 | 1464.9153 | 0.00028294 | 2060 | Mitigation | 0.95 | 45 | 0 | esc | 0.00097009 | 1.8737e-10 | 0.00097009 | 1.8737e-10
[79 empty] | WLDFR | HFTD - Distribution - Tier 3 - 3QU CoRE ¦ 1QU LoRE | Red Flag Warning - Large Fires | 2061 | 4.5699e-08 | 4.5699e-08 | 8.3524 | 0.96727 | 4.6367 | 2.7484 | 0 | 0 | 4.7108e-05 | 3.8169e-07 | 0 | 3.8169e-07 | 3.8169e-07 | 0 | 3.8169e-07 | 0 | 2.7522e-06 | 6.033e-06 | 0 | 6.033e-06 | 0 | 1.9084e-07 | 3.8169e-07 | 0 | 3.8169e-07 | [12 empty] | 7.3.3.17.5 (Remote Grid) Updates to grid topology to minimize risk of ignition in HFTDs Remote GridWLDFREquipment / facility failureAggregated | WLDFR | HFTD - Distribution - Tier 2 - 2QU CoRE ¦ 5QU LoRE | Non-Red Flag Warning - Destructive Fires | Equipment / facility failure | Aggregated | 2061 | 1.9315e-07 | 1464.9153 | 0.00028294 | 2061 | Mitigation | 0.95 | 45 | 0 | esc | 0.00097009 | 1.8737e-10 | 0.00097009 | 1.8737e-10
[79 empty] | WLDFR | HFTD - Distribution - Tier 3 - 3QU CoRE ¦ 1QU LoRE | Red Flag Warning - Large Fires | 2062 | 4.5699e-08 | 4.5699e-08 | 8.3524 | 0.96727 | 4.6367 | 2.7484 | 0 | 0 | 4.7108e-05 | 3.8169e-07 | 0 | 3.8169e-07 | 3.8169e-07 | 0 | 3.8169e-07 | 0 | 2.7522e-06 | 6.033e-06 | 0 | 6.033e-06 | 0 | 1.9084e-07 | 3.8169e-07 | 0 | 3.8169e-07 | [12 empty] | 7.3.3.17.5 (Remote Grid) Updates to grid topology to minimize risk of ignition in HFTDs Remote GridWLDFREquipment / facility failureAggregated | WLDFR | HFTD - Distribution - Tier 2 - 2QU CoRE ¦ 5QU LoRE | Non-Red Flag Warning - Destructive Fires | Equipment / facility failure | Aggregated | 2062 | 1.9315e-07 | 1464.9153 | 0.00028294 | 2062 | Mitigation | 0.95 | 45 | 0 | esc | 0.00097009 | 1.8737e-10 | 0.00097009 | 1.8737e-10
[79 empty] | WLDFR | HFTD - Distribution - Tier 3 - 3QU CoRE ¦ 1QU LoRE | Red Flag Warning - Large Fires | 2063 | 4.5699e-08 | 4.5699e-08 | 8.872 | 1.0079 | 4.9153 | 2.9488 | 0 | 0 | 4.7108e-05 | 4.0544e-07 | 0 | 4.0544e-07 | 4.0544e-07 | 0 | 4.0544e-07 | 0 | 2.7522e-06 | 6.033e-06 | 0 | 6.033e-06 | 0 | 1.9084e-07 | 3.8169e-07 | 0 | 3.8169e-07 | [12 empty] | 7.3.3.17.5 (Remote Grid) Updates to grid topology to minimize risk of ignition in HFTDs Remote GridWLDFREquipment / facility failureAggregated | WLDFR | HFTD - Distribution - Tier 2 - 2QU CoRE ¦ 5QU LoRE | Non-Red Flag Warning - Destructive Fires | Equipment / facility failure | Aggregated | 2063 | 1.9315e-07 | 1464.9153 | 0.00028294 | 2063 | Mitigation | 0.95 | 45 | 0 | esc | 0.00097009 | 1.8737e-10 | 0.00097009 | 1.8737e-10
[79 empty] | WLDFR | HFTD - Distribution - Tier 3 - 3QU CoRE ¦ 1QU LoRE | Red Flag Warning - Large Fires | 2064 | 4.5699e-08 | 4.5699e-08 | 8.872 | 1.0079 | 4.9153 | 2.9488 | 0 | 0 | 4.7108e-05 | 4.0544e-07 | 0 | 4.0544e-07 | 4.0544e-07 | 0 | 4.0544e-07 | 0 | 2.7522e-06 | 6.033e-06 | 0 | 6.033e-06 | 0 | 1.9084e-07 | 3.8169e-07 | 0 | 3.8169e-07 | [12 empty] | 7.3.3.17.5 (Remote Grid) Updates to grid topology to minimize risk of ignition in HFTDs Remote GridWLDFREquipment / facility failureAggregated | WLDFR | HFTD - Distribution - Tier 2 - 2QU CoRE ¦ 5QU LoRE | Non-Red Flag Warning - Destructive Fires | Equipment / facility failure | Aggregated | 2064 | 1.9315e-07 | 1464.9153 | 0.00028294 | 2064 | Mitigation | 0.95 | 45 | 0 | esc | 0.00097009 | 1.8737e-10 | 0.00097009 | 1.8737e-10
[79 empty] | WLDFR | HFTD - Distribution - Tier 3 - 3QU CoRE ¦ 1QU LoRE | Red Flag Warning - Large Fires | 2065 | 4.5699e-08 | 4.5699e-08 | 8.872 | 1.0079 | 4.9153 | 2.9488 | 0 | 0 | 4.7108e-05 | 4.0544e-07 | 0 | 4.0544e-07 | 4.0544e-07 | 0 | 4.0544e-07 | 0 | 2.7522e-06 | 6.033e-06 | 0 | 6.033e-06 | 0 | 0 | 3.8169e-07 | 0 | 3.8169e-07 | [12 empty] | 7.3.3.17.5 (Remote Grid) Updates to grid topology to minimize risk of ignition in HFTDs Remote GridWLDFREquipment / facility failureAggregated | WLDFR | HFTD - Distribution - Tier 2 - 2QU CoRE ¦ 5QU LoRE | Non-Red Flag Warning - Destructive Fires | Equipment / facility failure | Aggregated | 2065 | 1.9315e-07 | 1464.9153 | 0.00028294 | 2065 | Mitigation | 0.95 | 45 | 0 | esc | 0.00097009 | 1.8737e-10 | 0.00097009 | 1.8737e-10
[79 empty] | WLDFR | HFTD - Distribution - Tier 3 - 3QU CoRE ¦ 1QU LoRE | Red Flag Warning - Large Fires | 2066 | 4.5699e-08 | 4.5699e-08 | 8.872 | 1.0079 | 4.9153 | 2.9488 | 0 | 0 | 4.7108e-05 | 4.0544e-07 | 0 | 4.0544e-07 | 4.0544e-07 | 0 | 4.0544e-07 | 0 | 2.9235e-06 | 6.4083e-06 | 0 | 6.4083e-06 | 0 | 5.7514e-06 | 7.521e-06 | 0 | 7.521e-06 | [12 empty] | 7.3.3.17.5 (Remote Grid) Updates to grid topology to minimize risk of ignition in HFTDs Remote GridWLDFREquipment / facility failureAggregated | WLDFR | HFTD - Distribution - Tier 2 - 2QU CoRE ¦ 5QU LoRE | Non-Red Flag Warning - Destructive Fires | Equipment / facility failure | Aggregated | 2066 | 1.9315e-07 | 1464.9153 | 0.00028294 | 2066 | Mitigation | 0.95 | 45 | 0 | esc | 0.00097009 | 1.8737e-10 | 0.00097009 | 1.8737e-10
[79 empty] | WLDFR | HFTD - Distribution - Tier 3 - 3QU CoRE ¦ 1QU LoRE | Red Flag Warning - Large Fires | 2067 | 0 | 4.5699e-08 | 8.872 | 1.0079 | 4.9153 | 2.9488 | 0 | 0 | 4.7108e-05 | 0 | 0 | 0 | 4.0544e-07 | 0 | 4.0544e-07 | 0 | 2.9235e-06 | 6.4083e-06 | 0 | 6.4083e-06 | 0 | 5.7514e-06 | 7.521e-06 | 0 | 7.521e-06 | [12 empty] | 7.3.3.17.5 (Remote Grid) Updates to grid topology to minimize risk of ignition in HFTDs Remote GridWLDFREquipment / facility failureAggregated | WLDFR | HFTD - Distribution - Tier 2 - 2QU CoRE ¦ 5QU LoRE | Non-Red Flag Warning - Destructive Fires | Equipment / facility failure | Aggregated | 2067 | 1.9315e-07 | 1464.9153 | 0.00028294 | 2067 | Mitigation | 0.95 | 45 | 0 | esc | 0 | 0 | 0.00097009 | 1.8737e-10
[79 empty] | WLDFR | HFTD - Distribution - Tier 3 - 3QU CoRE ¦ 1QU LoRE | Red Flag Warning - Small Fires | 2022 | 1.1737e-06 | 0 | 0.077901 | 0.036425 | 0.0015809 | 0.039895 | 0 | 0 | 0.0012162 | 9.1433e-08 | 0 | 9.1433e-08 | 0 | 0 | 0 | 0 | 2.9235e-06 | 6.4083e-06 | 0 | 6.4083e-06 | 0 | 5.7514e-06 | 7.521e-06 | 0 | 7.521e-06 | [12 empty] | 7.3.3.17.5 (Remote Grid) Updates to grid topology to minimize risk of ignition in HFTDs Remote GridWLDFRVegetation ContactAggregated | WLDFR | HFTD - Distribution - Tier 2 - 2QU CoRE ¦ 5QU LoRE | Non-Red Flag Warning - Destructive Fires | Vegetation Contact | Aggregated | 2022 | 7.4024e-07 | 1464.9153 | 0.0010844 | 2022 | Mitigation | 0.95 | 45 | 0 | esc | 0.00097009 | 7.181e-10 | 0 | 0
[79 empty] | WLDFR | HFTD - Distribution - Tier 3 - 3QU CoRE ¦ 1QU LoRE | Red Flag Warning - Small Fires | 2023 | 1.1737e-06 | 1.1737e-06 | 0.080408 | 0.03759 | 0.0016314 | 0.041187 | 0 | 0 | 0.0012162 | 9.4376e-08 | 0 | 9.4376e-08 | 9.4376e-08 | 0 | 9.4376e-08 | 0 | 2.9235e-06 | 6.4083e-06 | 0 | 6.4083e-06 | 0 | 5.7514e-06 | 7.521e-06 | 0 | 7.521e-06 | [12 empty] | 7.3.3.17.5 (Remote Grid) Updates to grid topology to minimize risk of ignition in HFTDs Remote GridWLDFRVegetation ContactAggregated | WLDFR | HFTD - Distribution - Tier 2 - 2QU CoRE ¦ 5QU LoRE | Non-Red Flag Warning - Destructive Fires | Vegetation Contact | Aggregated | 2023 | 7.4024e-07 | 1464.9153 | 0.0010844 | 2023 | Mitigation | 0.95 | 45 | 0 | esc | 0.00097009 | 7.181e-10 | 0.00097009 | 7.181e-10
[79 empty] | WLDFR | HFTD - Distribution - Tier 3 - 3QU CoRE ¦ 1QU LoRE | Red Flag Warning - Small Fires | 2024 | 1.1737e-06 | 1.1737e-06 | 0.080408 | 0.03759 | 0.0016314 | 0.041187 | 0 | 0 | 0.0012162 | 9.4376e-08 | 0 | 9.4376e-08 | 9.4376e-08 | 0 | 9.4376e-08 | 0 | 2.9235e-06 | 6.4083e-06 | 0 | 6.4083e-06 | 0 | 6.0193e-06 | 7.8714e-06 | 0 | 7.8714e-06 | [12 empty] | 7.3.3.17.5 (Remote Grid) Updates to grid topology to minimize risk of ignition in HFTDs Remote GridWLDFRVegetation ContactAggregated | WLDFR | HFTD - Distribution - Tier 2 - 2QU CoRE ¦ 5QU LoRE | Non-Red Flag Warning - Destructive Fires | Vegetation Contact | Aggregated | 2024 | 7.4024e-07 | 1464.9153 | 0.0010844 | 2024 | Mitigation | 0.95 | 45 | 0 | esc | 0.00097009 | 7.181e-10 | 0.00097009 | 7.181e-10
[79 empty] | WLDFR | HFTD - Distribution - Tier 3 - 3QU CoRE ¦ 1QU LoRE | Red Flag Warning - Small Fires | 2025 | 1.1737e-06 | 1.1737e-06 | 0.080408 | 0.03759 | 0.0016314 | 0.041187 | 0 | 0 | 0.0012162 | 9.4376e-08 | 0 | 9.4376e-08 | 9.4376e-08 | 0 | 9.4376e-08 | 0 | 3.0985e-06 | 6.7921e-06 | 0 | 6.7921e-06 | 0 | 6.0193e-06 | 7.8714e-06 | 0 | 7.8714e-06 | [12 empty] | 7.3.3.17.5 (Remote Grid) Updates to grid topology to minimize risk of ignition in HFTDs Remote GridWLDFRVegetation ContactAggregated | WLDFR | HFTD - Distribution - Tier 2 - 2QU CoRE ¦ 5QU LoRE | Non-Red Flag Warning - Destructive Fires | Vegetation Contact | Aggregated | 2025 | 7.4024e-07 | 1464.9153 | 0.0010844 | 2025 | Mitigation | 0.95 | 45 | 0 | esc | 0.00097009 | 7.181e-10 | 0.00097009 | 7.181e-10
[79 empty] | WLDFR | HFTD - Distribution - Tier 3 - 3QU CoRE ¦ 1QU LoRE | Red Flag Warning - Small Fires | 2026 | 1.1737e-06 | 1.1737e-06 | 0.080408 | 0.03759 | 0.0016314 | 0.041187 | 0 | 0 | 0.0012162 | 9.4376e-08 | 0 | 9.4376e-08 | 9.4376e-08 | 0 | 9.4376e-08 | 0 | 3.0985e-06 | 6.7921e-06 | 0 | 6.7921e-06 | 0 | 6.0193e-06 | 7.8714e-06 | 0 | 7.8714e-06 | [12 empty] | 7.3.3.17.5 (Remote Grid) Updates to grid topology to minimize risk of ignition in HFTDs Remote GridWLDFRVegetation ContactAggregated | WLDFR | HFTD - Distribution - Tier 2 - 2QU CoRE ¦ 5QU LoRE | Non-Red Flag Warning - Destructive Fires | Vegetation Contact | Aggregated | 2026 | 7.4024e-07 | 1464.9153 | 0.0010844 | 2026 | Mitigation | 0.95 | 45 | 0 | esc | 0.00097009 | 7.181e-10 | 0.00097009 | 7.181e-10
[79 empty] | WLDFR | HFTD - Distribution - Tier 3 - 3QU CoRE ¦ 1QU LoRE | Red Flag Warning - Small Fires | 2027 | 1.1737e-06 | 1.1737e-06 | 0.080408 | 0.03759 | 0.0016314 | 0.041187 | 0 | 0 | 0.0012162 | 9.4376e-08 | 0 | 9.4376e-08 | 9.4376e-08 | 0 | 9.4376e-08 | 0 | 3.0985e-06 | 6.7921e-06 | 0 | 6.7921e-06 | 0 | 6.0193e-06 | 7.8714e-06 | 0 | 7.8714e-06 | [12 empty] | 7.3.3.17.5 (Remote Grid) Updates to grid topology to minimize risk of ignition in HFTDs Remote GridWLDFRVegetation ContactAggregated | WLDFR | HFTD - Distribution - Tier 2 - 2QU CoRE ¦ 5QU LoRE | Non-Red Flag Warning - Destructive Fires | Vegetation Contact | Aggregated | 2027 | 7.4024e-07 | 1464.9153 | 0.0010844 | 2027 | Mitigation | 0.95 | 45 | 0 | esc | 0.00097009 | 7.181e-10 | 0.00097009 | 7.181e-10
[79 empty] | WLDFR | HFTD - Distribution - Tier 3 - 3QU CoRE ¦ 1QU LoRE | Red Flag Warning - Small Fires | 2028 | 1.1737e-06 | 1.1737e-06 | 0.083606 | 0.039055 | 0.001695 | 0.042856 | 0 | 0 | 0.0012162 | 9.813e-08 | 0 | 9.813e-08 | 9.813e-08 | 0 | 9.813e-08 | 0 | 0 | 6.7921e-06 | 0 | 6.7921e-06 | 0 | 6.0193e-06 | 7.8714e-06 | 0 | 7.8714e-06 | [12 empty] | 7.3.3.17.5 (Remote Grid) Updates to grid topology to minimize risk of ignition in HFTDs Remote GridWLDFRVegetation ContactAggregated | WLDFR | HFTD - Distribution - Tier 2 - 2QU CoRE ¦ 5QU LoRE | Non-Red Flag Warning - Destructive Fires | Vegetation Contact | Aggregated | 2028 | 7.4024e-07 | 1464.9153 | 0.0010844 | 2028 | Mitigation | 0.95 | 45 | 0 | esc | 0.00097009 | 7.181e-10 | 0.00097009 | 7.181e-10
[79 empty] | WLDFR | HFTD - Distribution - Tier 3 - 3QU CoRE ¦ 1QU LoRE | Red Flag Warning - Small Fires | 2029 | 1.1737e-06 | 1.1737e-06 | 0.083606 | 0.039055 | 0.001695 | 0.042856 | 0 | 0 | 0.0012162 | 9.813e-08 | 0 | 9.813e-08 | 9.813e-08 | 0 | 9.813e-08 | 0 | 0 | 0 | 0 | 0 | 0 | 6.2892e-06 | 8.2244e-06 | 0 | 8.2244e-06 | [12 empty] | 7.3.3.17.5 (Remote Grid) Updates to grid topology to minimize risk of ignition in HFTDs Remote GridWLDFRVegetation ContactAggregated | WLDFR | HFTD - Distribution - Tier 2 - 2QU CoRE ¦ 5QU LoRE | Non-Red Flag Warning - Destructive Fires | Vegetation Contact | Aggregated | 2029 | 7.4024e-07 | 1464.9153 | 0.0010844 | 2029 | Mitigation | 0.95 | 45 | 0 | esc | 0.00097009 | 7.181e-10 | 0.00097009 | 7.181e-10
[79 empty] | WLDFR | HFTD - Distribution - Tier 3 - 3QU CoRE ¦ 1QU LoRE | Red Flag Warning - Small Fires | 2030 | 1.1737e-06 | 1.1737e-06 | 0.083606 | 0.039055 | 0.001695 | 0.042856 | 0 | 0 | 0.0012162 | 9.813e-08 | 0 | 9.813e-08 | 9.813e-08 | 0 | 9.813e-08 | 0 | 3.3362e-06 | 0 | 0 | 0 | 0 | 6.2892e-06 | 8.2244e-06 | 0 | 8.2244e-06 | [12 empty] | 7.3.3.17.5 (Remote Grid) Updates to grid topology to minimize risk of ignition in HFTDs Remote GridWLDFRVegetation ContactAggregated | WLDFR | HFTD - Distribution - Tier 2 - 2QU CoRE ¦ 5QU LoRE | Non-Red Flag Warning - Destructive Fires | Vegetation Contact | Aggregated | 2030 | 7.4024e-07 | 1464.9153 | 0.0010844 | 2030 | Mitigation | 0.95 | 45 | 0 | esc | 0.00097009 | 7.181e-10 | 0.00097009 | 7.181e-10
[79 empty] | WLDFR | HFTD - Distribution - Tier 3 - 3QU CoRE ¦ 1QU LoRE | Red Flag Warning - Small Fires | 2031 | 1.1737e-06 | 1.1737e-06 | 0.083606 | 0.039055 | 0.001695 | 0.042856 | 0 | 0 | 0.0012162 | 9.813e-08 | 0 | 9.813e-08 | 9.813e-08 | 0 | 9.813e-08 | 0 | 3.4436e-06 | 7.5485e-06 | 0 | 7.5485e-06 | 0 | 6.2892e-06 | 8.2244e-06 | 0 | 8.2244e-06 | [12 empty] | 7.3.3.17.5 (Remote Grid) Updates to grid topology to minimize risk of ignition in HFTDs Remote GridWLDFRVegetation ContactAggregated | WLDFR | HFTD - Distribution - Tier 2 - 2QU CoRE ¦ 5QU LoRE | Non-Red Flag Warning - Destructive Fires | Vegetation Contact | Aggregated | 2031 | 7.4024e-07 | 1464.9153 | 0.0010844 | 2031 | Mitigation | 0.95 | 45 | 0 | esc | 0.00097009 | 7.181e-10 | 0.00097009 | 7.181e-10
[79 empty] | WLDFR | HFTD - Distribution - Tier 3 - 3QU CoRE ¦ 1QU LoRE | Red Flag Warning - Small Fires | 2032 | 1.1737e-06 | 1.1737e-06 | 0.083606 | 0.039055 | 0.001695 | 0.042856 | 0 | 0 | 0.0012162 | 9.813e-08 | 0 | 9.813e-08 | 9.813e-08 | 0 | 9.813e-08 | 0 | 3.4436e-06 | 7.5485e-06 | 0 | 7.5485e-06 | 0 | 6.2892e-06 | 8.2244e-06 | 0 | 8.2244e-06 | [12 empty] | 7.3.3.17.5 (Remote Grid) Updates to grid topology to minimize risk of ignition in HFTDs Remote GridWLDFRVegetation ContactAggregated | WLDFR | HFTD - Distribution - Tier 2 - 2QU CoRE ¦ 5QU LoRE | Non-Red Flag Warning - Destructive Fires | Vegetation Contact | Aggregated | 2032 | 7.4024e-07 | 1464.9153 | 0.0010844 | 2032 | Mitigation | 0.95 | 45 | 0 | esc | 0.00097009 | 7.181e-10 | 0.00097009 | 7.181e-10
[79 empty] | WLDFR | HFTD - Distribution - Tier 3 - 3QU CoRE ¦ 1QU LoRE | Red Flag Warning - Small Fires | 2033 | 1.1737e-06 | 1.1737e-06 | 0.087211 | 0.040679 | 0.0017655 | 0.044766 | 0 | 0 | 0.0012162 | 1.0236e-07 | 0 | 1.0236e-07 | 1.0236e-07 | 0 | 1.0236e-07 | 0 | 3.4436e-06 | 7.5485e-06 | 0 | 7.5485e-06 | 0 | 6.2892e-06 | 8.2244e-06 | 0 | 8.2244e-06 | [12 empty] | 7.3.3.17.5 (Remote Grid) Updates to grid topology to minimize risk of ignition in HFTDs Remote GridWLDFRVegetation ContactAggregated | WLDFR | HFTD - Distribution - Tier 2 - 2QU CoRE ¦ 5QU LoRE | Non-Red Flag Warning - Destructive Fires | Vegetation Contact | Aggregated | 2033 | 7.4024e-07 | 1464.9153 | 0.0010844 | 2033 | Mitigation | 0.95 | 45 | 0 | esc | 0.00097009 | 7.181e-10 | 0.00097009 | 7.181e-10
[79 empty] | WLDFR | HFTD - Distribution - Tier 3 - 3QU CoRE ¦ 1QU LoRE | Red Flag Warning - Small Fires | 2034 | 1.1737e-06 | 1.1737e-06 | 0.087211 | 0.040679 | 0.0017655 | 0.044766 | 0 | 0 | 0.0012162 | 1.0236e-07 | 0 | 1.0236e-07 | 1.0236e-07 | 0 | 1.0236e-07 | 0 | 3.4436e-06 | 7.5485e-06 | 0 | 7.5485e-06 | 0 | 6.5579e-06 | 8.5757e-06 | 0 | 8.5757e-06 | [12 empty] | 7.3.3.17.5 (Remote Grid) Updates to grid topology to minimize risk of ignition in HFTDs Remote GridWLDFRVegetation ContactAggregated | WLDFR | HFTD - Distribution - Tier 2 - 2QU CoRE ¦ 5QU LoRE | Non-Red Flag Warning - Destructive Fires | Vegetation Contact | Aggregated | 2034 | 7.4024e-07 | 1464.9153 | 0.0010844 | 2034 | Mitigation | 0.95 | 45 | 0 | esc | 0.00097009 | 7.181e-10 | 0.00097009 | 7.181e-10
[79 empty] | WLDFR | HFTD - Distribution - Tier 3 - 3QU CoRE ¦ 1QU LoRE | Red Flag Warning - Small Fires | 2035 | 1.1737e-06 | 1.1737e-06 | 0.087211 | 0.040679 | 0.0017655 | 0.044766 | 0 | 0 | 0.0012162 | 1.0236e-07 | 0 | 1.0236e-07 | 1.0236e-07 | 0 | 1.0236e-07 | 0 | 3.4436e-06 | 7.5485e-06 | 0 | 7.5485e-06 | 0 | 6.5579e-06 | 8.5757e-06 | 0 | 8.5757e-06 | [12 empty] | 7.3.3.17.5 (Remote Grid) Updates to grid topology to minimize risk of ignition in HFTDs Remote GridWLDFRVegetation ContactAggregated | WLDFR | HFTD - Distribution - Tier 2 - 2QU CoRE ¦ 5QU LoRE | Non-Red Flag Warning - Destructive Fires | Vegetation Contact | Aggregated | 2035 | 7.4024e-07 | 1464.9153 | 0.0010844 | 2035 | Mitigation | 0.95 | 45 | 0 | esc | 0.00097009 | 7.181e-10 | 0.00097009 | 7.181e-10
[79 empty] | WLDFR | HFTD - Distribution - Tier 3 - 3QU CoRE ¦ 1QU LoRE | Red Flag Warning - Small Fires | 2036 | 1.1737e-06 | 1.1737e-06 | 0.087211 | 0.040679 | 0.0017655 | 0.044766 | 0 | 0 | 0.0012162 | 1.0236e-07 | 0 | 1.0236e-07 | 1.0236e-07 | 0 | 1.0236e-07 | 0 | 3.5806e-06 | 7.8488e-06 | 0 | 7.8488e-06 | 0 | 6.5579e-06 | 8.5757e-06 | 0 | 8.5757e-06 | [12 empty] | 7.3.3.17.5 (Remote Grid) Updates to grid topology to minimize risk of ignition in HFTDs Remote GridWLDFRVegetation ContactAggregated | WLDFR | HFTD - Distribution - Tier 2 - 2QU CoRE ¦ 5QU LoRE | Non-Red Flag Warning - Destructive Fires | Vegetation Contact | Aggregated | 2036 | 7.4024e-07 | 1464.9153 | 0.0010844 | 2036 | Mitigation | 0.95 | 45 | 0 | esc | 0.00097009 | 7.181e-10 | 0.00097009 | 7.181e-10
[79 empty] | WLDFR | HFTD - Distribution - Tier 3 - 3QU CoRE ¦ 1QU LoRE | Red Flag Warning - Small Fires | 2037 | 1.1737e-06 | 1.1737e-06 | 0.087211 | 0.040679 | 0.0017655 | 0.044766 | 0 | 0 | 0.0012162 | 1.0236e-07 | 0 | 1.0236e-07 | 1.0236e-07 | 0 | 1.0236e-07 | 0 | 3.5806e-06 | 7.8488e-06 | 0 | 7.8488e-06 | 0 | 6.5579e-06 | 8.5757e-06 | 0 | 8.5757e-06 | [12 empty] | 7.3.3.17.5 (Remote Grid) Updates to grid topology to minimize risk of ignition in HFTDs Remote GridWLDFRVegetation ContactAggregated | WLDFR | HFTD - Distribution - Tier 2 - 2QU CoRE ¦ 5QU LoRE | Non-Red Flag Warning - Destructive Fires | Vegetation Contact | Aggregated | 2037 | 7.4024e-07 | 1464.9153 | 0.0010844 | 2037 | Mitigation | 0.95 | 45 | 0 | esc | 0.00097009 | 7.181e-10 | 0.00097009 | 7.181e-10
[79 empty] | WLDFR | HFTD - Distribution - Tier 3 - 3QU CoRE ¦ 1QU LoRE | Red Flag Warning - Small Fires | 2038 | 1.1737e-06 | 1.1737e-06 | 0.091184 | 0.042438 | 0.0018418 | 0.046905 | 0 | 0 | 0.0012162 | 1.0702e-07 | 0 | 1.0702e-07 | 1.0702e-07 | 0 | 1.0702e-07 | 0 | 3.5806e-06 | 7.8488e-06 | 0 | 7.8488e-06 | 0 | 6.5579e-06 | 8.5757e-06 | 0 | 8.5757e-06 | [12 empty] | 7.3.3.17.5 (Remote Grid) Updates to grid topology to minimize risk of ignition in HFTDs Remote GridWLDFRVegetation ContactAggregated | WLDFR | HFTD - Distribution - Tier 2 - 2QU CoRE ¦ 5QU LoRE | Non-Red Flag Warning - Destructive Fires | Vegetation Contact | Aggregated | 2038 | 7.4024e-07 | 1464.9153 | 0.0010844 | 2038 | Mitigation | 0.95 | 45 | 0 | esc | 0.00097009 | 7.181e-10 | 0.00097009 | 7.181e-10
[79 empty] | WLDFR | HFTD - Distribution - Tier 3 - 3QU CoRE ¦ 1QU LoRE | Red Flag Warning - Small Fires | 2039 | 1.1737e-06 | 1.1737e-06 | 0.091184 | 0.042438 | 0.0018418 | 0.046905 | 0 | 0 | 0.0012162 | 1.0702e-07 | 0 | 1.0702e-07 | 1.0702e-07 | 0 | 1.0702e-07 | 0 | 3.5806e-06 | 7.8488e-06 | 0 | 7.8488e-06 | 0 | 6.8219e-06 | 8.921e-06 | 0 | 8.921e-06 | [12 empty] | 7.3.3.17.5 (Remote Grid) Updates to grid topology to minimize risk of ignition in HFTDs Remote GridWLDFRVegetation ContactAggregated | WLDFR | HFTD - Distribution - Tier 2 - 2QU CoRE ¦ 5QU LoRE | Non-Red Flag Warning - Destructive Fires | Vegetation Contact | Aggregated | 2039 | 7.4024e-07 | 1464.9153 | 0.0010844 | 2039 | Mitigation | 0.95 | 45 | 0 | esc | 0.00097009 | 7.181e-10 | 0.00097009 | 7.181e-10
[79 empty] | WLDFR | HFTD - Distribution - Tier 3 - 3QU CoRE ¦ 1QU LoRE | Red Flag Warning - Small Fires | 2040 | 1.1737e-06 | 1.1737e-06 | 0.091184 | 0.042438 | 0.0018418 | 0.046905 | 0 | 0 | 0.0012162 | 1.0702e-07 | 0 | 1.0702e-07 | 1.0702e-07 | 0 | 1.0702e-07 | 0 | 3.5806e-06 | 7.8488e-06 | 0 | 7.8488e-06 | 0 | 6.8219e-06 | 8.921e-06 | 0 | 8.921e-06 | [12 empty] | 7.3.3.17.5 (Remote Grid) Updates to grid topology to minimize risk of ignition in HFTDs Remote GridWLDFRVegetation ContactAggregated | WLDFR | HFTD - Distribution - Tier 2 - 2QU CoRE ¦ 5QU LoRE | Non-Red Flag Warning - Destructive Fires | Vegetation Contact | Aggregated | 2040 | 7.4024e-07 | 1464.9153 | 0.0010844 | 2040 | Mitigation | 0.95 | 45 | 0 | esc | 0.00097009 | 7.181e-10 | 0.00097009 | 7.181e-10
[79 empty] | WLDFR | HFTD - Distribution - Tier 3 - 3QU CoRE ¦ 1QU LoRE | Red Flag Warning - Small Fires | 2041 | 1.1737e-06 | 1.1737e-06 | 0.091184 | 0.042438 | 0.0018418 | 0.046905 | 0 | 0 | 0.0012162 | 1.0702e-07 | 0 | 1.0702e-07 | 1.0702e-07 | 0 | 1.0702e-07 | 0 | 3.735e-06 | 8.1872e-06 | 0 | 8.1872e-06 | 0 | 6.8219e-06 | 8.921e-06 | 0 | 8.921e-06 | [12 empty] | 7.3.3.17.5 (Remote Grid) Updates to grid topology to minimize risk of ignition in HFTDs Remote GridWLDFRVegetation ContactAggregated | WLDFR | HFTD - Distribution - Tier 2 - 2QU CoRE ¦ 5QU LoRE | Non-Red Flag Warning - Destructive Fires | Vegetation Contact | Aggregated | 2041 | 7.4024e-07 | 1464.9153 | 0.0010844 | 2041 | Mitigation | 0.95 | 45 | 0 | esc | 0.00097009 | 7.181e-10 | 0.00097009 | 7.181e-10
[79 empty] | WLDFR | HFTD - Distribution - Tier 3 - 3QU CoRE ¦ 1QU LoRE | Red Flag Warning - Small Fires | 2042 | 1.1737e-06 | 1.1737e-06 | 0.091184 | 0.042438 | 0.0018418 | 0.046905 | 0 | 0 | 0.0012162 | 1.0702e-07 | 0 | 1.0702e-07 | 1.0702e-07 | 0 | 1.0702e-07 | 0 | 3.735e-06 | 8.1872e-06 | 0 | 8.1872e-06 | 0 | 6.8219e-06 | 8.921e-06 | 0 | 8.921e-06 | [12 empty] | 7.3.3.17.5 (Remote Grid) Updates to grid topology to minimize risk of ignition in HFTDs Remote GridWLDFRVegetation ContactAggregated | WLDFR | HFTD - Distribution - Tier 2 - 2QU CoRE ¦ 5QU LoRE | Non-Red Flag Warning - Destructive Fires | Vegetation Contact | Aggregated | 2042 | 7.4024e-07 | 1464.9153 | 0.0010844 | 2042 | Mitigation | 0.95 | 45 | 0 | esc | 0.00097009 | 7.181e-10 | 0.00097009 | 7.181e-10
[79 empty] | WLDFR | HFTD - Distribution - Tier 3 - 3QU CoRE ¦ 1QU LoRE | Red Flag Warning - Small Fires | 2043 | 1.1737e-06 | 1.1737e-06 | 0.095486 | 0.044306 | 0.0019228 | 0.049257 | 0 | 0 | 0.0012162 | 1.1207e-07 | 0 | 1.1207e-07 | 1.1207e-07 | 0 | 1.1207e-07 | 0 | 3.735e-06 | 8.1872e-06 | 0 | 8.1872e-06 | 0 | 0 | 8.921e-06 | 0 | 8.921e-06 | [12 empty] | 7.3.3.17.5 (Remote Grid) Updates to grid topology to minimize risk of ignition in HFTDs Remote GridWLDFRVegetation ContactAggregated | WLDFR | HFTD - Distribution - Tier 2 - 2QU CoRE ¦ 5QU LoRE | Non-Red Flag Warning - Destructive Fires | Vegetation Contact | Aggregated | 2043 | 7.4024e-07 | 1464.9153 | 0.0010844 | 2043 | Mitigation | 0.95 | 45 | 0 | esc | 0.00097009 | 7.181e-10 | 0.00097009 | 7.181e-10
[79 empty] | WLDFR | HFTD - Distribution - Tier 3 - 3QU CoRE ¦ 1QU LoRE | Red Flag Warning - Small Fires | 2044 | 1.1737e-06 | 1.1737e-06 | 0.095486 | 0.044306 | 0.0019228 | 0.049257 | 0 | 0 | 0.0012162 | 1.1207e-07 | 0 | 1.1207e-07 | 1.1207e-07 | 0 | 1.1207e-07 | 0 | 3.735e-06 | 8.1872e-06 | 0 | 8.1872e-06 | 0 | 0 | 0 | 0 | 0 | [12 empty] | 7.3.3.17.5 (Remote Grid) Updates to grid topology to minimize risk of ignition in HFTDs Remote GridWLDFRVegetation ContactAggregated | WLDFR | HFTD - Distribution - Tier 2 - 2QU CoRE ¦ 5QU LoRE | Non-Red Flag Warning - Destructive Fires | Vegetation Contact | Aggregated | 2044 | 7.4024e-07 | 1464.9153 | 0.0010844 | 2044 | Mitigation | 0.95 | 45 | 0 | esc | 0.00097009 | 7.181e-10 | 0.00097009 | 7.181e-10
[79 empty] | WLDFR | HFTD - Distribution - Tier 3 - 3QU CoRE ¦ 1QU LoRE | Red Flag Warning - Small Fires | 2045 | 1.1737e-06 | 1.1737e-06 | 0.095486 | 0.044306 | 0.0019228 | 0.049257 | 0 | 0 | 0.0012162 | 1.1207e-07 | 0 | 1.1207e-07 | 1.1207e-07 | 0 | 1.1207e-07 | 0 | 3.735e-06 | 8.1872e-06 | 0 | 8.1872e-06 | 0 | 0 | 0 | 0 | 0 | [12 empty] | 7.3.3.17.5 (Remote Grid) Updates to grid topology to minimize risk of ignition in HFTDs Remote GridWLDFRVegetation ContactAggregated | WLDFR | HFTD - Distribution - Tier 2 - 2QU CoRE ¦ 5QU LoRE | Non-Red Flag Warning - Destructive Fires | Vegetation Contact | Aggregated | 2045 | 7.4024e-07 | 1464.9153 | 0.0010844 | 2045 | Mitigation | 0.95 | 45 | 0 | esc | 0.00097009 | 7.181e-10 | 0.00097009 | 7.181e-10
[79 empty] | WLDFR | HFTD - Distribution - Tier 3 - 3QU CoRE ¦ 1QU LoRE | Red Flag Warning - Small Fires | 2046 | 1.1737e-06 | 1.1737e-06 | 0.095486 | 0.044306 | 0.0019228 | 0.049257 | 0 | 0 | 0.0012162 | 1.1207e-07 | 0 | 1.1207e-07 | 1.1207e-07 | 0 | 1.1207e-07 | 0 | 3.9051e-06 | 8.5601e-06 | 0 | 8.5601e-06 | 0 | 4.4131e-06 | 0 | 0 | 0 | [12 empty] | 7.3.3.17.5 (Remote Grid) Updates to grid topology to minimize risk of ignition in HFTDs Remote GridWLDFRVegetation ContactAggregated | WLDFR | HFTD - Distribution - Tier 2 - 2QU CoRE ¦ 5QU LoRE | Non-Red Flag Warning - Destructive Fires | Vegetation Contact | Aggregated | 2046 | 7.4024e-07 | 1464.9153 | 0.0010844 | 2046 | Mitigation | 0.95 | 45 | 0 | esc | 0.00097009 | 7.181e-10 | 0.00097009 | 7.181e-10
[79 empty] | WLDFR | HFTD - Distribution - Tier 3 - 3QU CoRE ¦ 1QU LoRE | Red Flag Warning - Small Fires | 2047 | 1.1737e-06 | 1.1737e-06 | 0.095486 | 0.044306 | 0.0019228 | 0.049257 | 0 | 0 | 0.0012162 | 1.1207e-07 | 0 | 1.1207e-07 | 1.1207e-07 | 0 | 1.1207e-07 | 0 | 3.9051e-06 | 8.5601e-06 | 0 | 8.5601e-06 | 0 | 4.5748e-06 | 5.9825e-06 | 0 | 5.9825e-06 | [12 empty] | 7.3.3.17.5 (Remote Grid) Updates to grid topology to minimize risk of ignition in HFTDs Remote GridWLDFRVegetation ContactAggregated | WLDFR | HFTD - Distribution - Tier 2 - 2QU CoRE ¦ 5QU LoRE | Non-Red Flag Warning - Destructive Fires | Vegetation Contact | Aggregated | 2047 | 7.4024e-07 | 1464.9153 | 0.0010844 | 2047 | Mitigation | 0.95 | 45 | 0 | esc | 0.00097009 | 7.181e-10 | 0.00097009 | 7.181e-10
[79 empty] | WLDFR | HFTD - Distribution - Tier 3 - 3QU CoRE ¦ 1QU LoRE | Red Flag Warning - Small Fires | 2048 | 1.1737e-06 | 1.1737e-06 | 0.10007 | 0.04626 | 0.0020076 | 0.051804 | 0 | 0 | 0.0012162 | 1.1746e-07 | 0 | 1.1746e-07 | 1.1746e-07 | 0 | 1.1746e-07 | 0 | 3.9051e-06 | 8.5601e-06 | 0 | 8.5601e-06 | 0 | 4.5748e-06 | 5.9825e-06 | 0 | 5.9825e-06 | [12 empty] | 7.3.3.17.5 (Remote Grid) Updates to grid topology to minimize risk of ignition in HFTDs Remote GridWLDFRVegetation ContactAggregated | WLDFR | HFTD - Distribution - Tier 2 - 2QU CoRE ¦ 5QU LoRE | Non-Red Flag Warning - Destructive Fires | Vegetation Contact | Aggregated | 2048 | 7.4024e-07 | 1464.9153 | 0.0010844 | 2048 | Mitigation | 0.95 | 45 | 0 | esc | 0.00097009 | 7.181e-10 | 0.00097009 | 7.181e-10
[79 empty] | WLDFR | HFTD - Distribution - Tier 3 - 3QU CoRE ¦ 1QU LoRE | Red Flag Warning - Small Fires | 2049 | 1.1737e-06 | 1.1737e-06 | 0.10007 | 0.04626 | 0.0020076 | 0.051804 | 0 | 0 | 0.0012162 | 1.1746e-07 | 0 | 1.1746e-07 | 1.1746e-07 | 0 | 1.1746e-07 | 0 | 3.9051e-06 | 8.5601e-06 | 0 | 8.5601e-06 | 0 | 4.5748e-06 | 5.9825e-06 | 0 | 5.9825e-06 | [12 empty] | 7.3.3.17.5 (Remote Grid) Updates to grid topology to minimize risk of ignition in HFTDs Remote GridWLDFRVegetation ContactAggregated | WLDFR | HFTD - Distribution - Tier 2 - 2QU CoRE ¦ 5QU LoRE | Non-Red Flag Warning - Destructive Fires | Vegetation Contact | Aggregated | 2049 | 7.4024e-07 | 1464.9153 | 0.0010844 | 2049 | Mitigation | 0.95 | 45 | 0 | esc | 0.00097009 | 7.181e-10 | 0.00097009 | 7.181e-10
[79 empty] | WLDFR | HFTD - Distribution - Tier 3 - 3QU CoRE ¦ 1QU LoRE | Red Flag Warning - Small Fires | 2050 | 1.1737e-06 | 1.1737e-06 | 0.10007 | 0.04626 | 0.0020076 | 0.051804 | 0 | 0 | 0.0012162 | 1.1746e-07 | 0 | 1.1746e-07 | 1.1746e-07 | 0 | 1.1746e-07 | 0 | 3.9051e-06 | 8.5601e-06 | 0 | 8.5601e-06 | 0 | 4.5748e-06 | 5.9825e-06 | 0 | 5.9825e-06 | [12 empty] | 7.3.3.17.5 (Remote Grid) Updates to grid topology to minimize risk of ignition in HFTDs Remote GridWLDFRVegetation ContactAggregated | WLDFR | HFTD - Distribution - Tier 2 - 2QU CoRE ¦ 5QU LoRE | Non-Red Flag Warning - Destructive Fires | Vegetation Contact | Aggregated | 2050 | 7.4024e-07 | 1464.9153 | 0.0010844 | 2050 | Mitigation | 0.95 | 45 | 0 | esc | 0.00097009 | 7.181e-10 | 0.00097009 | 7.181e-10
[79 empty] | WLDFR | HFTD - Distribution - Tier 3 - 3QU CoRE ¦ 1QU LoRE | Red Flag Warning - Small Fires | 2051 | 1.1737e-06 | 1.1737e-06 | 0.10007 | 0.04626 | 0.0020076 | 0.051804 | 0 | 0 | 0.0012162 | 1.1746e-07 | 0 | 1.1746e-07 | 1.1746e-07 | 0 | 1.1746e-07 | 0 | 4.0894e-06 | 8.964e-06 | 0 | 8.964e-06 | 0 | 4.5748e-06 | 5.9825e-06 | 0 | 5.9825e-06 | [12 empty] | 7.3.3.17.5 (Remote Grid) Updates to grid topology to minimize risk of ignition in HFTDs Remote GridWLDFRVegetation ContactAggregated | WLDFR | HFTD - Distribution - Tier 2 - 2QU CoRE ¦ 5QU LoRE | Non-Red Flag Warning - Destructive Fires | Vegetation Contact | Aggregated | 2051 | 7.4024e-07 | 1464.9153 | 0.0010844 | 2051 | Mitigation | 0.95 | 45 | 0 | esc | 0.00097009 | 7.181e-10 | 0.00097009 | 7.181e-10
[79 empty] | WLDFR | HFTD - Distribution - Tier 3 - 3QU CoRE ¦ 1QU LoRE | Red Flag Warning - Small Fires | 2052 | 1.1737e-06 | 1.1737e-06 | 0.10007 | 0.04626 | 0.0020076 | 0.051804 | 0 | 0 | 0.0012162 | 1.1746e-07 | 0 | 1.1746e-07 | 1.1746e-07 | 0 | 1.1746e-07 | 0 | 4.0894e-06 | 8.964e-06 | 0 | 8.964e-06 | 0 | 4.7787e-06 | 6.249e-06 | 0 | 6.249e-06 | [12 empty] | 7.3.3.17.5 (Remote Grid) Updates to grid topology to minimize risk of ignition in HFTDs Remote GridWLDFRVegetation ContactAggregated | WLDFR | HFTD - Distribution - Tier 2 - 2QU CoRE ¦ 5QU LoRE | Non-Red Flag Warning - Destructive Fires | Vegetation Contact | Aggregated | 2052 | 7.4024e-07 | 1464.9153 | 0.0010844 | 2052 | Mitigation | 0.95 | 45 | 0 | esc | 0.00097009 | 7.181e-10 | 0.00097009 | 7.181e-10
[79 empty] | WLDFR | HFTD - Distribution - Tier 3 - 3QU CoRE ¦ 1QU LoRE | Red Flag Warning - Small Fires | 2053 | 1.1737e-06 | 1.1737e-06 | 0.10489 | 0.048274 | 0.002095 | 0.054525 | 0 | 0 | 0.0012162 | 1.2312e-07 | 0 | 1.2312e-07 | 1.2312e-07 | 0 | 1.2312e-07 | 0 | 4.0894e-06 | 8.964e-06 | 0 | 8.964e-06 | 0 | 4.7787e-06 | 6.249e-06 | 0 | 6.249e-06 | [12 empty] | 7.3.3.17.5 (Remote Grid) Updates to grid topology to minimize risk of ignition in HFTDs Remote GridWLDFRVegetation ContactAggregated | WLDFR | HFTD - Distribution - Tier 2 - 2QU CoRE ¦ 5QU LoRE | Non-Red Flag Warning - Destructive Fires | Vegetation Contact | Aggregated | 2053 | 7.4024e-07 | 1464.9153 | 0.0010844 | 2053 | Mitigation | 0.95 | 45 | 0 | esc | 0.00097009 | 7.181e-10 | 0.00097009 | 7.181e-10
[79 empty] | WLDFR | HFTD - Distribution - Tier 3 - 3QU CoRE ¦ 1QU LoRE | Red Flag Warning - Small Fires | 2054 | 1.1737e-06 | 1.1737e-06 | 0.10489 | 0.048274 | 0.002095 | 0.054525 | 0 | 0 | 0.0012162 | 1.2312e-07 | 0 | 1.2312e-07 | 1.2312e-07 | 0 | 1.2312e-07 | 0 | 4.0894e-06 | 8.964e-06 | 0 | 8.964e-06 | 0 | 4.7787e-06 | 6.249e-06 | 0 | 6.249e-06 | [12 empty] | 7.3.3.17.5 (Remote Grid) Updates to grid topology to minimize risk of ignition in HFTDs Remote GridWLDFRVegetation ContactAggregated | WLDFR | HFTD - Distribution - Tier 2 - 2QU CoRE ¦ 5QU LoRE | Non-Red Flag Warning - Destructive Fires | Vegetation Contact | Aggregated | 2054 | 7.4024e-07 | 1464.9153 | 0.0010844 | 2054 | Mitigation | 0.95 | 45 | 0 | esc | 0.00097009 | 7.181e-10 | 0.00097009 | 7.181e-10
[79 empty] | WLDFR | HFTD - Distribution - Tier 3 - 3QU CoRE ¦ 1QU LoRE | Red Flag Warning - Small Fires | 2055 | 1.1737e-06 | 1.1737e-06 | 0.10489 | 0.048274 | 0.002095 | 0.054525 | 0 | 0 | 0.0012162 | 1.2312e-07 | 0 | 1.2312e-07 | 1.2312e-07 | 0 | 1.2312e-07 | 0 | 4.0894e-06 | 8.964e-06 | 0 | 8.964e-06 | 0 | 4.7787e-06 | 6.249e-06 | 0 | 6.249e-06 | [12 empty] | 7.3.3.17.5 (Remote Grid) Updates to grid topology to minimize risk of ignition in HFTDs Remote GridWLDFRVegetation ContactAggregated | WLDFR | HFTD - Distribution - Tier 2 - 2QU CoRE ¦ 5QU LoRE | Non-Red Flag Warning - Destructive Fires | Vegetation Contact | Aggregated | 2055 | 7.4024e-07 | 1464.9153 | 0.0010844 | 2055 | Mitigation | 0.95 | 45 | 0 | esc | 0.00097009 | 7.181e-10 | 0.00097009 | 7.181e-10
[79 empty] | WLDFR | HFTD - Distribution - Tier 3 - 3QU CoRE ¦ 1QU LoRE | Red Flag Warning - Small Fires | 2056 | 1.1737e-06 | 1.1737e-06 | 0.10489 | 0.048274 | 0.002095 | 0.054525 | 0 | 0 | 0.0012162 | 1.2312e-07 | 0 | 1.2312e-07 | 1.2312e-07 | 0 | 1.2312e-07 | 0 | 4.2858e-06 | 9.3945e-06 | 0 | 9.3945e-06 | 0 | 4.7787e-06 | 6.249e-06 | 0 | 6.249e-06 | [12 empty] | 7.3.3.17.5 (Remote Grid) Updates to grid topology to minimize risk of ignition in HFTDs Remote GridWLDFRVegetation ContactAggregated | WLDFR | HFTD - Distribution - Tier 2 - 2QU CoRE ¦ 5QU LoRE | Non-Red Flag Warning - Destructive Fires | Vegetation Contact | Aggregated | 2056 | 7.4024e-07 | 1464.9153 | 0.0010844 | 2056 | Mitigation | 0.95 | 45 | 0 | esc | 0.00097009 | 7.181e-10 | 0.00097009 | 7.181e-10
[79 empty] | WLDFR | HFTD - Distribution - Tier 3 - 3QU CoRE ¦ 1QU LoRE | Red Flag Warning - Small Fires | 2057 | 1.1737e-06 | 1.1737e-06 | 0.10489 | 0.048274 | 0.002095 | 0.054525 | 0 | 0 | 0.0012162 | 1.2312e-07 | 0 | 1.2312e-07 | 1.2312e-07 | 0 | 1.2312e-07 | 0 | 4.2858e-06 | 9.3945e-06 | 0 | 9.3945e-06 | 0 | 5.0052e-06 | 6.5452e-06 | 0 | 6.5452e-06 | [12 empty] | 7.3.3.17.5 (Remote Grid) Updates to grid topology to minimize risk of ignition in HFTDs Remote GridWLDFRVegetation ContactAggregated | WLDFR | HFTD - Distribution - Tier 2 - 2QU CoRE ¦ 5QU LoRE | Non-Red Flag Warning - Destructive Fires | Vegetation Contact | Aggregated | 2057 | 7.4024e-07 | 1464.9153 | 0.0010844 | 2057 | Mitigation | 0.95 | 45 | 0 | esc | 0.00097009 | 7.181e-10 | 0.00097009 | 7.181e-10
[79 empty] | WLDFR | HFTD - Distribution - Tier 3 - 3QU CoRE ¦ 1QU LoRE | Red Flag Warning - Small Fires | 2058 | 1.1737e-06 | 1.1737e-06 | 0.1099 | 0.050325 | 0.0021839 | 0.057393 | 0 | 0 | 0.0012162 | 1.2899e-07 | 0 | 1.2899e-07 | 1.2899e-07 | 0 | 1.2899e-07 | 0 | 4.2858e-06 | 9.3945e-06 | 0 | 9.3945e-06 | 0 | 5.0052e-06 | 6.5452e-06 | 0 | 6.5452e-06 | [12 empty] | 7.3.3.17.5 (Remote Grid) Updates to grid topology to minimize risk of ignition in HFTDs Remote GridWLDFRVegetation ContactAggregated | WLDFR | HFTD - Distribution - Tier 2 - 2QU CoRE ¦ 5QU LoRE | Non-Red Flag Warning - Destructive Fires | Vegetation Contact | Aggregated | 2058 | 7.4024e-07 | 1464.9153 | 0.0010844 | 2058 | Mitigation | 0.95 | 45 | 0 | esc | 0.00097009 | 7.181e-10 | 0.00097009 | 7.181e-10
[79 empty] | WLDFR | HFTD - Distribution - Tier 3 - 3QU CoRE ¦ 1QU LoRE | Red Flag Warning - Small Fires | 2059 | 1.1737e-06 | 1.1737e-06 | 0.1099 | 0.050325 | 0.0021839 | 0.057393 | 0 | 0 | 0.0012162 | 1.2899e-07 | 0 | 1.2899e-07 | 1.2899e-07 | 0 | 1.2899e-07 | 0 | 4.2858e-06 | 9.3945e-06 | 0 | 9.3945e-06 | 0 | 5.0052e-06 | 6.5452e-06 | 0 | 6.5452e-06 | [12 empty] | 7.3.3.17.5 (Remote Grid) Updates to grid topology to minimize risk of ignition in HFTDs Remote GridWLDFRVegetation ContactAggregated | WLDFR | HFTD - Distribution - Tier 2 - 2QU CoRE ¦ 5QU LoRE | Non-Red Flag Warning - Destructive Fires | Vegetation Contact | Aggregated | 2059 | 7.4024e-07 | 1464.9153 | 0.0010844 | 2059 | Mitigation | 0.95 | 45 | 0 | esc | 0.00097009 | 7.181e-10 | 0.00097009 | 7.181e-10
[79 empty] | WLDFR | HFTD - Distribution - Tier 3 - 3QU CoRE ¦ 1QU LoRE | Red Flag Warning - Small Fires | 2060 | 1.1737e-06 | 1.1737e-06 | 0.1099 | 0.050325 | 0.0021839 | 0.057393 | 0 | 0 | 0.0012162 | 1.2899e-07 | 0 | 1.2899e-07 | 1.2899e-07 | 0 | 1.2899e-07 | 0 | 4.2858e-06 | 9.3945e-06 | 0 | 9.3945e-06 | 0 | 5.0052e-06 | 6.5452e-06 | 0 | 6.5452e-06 | [12 empty] | 7.3.3.17.5 (Remote Grid) Updates to grid topology to minimize risk of ignition in HFTDs Remote GridWLDFRVegetation ContactAggregated | WLDFR | HFTD - Distribution - Tier 2 - 2QU CoRE ¦ 5QU LoRE | Non-Red Flag Warning - Destructive Fires | Vegetation Contact | Aggregated | 2060 | 7.4024e-07 | 1464.9153 | 0.0010844 | 2060 | Mitigation | 0.95 | 45 | 0 | esc | 0.00097009 | 7.181e-10 | 0.00097009 | 7.181e-10
[79 empty] | WLDFR | HFTD - Distribution - Tier 3 - 3QU CoRE ¦ 1QU LoRE | Red Flag Warning - Small Fires | 2061 | 1.1737e-06 | 1.1737e-06 | 0.1099 | 0.050325 | 0.0021839 | 0.057393 | 0 | 0 | 0.0012162 | 1.2899e-07 | 0 | 1.2899e-07 | 1.2899e-07 | 0 | 1.2899e-07 | 0 | 4.4923e-06 | 9.8472e-06 | 0 | 9.8472e-06 | 0 | 5.0052e-06 | 6.5452e-06 | 0 | 6.5452e-06 | [12 empty] | 7.3.3.17.5 (Remote Grid) Updates to grid topology to minimize risk of ignition in HFTDs Remote GridWLDFRVegetation ContactAggregated | WLDFR | HFTD - Distribution - Tier 2 - 2QU CoRE ¦ 5QU LoRE | Non-Red Flag Warning - Destructive Fires | Vegetation Contact | Aggregated | 2061 | 7.4024e-07 | 1464.9153 | 0.0010844 | 2061 | Mitigation | 0.95 | 45 | 0 | esc | 0.00097009 | 7.181e-10 | 0.00097009 | 7.181e-10
[79 empty] | WLDFR | HFTD - Distribution - Tier 3 - 3QU CoRE ¦ 1QU LoRE | Red Flag Warning - Small Fires | 2062 | 1.1737e-06 | 1.1737e-06 | 0.1099 | 0.050325 | 0.0021839 | 0.057393 | 0 | 0 | 0.0012162 | 1.2899e-07 | 0 | 1.2899e-07 | 1.2899e-07 | 0 | 1.2899e-07 | 0 | 4.4923e-06 | 9.8472e-06 | 0 | 9.8472e-06 | 0 | 5.2511e-06 | 6.8668e-06 | 0 | 6.8668e-06 | [12 empty] | 7.3.3.17.5 (Remote Grid) Updates to grid topology to minimize risk of ignition in HFTDs Remote GridWLDFRVegetation ContactAggregated | WLDFR | HFTD - Distribution - Tier 2 - 2QU CoRE ¦ 5QU LoRE | Non-Red Flag Warning - Destructive Fires | Vegetation Contact | Aggregated | 2062 | 7.4024e-07 | 1464.9153 | 0.0010844 | 2062 | Mitigation | 0.95 | 45 | 0 | esc | 0.00097009 | 7.181e-10 | 0.00097009 | 7.181e-10
[79 empty] | WLDFR | HFTD - Distribution - Tier 3 - 3QU CoRE ¦ 1QU LoRE | Red Flag Warning - Small Fires | 2063 | 1.1737e-06 | 1.1737e-06 | 0.11504 | 0.052388 | 0.0022734 | 0.060377 | 0 | 0 | 0.0012162 | 1.3502e-07 | 0 | 1.3502e-07 | 1.3502e-07 | 0 | 1.3502e-07 | 0 | 4.4923e-06 | 9.8472e-06 | 0 | 9.8472e-06 | 0 | 5.2511e-06 | 6.8668e-06 | 0 | 6.8668e-06 | [12 empty] | 7.3.3.17.5 (Remote Grid) Updates to grid topology to minimize risk of ignition in HFTDs Remote GridWLDFRVegetation ContactAggregated | WLDFR | HFTD - Distribution - Tier 2 - 2QU CoRE ¦ 5QU LoRE | Non-Red Flag Warning - Destructive Fires | Vegetation Contact | Aggregated | 2063 | 7.4024e-07 | 1464.9153 | 0.0010844 | 2063 | Mitigation | 0.95 | 45 | 0 | esc | 0.00097009 | 7.181e-10 | 0.00097009 | 7.181e-10
[79 empty] | WLDFR | HFTD - Distribution - Tier 3 - 3QU CoRE ¦ 1QU LoRE | Red Flag Warning - Small Fires | 2064 | 1.1737e-06 | 1.1737e-06 | 0.11504 | 0.052388 | 0.0022734 | 0.060377 | 0 | 0 | 0.0012162 | 1.3502e-07 | 0 | 1.3502e-07 | 1.3502e-07 | 0 | 1.3502e-07 | 0 | 4.4923e-06 | 9.8472e-06 | 0 | 9.8472e-06 | 0 | 5.2511e-06 | 6.8668e-06 | 0 | 6.8668e-06 | [12 empty] | 7.3.3.17.5 (Remote Grid) Updates to grid topology to minimize risk of ignition in HFTDs Remote GridWLDFRVegetation ContactAggregated | WLDFR | HFTD - Distribution - Tier 2 - 2QU CoRE ¦ 5QU LoRE | Non-Red Flag Warning - Destructive Fires | Vegetation Contact | Aggregated | 2064 | 7.4024e-07 | 1464.9153 | 0.0010844 | 2064 | Mitigation | 0.95 | 45 | 0 | esc | 0.00097009 | 7.181e-10 | 0.00097009 | 7.181e-10
[79 empty] | WLDFR | HFTD - Distribution - Tier 3 - 3QU CoRE ¦ 1QU LoRE | Red Flag Warning - Small Fires | 2065 | 1.1737e-06 | 1.1737e-06 | 0.11504 | 0.052388 | 0.0022734 | 0.060377 | 0 | 0 | 0.0012162 | 1.3502e-07 | 0 | 1.3502e-07 | 1.3502e-07 | 0 | 1.3502e-07 | 0 | 4.4923e-06 | 9.8472e-06 | 0 | 9.8472e-06 | 0 | 5.2511e-06 | 6.8668e-06 | 0 | 6.8668e-06 | [12 empty] | 7.3.3.17.5 (Remote Grid) Updates to grid topology to minimize risk of ignition in HFTDs Remote GridWLDFRVegetation ContactAggregated | WLDFR | HFTD - Distribution - Tier 2 - 2QU CoRE ¦ 5QU LoRE | Non-Red Flag Warning - Destructive Fires | Vegetation Contact | Aggregated | 2065 | 7.4024e-07 | 1464.9153 | 0.0010844 | 2065 | Mitigation | 0.95 | 45 | 0 | esc | 0.00097009 | 7.181e-10 | 0.00097009 | 7.181e-10
[79 empty] | WLDFR | HFTD - Distribution - Tier 3 - 3QU CoRE ¦ 1QU LoRE | Red Flag Warning - Small Fires | 2066 | 1.1737e-06 | 1.1737e-06 | 0.11504 | 0.052388 | 0.0022734 | 0.060377 | 0 | 0 | 0.0012162 | 1.3502e-07 | 0 | 1.3502e-07 | 1.3502e-07 | 0 | 1.3502e-07 | 0 | 4.7068e-06 | 1.0317e-05 | 0 | 1.0317e-05 | 0 | 5.2511e-06 | 6.8668e-06 | 0 | 6.8668e-06 | [12 empty] | 7.3.3.17.5 (Remote Grid) Updates to grid topology to minimize risk of ignition in HFTDs Remote GridWLDFRVegetation ContactAggregated | WLDFR | HFTD - Distribution - Tier 2 - 2QU CoRE ¦ 5QU LoRE | Non-Red Flag Warning - Destructive Fires | Vegetation Contact | Aggregated | 2066 | 7.4024e-07 | 1464.9153 | 0.0010844 | 2066 | Mitigation | 0.95 | 45 | 0 | esc | 0.00097009 | 7.181e-10 | 0.00097009 | 7.181e-10
[79 empty] | WLDFR | HFTD - Distribution - Tier 3 - 3QU CoRE ¦ 1QU LoRE | Red Flag Warning - Small Fires | 2067 | 0 | 1.1737e-06 | 0.11504 | 0.052388 | 0.0022734 | 0.060377 | 0 | 0 | 0.0012162 | 0 | 0 | 0 | 1.3502e-07 | 0 | 1.3502e-07 | 0 | 4.7068e-06 | 1.0317e-05 | 0 | 1.0317e-05 | 0 | 5.513e-06 | 7.2094e-06 | 0 | 7.2094e-06 | [12 empty] | 7.3.3.17.5 (Remote Grid) Updates to grid topology to minimize risk of ignition in HFTDs Remote GridWLDFRVegetation ContactAggregated | WLDFR | HFTD - Distribution - Tier 2 - 2QU CoRE ¦ 5QU LoRE | Non-Red Flag Warning - Destructive Fires | Vegetation Contact | Aggregated | 2067 | 7.4024e-07 | 1464.9153 | 0.0010844 | 2067 | Mitigation | 0.95 | 45 | 0 | esc | 0 | 0 | 0.00097009 | 7.181e-10
[79 empty] | WLDFR | HFTD - Distribution - Tier 3 - 3QU CoRE ¦ 2QU LoRE | Non-Red Flag Warning - Catastrophic Fires | 2022 | 1.046e-09 | 0 | 14146.1306 | 222.2294 | 8585.7228 | 5338.1784 | 0 | 0 | 1.2967e-06 | 1.4797e-05 | 0 | 1.4797e-05 | 0 | 0 | 0 | 0 | 4.7068e-06 | 1.0317e-05 | 0 | 1.0317e-05 | 0 | 5.513e-06 | 7.2094e-06 | 0 | 7.2094e-06 | [12 empty] | 7.3.3.17.5 (Remote Grid) Updates to grid topology to minimize risk of ignition in HFTDs Remote GridWLDFRWire-to-wire contactAggregated | WLDFR | HFTD - Distribution - Tier 2 - 2QU CoRE ¦ 5QU LoRE | Non-Red Flag Warning - Destructive Fires | Wire-to-wire contact | Aggregated | 2022 | 2.8528e-07 | 1464.9153 | 0.00041791 | 2022 | Mitigation | 0.95 | 45 | 0 | esc | 0.00097009 | 2.7675e-10 | 0 | 0
[79 empty] | WLDFR | HFTD - Distribution - Tier 3 - 3QU CoRE ¦ 2QU LoRE | Non-Red Flag Warning - Catastrophic Fires | 2023 | 1.046e-09 | 1.046e-09 | 14664.6376 | 233.2301 | 8896.516 | 5534.8915 | 0 | 0 | 1.2967e-06 | 1.534e-05 | 0 | 1.534e-05 | 1.534e-05 | 0 | 1.534e-05 | 0 | 4.7068e-06 | 1.0317e-05 | 0 | 1.0317e-05 | 0 | 5.513e-06 | 7.2094e-06 | 0 | 7.2094e-06 | [12 empty] | 7.3.3.17.5 (Remote Grid) Updates to grid topology to minimize risk of ignition in HFTDs Remote GridWLDFRWire-to-wire contactAggregated | WLDFR | HFTD - Distribution - Tier 2 - 2QU CoRE ¦ 5QU LoRE | Non-Red Flag Warning - Destructive Fires | Wire-to-wire contact | Aggregated | 2023 | 2.8528e-07 | 1464.9153 | 0.00041791 | 2023 | Mitigation | 0.95 | 45 | 0 | esc | 0.00097009 | 2.7675e-10 | 0.00097009 | 2.7675e-10
[79 empty] | WLDFR | HFTD - Distribution - Tier 3 - 3QU CoRE ¦ 2QU LoRE | Non-Red Flag Warning - Catastrophic Fires | 2024 | 1.046e-09 | 1.046e-09 | 14664.6376 | 233.2301 | 8896.516 | 5534.8915 | 0 | 0 | 1.2967e-06 | 1.534e-05 | 0 | 1.534e-05 | 1.534e-05 | 0 | 1.534e-05 | 0 | 4.7068e-06 | 1.0317e-05 | 0 | 1.0317e-05 | 0 | 5.513e-06 | 7.2094e-06 | 0 | 7.2094e-06 | [12 empty] | 7.3.3.17.5 (Remote Grid) Updates to grid topology to minimize risk of ignition in HFTDs Remote GridWLDFRWire-to-wire contactAggregated | WLDFR | HFTD - Distribution - Tier 2 - 2QU CoRE ¦ 5QU LoRE | Non-Red Flag Warning - Destructive Fires | Wire-to-wire contact | Aggregated | 2024 | 2.8528e-07 | 1464.9153 | 0.00041791 | 2024 | Mitigation | 0.95 | 45 | 0 | esc | 0.00097009 | 2.7675e-10 | 0.00097009 | 2.7675e-10
[79 empty] | WLDFR | HFTD - Distribution - Tier 3 - 3QU CoRE ¦ 2QU LoRE | Non-Red Flag Warning - Catastrophic Fires | 2025 | 1.046e-09 | 1.046e-09 | 14664.6376 | 233.2301 | 8896.516 | 5534.8915 | 0 | 0 | 1.2967e-06 | 1.534e-05 | 0 | 1.534e-05 | 1.534e-05 | 0 | 1.534e-05 | 0 | 4.9267e-06 | 1.08e-05 | 0 | 1.08e-05 | 0 | 5.513e-06 | 7.2094e-06 | 0 | 7.2094e-06 | [12 empty] | 7.3.3.17.5 (Remote Grid) Updates to grid topology to minimize risk of ignition in HFTDs Remote GridWLDFRWire-to-wire contactAggregated | WLDFR | HFTD - Distribution - Tier 2 - 2QU CoRE ¦ 5QU LoRE | Non-Red Flag Warning - Destructive Fires | Wire-to-wire contact | Aggregated | 2025 | 2.8528e-07 | 1464.9153 | 0.00041791 | 2025 | Mitigation | 0.95 | 45 | 0 | esc | 0.00097009 | 2.7675e-10 | 0.00097009 | 2.7675e-10
[79 empty] | WLDFR | HFTD - Distribution - Tier 3 - 3QU CoRE ¦ 2QU LoRE | Non-Red Flag Warning - Catastrophic Fires | 2026 | 1.046e-09 | 1.046e-09 | 14664.6376 | 233.2301 | 8896.516 | 5534.8915 | 0 | 0 | 1.2967e-06 | 1.534e-05 | 0 | 1.534e-05 | 1.534e-05 | 0 | 1.534e-05 | 0 | 4.9267e-06 | 1.08e-05 | 0 | 1.08e-05 | 0 | 5.7877e-06 | 7.5685e-06 | 0 | 7.5685e-06 | [12 empty] | 7.3.3.17.5 (Remote Grid) Updates to grid topology to minimize risk of ignition in HFTDs Remote GridWLDFRWire-to-wire contactAggregated | WLDFR | HFTD - Distribution - Tier 2 - 2QU CoRE ¦ 5QU LoRE | Non-Red Flag Warning - Destructive Fires | Wire-to-wire contact | Aggregated | 2026 | 2.8528e-07 | 1464.9153 | 0.00041791 | 2026 | Mitigation | 0.95 | 45 | 0 | esc | 0.00097009 | 2.7675e-10 | 0.00097009 | 2.7675e-10
[79 empty] | WLDFR | HFTD - Distribution - Tier 3 - 3QU CoRE ¦ 2QU LoRE | Non-Red Flag Warning - Catastrophic Fires | 2027 | 1.046e-09 | 1.046e-09 | 14664.6376 | 233.2301 | 8896.516 | 5534.8915 | 0 | 0 | 1.2967e-06 | 1.534e-05 | 0 | 1.534e-05 | 1.534e-05 | 0 | 1.534e-05 | 0 | 4.9267e-06 | 1.08e-05 | 0 | 1.08e-05 | 0 | 5.7877e-06 | 7.5685e-06 | 0 | 7.5685e-06 | [12 empty] | 7.3.3.17.5 (Remote Grid) Updates to grid topology to minimize risk of ignition in HFTDs Remote GridWLDFRWire-to-wire contactAggregated | WLDFR | HFTD - Distribution - Tier 2 - 2QU CoRE ¦ 5QU LoRE | Non-Red Flag Warning - Destructive Fires | Wire-to-wire contact | Aggregated | 2027 | 2.8528e-07 | 1464.9153 | 0.00041791 | 2027 | Mitigation | 0.95 | 45 | 0 | esc | 0.00097009 | 2.7675e-10 | 0.00097009 | 2.7675e-10
[79 empty] | WLDFR | HFTD - Distribution - Tier 3 - 3QU CoRE ¦ 2QU LoRE | Non-Red Flag Warning - Catastrophic Fires | 2028 | 1.046e-09 | 1.046e-09 | 15317.9909 | 247.273 | 9287.6491 | 5783.0689 | 0 | 0 | 1.2967e-06 | 1.6023e-05 | 0 | 1.6023e-05 | 1.6023e-05 | 0 | 1.6023e-05 | 0 | 4.9267e-06 | 1.08e-05 | 0 | 1.08e-05 | 0 | 5.7877e-06 | 7.5685e-06 | 0 | 7.5685e-06 | [12 empty] | 7.3.3.17.5 (Remote Grid) Updates to grid topology to minimize risk of ignition in HFTDs Remote GridWLDFRWire-to-wire contactAggregated | WLDFR | HFTD - Distribution - Tier 2 - 2QU CoRE ¦ 5QU LoRE | Non-Red Flag Warning - Destructive Fires | Wire-to-wire contact | Aggregated | 2028 | 2.8528e-07 | 1464.9153 | 0.00041791 | 2028 | Mitigation | 0.95 | 45 | 0 | esc | 0.00097009 | 2.7675e-10 | 0.00097009 | 2.7675e-10
[79 empty] | WLDFR | HFTD - Distribution - Tier 3 - 3QU CoRE ¦ 2QU LoRE | Non-Red Flag Warning - Catastrophic Fires | 2029 | 1.046e-09 | 1.046e-09 | 15317.9909 | 247.273 | 9287.6491 | 5783.0689 | 0 | 0 | 1.2967e-06 | 1.6023e-05 | 0 | 1.6023e-05 | 1.6023e-05 | 0 | 1.6023e-05 | 0 | 4.9267e-06 | 1.08e-05 | 0 | 1.08e-05 | 0 | 5.7877e-06 | 7.5685e-06 | 0 | 7.5685e-06 | [12 empty] | 7.3.3.17.5 (Remote Grid) Updates to grid topology to minimize risk of ignition in HFTDs Remote GridWLDFRWire-to-wire contactAggregated | WLDFR | HFTD - Distribution - Tier 2 - 2QU CoRE ¦ 5QU LoRE | Non-Red Flag Warning - Destructive Fires | Wire-to-wire contact | Aggregated | 2029 | 2.8528e-07 | 1464.9153 | 0.00041791 | 2029 | Mitigation | 0.95 | 45 | 0 | esc | 0.00097009 | 2.7675e-10 | 0.00097009 | 2.7675e-10
[79 empty] | WLDFR | HFTD - Distribution - Tier 3 - 3QU CoRE ¦ 2QU LoRE | Non-Red Flag Warning - Catastrophic Fires | 2030 | 1.046e-09 | 1.046e-09 | 15317.9909 | 247.273 | 9287.6491 | 5783.0689 | 0 | 0 | 1.2967e-06 | 1.6023e-05 | 0 | 1.6023e-05 | 1.6023e-05 | 0 | 1.6023e-05 | 0 | 5.1496e-06 | 1.1288e-05 | 0 | 1.1288e-05 | 0 | 5.7877e-06 | 7.5685e-06 | 0 | 7.5685e-06 | [12 empty] | 7.3.3.17.5 (Remote Grid) Updates to grid topology to minimize risk of ignition in HFTDs Remote GridWLDFRWire-to-wire contactAggregated | WLDFR | HFTD - Distribution - Tier 2 - 2QU CoRE ¦ 5QU LoRE | Non-Red Flag Warning - Destructive Fires | Wire-to-wire contact | Aggregated | 2030 | 2.8528e-07 | 1464.9153 | 0.00041791 | 2030 | Mitigation | 0.95 | 45 | 0 | esc | 0.00097009 | 2.7675e-10 | 0.00097009 | 2.7675e-10
[79 empty] | WLDFR | HFTD - Distribution - Tier 3 - 3QU CoRE ¦ 2QU LoRE | Non-Red Flag Warning - Catastrophic Fires | 2031 | 1.046e-09 | 1.046e-09 | 15317.9909 | 247.273 | 9287.6491 | 5783.0689 | 0 | 0 | 1.2967e-06 | 1.6023e-05 | 0 | 1.6023e-05 | 1.6023e-05 | 0 | 1.6023e-05 | 0 | 5.1496e-06 | 1.1288e-05 | 0 | 1.1288e-05 | 0 | 6.0715e-06 | 7.9396e-06 | 0 | 7.9396e-06 | [12 empty] | 7.3.3.17.5 (Remote Grid) Updates to grid topology to minimize risk of ignition in HFTDs Remote GridWLDFRWire-to-wire contactAggregated | WLDFR | HFTD - Distribution - Tier 2 - 2QU CoRE ¦ 5QU LoRE | Non-Red Flag Warning - Destructive Fires | Wire-to-wire contact | Aggregated | 2031 | 2.8528e-07 | 1464.9153 | 0.00041791 | 2031 | Mitigation | 0.95 | 45 | 0 | esc | 0.00097009 | 2.7675e-10 | 0.00097009 | 2.7675e-10
[79 empty] | WLDFR | HFTD - Distribution - Tier 3 - 3QU CoRE ¦ 2QU LoRE | Non-Red Flag Warning - Catastrophic Fires | 2032 | 1.046e-09 | 1.046e-09 | 15317.9909 | 247.273 | 9287.6491 | 5783.0689 | 0 | 0 | 1.2967e-06 | 1.6023e-05 | 0 | 1.6023e-05 | 1.6023e-05 | 0 | 1.6023e-05 | 0 | 5.1496e-06 | 1.1288e-05 | 0 | 1.1288e-05 | 0 | 6.0715e-06 | 7.9396e-06 | 0 | 7.9396e-06 | [12 empty] | 7.3.3.17.5 (Remote Grid) Updates to grid topology to minimize risk of ignition in HFTDs Remote GridWLDFRWire-to-wire contactAggregated | WLDFR | HFTD - Distribution - Tier 2 - 2QU CoRE ¦ 5QU LoRE | Non-Red Flag Warning - Destructive Fires | Wire-to-wire contact | Aggregated | 2032 | 2.8528e-07 | 1464.9153 | 0.00041791 | 2032 | Mitigation | 0.95 | 45 | 0 | esc | 0.00097009 | 2.7675e-10 | 0.00097009 | 2.7675e-10
[79 empty] | WLDFR | HFTD - Distribution - Tier 3 - 3QU CoRE ¦ 2QU LoRE | Non-Red Flag Warning - Catastrophic Fires | 2033 | 1.046e-09 | 1.046e-09 | 16044.1264 | 263.1074 | 9721.74 | 6059.2791 | 0 | 0 | 1.2967e-06 | 1.6783e-05 | 0 | 1.6783e-05 | 1.6783e-05 | 0 | 1.6783e-05 | 0 | 0 | 1.1288e-05 | 0 | 1.1288e-05 | 0 | 6.0715e-06 | 7.9396e-06 | 0 | 7.9396e-06 | [12 empty] | 7.3.3.17.5 (Remote Grid) Updates to grid topology to minimize risk of ignition in HFTDs Remote GridWLDFRWire-to-wire contactAggregated | WLDFR | HFTD - Distribution - Tier 2 - 2QU CoRE ¦ 5QU LoRE | Non-Red Flag Warning - Destructive Fires | Wire-to-wire contact | Aggregated | 2033 | 2.8528e-07 | 1464.9153 | 0.00041791 | 2033 | Mitigation | 0.95 | 45 | 0 | esc | 0.00097009 | 2.7675e-10 | 0.00097009 | 2.7675e-10
[79 empty] | WLDFR | HFTD - Distribution - Tier 3 - 3QU CoRE ¦ 2QU LoRE | Non-Red Flag Warning - Catastrophic Fires | 2034 | 1.046e-09 | 1.046e-09 | 16044.1264 | 263.1074 | 9721.74 | 6059.2791 | 0 | 0 | 1.2967e-06 | 1.6783e-05 | 0 | 1.6783e-05 | 1.6783e-05 | 0 | 1.6783e-05 | 0 | 0 | 0 | 0 | 0 | 0 | 6.0715e-06 | 7.9396e-06 | 0 | 7.9396e-06 | [12 empty] | 7.3.3.17.5 (Remote Grid) Updates to grid topology to minimize risk of ignition in HFTDs Remote GridWLDFRWire-to-wire contactAggregated | WLDFR | HFTD - Distribution - Tier 2 - 2QU CoRE ¦ 5QU LoRE | Non-Red Flag Warning - Destructive Fires | Wire-to-wire contact | Aggregated | 2034 | 2.8528e-07 | 1464.9153 | 0.00041791 | 2034 | Mitigation | 0.95 | 45 | 0 | esc | 0.00097009 | 2.7675e-10 | 0.00097009 | 2.7675e-10
[79 empty] | WLDFR | HFTD - Distribution - Tier 3 - 3QU CoRE ¦ 2QU LoRE | Non-Red Flag Warning - Catastrophic Fires | 2035 | 1.046e-09 | 1.046e-09 | 16044.1264 | 263.1074 | 9721.74 | 6059.2791 | 0 | 0 | 1.2967e-06 | 1.6783e-05 | 0 | 1.6783e-05 | 1.6783e-05 | 0 | 1.6783e-05 | 0 | 0.0095889 | 0 | 0 | 0 | 0 | 6.0715e-06 | 7.9396e-06 | 0 | 7.9396e-06 | [12 empty] | 7.3.3.17.5 (Remote Grid) Updates to grid topology to minimize risk of ignition in HFTDs Remote GridWLDFRWire-to-wire contactAggregated | WLDFR | HFTD - Distribution - Tier 2 - 2QU CoRE ¦ 5QU LoRE | Non-Red Flag Warning - Destructive Fires | Wire-to-wire contact | Aggregated | 2035 | 2.8528e-07 | 1464.9153 | 0.00041791 | 2035 | Mitigation | 0.95 | 45 | 0 | esc | 0.00097009 | 2.7675e-10 | 0.00097009 | 2.7675e-10
[79 empty] | WLDFR | HFTD - Distribution - Tier 3 - 3QU CoRE ¦ 2QU LoRE | Non-Red Flag Warning - Catastrophic Fires | 2036 | 1.046e-09 | 1.046e-09 | 16044.1264 | 263.1074 | 9721.74 | 6059.2791 | 0 | 0 | 1.2967e-06 | 1.6783e-05 | 0 | 1.6783e-05 | 1.6783e-05 | 0 | 1.6783e-05 | 0 | 0.0099403 | 0.021789 | 0 | 0.021789 | 0 | 6.3611e-06 | 8.3183e-06 | 0 | 8.3183e-06 | [12 empty] | 7.3.3.17.5 (Remote Grid) Updates to grid topology to minimize risk of ignition in HFTDs Remote GridWLDFRWire-to-wire contactAggregated | WLDFR | HFTD - Distribution - Tier 2 - 2QU CoRE ¦ 5QU LoRE | Non-Red Flag Warning - Destructive Fires | Wire-to-wire contact | Aggregated | 2036 | 2.8528e-07 | 1464.9153 | 0.00041791 | 2036 | Mitigation | 0.95 | 45 | 0 | esc | 0.00097009 | 2.7675e-10 | 0.00097009 | 2.7675e-10
[79 empty] | WLDFR | HFTD - Distribution - Tier 3 - 3QU CoRE ¦ 2QU LoRE | Non-Red Flag Warning - Catastrophic Fires | 2037 | 1.046e-09 | 1.046e-09 | 16044.1264 | 263.1074 | 9721.74 | 6059.2791 | 0 | 0 | 1.2967e-06 | 1.6783e-05 | 0 | 1.6783e-05 | 1.6783e-05 | 0 | 1.6783e-05 | 0 | 0.0099403 | 0.021789 | 0 | 0.021789 | 0 | 6.3611e-06 | 8.3183e-06 | 0 | 8.3183e-06 | [12 empty] | 7.3.3.17.5 (Remote Grid) Updates to grid topology to minimize risk of ignition in HFTDs Remote GridWLDFRWire-to-wire contactAggregated | WLDFR | HFTD - Distribution - Tier 2 - 2QU CoRE ¦ 5QU LoRE | Non-Red Flag Warning - Destructive Fires | Wire-to-wire contact | Aggregated | 2037 | 2.8528e-07 | 1464.9153 | 0.00041791 | 2037 | Mitigation | 0.95 | 45 | 0 | esc | 0.00097009 | 2.7675e-10 | 0.00097009 | 2.7675e-10
[79 empty] | WLDFR | HFTD - Distribution - Tier 3 - 3QU CoRE ¦ 2QU LoRE | Non-Red Flag Warning - Catastrophic Fires | 2038 | 1.046e-09 | 1.046e-09 | 16832.3912 | 280.5544 | 10192.2718 | 6359.5651 | 0 | 0 | 1.2967e-06 | 1.7607e-05 | 0 | 1.7607e-05 | 1.7607e-05 | 0 | 1.7607e-05 | 0 | 0.0099403 | 0.021789 | 0 | 0.021789 | 0 | 6.3611e-06 | 8.3183e-06 | 0 | 8.3183e-06 | [12 empty] | 7.3.3.17.5 (Remote Grid) Updates to grid topology to minimize risk of ignition in HFTDs Remote GridWLDFRWire-to-wire contactAggregated | WLDFR | HFTD - Distribution - Tier 2 - 2QU CoRE ¦ 5QU LoRE | Non-Red Flag Warning - Destructive Fires | Wire-to-wire contact | Aggregated | 2038 | 2.8528e-07 | 1464.9153 | 0.00041791 | 2038 | Mitigation | 0.95 | 45 | 0 | esc | 0.00097009 | 2.7675e-10 | 0.00097009 | 2.7675e-10
[79 empty] | WLDFR | HFTD - Distribution - Tier 3 - 3QU CoRE ¦ 2QU LoRE | Non-Red Flag Warning - Catastrophic Fires | 2039 | 1.046e-09 | 1.046e-09 | 16832.3912 | 280.5544 | 10192.2718 | 6359.5651 | 0 | 0 | 1.2967e-06 | 1.7607e-05 | 0 | 1.7607e-05 | 1.7607e-05 | 0 | 1.7607e-05 | 0 | 0.0099403 | 0.021789 | 0 | 0.021789 | 0 | 6.3611e-06 | 8.3183e-06 | 0 | 8.3183e-06 | [12 empty] | 7.3.3.17.5 (Remote Grid) Updates to grid topology to minimize risk of ignition in HFTDs Remote GridWLDFRWire-to-wire contactAggregated | WLDFR | HFTD - Distribution - Tier 2 - 2QU CoRE ¦ 5QU LoRE | Non-Red Flag Warning - Destructive Fires | Wire-to-wire contact | Aggregated | 2039 | 2.8528e-07 | 1464.9153 | 0.00041791 | 2039 | Mitigation | 0.95 | 45 | 0 | esc | 0.00097009 | 2.7675e-10 | 0.00097009 | 2.7675e-10
[79 empty] | WLDFR | HFTD - Distribution - Tier 3 - 3QU CoRE ¦ 2QU LoRE | Non-Red Flag Warning - Catastrophic Fires | 2040 | 1.046e-09 | 1.046e-09 | 16832.3912 | 280.5544 | 10192.2718 | 6359.5651 | 0 | 0 | 1.2967e-06 | 1.7607e-05 | 0 | 1.7607e-05 | 1.7607e-05 | 0 | 1.7607e-05 | 0 | 0.0099403 | 0.021789 | 0 | 0.021789 | 0 | 6.3611e-06 | 8.3183e-06 | 0 | 8.3183e-06 | [12 empty] | 7.3.3.17.5 (Remote Grid) Updates to grid topology to minimize risk of ignition in HFTDs Remote GridWLDFRWire-to-wire contactAggregated | WLDFR | HFTD - Distribution - Tier 2 - 2QU CoRE ¦ 5QU LoRE | Non-Red Flag Warning - Destructive Fires | Wire-to-wire contact | Aggregated | 2040 | 2.8528e-07 | 1464.9153 | 0.00041791 | 2040 | Mitigation | 0.95 | 45 | 0 | esc | 0.00097009 | 2.7675e-10 | 0.00097009 | 2.7675e-10
[79 empty] | WLDFR | HFTD - Distribution - Tier 3 - 3QU CoRE ¦ 2QU LoRE | Non-Red Flag Warning - Catastrophic Fires | 2041 | 1.046e-09 | 1.046e-09 | 16832.3912 | 280.5544 | 10192.2718 | 6359.5651 | 0 | 0 | 1.2967e-06 | 1.7607e-05 | 0 | 1.7607e-05 | 1.7607e-05 | 0 | 1.7607e-05 | 0 | 0.010383 | 0.02276 | 0 | 0.02276 | 0 | 6.6529e-06 | 8.7e-06 | 0 | 8.7e-06 | [12 empty] | 7.3.3.17.5 (Remote Grid) Updates to grid topology to minimize risk of ignition in HFTDs Remote GridWLDFRWire-to-wire contactAggregated | WLDFR | HFTD - Distribution - Tier 2 - 2QU CoRE ¦ 5QU LoRE | Non-Red Flag Warning - Destructive Fires | Wire-to-wire contact | Aggregated | 2041 | 2.8528e-07 | 1464.9153 | 0.00041791 | 2041 | Mitigation | 0.95 | 45 | 0 | esc | 0.00097009 | 2.7675e-10 | 0.00097009 | 2.7675e-10
[79 empty] | WLDFR | HFTD - Distribution - Tier 3 - 3QU CoRE ¦ 2QU LoRE | Non-Red Flag Warning - Catastrophic Fires | 2042 | 1.046e-09 | 1.046e-09 | 16832.3912 | 280.5544 | 10192.2718 | 6359.5651 | 0 | 0 | 1.2967e-06 | 1.7607e-05 | 0 | 1.7607e-05 | 1.7607e-05 | 0 | 1.7607e-05 | 0 | 0.010383 | 0.02276 | 0 | 0.02276 | 0 | 6.6529e-06 | 8.7e-06 | 0 | 8.7e-06 | [12 empty] | 7.3.3.17.5 (Remote Grid) Updates to grid topology to minimize risk of ignition in HFTDs Remote GridWLDFRWire-to-wire contactAggregated | WLDFR | HFTD - Distribution - Tier 2 - 2QU CoRE ¦ 5QU LoRE | Non-Red Flag Warning - Destructive Fires | Wire-to-wire contact | Aggregated | 2042 | 2.8528e-07 | 1464.9153 | 0.00041791 | 2042 | Mitigation | 0.95 | 45 | 0 | esc | 0.00097009 | 2.7675e-10 | 0.00097009 | 2.7675e-10
[79 empty] | WLDFR | HFTD - Distribution - Tier 3 - 3QU CoRE ¦ 2QU LoRE | Non-Red Flag Warning - Catastrophic Fires | 2043 | 1.046e-09 | 1.046e-09 | 17672.0852 | 299.42 | 10692.7362 | 6679.929 | 0 | 0 | 1.2967e-06 | 1.8486e-05 | 0 | 1.8486e-05 | 1.8486e-05 | 0 | 1.8486e-05 | 0 | 0.010383 | 0.02276 | 0 | 0.02276 | 0 | 6.6529e-06 | 8.7e-06 | 0 | 8.7e-06 | [12 empty] | 7.3.3.17.5 (Remote Grid) Updates to grid topology to minimize risk of ignition in HFTDs Remote GridWLDFRWire-to-wire contactAggregated | WLDFR | HFTD - Distribution - Tier 2 - 2QU CoRE ¦ 5QU LoRE | Non-Red Flag Warning - Destructive Fires | Wire-to-wire contact | Aggregated | 2043 | 2.8528e-07 | 1464.9153 | 0.00041791 | 2043 | Mitigation | 0.95 | 45 | 0 | esc | 0.00097009 | 2.7675e-10 | 0.00097009 | 2.7675e-10
[79 empty] | WLDFR | HFTD - Distribution - Tier 3 - 3QU CoRE ¦ 2QU LoRE | Non-Red Flag Warning - Catastrophic Fires | 2044 | 1.046e-09 | 1.046e-09 | 17672.0852 | 299.42 | 10692.7362 | 6679.929 | 0 | 0 | 1.2967e-06 | 1.8486e-05 | 0 | 1.8486e-05 | 1.8486e-05 | 0 | 1.8486e-05 | 0 | 0.010383 | 0.02276 | 0 | 0.02276 | 0 | 6.6529e-06 | 8.7e-06 | 0 | 8.7e-06 | [12 empty] | 7.3.3.17.5 (Remote Grid) Updates to grid topology to minimize risk of ignition in HFTDs Remote GridWLDFRWire-to-wire contactAggregated | WLDFR | HFTD - Distribution - Tier 2 - 2QU CoRE ¦ 5QU LoRE | Non-Red Flag Warning - Destructive Fires | Wire-to-wire contact | Aggregated | 2044 | 2.8528e-07 | 1464.9153 | 0.00041791 | 2044 | Mitigation | 0.95 | 45 | 0 | esc | 0.00097009 | 2.7675e-10 | 0.00097009 | 2.7675e-10
[79 empty] | WLDFR | HFTD - Distribution - Tier 3 - 3QU CoRE ¦ 2QU LoRE | Non-Red Flag Warning - Catastrophic Fires | 2045 | 1.046e-09 | 1.046e-09 | 17672.0852 | 299.42 | 10692.7362 | 6679.929 | 0 | 0 | 1.2967e-06 | 1.8486e-05 | 0 | 1.8486e-05 | 1.8486e-05 | 0 | 1.8486e-05 | 0 | 0.010383 | 0.02276 | 0 | 0.02276 | 0 | 6.6529e-06 | 8.7e-06 | 0 | 8.7e-06 | [12 empty] | 7.3.3.17.5 (Remote Grid) Updates to grid topology to minimize risk of ignition in HFTDs Remote GridWLDFRWire-to-wire contactAggregated | WLDFR | HFTD - Distribution - Tier 2 - 2QU CoRE ¦ 5QU LoRE | Non-Red Flag Warning - Destructive Fires | Wire-to-wire contact | Aggregated | 2045 | 2.8528e-07 | 1464.9153 | 0.00041791 | 2045 | Mitigation | 0.95 | 45 | 0 | esc | 0.00097009 | 2.7675e-10 | 0.00097009 | 2.7675e-10
[79 empty] | WLDFR | HFTD - Distribution - Tier 3 - 3QU CoRE ¦ 2QU LoRE | Non-Red Flag Warning - Catastrophic Fires | 2046 | 1.046e-09 | 1.046e-09 | 17672.0852 | 299.42 | 10692.7362 | 6679.929 | 0 | 0 | 1.2967e-06 | 1.8486e-05 | 0 | 1.8486e-05 | 1.8486e-05 | 0 | 1.8486e-05 | 0 | 0.010875 | 0.023839 | 0 | 0.023839 | 0 | 6.9435e-06 | 9.08e-06 | 0 | 9.08e-06 | [12 empty] | 7.3.3.17.5 (Remote Grid) Updates to grid topology to minimize risk of ignition in HFTDs Remote GridWLDFRWire-to-wire contactAggregated | WLDFR | HFTD - Distribution - Tier 2 - 2QU CoRE ¦ 5QU LoRE | Non-Red Flag Warning - Destructive Fires | Wire-to-wire contact | Aggregated | 2046 | 2.8528e-07 | 1464.9153 | 0.00041791 | 2046 | Mitigation | 0.95 | 45 | 0 | esc | 0.00097009 | 2.7675e-10 | 0.00097009 | 2.7675e-10
[79 empty] | WLDFR | HFTD - Distribution - Tier 3 - 3QU CoRE ¦ 2QU LoRE | Non-Red Flag Warning - Catastrophic Fires | 2047 | 1.046e-09 | 1.046e-09 | 17672.0852 | 299.42 | 10692.7362 | 6679.929 | 0 | 0 | 1.2967e-06 | 1.8486e-05 | 0 | 1.8486e-05 | 1.8486e-05 | 0 | 1.8486e-05 | 0 | 0.010875 | 0.023839 | 0 | 0.023839 | 0 | 6.9435e-06 | 9.08e-06 | 0 | 9.08e-06 | [12 empty] | 7.3.3.17.5 (Remote Grid) Updates to grid topology to minimize risk of ignition in HFTDs Remote GridWLDFRWire-to-wire contactAggregated | WLDFR | HFTD - Distribution - Tier 2 - 2QU CoRE ¦ 5QU LoRE | Non-Red Flag Warning - Destructive Fires | Wire-to-wire contact | Aggregated | 2047 | 2.8528e-07 | 1464.9153 | 0.00041791 | 2047 | Mitigation | 0.95 | 45 | 0 | esc | 0.00097009 | 2.7675e-10 | 0.00097009 | 2.7675e-10
[79 empty] | WLDFR | HFTD - Distribution - Tier 3 - 3QU CoRE ¦ 2QU LoRE | Non-Red Flag Warning - Catastrophic Fires | 2048 | 1.046e-09 | 1.046e-09 | 18552.3348 | 319.4911 | 11216.5626 | 7016.281 | 0 | 0 | 1.2967e-06 | 1.9407e-05 | 0 | 1.9407e-05 | 1.9407e-05 | 0 | 1.9407e-05 | 0 | 0.010875 | 0.023839 | 0 | 0.023839 | 0 | 6.9435e-06 | 9.08e-06 | 0 | 9.08e-06 | [12 empty] | 7.3.3.17.5 (Remote Grid) Updates to grid topology to minimize risk of ignition in HFTDs Remote GridWLDFRWire-to-wire contactAggregated | WLDFR | HFTD - Distribution - Tier 2 - 2QU CoRE ¦ 5QU LoRE | Non-Red Flag Warning - Destructive Fires | Wire-to-wire contact | Aggregated | 2048 | 2.8528e-07 | 1464.9153 | 0.00041791 | 2048 | Mitigation | 0.95 | 45 | 0 | esc | 0.00097009 | 2.7675e-10 | 0.00097009 | 2.7675e-10
[79 empty] | WLDFR | HFTD - Distribution - Tier 3 - 3QU CoRE ¦ 2QU LoRE | Non-Red Flag Warning - Catastrophic Fires | 2049 | 1.046e-09 | 1.046e-09 | 18552.3348 | 319.4911 | 11216.5626 | 7016.281 | 0 | 0 | 1.2967e-06 | 1.9407e-05 | 0 | 1.9407e-05 | 1.9407e-05 | 0 | 1.9407e-05 | 0 | 0.010875 | 0.023839 | 0 | 0.023839 | 0 | 6.9435e-06 | 9.08e-06 | 0 | 9.08e-06 | [12 empty] | 7.3.3.17.5 (Remote Grid) Updates to grid topology to minimize risk of ignition in HFTDs Remote GridWLDFRWire-to-wire contactAggregated | WLDFR | HFTD - Distribution - Tier 2 - 2QU CoRE ¦ 5QU LoRE | Non-Red Flag Warning - Destructive Fires | Wire-to-wire contact | Aggregated | 2049 | 2.8528e-07 | 1464.9153 | 0.00041791 | 2049 | Mitigation | 0.95 | 45 | 0 | esc | 0.00097009 | 2.7675e-10 | 0.00097009 | 2.7675e-10
[79 empty] | WLDFR | HFTD - Distribution - Tier 3 - 3QU CoRE ¦ 2QU LoRE | Non-Red Flag Warning - Catastrophic Fires | 2050 | 1.046e-09 | 1.046e-09 | 18552.3348 | 319.4911 | 11216.5626 | 7016.281 | 0 | 0 | 1.2967e-06 | 1.9407e-05 | 0 | 1.9407e-05 | 1.9407e-05 | 0 | 1.9407e-05 | 0 | 0.010875 | 0.023839 | 0 | 0.023839 | 0 | 6.9435e-06 | 9.08e-06 | 0 | 9.08e-06 | [12 empty] | 7.3.3.17.5 (Remote Grid) Updates to grid topology to minimize risk of ignition in HFTDs Remote GridWLDFRWire-to-wire contactAggregated | WLDFR | HFTD - Distribution - Tier 2 - 2QU CoRE ¦ 5QU LoRE | Non-Red Flag Warning - Destructive Fires | Wire-to-wire contact | Aggregated | 2050 | 2.8528e-07 | 1464.9153 | 0.00041791 | 2050 | Mitigation | 0.95 | 45 | 0 | esc | 0.00097009 | 2.7675e-10 | 0.00097009 | 2.7675e-10
[79 empty] | WLDFR | HFTD - Distribution - Tier 3 - 3QU CoRE ¦ 2QU LoRE | Non-Red Flag Warning - Catastrophic Fires | 2051 | 1.046e-09 | 1.046e-09 | 18552.3348 | 319.4911 | 11216.5626 | 7016.281 | 0 | 0 | 1.2967e-06 | 1.9407e-05 | 0 | 1.9407e-05 | 1.9407e-05 | 0 | 1.9407e-05 | 0 | 0.01141 | 0.02501 | 0 | 0.02501 | 0 | 7.2293e-06 | 9.4537e-06 | 0 | 9.4537e-06 | [12 empty] | 7.3.3.17.5 (Remote Grid) Updates to grid topology to minimize risk of ignition in HFTDs Remote GridWLDFRWire-to-wire contactAggregated | WLDFR | HFTD - Distribution - Tier 2 - 2QU CoRE ¦ 5QU LoRE | Non-Red Flag Warning - Destructive Fires | Wire-to-wire contact | Aggregated | 2051 | 2.8528e-07 | 1464.9153 | 0.00041791 | 2051 | Mitigation | 0.95 | 45 | 0 | esc | 0.00097009 | 2.7675e-10 | 0.00097009 | 2.7675e-10
[79 empty] | WLDFR | HFTD - Distribution - Tier 3 - 3QU CoRE ¦ 2QU LoRE | Non-Red Flag Warning - Catastrophic Fires | 2052 | 1.046e-09 | 1.046e-09 | 18552.3348 | 319.4911 | 11216.5626 | 7016.281 | 0 | 0 | 1.2967e-06 | 1.9407e-05 | 0 | 1.9407e-05 | 1.9407e-05 | 0 | 1.9407e-05 | 0 | 0.01141 | 0.02501 | 0 | 0.02501 | 0 | 7.2293e-06 | 9.4537e-06 | 0 | 9.4537e-06 | [12 empty] | 7.3.3.17.5 (Remote Grid) Updates to grid topology to minimize risk of ignition in HFTDs Remote GridWLDFRWire-to-wire contactAggregated | WLDFR | HFTD - Distribution - Tier 2 - 2QU CoRE ¦ 5QU LoRE | Non-Red Flag Warning - Destructive Fires | Wire-to-wire contact | Aggregated | 2052 | 2.8528e-07 | 1464.9153 | 0.00041791 | 2052 | Mitigation | 0.95 | 45 | 0 | esc | 0.00097009 | 2.7675e-10 | 0.00097009 | 2.7675e-10
[79 empty] | WLDFR | HFTD - Distribution - Tier 3 - 3QU CoRE ¦ 2QU LoRE | Non-Red Flag Warning - Catastrophic Fires | 2053 | 1.046e-09 | 1.046e-09 | 19462.1283 | 340.5356 | 11757.1413 | 7364.4514 | 0 | 0 | 1.2967e-06 | 2.0358e-05 | 0 | 2.0358e-05 | 2.0358e-05 | 0 | 2.0358e-05 | 0 | 0.01141 | 0.02501 | 0 | 0.02501 | 0 | 7.2293e-06 | 9.4537e-06 | 0 | 9.4537e-06 | [12 empty] | 7.3.3.17.5 (Remote Grid) Updates to grid topology to minimize risk of ignition in HFTDs Remote GridWLDFRWire-to-wire contactAggregated | WLDFR | HFTD - Distribution - Tier 2 - 2QU CoRE ¦ 5QU LoRE | Non-Red Flag Warning - Destructive Fires | Wire-to-wire contact | Aggregated | 2053 | 2.8528e-07 | 1464.9153 | 0.00041791 | 2053 | Mitigation | 0.95 | 45 | 0 | esc | 0.00097009 | 2.7675e-10 | 0.00097009 | 2.7675e-10
[79 empty] | WLDFR | HFTD - Distribution - Tier 3 - 3QU CoRE ¦ 2QU LoRE | Non-Red Flag Warning - Catastrophic Fires | 2054 | 1.046e-09 | 1.046e-09 | 19462.1283 | 340.5356 | 11757.1413 | 7364.4514 | 0 | 0 | 1.2967e-06 | 2.0358e-05 | 0 | 2.0358e-05 | 2.0358e-05 | 0 | 2.0358e-05 | 0 | 0.01141 | 0.02501 | 0 | 0.02501 | 0 | 7.2293e-06 | 9.4537e-06 | 0 | 9.4537e-06 | [12 empty] | 7.3.3.17.5 (Remote Grid) Updates to grid topology to minimize risk of ignition in HFTDs Remote GridWLDFRWire-to-wire contactAggregated | WLDFR | HFTD - Distribution - Tier 2 - 2QU CoRE ¦ 5QU LoRE | Non-Red Flag Warning - Destructive Fires | Wire-to-wire contact | Aggregated | 2054 | 2.8528e-07 | 1464.9153 | 0.00041791 | 2054 | Mitigation | 0.95 | 45 | 0 | esc | 0.00097009 | 2.7675e-10 | 0.00097009 | 2.7675e-10
[79 empty] | WLDFR | HFTD - Distribution - Tier 3 - 3QU CoRE ¦ 2QU LoRE | Non-Red Flag Warning - Catastrophic Fires | 2055 | 1.046e-09 | 1.046e-09 | 19462.1283 | 340.5356 | 11757.1413 | 7364.4514 | 0 | 0 | 1.2967e-06 | 2.0358e-05 | 0 | 2.0358e-05 | 2.0358e-05 | 0 | 2.0358e-05 | 0 | 0.01141 | 0.02501 | 0 | 0.02501 | 0 | 0 | 9.4537e-06 | 0 | 9.4537e-06 | [12 empty] | 7.3.3.17.5 (Remote Grid) Updates to grid topology to minimize risk of ignition in HFTDs Remote GridWLDFRWire-to-wire contactAggregated | WLDFR | HFTD - Distribution - Tier 2 - 2QU CoRE ¦ 5QU LoRE | Non-Red Flag Warning - Destructive Fires | Wire-to-wire contact | Aggregated | 2055 | 2.8528e-07 | 1464.9153 | 0.00041791 | 2055 | Mitigation | 0.95 | 45 | 0 | esc | 0.00097009 | 2.7675e-10 | 0.00097009 | 2.7675e-10
[79 empty] | WLDFR | HFTD - Distribution - Tier 3 - 3QU CoRE ¦ 2QU LoRE | Non-Red Flag Warning - Catastrophic Fires | 2056 | 1.046e-09 | 1.046e-09 | 19462.1283 | 340.5356 | 11757.1413 | 7364.4514 | 0 | 0 | 1.2967e-06 | 2.0358e-05 | 0 | 2.0358e-05 | 2.0358e-05 | 0 | 2.0358e-05 | 0 | 0.011979 | 0.026258 | 0 | 0.026258 | 0 | 0 | 0 | 0 | 0 | [12 empty] | 7.3.3.17.5 (Remote Grid) Updates to grid topology to minimize risk of ignition in HFTDs Remote GridWLDFRWire-to-wire contactAggregated | WLDFR | HFTD - Distribution - Tier 2 - 2QU CoRE ¦ 5QU LoRE | Non-Red Flag Warning - Destructive Fires | Wire-to-wire contact | Aggregated | 2056 | 2.8528e-07 | 1464.9153 | 0.00041791 | 2056 | Mitigation | 0.95 | 45 | 0 | esc | 0.00097009 | 2.7675e-10 | 0.00097009 | 2.7675e-10
[79 empty] | WLDFR | HFTD - Distribution - Tier 3 - 3QU CoRE ¦ 2QU LoRE | Non-Red Flag Warning - Catastrophic Fires | 2057 | 1.046e-09 | 1.046e-09 | 19462.1283 | 340.5356 | 11757.1413 | 7364.4514 | 0 | 0 | 1.2967e-06 | 2.0358e-05 | 0 | 2.0358e-05 | 2.0358e-05 | 0 | 2.0358e-05 | 0 | 0.011979 | 0.026258 | 0 | 0.026258 | 0 | 0 | 0 | 0 | 0 | [12 empty] | 7.3.3.17.5 (Remote Grid) Updates to grid topology to minimize risk of ignition in HFTDs Remote GridWLDFRWire-to-wire contactAggregated | WLDFR | HFTD - Distribution - Tier 2 - 2QU CoRE ¦ 5QU LoRE | Non-Red Flag Warning - Destructive Fires | Wire-to-wire contact | Aggregated | 2057 | 2.8528e-07 | 1464.9153 | 0.00041791 | 2057 | Mitigation | 0.95 | 45 | 0 | esc | 0.00097009 | 2.7675e-10 | 0.00097009 | 2.7675e-10
[79 empty] | WLDFR | HFTD - Distribution - Tier 3 - 3QU CoRE ¦ 2QU LoRE | Non-Red Flag Warning - Catastrophic Fires | 2058 | 1.046e-09 | 1.046e-09 | 20390.4035 | 362.3049 | 12307.8747 | 7720.2238 | 0 | 0 | 1.2967e-06 | 2.1329e-05 | 0 | 2.1329e-05 | 2.1329e-05 | 0 | 2.1329e-05 | 0 | 0.011979 | 0.026258 | 0 | 0.026258 | 0 | 3.3971e-06 | 0 | 0 | 0 | [12 empty] | 7.3.3.17.5 (Remote Grid) Updates to grid topology to minimize risk of ignition in HFTDs Remote GridWLDFRWire-to-wire contactAggregated | WLDFR | HFTD - Distribution - Tier 2 - 2QU CoRE ¦ 5QU LoRE | Non-Red Flag Warning - Destructive Fires | Wire-to-wire contact | Aggregated | 2058 | 2.8528e-07 | 1464.9153 | 0.00041791 | 2058 | Mitigation | 0.95 | 45 | 0 | esc | 0.00097009 | 2.7675e-10 | 0.00097009 | 2.7675e-10
[79 empty] | WLDFR | HFTD - Distribution - Tier 3 - 3QU CoRE ¦ 2QU LoRE | Non-Red Flag Warning - Catastrophic Fires | 2059 | 1.046e-09 | 1.046e-09 | 20390.4035 | 362.3049 | 12307.8747 | 7720.2238 | 0 | 0 | 1.2967e-06 | 2.1329e-05 | 0 | 2.1329e-05 | 2.1329e-05 | 0 | 2.1329e-05 | 0 | 0.011979 | 0.026258 | 0 | 0.026258 | 0 | 3.5212e-06 | 4.6046e-06 | 0 | 4.6046e-06 | [12 empty] | 7.3.3.17.5 (Remote Grid) Updates to grid topology to minimize risk of ignition in HFTDs Remote GridWLDFRWire-to-wire contactAggregated | WLDFR | HFTD - Distribution - Tier 2 - 2QU CoRE ¦ 5QU LoRE | Non-Red Flag Warning - Destructive Fires | Wire-to-wire contact | Aggregated | 2059 | 2.8528e-07 | 1464.9153 | 0.00041791 | 2059 | Mitigation | 0.95 | 45 | 0 | esc | 0.00097009 | 2.7675e-10 | 0.00097009 | 2.7675e-10
[79 empty] | WLDFR | HFTD - Distribution - Tier 3 - 3QU CoRE ¦ 2QU LoRE | Non-Red Flag Warning - Catastrophic Fires | 2060 | 1.046e-09 | 1.046e-09 | 20390.4035 | 362.3049 | 12307.8747 | 7720.2238 | 0 | 0 | 1.2967e-06 | 2.1329e-05 | 0 | 2.1329e-05 | 2.1329e-05 | 0 | 2.1329e-05 | 0 | 0.011979 | 0.026258 | 0 | 0.026258 | 0 | 3.5212e-06 | 4.6046e-06 | 0 | 4.6046e-06 | [12 empty] | 7.3.3.17.5 (Remote Grid) Updates to grid topology to minimize risk of ignition in HFTDs Remote GridWLDFRWire-to-wire contactAggregated | WLDFR | HFTD - Distribution - Tier 2 - 2QU CoRE ¦ 5QU LoRE | Non-Red Flag Warning - Destructive Fires | Wire-to-wire contact | Aggregated | 2060 | 2.8528e-07 | 1464.9153 | 0.00041791 | 2060 | Mitigation | 0.95 | 45 | 0 | esc | 0.00097009 | 2.7675e-10 | 0.00097009 | 2.7675e-10
[79 empty] | WLDFR | HFTD - Distribution - Tier 3 - 3QU CoRE ¦ 2QU LoRE | Non-Red Flag Warning - Catastrophic Fires | 2061 | 1.046e-09 | 1.046e-09 | 20390.4035 | 362.3049 | 12307.8747 | 7720.2238 | 0 | 0 | 1.2967e-06 | 2.1329e-05 | 0 | 2.1329e-05 | 2.1329e-05 | 0 | 2.1329e-05 | 0 | 0.012576 | 0.027566 | 0 | 0.027566 | 0 | 3.5212e-06 | 4.6046e-06 | 0 | 4.6046e-06 | [12 empty] | 7.3.3.17.5 (Remote Grid) Updates to grid topology to minimize risk of ignition in HFTDs Remote GridWLDFRWire-to-wire contactAggregated | WLDFR | HFTD - Distribution - Tier 2 - 2QU CoRE ¦ 5QU LoRE | Non-Red Flag Warning - Destructive Fires | Wire-to-wire contact | Aggregated | 2061 | 2.8528e-07 | 1464.9153 | 0.00041791 | 2061 | Mitigation | 0.95 | 45 | 0 | esc | 0.00097009 | 2.7675e-10 | 0.00097009 | 2.7675e-10
[79 empty] | WLDFR | HFTD - Distribution - Tier 3 - 3QU CoRE ¦ 2QU LoRE | Non-Red Flag Warning - Catastrophic Fires | 2062 | 1.046e-09 | 1.046e-09 | 20390.4035 | 362.3049 | 12307.8747 | 7720.2238 | 0 | 0 | 1.2967e-06 | 2.1329e-05 | 0 | 2.1329e-05 | 2.1329e-05 | 0 | 2.1329e-05 | 0 | 0.012576 | 0.027566 | 0 | 0.027566 | 0 | 3.5212e-06 | 4.6046e-06 | 0 | 4.6046e-06 | [12 empty] | 7.3.3.17.5 (Remote Grid) Updates to grid topology to minimize risk of ignition in HFTDs Remote GridWLDFRWire-to-wire contactAggregated | WLDFR | HFTD - Distribution - Tier 2 - 2QU CoRE ¦ 5QU LoRE | Non-Red Flag Warning - Destructive Fires | Wire-to-wire contact | Aggregated | 2062 | 2.8528e-07 | 1464.9153 | 0.00041791 | 2062 | Mitigation | 0.95 | 45 | 0 | esc | 0.00097009 | 2.7675e-10 | 0.00097009 | 2.7675e-10
[79 empty] | WLDFR | HFTD - Distribution - Tier 3 - 3QU CoRE ¦ 2QU LoRE | Non-Red Flag Warning - Catastrophic Fires | 2063 | 1.046e-09 | 1.046e-09 | 21325.9188 | 384.5316 | 12862.0997 | 8079.2876 | 0 | 0 | 1.2967e-06 | 2.2308e-05 | 0 | 2.2308e-05 | 2.2308e-05 | 0 | 2.2308e-05 | 0 | 0.012576 | 0.027566 | 0 | 0.027566 | 0 | 3.5212e-06 | 4.6046e-06 | 0 | 4.6046e-06 | [12 empty] | 7.3.3.17.5 (Remote Grid) Updates to grid topology to minimize risk of ignition in HFTDs Remote GridWLDFRWire-to-wire contactAggregated | WLDFR | HFTD - Distribution - Tier 2 - 2QU CoRE ¦ 5QU LoRE | Non-Red Flag Warning - Destructive Fires | Wire-to-wire contact | Aggregated | 2063 | 2.8528e-07 | 1464.9153 | 0.00041791 | 2063 | Mitigation | 0.95 | 45 | 0 | esc | 0.00097009 | 2.7675e-10 | 0.00097009 | 2.7675e-10
[79 empty] | WLDFR | HFTD - Distribution - Tier 3 - 3QU CoRE ¦ 2QU LoRE | Non-Red Flag Warning - Catastrophic Fires | 2064 | 1.046e-09 | 1.046e-09 | 21325.9188 | 384.5316 | 12862.0997 | 8079.2876 | 0 | 0 | 1.2967e-06 | 2.2308e-05 | 0 | 2.2308e-05 | 2.2308e-05 | 0 | 2.2308e-05 | 0 | 0.012576 | 0.027566 | 0 | 0.027566 | 0 | 3.6774e-06 | 4.809e-06 | 0 | 4.809e-06 | [12 empty] | 7.3.3.17.5 (Remote Grid) Updates to grid topology to minimize risk of ignition in HFTDs Remote GridWLDFRWire-to-wire contactAggregated | WLDFR | HFTD - Distribution - Tier 2 - 2QU CoRE ¦ 5QU LoRE | Non-Red Flag Warning - Destructive Fires | Wire-to-wire contact | Aggregated | 2064 | 2.8528e-07 | 1464.9153 | 0.00041791 | 2064 | Mitigation | 0.95 | 45 | 0 | esc | 0.00097009 | 2.7675e-10 | 0.00097009 | 2.7675e-10
[79 empty] | WLDFR | HFTD - Distribution - Tier 3 - 3QU CoRE ¦ 2QU LoRE | Non-Red Flag Warning - Catastrophic Fires | 2065 | 1.046e-09 | 1.046e-09 | 21325.9188 | 384.5316 | 12862.0997 | 8079.2876 | 0 | 0 | 1.2967e-06 | 2.2308e-05 | 0 | 2.2308e-05 | 2.2308e-05 | 0 | 2.2308e-05 | 0 | 0.012576 | 0.027566 | 0 | 0.027566 | 0 | 3.6774e-06 | 4.809e-06 | 0 | 4.809e-06 | [12 empty] | 7.3.3.17.5 (Remote Grid) Updates to grid topology to minimize risk of ignition in HFTDs Remote GridWLDFRWire-to-wire contactAggregated | WLDFR | HFTD - Distribution - Tier 2 - 2QU CoRE ¦ 5QU LoRE | Non-Red Flag Warning - Destructive Fires | Wire-to-wire contact | Aggregated | 2065 | 2.8528e-07 | 1464.9153 | 0.00041791 | 2065 | Mitigation | 0.95 | 45 | 0 | esc | 0.00097009 | 2.7675e-10 | 0.00097009 | 2.7675e-10
[79 empty] | WLDFR | HFTD - Distribution - Tier 3 - 3QU CoRE ¦ 2QU LoRE | Non-Red Flag Warning - Catastrophic Fires | 2066 | 1.046e-09 | 1.046e-09 | 21325.9188 | 384.5316 | 12862.0997 | 8079.2876 | 0 | 0 | 1.2967e-06 | 2.2308e-05 | 0 | 2.2308e-05 | 2.2308e-05 | 0 | 2.2308e-05 | 0 | 0.013192 | 0.028918 | 0 | 0.028918 | 0 | 3.6774e-06 | 4.809e-06 | 0 | 4.809e-06 | [12 empty] | 7.3.3.17.5 (Remote Grid) Updates to grid topology to minimize risk of ignition in HFTDs Remote GridWLDFRWire-to-wire contactAggregated | WLDFR | HFTD - Distribution - Tier 2 - 2QU CoRE ¦ 5QU LoRE | Non-Red Flag Warning - Destructive Fires | Wire-to-wire contact | Aggregated | 2066 | 2.8528e-07 | 1464.9153 | 0.00041791 | 2066 | Mitigation | 0.95 | 45 | 0 | esc | 0.00097009 | 2.7675e-10 | 0.00097009 | 2.7675e-10
[79 empty] | WLDFR | HFTD - Distribution - Tier 3 - 3QU CoRE ¦ 2QU LoRE | Non-Red Flag Warning - Catastrophic Fires | 2067 | 0 | 1.046e-09 | 21325.9188 | 384.5316 | 12862.0997 | 8079.2876 | 0 | 0 | 1.2967e-06 | 0 | 0 | 0 | 2.2308e-05 | 0 | 2.2308e-05 | 0 | 0.013192 | 0.028918 | 0 | 0.028918 | 0 | 3.6774e-06 | 4.809e-06 | 0 | 4.809e-06 | [12 empty] | 7.3.3.17.5 (Remote Grid) Updates to grid topology to minimize risk of ignition in HFTDs Remote GridWLDFRWire-to-wire contactAggregated | WLDFR | HFTD - Distribution - Tier 2 - 2QU CoRE ¦ 5QU LoRE | Non-Red Flag Warning - Destructive Fires | Wire-to-wire contact | Aggregated | 2067 | 2.8528e-07 | 1464.9153 | 0.00041791 | 2067 | Mitigation | 0.95 | 45 | 0 | esc | 0 | 0 | 0.00097009 | 2.7675e-10
[79 empty] | WLDFR | HFTD - Distribution - Tier 3 - 3QU CoRE ¦ 2QU LoRE | Non-Red Flag Warning - Destructive Fires | 2022 | 1.4384e-09 | 0 | 8807.9522 | 222.2294 | 8585.7228 | 0 | 0 | 0 | 1.6136e-06 | 1.2669e-05 | 0 | 1.2669e-05 | 0 | 0 | 0 | 0 | 0.013192 | 0.028918 | 0 | 0.028918 | 0 | 3.6774e-06 | 4.809e-06 | 0 | 4.809e-06 | [12 empty] | 7.3.3.17.5 (Remote Grid) Updates to grid topology to minimize risk of ignition in HFTDs Remote GridWLDFRContact from objectAggregated | WLDFR | HFTD - Distribution - Tier 2 - 2QU CoRE ¦ 5QU LoRE | Non-Red Flag Warning - Large Fires | Contact from object | Aggregated | 2022 | 5.2745e-06 | 1464.9153 | 0.0077267 | 2022 | Mitigation | 0.95 | 45 | 0 | esc | 0.00097009 | 5.1168e-09 | 0 | 0
[79 empty] | WLDFR | HFTD - Distribution - Tier 3 - 3QU CoRE ¦ 2QU LoRE | Non-Red Flag Warning - Destructive Fires | 2023 | 1.4384e-09 | 1.4384e-09 | 9129.7461 | 233.2301 | 8896.516 | 0 | 0 | 0 | 1.6136e-06 | 1.3132e-05 | 0 | 1.3132e-05 | 1.3132e-05 | 0 | 1.3132e-05 | 0 | 0.013192 | 0.028918 | 0 | 0.028918 | 0 | 3.851e-06 | 5.0359e-06 | 0 | 5.0359e-06 | [12 empty] | 7.3.3.17.5 (Remote Grid) Updates to grid topology to minimize risk of ignition in HFTDs Remote GridWLDFRContact from objectAggregated | WLDFR | HFTD - Distribution - Tier 2 - 2QU CoRE ¦ 5QU LoRE | Non-Red Flag Warning - Large Fires | Contact from object | Aggregated | 2023 | 5.2745e-06 | 1464.9153 | 0.0077267 | 2023 | Mitigation | 0.95 | 45 | 0 | esc | 0.00097009 | 5.1168e-09 | 0.00097009 | 5.1168e-09
[79 empty] | WLDFR | HFTD - Distribution - Tier 3 - 3QU CoRE ¦ 2QU LoRE | Non-Red Flag Warning - Destructive Fires | 2024 | 1.4384e-09 | 1.4384e-09 | 9129.7461 | 233.2301 | 8896.516 | 0 | 0 | 0 | 1.6136e-06 | 1.3132e-05 | 0 | 1.3132e-05 | 1.3132e-05 | 0 | 1.3132e-05 | 0 | 0.013192 | 0.028918 | 0 | 0.028918 | 0 | 3.851e-06 | 5.0359e-06 | 0 | 5.0359e-06 | [12 empty] | 7.3.3.17.5 (Remote Grid) Updates to grid topology to minimize risk of ignition in HFTDs Remote GridWLDFRContact from objectAggregated | WLDFR | HFTD - Distribution - Tier 2 - 2QU CoRE ¦ 5QU LoRE | Non-Red Flag Warning - Large Fires | Contact from object | Aggregated | 2024 | 5.2745e-06 | 1464.9153 | 0.0077267 | 2024 | Mitigation | 0.95 | 45 | 0 | esc | 0.00097009 | 5.1168e-09 | 0.00097009 | 5.1168e-09
[79 empty] | WLDFR | HFTD - Distribution - Tier 3 - 3QU CoRE ¦ 2QU LoRE | Non-Red Flag Warning - Destructive Fires | 2025 | 1.4384e-09 | 1.4384e-09 | 9129.7461 | 233.2301 | 8896.516 | 0 | 0 | 0 | 1.6136e-06 | 1.3132e-05 | 0 | 1.3132e-05 | 1.3132e-05 | 0 | 1.3132e-05 | 0 | 0.013821 | 0.030297 | 0 | 0.030297 | 0 | 3.851e-06 | 5.0359e-06 | 0 | 5.0359e-06 | [12 empty] | 7.3.3.17.5 (Remote Grid) Updates to grid topology to minimize risk of ignition in HFTDs Remote GridWLDFRContact from objectAggregated | WLDFR | HFTD - Distribution - Tier 2 - 2QU CoRE ¦ 5QU LoRE | Non-Red Flag Warning - Large Fires | Contact from object | Aggregated | 2025 | 5.2745e-06 | 1464.9153 | 0.0077267 | 2025 | Mitigation | 0.95 | 45 | 0 | esc | 0.00097009 | 5.1168e-09 | 0.00097009 | 5.1168e-09
[79 empty] | WLDFR | HFTD - Distribution - Tier 3 - 3QU CoRE ¦ 2QU LoRE | Non-Red Flag Warning - Destructive Fires | 2026 | 1.4384e-09 | 1.4384e-09 | 9129.7461 | 233.2301 | 8896.516 | 0 | 0 | 0 | 1.6136e-06 | 1.3132e-05 | 0 | 1.3132e-05 | 1.3132e-05 | 0 | 1.3132e-05 | 0 | 0.013821 | 0.030297 | 0 | 0.030297 | 0 | 3.851e-06 | 5.0359e-06 | 0 | 5.0359e-06 | [12 empty] | 7.3.3.17.5 (Remote Grid) Updates to grid topology to minimize risk of ignition in HFTDs Remote GridWLDFRContact from objectAggregated | WLDFR | HFTD - Distribution - Tier 2 - 2QU CoRE ¦ 5QU LoRE | Non-Red Flag Warning - Large Fires | Contact from object | Aggregated | 2026 | 5.2745e-06 | 1464.9153 | 0.0077267 | 2026 | Mitigation | 0.95 | 45 | 0 | esc | 0.00097009 | 5.1168e-09 | 0.00097009 | 5.1168e-09
[79 empty] | WLDFR | HFTD - Distribution - Tier 3 - 3QU CoRE ¦ 2QU LoRE | Non-Red Flag Warning - Destructive Fires | 2027 | 1.4384e-09 | 1.4384e-09 | 9129.7461 | 233.2301 | 8896.516 | 0 | 0 | 0 | 1.6136e-06 | 1.3132e-05 | 0 | 1.3132e-05 | 1.3132e-05 | 0 | 1.3132e-05 | 0 | 0.013821 | 0.030297 | 0 | 0.030297 | 0 | 3.851e-06 | 5.0359e-06 | 0 | 5.0359e-06 | [12 empty] | 7.3.3.17.5 (Remote Grid) Updates to grid topology to minimize risk of ignition in HFTDs Remote GridWLDFRContact from objectAggregated | WLDFR | HFTD - Distribution - Tier 2 - 2QU CoRE ¦ 5QU LoRE | Non-Red Flag Warning - Large Fires | Contact from object | Aggregated | 2027 | 5.2745e-06 | 1464.9153 | 0.0077267 | 2027 | Mitigation | 0.95 | 45 | 0 | esc | 0.00097009 | 5.1168e-09 | 0.00097009 | 5.1168e-09
[79 empty] | WLDFR | HFTD - Distribution - Tier 3 - 3QU CoRE ¦ 2QU LoRE | Non-Red Flag Warning - Destructive Fires | 2028 | 1.4384e-09 | 1.4384e-09 | 9534.9221 | 247.273 | 9287.6491 | 0 | 0 | 0 | 1.6136e-06 | 1.3715e-05 | 0 | 1.3715e-05 | 1.3715e-05 | 0 | 1.3715e-05 | 0 | 0.013821 | 0.030297 | 0 | 0.030297 | 0 | 4.0392e-06 | 5.282e-06 | 0 | 5.282e-06 | [12 empty] | 7.3.3.17.5 (Remote Grid) Updates to grid topology to minimize risk of ignition in HFTDs Remote GridWLDFRContact from objectAggregated | WLDFR | HFTD - Distribution - Tier 2 - 2QU CoRE ¦ 5QU LoRE | Non-Red Flag Warning - Large Fires | Contact from object | Aggregated | 2028 | 5.2745e-06 | 1464.9153 | 0.0077267 | 2028 | Mitigation | 0.95 | 45 | 0 | esc | 0.00097009 | 5.1168e-09 | 0.00097009 | 5.1168e-09
[79 empty] | WLDFR | HFTD - Distribution - Tier 3 - 3QU CoRE ¦ 2QU LoRE | Non-Red Flag Warning - Destructive Fires | 2029 | 1.4384e-09 | 1.4384e-09 | 9534.9221 | 247.273 | 9287.6491 | 0 | 0 | 0 | 1.6136e-06 | 1.3715e-05 | 0 | 1.3715e-05 | 1.3715e-05 | 0 | 1.3715e-05 | 0 | 0.013821 | 0.030297 | 0 | 0.030297 | 0 | 4.0392e-06 | 5.282e-06 | 0 | 5.282e-06 | [12 empty] | 7.3.3.17.5 (Remote Grid) Updates to grid topology to minimize risk of ignition in HFTDs Remote GridWLDFRContact from objectAggregated | WLDFR | HFTD - Distribution - Tier 2 - 2QU CoRE ¦ 5QU LoRE | Non-Red Flag Warning - Large Fires | Contact from object | Aggregated | 2029 | 5.2745e-06 | 1464.9153 | 0.0077267 | 2029 | Mitigation | 0.95 | 45 | 0 | esc | 0.00097009 | 5.1168e-09 | 0.00097009 | 5.1168e-09
[79 empty] | WLDFR | HFTD - Distribution - Tier 3 - 3QU CoRE ¦ 2QU LoRE | Non-Red Flag Warning - Destructive Fires | 2030 | 1.4384e-09 | 1.4384e-09 | 9534.9221 | 247.273 | 9287.6491 | 0 | 0 | 0 | 1.6136e-06 | 1.3715e-05 | 0 | 1.3715e-05 | 1.3715e-05 | 0 | 1.3715e-05 | 0 | 0.014456 | 0.031687 | 0 | 0.031687 | 0 | 4.0392e-06 | 5.282e-06 | 0 | 5.282e-06 | [12 empty] | 7.3.3.17.5 (Remote Grid) Updates to grid topology to minimize risk of ignition in HFTDs Remote GridWLDFRContact from objectAggregated | WLDFR | HFTD - Distribution - Tier 2 - 2QU CoRE ¦ 5QU LoRE | Non-Red Flag Warning - Large Fires | Contact from object | Aggregated | 2030 | 5.2745e-06 | 1464.9153 | 0.0077267 | 2030 | Mitigation | 0.95 | 45 | 0 | esc | 0.00097009 | 5.1168e-09 | 0.00097009 | 5.1168e-09
[79 empty] | WLDFR | HFTD - Distribution - Tier 3 - 3QU CoRE ¦ 2QU LoRE | Non-Red Flag Warning - Destructive Fires | 2031 | 1.4384e-09 | 1.4384e-09 | 9534.9221 | 247.273 | 9287.6491 | 0 | 0 | 0 | 1.6136e-06 | 1.3715e-05 | 0 | 1.3715e-05 | 1.3715e-05 | 0 | 1.3715e-05 | 0 | 0.014456 | 0.031687 | 0 | 0.031687 | 0 | 4.0392e-06 | 5.282e-06 | 0 | 5.282e-06 | [12 empty] | 7.3.3.17.5 (Remote Grid) Updates to grid topology to minimize risk of ignition in HFTDs Remote GridWLDFRContact from objectAggregated | WLDFR | HFTD - Distribution - Tier 2 - 2QU CoRE ¦ 5QU LoRE | Non-Red Flag Warning - Large Fires | Contact from object | Aggregated | 2031 | 5.2745e-06 | 1464.9153 | 0.0077267 | 2031 | Mitigation | 0.95 | 45 | 0 | esc | 0.00097009 | 5.1168e-09 | 0.00097009 | 5.1168e-09
[79 empty] | WLDFR | HFTD - Distribution - Tier 3 - 3QU CoRE ¦ 2QU LoRE | Non-Red Flag Warning - Destructive Fires | 2032 | 1.4384e-09 | 1.4384e-09 | 9534.9221 | 247.273 | 9287.6491 | 0 | 0 | 0 | 1.6136e-06 | 1.3715e-05 | 0 | 1.3715e-05 | 1.3715e-05 | 0 | 1.3715e-05 | 0 | 0.014456 | 0.031687 | 0 | 0.031687 | 0 | 4.0392e-06 | 5.282e-06 | 0 | 5.282e-06 | [12 empty] | 7.3.3.17.5 (Remote Grid) Updates to grid topology to minimize risk of ignition in HFTDs Remote GridWLDFRContact from objectAggregated | WLDFR | HFTD - Distribution - Tier 2 - 2QU CoRE ¦ 5QU LoRE | Non-Red Flag Warning - Large Fires | Contact from object | Aggregated | 2032 | 5.2745e-06 | 1464.9153 | 0.0077267 | 2032 | Mitigation | 0.95 | 45 | 0 | esc | 0.00097009 | 5.1168e-09 | 0.00097009 | 5.1168e-09
[79 empty] | WLDFR | HFTD - Distribution - Tier 3 - 3QU CoRE ¦ 2QU LoRE | Non-Red Flag Warning - Destructive Fires | 2033 | 1.4384e-09 | 1.4384e-09 | 9984.8474 | 263.1074 | 9721.74 | 0 | 0 | 0 | 1.6136e-06 | 1.4362e-05 | 0 | 1.4362e-05 | 1.4362e-05 | 0 | 1.4362e-05 | 0 | 0.014456 | 0.031687 | 0 | 0.031687 | 0 | 4.2395e-06 | 5.5439e-06 | 0 | 5.5439e-06 | [12 empty] | 7.3.3.17.5 (Remote Grid) Updates to grid topology to minimize risk of ignition in HFTDs Remote GridWLDFRContact from objectAggregated | WLDFR | HFTD - Distribution - Tier 2 - 2QU CoRE ¦ 5QU LoRE | Non-Red Flag Warning - Large Fires | Contact from object | Aggregated | 2033 | 5.2745e-06 | 1464.9153 | 0.0077267 | 2033 | Mitigation | 0.95 | 45 | 0 | esc | 0.00097009 | 5.1168e-09 | 0.00097009 | 5.1168e-09
[79 empty] | WLDFR | HFTD - Distribution - Tier 3 - 3QU CoRE ¦ 2QU LoRE | Non-Red Flag Warning - Destructive Fires | 2034 | 1.4384e-09 | 1.4384e-09 | 9984.8474 | 263.1074 | 9721.74 | 0 | 0 | 0 | 1.6136e-06 | 1.4362e-05 | 0 | 1.4362e-05 | 1.4362e-05 | 0 | 1.4362e-05 | 0 | 0.014456 | 0.031687 | 0 | 0.031687 | 0 | 4.2395e-06 | 5.5439e-06 | 0 | 5.5439e-06 | [12 empty] | 7.3.3.17.5 (Remote Grid) Updates to grid topology to minimize risk of ignition in HFTDs Remote GridWLDFRContact from objectAggregated | WLDFR | HFTD - Distribution - Tier 2 - 2QU CoRE ¦ 5QU LoRE | Non-Red Flag Warning - Large Fires | Contact from object | Aggregated | 2034 | 5.2745e-06 | 1464.9153 | 0.0077267 | 2034 | Mitigation | 0.95 | 45 | 0 | esc | 0.00097009 | 5.1168e-09 | 0.00097009 | 5.1168e-09
[79 empty] | WLDFR | HFTD - Distribution - Tier 3 - 3QU CoRE ¦ 2QU LoRE | Non-Red Flag Warning - Destructive Fires | 2035 | 1.4384e-09 | 1.4384e-09 | 9984.8474 | 263.1074 | 9721.74 | 0 | 0 | 0 | 1.6136e-06 | 1.4362e-05 | 0 | 1.4362e-05 | 1.4362e-05 | 0 | 1.4362e-05 | 0 | 0.015087 | 0.033071 | 0 | 0.033071 | 0 | 4.2395e-06 | 5.5439e-06 | 0 | 5.5439e-06 | [12 empty] | 7.3.3.17.5 (Remote Grid) Updates to grid topology to minimize risk of ignition in HFTDs Remote GridWLDFRContact from objectAggregated | WLDFR | HFTD - Distribution - Tier 2 - 2QU CoRE ¦ 5QU LoRE | Non-Red Flag Warning - Large Fires | Contact from object | Aggregated | 2035 | 5.2745e-06 | 1464.9153 | 0.0077267 | 2035 | Mitigation | 0.95 | 45 | 0 | esc | 0.00097009 | 5.1168e-09 | 0.00097009 | 5.1168e-09
[79 empty] | WLDFR | HFTD - Distribution - Tier 3 - 3QU CoRE ¦ 2QU LoRE | Non-Red Flag Warning - Destructive Fires | 2036 | 1.4384e-09 | 1.4384e-09 | 9984.8474 | 263.1074 | 9721.74 | 0 | 0 | 0 | 1.6136e-06 | 1.4362e-05 | 0 | 1.4362e-05 | 1.4362e-05 | 0 | 1.4362e-05 | 0 | 0.015087 | 0.033071 | 0 | 0.033071 | 0 | 4.2395e-06 | 5.5439e-06 | 0 | 5.5439e-06 | [12 empty] | 7.3.3.17.5 (Remote Grid) Updates to grid topology to minimize risk of ignition in HFTDs Remote GridWLDFRContact from objectAggregated | WLDFR | HFTD - Distribution - Tier 2 - 2QU CoRE ¦ 5QU LoRE | Non-Red Flag Warning - Large Fires | Contact from object | Aggregated | 2036 | 5.2745e-06 | 1464.9153 | 0.0077267 | 2036 | Mitigation | 0.95 | 45 | 0 | esc | 0.00097009 | 5.1168e-09 | 0.00097009 | 5.1168e-09
[79 empty] | WLDFR | HFTD - Distribution - Tier 3 - 3QU CoRE ¦ 2QU LoRE | Non-Red Flag Warning - Destructive Fires | 2037 | 1.4384e-09 | 1.4384e-09 | 9984.8474 | 263.1074 | 9721.74 | 0 | 0 | 0 | 1.6136e-06 | 1.4362e-05 | 0 | 1.4362e-05 | 1.4362e-05 | 0 | 1.4362e-05 | 0 | 0.015087 | 0.033071 | 0 | 0.033071 | 0 | 4.2395e-06 | 5.5439e-06 | 0 | 5.5439e-06 | [12 empty] | 7.3.3.17.5 (Remote Grid) Updates to grid topology to minimize risk of ignition in HFTDs Remote GridWLDFRContact from objectAggregated | WLDFR | HFTD - Distribution - Tier 2 - 2QU CoRE ¦ 5QU LoRE | Non-Red Flag Warning - Large Fires | Contact from object | Aggregated | 2037 | 5.2745e-06 | 1464.9153 | 0.0077267 | 2037 | Mitigation | 0.95 | 45 | 0 | esc | 0.00097009 | 5.1168e-09 | 0.00097009 | 5.1168e-09
[79 empty] | WLDFR | HFTD - Distribution - Tier 3 - 3QU CoRE ¦ 2QU LoRE | Non-Red Flag Warning - Destructive Fires | 2038 | 1.4384e-09 | 1.4384e-09 | 10472.8261 | 280.5544 | 10192.2718 | 0 | 0 | 0 | 1.6136e-06 | 1.5064e-05 | 0 | 1.5064e-05 | 1.5064e-05 | 0 | 1.5064e-05 | 0 | 0 | 0.033071 | 0 | 0.033071 | 0 | 4.4492e-06 | 5.8182e-06 | 0 | 5.8182e-06 | [12 empty] | 7.3.3.17.5 (Remote Grid) Updates to grid topology to minimize risk of ignition in HFTDs Remote GridWLDFRContact from objectAggregated | WLDFR | HFTD - Distribution - Tier 2 - 2QU CoRE ¦ 5QU LoRE | Non-Red Flag Warning - Large Fires | Contact from object | Aggregated | 2038 | 5.2745e-06 | 1464.9153 | 0.0077267 | 2038 | Mitigation | 0.95 | 45 | 0 | esc | 0.00097009 | 5.1168e-09 | 0.00097009 | 5.1168e-09
[79 empty] | WLDFR | HFTD - Distribution - Tier 3 - 3QU CoRE ¦ 2QU LoRE | Non-Red Flag Warning - Destructive Fires | 2039 | 1.4384e-09 | 1.4384e-09 | 10472.8261 | 280.5544 | 10192.2718 | 0 | 0 | 0 | 1.6136e-06 | 1.5064e-05 | 0 | 1.5064e-05 | 1.5064e-05 | 0 | 1.5064e-05 | 0 | 0 | 0 | 0 | 0 | 0 | 4.4492e-06 | 5.8182e-06 | 0 | 5.8182e-06 | [12 empty] | 7.3.3.17.5 (Remote Grid) Updates to grid topology to minimize risk of ignition in HFTDs Remote GridWLDFRContact from objectAggregated | WLDFR | HFTD - Distribution - Tier 2 - 2QU CoRE ¦ 5QU LoRE | Non-Red Flag Warning - Large Fires | Contact from object | Aggregated | 2039 | 5.2745e-06 | 1464.9153 | 0.0077267 | 2039 | Mitigation | 0.95 | 45 | 0 | esc | 0.00097009 | 5.1168e-09 | 0.00097009 | 5.1168e-09
[79 empty] | WLDFR | HFTD - Distribution - Tier 3 - 3QU CoRE ¦ 2QU LoRE | Non-Red Flag Warning - Destructive Fires | 2040 | 1.4384e-09 | 1.4384e-09 | 10472.8261 | 280.5544 | 10192.2718 | 0 | 0 | 0 | 1.6136e-06 | 1.5064e-05 | 0 | 1.5064e-05 | 1.5064e-05 | 0 | 1.5064e-05 | 0 | 0.00078207 | 0 | 0 | 0 | 0 | 4.4492e-06 | 5.8182e-06 | 0 | 5.8182e-06 | [12 empty] | 7.3.3.17.5 (Remote Grid) Updates to grid topology to minimize risk of ignition in HFTDs Remote GridWLDFRContact from objectAggregated | WLDFR | HFTD - Distribution - Tier 2 - 2QU CoRE ¦ 5QU LoRE | Non-Red Flag Warning - Large Fires | Contact from object | Aggregated | 2040 | 5.2745e-06 | 1464.9153 | 0.0077267 | 2040 | Mitigation | 0.95 | 45 | 0 | esc | 0.00097009 | 5.1168e-09 | 0.00097009 | 5.1168e-09
[79 empty] | WLDFR | HFTD - Distribution - Tier 3 - 3QU CoRE ¦ 2QU LoRE | Non-Red Flag Warning - Destructive Fires | 2041 | 1.4384e-09 | 1.4384e-09 | 10472.8261 | 280.5544 | 10192.2718 | 0 | 0 | 0 | 1.6136e-06 | 1.5064e-05 | 0 | 1.5064e-05 | 1.5064e-05 | 0 | 1.5064e-05 | 0 | 0.00081064 | 0.001777 | 0 | 0.001777 | 0 | 4.4492e-06 | 5.8182e-06 | 0 | 5.8182e-06 | [12 empty] | 7.3.3.17.5 (Remote Grid) Updates to grid topology to minimize risk of ignition in HFTDs Remote GridWLDFRContact from objectAggregated | WLDFR | HFTD - Distribution - Tier 2 - 2QU CoRE ¦ 5QU LoRE | Non-Red Flag Warning - Large Fires | Contact from object | Aggregated | 2041 | 5.2745e-06 | 1464.9153 | 0.0077267 | 2041 | Mitigation | 0.95 | 45 | 0 | esc | 0.00097009 | 5.1168e-09 | 0.00097009 | 5.1168e-09
[79 empty] | WLDFR | HFTD - Distribution - Tier 3 - 3QU CoRE ¦ 2QU LoRE | Non-Red Flag Warning - Destructive Fires | 2042 | 1.4384e-09 | 1.4384e-09 | 10472.8261 | 280.5544 | 10192.2718 | 0 | 0 | 0 | 1.6136e-06 | 1.5064e-05 | 0 | 1.5064e-05 | 1.5064e-05 | 0 | 1.5064e-05 | 0 | 0.00081064 | 0.001777 | 0 | 0.001777 | 0 | 4.4492e-06 | 5.8182e-06 | 0 | 5.8182e-06 | [12 empty] | 7.3.3.17.5 (Remote Grid) Updates to grid topology to minimize risk of ignition in HFTDs Remote GridWLDFRContact from objectAggregated | WLDFR | HFTD - Distribution - Tier 2 - 2QU CoRE ¦ 5QU LoRE | Non-Red Flag Warning - Large Fires | Contact from object | Aggregated | 2042 | 5.2745e-06 | 1464.9153 | 0.0077267 | 2042 | Mitigation | 0.95 | 45 | 0 | esc | 0.00097009 | 5.1168e-09 | 0.00097009 | 5.1168e-09
[79 empty] | WLDFR | HFTD - Distribution - Tier 3 - 3QU CoRE ¦ 2QU LoRE | Non-Red Flag Warning - Destructive Fires | 2043 | 1.4384e-09 | 1.4384e-09 | 10992.1562 | 299.42 | 10692.7362 | 0 | 0 | 0 | 1.6136e-06 | 1.5811e-05 | 0 | 1.5811e-05 | 1.5811e-05 | 0 | 1.5811e-05 | 0 | 0.00081064 | 0.001777 | 0 | 0.001777 | 0 | 4.6659e-06 | 6.1015e-06 | 0 | 6.1015e-06 | [12 empty] | 7.3.3.17.5 (Remote Grid) Updates to grid topology to minimize risk of ignition in HFTDs Remote GridWLDFRContact from objectAggregated | WLDFR | HFTD - Distribution - Tier 2 - 2QU CoRE ¦ 5QU LoRE | Non-Red Flag Warning - Large Fires | Contact from object | Aggregated | 2043 | 5.2745e-06 | 1464.9153 | 0.0077267 | 2043 | Mitigation | 0.95 | 45 | 0 | esc | 0.00097009 | 5.1168e-09 | 0.00097009 | 5.1168e-09
[79 empty] | WLDFR | HFTD - Distribution - Tier 3 - 3QU CoRE ¦ 2QU LoRE | Non-Red Flag Warning - Destructive Fires | 2044 | 1.4384e-09 | 1.4384e-09 | 10992.1562 | 299.42 | 10692.7362 | 0 | 0 | 0 | 1.6136e-06 | 1.5811e-05 | 0 | 1.5811e-05 | 1.5811e-05 | 0 | 1.5811e-05 | 0 | 0.00081064 | 0.001777 | 0 | 0.001777 | 0 | 4.6659e-06 | 6.1015e-06 | 0 | 6.1015e-06 | [12 empty] | 7.3.3.17.5 (Remote Grid) Updates to grid topology to minimize risk of ignition in HFTDs Remote GridWLDFRContact from objectAggregated | WLDFR | HFTD - Distribution - Tier 2 - 2QU CoRE ¦ 5QU LoRE | Non-Red Flag Warning - Large Fires | Contact from object | Aggregated | 2044 | 5.2745e-06 | 1464.9153 | 0.0077267 | 2044 | Mitigation | 0.95 | 45 | 0 | esc | 0.00097009 | 5.1168e-09 | 0.00097009 | 5.1168e-09
[79 empty] | WLDFR | HFTD - Distribution - Tier 3 - 3QU CoRE ¦ 2QU LoRE | Non-Red Flag Warning - Destructive Fires | 2045 | 1.4384e-09 | 1.4384e-09 | 10992.1562 | 299.42 | 10692.7362 | 0 | 0 | 0 | 1.6136e-06 | 1.5811e-05 | 0 | 1.5811e-05 | 1.5811e-05 | 0 | 1.5811e-05 | 0 | 0.00081064 | 0.001777 | 0 | 0.001777 | 0 | 4.6659e-06 | 6.1015e-06 | 0 | 6.1015e-06 | [12 empty] | 7.3.3.17.5 (Remote Grid) Updates to grid topology to minimize risk of ignition in HFTDs Remote GridWLDFRContact from objectAggregated | WLDFR | HFTD - Distribution - Tier 2 - 2QU CoRE ¦ 5QU LoRE | Non-Red Flag Warning - Large Fires | Contact from object | Aggregated | 2045 | 5.2745e-06 | 1464.9153 | 0.0077267 | 2045 | Mitigation | 0.95 | 45 | 0 | esc | 0.00097009 | 5.1168e-09 | 0.00097009 | 5.1168e-09
[79 empty] | WLDFR | HFTD - Distribution - Tier 3 - 3QU CoRE ¦ 2QU LoRE | Non-Red Flag Warning - Destructive Fires | 2046 | 1.4384e-09 | 1.4384e-09 | 10992.1562 | 299.42 | 10692.7362 | 0 | 0 | 0 | 1.6136e-06 | 1.5811e-05 | 0 | 1.5811e-05 | 1.5811e-05 | 0 | 1.5811e-05 | 0 | 0.00084662 | 0.0018558 | 0 | 0.0018558 | 0 | 4.6659e-06 | 6.1015e-06 | 0 | 6.1015e-06 | [12 empty] | 7.3.3.17.5 (Remote Grid) Updates to grid topology to minimize risk of ignition in HFTDs Remote GridWLDFRContact from objectAggregated | WLDFR | HFTD - Distribution - Tier 2 - 2QU CoRE ¦ 5QU LoRE | Non-Red Flag Warning - Large Fires | Contact from object | Aggregated | 2046 | 5.2745e-06 | 1464.9153 | 0.0077267 | 2046 | Mitigation | 0.95 | 45 | 0 | esc | 0.00097009 | 5.1168e-09 | 0.00097009 | 5.1168e-09
[79 empty] | WLDFR | HFTD - Distribution - Tier 3 - 3QU CoRE ¦ 2QU LoRE | Non-Red Flag Warning - Destructive Fires | 2047 | 1.4384e-09 | 1.4384e-09 | 10992.1562 | 299.42 | 10692.7362 | 0 | 0 | 0 | 1.6136e-06 | 1.5811e-05 | 0 | 1.5811e-05 | 1.5811e-05 | 0 | 1.5811e-05 | 0 | 0.00084662 | 0.0018558 | 0 | 0.0018558 | 0 | 4.6659e-06 | 6.1015e-06 | 0 | 6.1015e-06 | [12 empty] | 7.3.3.17.5 (Remote Grid) Updates to grid topology to minimize risk of ignition in HFTDs Remote GridWLDFRContact from objectAggregated | WLDFR | HFTD - Distribution - Tier 2 - 2QU CoRE ¦ 5QU LoRE | Non-Red Flag Warning - Large Fires | Contact from object | Aggregated | 2047 | 5.2745e-06 | 1464.9153 | 0.0077267 | 2047 | Mitigation | 0.95 | 45 | 0 | esc | 0.00097009 | 5.1168e-09 | 0.00097009 | 5.1168e-09
[79 empty] | WLDFR | HFTD - Distribution - Tier 3 - 3QU CoRE ¦ 2QU LoRE | Non-Red Flag Warning - Destructive Fires | 2048 | 1.4384e-09 | 1.4384e-09 | 11536.0538 | 319.4911 | 11216.5626 | 0 | 0 | 0 | 1.6136e-06 | 1.6594e-05 | 0 | 1.6594e-05 | 1.6594e-05 | 0 | 1.6594e-05 | 0 | 0.00084662 | 0.0018558 | 0 | 0.0018558 | 0 | 4.8867e-06 | 6.3902e-06 | 0 | 6.3902e-06 | [12 empty] | 7.3.3.17.5 (Remote Grid) Updates to grid topology to minimize risk of ignition in HFTDs Remote GridWLDFRContact from objectAggregated | WLDFR | HFTD - Distribution - Tier 2 - 2QU CoRE ¦ 5QU LoRE | Non-Red Flag Warning - Large Fires | Contact from object | Aggregated | 2048 | 5.2745e-06 | 1464.9153 | 0.0077267 | 2048 | Mitigation | 0.95 | 45 | 0 | esc | 0.00097009 | 5.1168e-09 | 0.00097009 | 5.1168e-09
[79 empty] | WLDFR | HFTD - Distribution - Tier 3 - 3QU CoRE ¦ 2QU LoRE | Non-Red Flag Warning - Destructive Fires | 2049 | 1.4384e-09 | 1.4384e-09 | 11536.0538 | 319.4911 | 11216.5626 | 0 | 0 | 0 | 1.6136e-06 | 1.6594e-05 | 0 | 1.6594e-05 | 1.6594e-05 | 0 | 1.6594e-05 | 0 | 0.00084662 | 0.0018558 | 0 | 0.0018558 | 0 | 4.8867e-06 | 6.3902e-06 | 0 | 6.3902e-06 | [12 empty] | 7.3.3.17.5 (Remote Grid) Updates to grid topology to minimize risk of ignition in HFTDs Remote GridWLDFRContact from objectAggregated | WLDFR | HFTD - Distribution - Tier 2 - 2QU CoRE ¦ 5QU LoRE | Non-Red Flag Warning - Large Fires | Contact from object | Aggregated | 2049 | 5.2745e-06 | 1464.9153 | 0.0077267 | 2049 | Mitigation | 0.95 | 45 | 0 | esc | 0.00097009 | 5.1168e-09 | 0.00097009 | 5.1168e-09
[79 empty] | WLDFR | HFTD - Distribution - Tier 3 - 3QU CoRE ¦ 2QU LoRE | Non-Red Flag Warning - Destructive Fires | 2050 | 1.4384e-09 | 1.4384e-09 | 11536.0538 | 319.4911 | 11216.5626 | 0 | 0 | 0 | 1.6136e-06 | 1.6594e-05 | 0 | 1.6594e-05 | 1.6594e-05 | 0 | 1.6594e-05 | 0 | 0.00084662 | 0.0018558 | 0 | 0.0018558 | 0 | 4.8867e-06 | 6.3902e-06 | 0 | 6.3902e-06 | [12 empty] | 7.3.3.17.5 (Remote Grid) Updates to grid topology to minimize risk of ignition in HFTDs Remote GridWLDFRContact from objectAggregated | WLDFR | HFTD - Distribution - Tier 2 - 2QU CoRE ¦ 5QU LoRE | Non-Red Flag Warning - Large Fires | Contact from object | Aggregated | 2050 | 5.2745e-06 | 1464.9153 | 0.0077267 | 2050 | Mitigation | 0.95 | 45 | 0 | esc | 0.00097009 | 5.1168e-09 | 0.00097009 | 5.1168e-09
[79 empty] | WLDFR | HFTD - Distribution - Tier 3 - 3QU CoRE ¦ 2QU LoRE | Non-Red Flag Warning - Destructive Fires | 2051 | 1.4384e-09 | 1.4384e-09 | 11536.0538 | 319.4911 | 11216.5626 | 0 | 0 | 0 | 1.6136e-06 | 1.6594e-05 | 0 | 1.6594e-05 | 1.6594e-05 | 0 | 1.6594e-05 | 0 | 0.00088657 | 0.0019434 | 0 | 0.0019434 | 0 | 4.8867e-06 | 6.3902e-06 | 0 | 6.3902e-06 | [12 empty] | 7.3.3.17.5 (Remote Grid) Updates to grid topology to minimize risk of ignition in HFTDs Remote GridWLDFRContact from objectAggregated | WLDFR | HFTD - Distribution - Tier 2 - 2QU CoRE ¦ 5QU LoRE | Non-Red Flag Warning - Large Fires | Contact from object | Aggregated | 2051 | 5.2745e-06 | 1464.9153 | 0.0077267 | 2051 | Mitigation | 0.95 | 45 | 0 | esc | 0.00097009 | 5.1168e-09 | 0.00097009 | 5.1168e-09
[79 empty] | WLDFR | HFTD - Distribution - Tier 3 - 3QU CoRE ¦ 2QU LoRE | Non-Red Flag Warning - Destructive Fires | 2052 | 1.4384e-09 | 1.4384e-09 | 11536.0538 | 319.4911 | 11216.5626 | 0 | 0 | 0 | 1.6136e-06 | 1.6594e-05 | 0 | 1.6594e-05 | 1.6594e-05 | 0 | 1.6594e-05 | 0 | 0.00088657 | 0.0019434 | 0 | 0.0019434 | 0 | 4.8867e-06 | 6.3902e-06 | 0 | 6.3902e-06 | [12 empty] | 7.3.3.17.5 (Remote Grid) Updates to grid topology to minimize risk of ignition in HFTDs Remote GridWLDFRContact from objectAggregated | WLDFR | HFTD - Distribution - Tier 2 - 2QU CoRE ¦ 5QU LoRE | Non-Red Flag Warning - Large Fires | Contact from object | Aggregated | 2052 | 5.2745e-06 | 1464.9153 | 0.0077267 | 2052 | Mitigation | 0.95 | 45 | 0 | esc | 0.00097009 | 5.1168e-09 | 0.00097009 | 5.1168e-09
[79 empty] | WLDFR | HFTD - Distribution - Tier 3 - 3QU CoRE ¦ 2QU LoRE | Non-Red Flag Warning - Destructive Fires | 2053 | 1.4384e-09 | 1.4384e-09 | 12097.6769 | 340.5356 | 11757.1413 | 0 | 0 | 0 | 1.6136e-06 | 1.7401e-05 | 0 | 1.7401e-05 | 1.7401e-05 | 0 | 1.7401e-05 | 0 | 0.00088657 | 0.0019434 | 0 | 0.0019434 | 0 | 5.109e-06 | 6.681e-06 | 0 | 6.681e-06 | [12 empty] | 7.3.3.17.5 (Remote Grid) Updates to grid topology to minimize risk of ignition in HFTDs Remote GridWLDFRContact from objectAggregated | WLDFR | HFTD - Distribution - Tier 2 - 2QU CoRE ¦ 5QU LoRE | Non-Red Flag Warning - Large Fires | Contact from object | Aggregated | 2053 | 5.2745e-06 | 1464.9153 | 0.0077267 | 2053 | Mitigation | 0.95 | 45 | 0 | esc | 0.00097009 | 5.1168e-09 | 0.00097009 | 5.1168e-09
[79 empty] | WLDFR | HFTD - Distribution - Tier 3 - 3QU CoRE ¦ 2QU LoRE | Non-Red Flag Warning - Destructive Fires | 2054 | 1.4384e-09 | 1.4384e-09 | 12097.6769 | 340.5356 | 11757.1413 | 0 | 0 | 0 | 1.6136e-06 | 1.7401e-05 | 0 | 1.7401e-05 | 1.7401e-05 | 0 | 1.7401e-05 | 0 | 0.00088657 | 0.0019434 | 0 | 0.0019434 | 0 | 5.109e-06 | 6.681e-06 | 0 | 6.681e-06 | [12 empty] | 7.3.3.17.5 (Remote Grid) Updates to grid topology to minimize risk of ignition in HFTDs Remote GridWLDFRContact from objectAggregated | WLDFR | HFTD - Distribution - Tier 2 - 2QU CoRE ¦ 5QU LoRE | Non-Red Flag Warning - Large Fires | Contact from object | Aggregated | 2054 | 5.2745e-06 | 1464.9153 | 0.0077267 | 2054 | Mitigation | 0.95 | 45 | 0 | esc | 0.00097009 | 5.1168e-09 | 0.00097009 | 5.1168e-09
[79 empty] | WLDFR | HFTD - Distribution - Tier 3 - 3QU CoRE ¦ 2QU LoRE | Non-Red Flag Warning - Destructive Fires | 2055 | 1.4384e-09 | 1.4384e-09 | 12097.6769 | 340.5356 | 11757.1413 | 0 | 0 | 0 | 1.6136e-06 | 1.7401e-05 | 0 | 1.7401e-05 | 1.7401e-05 | 0 | 1.7401e-05 | 0 | 0.00088657 | 0.0019434 | 0 | 0.0019434 | 0 | 5.109e-06 | 6.681e-06 | 0 | 6.681e-06 | [12 empty] | 7.3.3.17.5 (Remote Grid) Updates to grid topology to minimize risk of ignition in HFTDs Remote GridWLDFRContact from objectAggregated | WLDFR | HFTD - Distribution - Tier 2 - 2QU CoRE ¦ 5QU LoRE | Non-Red Flag Warning - Large Fires | Contact from object | Aggregated | 2055 | 5.2745e-06 | 1464.9153 | 0.0077267 | 2055 | Mitigation | 0.95 | 45 | 0 | esc | 0.00097009 | 5.1168e-09 | 0.00097009 | 5.1168e-09
[79 empty] | WLDFR | HFTD - Distribution - Tier 3 - 3QU CoRE ¦ 2QU LoRE | Non-Red Flag Warning - Destructive Fires | 2056 | 1.4384e-09 | 1.4384e-09 | 12097.6769 | 340.5356 | 11757.1413 | 0 | 0 | 0 | 1.6136e-06 | 1.7401e-05 | 0 | 1.7401e-05 | 1.7401e-05 | 0 | 1.7401e-05 | 0 | 0.0009299 | 0.0020384 | 0 | 0.0020384 | 0 | 5.109e-06 | 6.681e-06 | 0 | 6.681e-06 | [12 empty] | 7.3.3.17.5 (Remote Grid) Updates to grid topology to minimize risk of ignition in HFTDs Remote GridWLDFRContact from objectAggregated | WLDFR | HFTD - Distribution - Tier 2 - 2QU CoRE ¦ 5QU LoRE | Non-Red Flag Warning - Large Fires | Contact from object | Aggregated | 2056 | 5.2745e-06 | 1464.9153 | 0.0077267 | 2056 | Mitigation | 0.95 | 45 | 0 | esc | 0.00097009 | 5.1168e-09 | 0.00097009 | 5.1168e-09
[79 empty] | WLDFR | HFTD - Distribution - Tier 3 - 3QU CoRE ¦ 2QU LoRE | Non-Red Flag Warning - Destructive Fires | 2057 | 1.4384e-09 | 1.4384e-09 | 12097.6769 | 340.5356 | 11757.1413 | 0 | 0 | 0 | 1.6136e-06 | 1.7401e-05 | 0 | 1.7401e-05 | 1.7401e-05 | 0 | 1.7401e-05 | 0 | 0.0009299 | 0.0020384 | 0 | 0.0020384 | 0 | 5.109e-06 | 6.681e-06 | 0 | 6.681e-06 | [12 empty] | 7.3.3.17.5 (Remote Grid) Updates to grid topology to minimize risk of ignition in HFTDs Remote GridWLDFRContact from objectAggregated | WLDFR | HFTD - Distribution - Tier 2 - 2QU CoRE ¦ 5QU LoRE | Non-Red Flag Warning - Large Fires | Contact from object | Aggregated | 2057 | 5.2745e-06 | 1464.9153 | 0.0077267 | 2057 | Mitigation | 0.95 | 45 | 0 | esc | 0.00097009 | 5.1168e-09 | 0.00097009 | 5.1168e-09
[79 empty] | WLDFR | HFTD - Distribution - Tier 3 - 3QU CoRE ¦ 2QU LoRE | Non-Red Flag Warning - Destructive Fires | 2058 | 1.4384e-09 | 1.4384e-09 | 12670.1796 | 362.3049 | 12307.8747 | 0 | 0 | 0 | 1.6136e-06 | 1.8225e-05 | 0 | 1.8225e-05 | 1.8225e-05 | 0 | 1.8225e-05 | 0 | 0.0009299 | 0.0020384 | 0 | 0.0020384 | 0 | 5.3302e-06 | 6.9702e-06 | 0 | 6.9702e-06 | [12 empty] | 7.3.3.17.5 (Remote Grid) Updates to grid topology to minimize risk of ignition in HFTDs Remote GridWLDFRContact from objectAggregated | WLDFR | HFTD - Distribution - Tier 2 - 2QU CoRE ¦ 5QU LoRE | Non-Red Flag Warning - Large Fires | Contact from object | Aggregated | 2058 | 5.2745e-06 | 1464.9153 | 0.0077267 | 2058 | Mitigation | 0.95 | 45 | 0 | esc | 0.00097009 | 5.1168e-09 | 0.00097009 | 5.1168e-09
[79 empty] | WLDFR | HFTD - Distribution - Tier 3 - 3QU CoRE ¦ 2QU LoRE | Non-Red Flag Warning - Destructive Fires | 2059 | 1.4384e-09 | 1.4384e-09 | 12670.1796 | 362.3049 | 12307.8747 | 0 | 0 | 0 | 1.6136e-06 | 1.8225e-05 | 0 | 1.8225e-05 | 1.8225e-05 | 0 | 1.8225e-05 | 0 | 0.0009299 | 0.0020384 | 0 | 0.0020384 | 0 | 5.3302e-06 | 6.9702e-06 | 0 | 6.9702e-06 | [12 empty] | 7.3.3.17.5 (Remote Grid) Updates to grid topology to minimize risk of ignition in HFTDs Remote GridWLDFRContact from objectAggregated | WLDFR | HFTD - Distribution - Tier 2 - 2QU CoRE ¦ 5QU LoRE | Non-Red Flag Warning - Large Fires | Contact from object | Aggregated | 2059 | 5.2745e-06 | 1464.9153 | 0.0077267 | 2059 | Mitigation | 0.95 | 45 | 0 | esc | 0.00097009 | 5.1168e-09 | 0.00097009 | 5.1168e-09
[79 empty] | WLDFR | HFTD - Distribution - Tier 3 - 3QU CoRE ¦ 2QU LoRE | Non-Red Flag Warning - Destructive Fires | 2060 | 1.4384e-09 | 1.4384e-09 | 12670.1796 | 362.3049 | 12307.8747 | 0 | 0 | 0 | 1.6136e-06 | 1.8225e-05 | 0 | 1.8225e-05 | 1.8225e-05 | 0 | 1.8225e-05 | 0 | 0.0009299 | 0.0020384 | 0 | 0.0020384 | 0 | 5.3302e-06 | 6.9702e-06 | 0 | 6.9702e-06 | [12 empty] | 7.3.3.17.5 (Remote Grid) Updates to grid topology to minimize risk of ignition in HFTDs Remote GridWLDFRContact from objectAggregated | WLDFR | HFTD - Distribution - Tier 2 - 2QU CoRE ¦ 5QU LoRE | Non-Red Flag Warning - Large Fires | Contact from object | Aggregated | 2060 | 5.2745e-06 | 1464.9153 | 0.0077267 | 2060 | Mitigation | 0.95 | 45 | 0 | esc | 0.00097009 | 5.1168e-09 | 0.00097009 | 5.1168e-09
[79 empty] | WLDFR | HFTD - Distribution - Tier 3 - 3QU CoRE ¦ 2QU LoRE | Non-Red Flag Warning - Destructive Fires | 2061 | 1.4384e-09 | 1.4384e-09 | 12670.1796 | 362.3049 | 12307.8747 | 0 | 0 | 0 | 1.6136e-06 | 1.8225e-05 | 0 | 1.8225e-05 | 1.8225e-05 | 0 | 1.8225e-05 | 0 | 0.00097601 | 0.0021394 | 0 | 0.0021394 | 0 | 5.3302e-06 | 6.9702e-06 | 0 | 6.9702e-06 | [12 empty] | 7.3.3.17.5 (Remote Grid) Updates to grid topology to minimize risk of ignition in HFTDs Remote GridWLDFRContact from objectAggregated | WLDFR | HFTD - Distribution - Tier 2 - 2QU CoRE ¦ 5QU LoRE | Non-Red Flag Warning - Large Fires | Contact from object | Aggregated | 2061 | 5.2745e-06 | 1464.9153 | 0.0077267 | 2061 | Mitigation | 0.95 | 45 | 0 | esc | 0.00097009 | 5.1168e-09 | 0.00097009 | 5.1168e-09
[79 empty] | WLDFR | HFTD - Distribution - Tier 3 - 3QU CoRE ¦ 2QU LoRE | Non-Red Flag Warning - Destructive Fires | 2062 | 1.4384e-09 | 1.4384e-09 | 12670.1796 | 362.3049 | 12307.8747 | 0 | 0 | 0 | 1.6136e-06 | 1.8225e-05 | 0 | 1.8225e-05 | 1.8225e-05 | 0 | 1.8225e-05 | 0 | 0.00097601 | 0.0021394 | 0 | 0.0021394 | 0 | 5.3302e-06 | 6.9702e-06 | 0 | 6.9702e-06 | [12 empty] | 7.3.3.17.5 (Remote Grid) Updates to grid topology to minimize risk of ignition in HFTDs Remote GridWLDFRContact from objectAggregated | WLDFR | HFTD - Distribution - Tier 2 - 2QU CoRE ¦ 5QU LoRE | Non-Red Flag Warning - Large Fires | Contact from object | Aggregated | 2062 | 5.2745e-06 | 1464.9153 | 0.0077267 | 2062 | Mitigation | 0.95 | 45 | 0 | esc | 0.00097009 | 5.1168e-09 | 0.00097009 | 5.1168e-09
[79 empty] | WLDFR | HFTD - Distribution - Tier 3 - 3QU CoRE ¦ 2QU LoRE | Non-Red Flag Warning - Destructive Fires | 2063 | 1.4384e-09 | 1.4384e-09 | 13246.6313 | 384.5316 | 12862.0997 | 0 | 0 | 0 | 1.6136e-06 | 1.9054e-05 | 0 | 1.9054e-05 | 1.9054e-05 | 0 | 1.9054e-05 | 0 | 0.00097601 | 0.0021394 | 0 | 0.0021394 | 0 | 5.5475e-06 | 7.2544e-06 | 0 | 7.2544e-06 | [12 empty] | 7.3.3.17.5 (Remote Grid) Updates to grid topology to minimize risk of ignition in HFTDs Remote GridWLDFRContact from objectAggregated | WLDFR | HFTD - Distribution - Tier 2 - 2QU CoRE ¦ 5QU LoRE | Non-Red Flag Warning - Large Fires | Contact from object | Aggregated | 2063 | 5.2745e-06 | 1464.9153 | 0.0077267 | 2063 | Mitigation | 0.95 | 45 | 0 | esc | 0.00097009 | 5.1168e-09 | 0.00097009 | 5.1168e-09
[79 empty] | WLDFR | HFTD - Distribution - Tier 3 - 3QU CoRE ¦ 2QU LoRE | Non-Red Flag Warning - Destructive Fires | 2064 | 1.4384e-09 | 1.4384e-09 | 13246.6313 | 384.5316 | 12862.0997 | 0 | 0 | 0 | 1.6136e-06 | 1.9054e-05 | 0 | 1.9054e-05 | 1.9054e-05 | 0 | 1.9054e-05 | 0 | 0.00097601 | 0.0021394 | 0 | 0.0021394 | 0 | 5.5475e-06 | 7.2544e-06 | 0 | 7.2544e-06 | [12 empty] | 7.3.3.17.5 (Remote Grid) Updates to grid topology to minimize risk of ignition in HFTDs Remote GridWLDFRContact from objectAggregated | WLDFR | HFTD - Distribution - Tier 2 - 2QU CoRE ¦ 5QU LoRE | Non-Red Flag Warning - Large Fires | Contact from object | Aggregated | 2064 | 5.2745e-06 | 1464.9153 | 0.0077267 | 2064 | Mitigation | 0.95 | 45 | 0 | esc | 0.00097009 | 5.1168e-09 | 0.00097009 | 5.1168e-09
[79 empty] | WLDFR | HFTD - Distribution - Tier 3 - 3QU CoRE ¦ 2QU LoRE | Non-Red Flag Warning - Destructive Fires | 2065 | 1.4384e-09 | 1.4384e-09 | 13246.6313 | 384.5316 | 12862.0997 | 0 | 0 | 0 | 1.6136e-06 | 1.9054e-05 | 0 | 1.9054e-05 | 1.9054e-05 | 0 | 1.9054e-05 | 0 | 0.00097601 | 0.0021394 | 0 | 0.0021394 | 0 | 5.5475e-06 | 7.2544e-06 | 0 | 7.2544e-06 | [12 empty] | 7.3.3.17.5 (Remote Grid) Updates to grid topology to minimize risk of ignition in HFTDs Remote GridWLDFRContact from objectAggregated | WLDFR | HFTD - Distribution - Tier 2 - 2QU CoRE ¦ 5QU LoRE | Non-Red Flag Warning - Large Fires | Contact from object | Aggregated | 2065 | 5.2745e-06 | 1464.9153 | 0.0077267 | 2065 | Mitigation | 0.95 | 45 | 0 | esc | 0.00097009 | 5.1168e-09 | 0.00097009 | 5.1168e-09
[79 empty] | WLDFR | HFTD - Distribution - Tier 3 - 3QU CoRE ¦ 2QU LoRE | Non-Red Flag Warning - Destructive Fires | 2066 | 1.4384e-09 | 1.4384e-09 | 13246.6313 | 384.5316 | 12862.0997 | 0 | 0 | 0 | 1.6136e-06 | 1.9054e-05 | 0 | 1.9054e-05 | 1.9054e-05 | 0 | 1.9054e-05 | 0 | 0.0010243 | 0.0022453 | 0 | 0.0022453 | 0 | 5.5475e-06 | 7.2544e-06 | 0 | 7.2544e-06 | [12 empty] | 7.3.3.17.5 (Remote Grid) Updates to grid topology to minimize risk of ignition in HFTDs Remote GridWLDFRContact from objectAggregated | WLDFR | HFTD - Distribution - Tier 2 - 2QU CoRE ¦ 5QU LoRE | Non-Red Flag Warning - Large Fires | Contact from object | Aggregated | 2066 | 5.2745e-06 | 1464.9153 | 0.0077267 | 2066 | Mitigation | 0.95 | 45 | 0 | esc | 0.00097009 | 5.1168e-09 | 0.00097009 | 5.1168e-09
[79 empty] | WLDFR | HFTD - Distribution - Tier 3 - 3QU CoRE ¦ 2QU LoRE | Non-Red Flag Warning - Destructive Fires | 2067 | 0 | 1.4384e-09 | 13246.6313 | 384.5316 | 12862.0997 | 0 | 0 | 0 | 1.6136e-06 | 0 | 0 | 0 | 1.9054e-05 | 0 | 1.9054e-05 | 0 | 0.0010243 | 0.0022453 | 0 | 0.0022453 | 0 | 0 | 7.2544e-06 | 0 | 7.2544e-06 | [12 empty] | 7.3.3.17.5 (Remote Grid) Updates to grid topology to minimize risk of ignition in HFTDs Remote GridWLDFRContact from objectAggregated | WLDFR | HFTD - Distribution - Tier 2 - 2QU CoRE ¦ 5QU LoRE | Non-Red Flag Warning - Large Fires | Contact from object | Aggregated | 2067 | 5.2745e-06 | 1464.9153 | 0.0077267 | 2067 | Mitigation | 0.95 | 45 | 0 | esc | 0 | 0 | 0.00097009 | 5.1168e-09
[79 empty] | WLDFR | HFTD - Distribution - Tier 3 - 3QU CoRE ¦ 2QU LoRE | Non-Red Flag Warning - Large Fires | 2022 | 1.6519e-08 | 0 | 5.2406 | 0.69642 | 2.942 | 1.6022 | 0 | 0 | 1.7823e-05 | 8.6569e-08 | 0 | 8.6569e-08 | 0 | 0 | 0 | 0 | 0.0010243 | 0.0022453 | 0 | 0.0022453 | 0 | 0 | 0 | 0 | 0 | [12 empty] | 7.3.3.17.5 (Remote Grid) Updates to grid topology to minimize risk of ignition in HFTDs Remote GridWLDFRContaminationAggregated | WLDFR | HFTD - Distribution - Tier 2 - 2QU CoRE ¦ 5QU LoRE | Non-Red Flag Warning - Large Fires | Contamination | Aggregated | 2022 | 1.3906e-07 | 1464.9153 | 0.00020372 | 2022 | Mitigation | 0.95 | 45 | 0 | esc | 0.00097009 | 1.349e-10 | 0 | 0
[79 empty] | WLDFR | HFTD - Distribution - Tier 3 - 3QU CoRE ¦ 2QU LoRE | Non-Red Flag Warning - Large Fires | 2023 | 1.6519e-08 | 1.6519e-08 | 5.475 | 0.71896 | 3.0715 | 1.6846 | 0 | 0 | 1.7823e-05 | 9.0442e-08 | 0 | 9.0442e-08 | 9.0442e-08 | 0 | 9.0442e-08 | 0 | 0.0010243 | 0.0022453 | 0 | 0.0022453 | 0 | 0 | 0 | 0 | 0 | [12 empty] | 7.3.3.17.5 (Remote Grid) Updates to grid topology to minimize risk of ignition in HFTDs Remote GridWLDFRContaminationAggregated | WLDFR | HFTD - Distribution - Tier 2 - 2QU CoRE ¦ 5QU LoRE | Non-Red Flag Warning - Large Fires | Contamination | Aggregated | 2023 | 1.3906e-07 | 1464.9153 | 0.00020372 | 2023 | Mitigation | 0.95 | 45 | 0 | esc | 0.00097009 | 1.349e-10 | 0.00097009 | 1.349e-10
[79 empty] | WLDFR | HFTD - Distribution - Tier 3 - 3QU CoRE ¦ 2QU LoRE | Non-Red Flag Warning - Large Fires | 2024 | 1.6519e-08 | 1.6519e-08 | 5.475 | 0.71896 | 3.0715 | 1.6846 | 0 | 0 | 1.7823e-05 | 9.0442e-08 | 0 | 9.0442e-08 | 9.0442e-08 | 0 | 9.0442e-08 | 0 | 0.0010243 | 0.0022453 | 0 | 0.0022453 | 0 | 1.5804e-07 | 0 | 0 | 0 | [12 empty] | 7.3.3.17.5 (Remote Grid) Updates to grid topology to minimize risk of ignition in HFTDs Remote GridWLDFRContaminationAggregated | WLDFR | HFTD - Distribution - Tier 2 - 2QU CoRE ¦ 5QU LoRE | Non-Red Flag Warning - Large Fires | Contamination | Aggregated | 2024 | 1.3906e-07 | 1464.9153 | 0.00020372 | 2024 | Mitigation | 0.95 | 45 | 0 | esc | 0.00097009 | 1.349e-10 | 0.00097009 | 1.349e-10
[79 empty] | WLDFR | HFTD - Distribution - Tier 3 - 3QU CoRE ¦ 2QU LoRE | Non-Red Flag Warning - Large Fires | 2025 | 1.6519e-08 | 1.6519e-08 | 5.475 | 0.71896 | 3.0715 | 1.6846 | 0 | 0 | 1.7823e-05 | 9.0442e-08 | 0 | 9.0442e-08 | 9.0442e-08 | 0 | 9.0442e-08 | 0 | 0.0010742 | 0.0023546 | 0 | 0.0023546 | 0 | 1.6511e-07 | 2.1591e-07 | 0 | 2.1591e-07 | [12 empty] | 7.3.3.17.5 (Remote Grid) Updates to grid topology to minimize risk of ignition in HFTDs Remote GridWLDFRContaminationAggregated | WLDFR | HFTD - Distribution - Tier 2 - 2QU CoRE ¦ 5QU LoRE | Non-Red Flag Warning - Large Fires | Contamination | Aggregated | 2025 | 1.3906e-07 | 1464.9153 | 0.00020372 | 2025 | Mitigation | 0.95 | 45 | 0 | esc | 0.00097009 | 1.349e-10 | 0.00097009 | 1.349e-10
[79 empty] | WLDFR | HFTD - Distribution - Tier 3 - 3QU CoRE ¦ 2QU LoRE | Non-Red Flag Warning - Large Fires | 2026 | 1.6519e-08 | 1.6519e-08 | 5.475 | 0.71896 | 3.0715 | 1.6846 | 0 | 0 | 1.7823e-05 | 9.0442e-08 | 0 | 9.0442e-08 | 9.0442e-08 | 0 | 9.0442e-08 | 0 | 0.0010742 | 0.0023546 | 0 | 0.0023546 | 0 | 1.6511e-07 | 2.1591e-07 | 0 | 2.1591e-07 | [12 empty] | 7.3.3.17.5 (Remote Grid) Updates to grid topology to minimize risk of ignition in HFTDs Remote GridWLDFRContaminationAggregated | WLDFR | HFTD - Distribution - Tier 2 - 2QU CoRE ¦ 5QU LoRE | Non-Red Flag Warning - Large Fires | Contamination | Aggregated | 2026 | 1.3906e-07 | 1464.9153 | 0.00020372 | 2026 | Mitigation | 0.95 | 45 | 0 | esc | 0.00097009 | 1.349e-10 | 0.00097009 | 1.349e-10
[79 empty] | WLDFR | HFTD - Distribution - Tier 3 - 3QU CoRE ¦ 2QU LoRE | Non-Red Flag Warning - Large Fires | 2027 | 1.6519e-08 | 1.6519e-08 | 5.475 | 0.71896 | 3.0715 | 1.6846 | 0 | 0 | 1.7823e-05 | 9.0442e-08 | 0 | 9.0442e-08 | 9.0442e-08 | 0 | 9.0442e-08 | 0 | 0.0010742 | 0.0023546 | 0 | 0.0023546 | 0 | 1.6511e-07 | 2.1591e-07 | 0 | 2.1591e-07 | [12 empty] | 7.3.3.17.5 (Remote Grid) Updates to grid topology to minimize risk of ignition in HFTDs Remote GridWLDFRContaminationAggregated | WLDFR | HFTD - Distribution - Tier 2 - 2QU CoRE ¦ 5QU LoRE | Non-Red Flag Warning - Large Fires | Contamination | Aggregated | 2027 | 1.3906e-07 | 1464.9153 | 0.00020372 | 2027 | Mitigation | 0.95 | 45 | 0 | esc | 0.00097009 | 1.349e-10 | 0.00097009 | 1.349e-10
[79 empty] | WLDFR | HFTD - Distribution - Tier 3 - 3QU CoRE ¦ 2QU LoRE | Non-Red Flag Warning - Large Fires | 2028 | 1.6519e-08 | 1.6519e-08 | 5.777 | 0.74734 | 3.238 | 1.7917 | 0 | 0 | 1.7823e-05 | 9.5431e-08 | 0 | 9.5431e-08 | 9.5431e-08 | 0 | 9.5431e-08 | 0 | 0.0010742 | 0.0023546 | 0 | 0.0023546 | 0 | 1.6511e-07 | 2.1591e-07 | 0 | 2.1591e-07 | [12 empty] | 7.3.3.17.5 (Remote Grid) Updates to grid topology to minimize risk of ignition in HFTDs Remote GridWLDFRContaminationAggregated | WLDFR | HFTD - Distribution - Tier 2 - 2QU CoRE ¦ 5QU LoRE | Non-Red Flag Warning - Large Fires | Contamination | Aggregated | 2028 | 1.3906e-07 | 1464.9153 | 0.00020372 | 2028 | Mitigation | 0.95 | 45 | 0 | esc | 0.00097009 | 1.349e-10 | 0.00097009 | 1.349e-10
[79 empty] | WLDFR | HFTD - Distribution - Tier 3 - 3QU CoRE ¦ 2QU LoRE | Non-Red Flag Warning - Large Fires | 2029 | 1.6519e-08 | 1.6519e-08 | 5.777 | 0.74734 | 3.238 | 1.7917 | 0 | 0 | 1.7823e-05 | 9.5431e-08 | 0 | 9.5431e-08 | 9.5431e-08 | 0 | 9.5431e-08 | 0 | 0.0010742 | 0.0023546 | 0 | 0.0023546 | 0 | 1.6511e-07 | 2.1591e-07 | 0 | 2.1591e-07 | [12 empty] | 7.3.3.17.5 (Remote Grid) Updates to grid topology to minimize risk of ignition in HFTDs Remote GridWLDFRContaminationAggregated | WLDFR | HFTD - Distribution - Tier 2 - 2QU CoRE ¦ 5QU LoRE | Non-Red Flag Warning - Large Fires | Contamination | Aggregated | 2029 | 1.3906e-07 | 1464.9153 | 0.00020372 | 2029 | Mitigation | 0.95 | 45 | 0 | esc | 0.00097009 | 1.349e-10 | 0.00097009 | 1.349e-10
[79 empty] | WLDFR | HFTD - Distribution - Tier 3 - 3QU CoRE ¦ 2QU LoRE | Non-Red Flag Warning - Large Fires | 2030 | 1.6519e-08 | 1.6519e-08 | 5.777 | 0.74734 | 3.238 | 1.7917 | 0 | 0 | 1.7823e-05 | 9.5431e-08 | 0 | 9.5431e-08 | 9.5431e-08 | 0 | 9.5431e-08 | 0 | 0.001125 | 0.002466 | 0 | 0.002466 | 0 | 1.7422e-07 | 2.2782e-07 | 0 | 2.2782e-07 | [12 empty] | 7.3.3.17.5 (Remote Grid) Updates to grid topology to minimize risk of ignition in HFTDs Remote GridWLDFRContaminationAggregated | WLDFR | HFTD - Distribution - Tier 2 - 2QU CoRE ¦ 5QU LoRE | Non-Red Flag Warning - Large Fires | Contamination | Aggregated | 2030 | 1.3906e-07 | 1464.9153 | 0.00020372 | 2030 | Mitigation | 0.95 | 45 | 0 | esc | 0.00097009 | 1.349e-10 | 0.00097009 | 1.349e-10
[79 empty] | WLDFR | HFTD - Distribution - Tier 3 - 3QU CoRE ¦ 2QU LoRE | Non-Red Flag Warning - Large Fires | 2031 | 1.6519e-08 | 1.6519e-08 | 5.777 | 0.74734 | 3.238 | 1.7917 | 0 | 0 | 1.7823e-05 | 9.5431e-08 | 0 | 9.5431e-08 | 9.5431e-08 | 0 | 9.5431e-08 | 0 | 0.001125 | 0.002466 | 0 | 0.002466 | 0 | 1.7422e-07 | 2.2782e-07 | 0 | 2.2782e-07 | [12 empty] | 7.3.3.17.5 (Remote Grid) Updates to grid topology to minimize risk of ignition in HFTDs Remote GridWLDFRContaminationAggregated | WLDFR | HFTD - Distribution - Tier 2 - 2QU CoRE ¦ 5QU LoRE | Non-Red Flag Warning - Large Fires | Contamination | Aggregated | 2031 | 1.3906e-07 | 1464.9153 | 0.00020372 | 2031 | Mitigation | 0.95 | 45 | 0 | esc | 0.00097009 | 1.349e-10 | 0.00097009 | 1.349e-10
[79 empty] | WLDFR | HFTD - Distribution - Tier 3 - 3QU CoRE ¦ 2QU LoRE | Non-Red Flag Warning - Large Fires | 2032 | 1.6519e-08 | 1.6519e-08 | 5.777 | 0.74734 | 3.238 | 1.7917 | 0 | 0 | 1.7823e-05 | 9.5431e-08 | 0 | 9.5431e-08 | 9.5431e-08 | 0 | 9.5431e-08 | 0 | 0.001125 | 0.002466 | 0 | 0.002466 | 0 | 1.7422e-07 | 2.2782e-07 | 0 | 2.2782e-07 | [12 empty] | 7.3.3.17.5 (Remote Grid) Updates to grid topology to minimize risk of ignition in HFTDs Remote GridWLDFRContaminationAggregated | WLDFR | HFTD - Distribution - Tier 2 - 2QU CoRE ¦ 5QU LoRE | Non-Red Flag Warning - Large Fires | Contamination | Aggregated | 2032 | 1.3906e-07 | 1464.9153 | 0.00020372 | 2032 | Mitigation | 0.95 | 45 | 0 | esc | 0.00097009 | 1.349e-10 | 0.00097009 | 1.349e-10
[79 empty] | WLDFR | HFTD - Distribution - Tier 3 - 3QU CoRE ¦ 2QU LoRE | Non-Red Flag Warning - Large Fires | 2033 | 1.6519e-08 | 1.6519e-08 | 6.1205 | 0.77885 | 3.4265 | 1.9151 | 0 | 0 | 1.7823e-05 | 1.011e-07 | 0 | 1.011e-07 | 1.011e-07 | 0 | 1.011e-07 | 0 | 0.001125 | 0.002466 | 0 | 0.002466 | 0 | 1.7422e-07 | 2.2782e-07 | 0 | 2.2782e-07 | [12 empty] | 7.3.3.17.5 (Remote Grid) Updates to grid topology to minimize risk of ignition in HFTDs Remote GridWLDFRContaminationAggregated | WLDFR | HFTD - Distribution - Tier 2 - 2QU CoRE ¦ 5QU LoRE | Non-Red Flag Warning - Large Fires | Contamination | Aggregated | 2033 | 1.3906e-07 | 1464.9153 | 0.00020372 | 2033 | Mitigation | 0.95 | 45 | 0 | esc | 0.00097009 | 1.349e-10 | 0.00097009 | 1.349e-10
[79 empty] | WLDFR | HFTD - Distribution - Tier 3 - 3QU CoRE ¦ 2QU LoRE | Non-Red Flag Warning - Large Fires | 2034 | 1.6519e-08 | 1.6519e-08 | 6.1205 | 0.77885 | 3.4265 | 1.9151 | 0 | 0 | 1.7823e-05 | 1.011e-07 | 0 | 1.011e-07 | 1.011e-07 | 0 | 1.011e-07 | 0 | 0.001125 | 0.002466 | 0 | 0.002466 | 0 | 1.7422e-07 | 2.2782e-07 | 0 | 2.2782e-07 | [12 empty] | 7.3.3.17.5 (Remote Grid) Updates to grid topology to minimize risk of ignition in HFTDs Remote GridWLDFRContaminationAggregated | WLDFR | HFTD - Distribution - Tier 2 - 2QU CoRE ¦ 5QU LoRE | Non-Red Flag Warning - Large Fires | Contamination | Aggregated | 2034 | 1.3906e-07 | 1464.9153 | 0.00020372 | 2034 | Mitigation | 0.95 | 45 | 0 | esc | 0.00097009 | 1.349e-10 | 0.00097009 | 1.349e-10
[79 empty] | WLDFR | HFTD - Distribution - Tier 3 - 3QU CoRE ¦ 2QU LoRE | Non-Red Flag Warning - Large Fires | 2035 | 1.6519e-08 | 1.6519e-08 | 6.1205 | 0.77885 | 3.4265 | 1.9151 | 0 | 0 | 1.7823e-05 | 1.011e-07 | 0 | 1.011e-07 | 1.011e-07 | 0 | 1.011e-07 | 0 | 0.0011762 | 0.0025782 | 0 | 0.0025782 | 0 | 1.8457e-07 | 2.4137e-07 | 0 | 2.4137e-07 | [12 empty] | 7.3.3.17.5 (Remote Grid) Updates to grid topology to minimize risk of ignition in HFTDs Remote GridWLDFRContaminationAggregated | WLDFR | HFTD - Distribution - Tier 2 - 2QU CoRE ¦ 5QU LoRE | Non-Red Flag Warning - Large Fires | Contamination | Aggregated | 2035 | 1.3906e-07 | 1464.9153 | 0.00020372 | 2035 | Mitigation | 0.95 | 45 | 0 | esc | 0.00097009 | 1.349e-10 | 0.00097009 | 1.349e-10
[79 empty] | WLDFR | HFTD - Distribution - Tier 3 - 3QU CoRE ¦ 2QU LoRE | Non-Red Flag Warning - Large Fires | 2036 | 1.6519e-08 | 1.6519e-08 | 6.1205 | 0.77885 | 3.4265 | 1.9151 | 0 | 0 | 1.7823e-05 | 1.011e-07 | 0 | 1.011e-07 | 1.011e-07 | 0 | 1.011e-07 | 0 | 0.0011762 | 0.0025782 | 0 | 0.0025782 | 0 | 1.8457e-07 | 2.4137e-07 | 0 | 2.4137e-07 | [12 empty] | 7.3.3.17.5 (Remote Grid) Updates to grid topology to minimize risk of ignition in HFTDs Remote GridWLDFRContaminationAggregated | WLDFR | HFTD - Distribution - Tier 2 - 2QU CoRE ¦ 5QU LoRE | Non-Red Flag Warning - Large Fires | Contamination | Aggregated | 2036 | 1.3906e-07 | 1464.9153 | 0.00020372 | 2036 | Mitigation | 0.95 | 45 | 0 | esc | 0.00097009 | 1.349e-10 | 0.00097009 | 1.349e-10
[79 empty] | WLDFR | HFTD - Distribution - Tier 3 - 3QU CoRE ¦ 2QU LoRE | Non-Red Flag Warning - Large Fires | 2037 | 1.6519e-08 | 1.6519e-08 | 6.1205 | 0.77885 | 3.4265 | 1.9151 | 0 | 0 | 1.7823e-05 | 1.011e-07 | 0 | 1.011e-07 | 1.011e-07 | 0 | 1.011e-07 | 0 | 0.0011762 | 0.0025782 | 0 | 0.0025782 | 0 | 1.8457e-07 | 2.4137e-07 | 0 | 2.4137e-07 | [12 empty] | 7.3.3.17.5 (Remote Grid) Updates to grid topology to minimize risk of ignition in HFTDs Remote GridWLDFRContaminationAggregated | WLDFR | HFTD - Distribution - Tier 2 - 2QU CoRE ¦ 5QU LoRE | Non-Red Flag Warning - Large Fires | Contamination | Aggregated | 2037 | 1.3906e-07 | 1464.9153 | 0.00020372 | 2037 | Mitigation | 0.95 | 45 | 0 | esc | 0.00097009 | 1.349e-10 | 0.00097009 | 1.349e-10
[79 empty] | WLDFR | HFTD - Distribution - Tier 3 - 3QU CoRE ¦ 2QU LoRE | Non-Red Flag Warning - Large Fires | 2038 | 1.6519e-08 | 1.6519e-08 | 6.5028 | 0.81304 | 3.6355 | 2.0543 | 0 | 0 | 1.7823e-05 | 1.0742e-07 | 0 | 1.0742e-07 | 1.0742e-07 | 0 | 1.0742e-07 | 0 | 0.0011762 | 0.0025782 | 0 | 0.0025782 | 0 | 1.8457e-07 | 2.4137e-07 | 0 | 2.4137e-07 | [12 empty] | 7.3.3.17.5 (Remote Grid) Updates to grid topology to minimize risk of ignition in HFTDs Remote GridWLDFRContaminationAggregated | WLDFR | HFTD - Distribution - Tier 2 - 2QU CoRE ¦ 5QU LoRE | Non-Red Flag Warning - Large Fires | Contamination | Aggregated | 2038 | 1.3906e-07 | 1464.9153 | 0.00020372 | 2038 | Mitigation | 0.95 | 45 | 0 | esc | 0.00097009 | 1.349e-10 | 0.00097009 | 1.349e-10
[79 empty] | WLDFR | HFTD - Distribution - Tier 3 - 3QU CoRE ¦ 2QU LoRE | Non-Red Flag Warning - Large Fires | 2039 | 1.6519e-08 | 1.6519e-08 | 6.5028 | 0.81304 | 3.6355 | 2.0543 | 0 | 0 | 1.7823e-05 | 1.0742e-07 | 0 | 1.0742e-07 | 1.0742e-07 | 0 | 1.0742e-07 | 0 | 0.0011762 | 0.0025782 | 0 | 0.0025782 | 0 | 1.8457e-07 | 2.4137e-07 | 0 | 2.4137e-07 | [12 empty] | 7.3.3.17.5 (Remote Grid) Updates to grid topology to minimize risk of ignition in HFTDs Remote GridWLDFRContaminationAggregated | WLDFR | HFTD - Distribution - Tier 2 - 2QU CoRE ¦ 5QU LoRE | Non-Red Flag Warning - Large Fires | Contamination | Aggregated | 2039 | 1.3906e-07 | 1464.9153 | 0.00020372 | 2039 | Mitigation | 0.95 | 45 | 0 | esc | 0.00097009 | 1.349e-10 | 0.00097009 | 1.349e-10
[79 empty] | WLDFR | HFTD - Distribution - Tier 3 - 3QU CoRE ¦ 2QU LoRE | Non-Red Flag Warning - Large Fires | 2040 | 1.6519e-08 | 1.6519e-08 | 6.5028 | 0.81304 | 3.6355 | 2.0543 | 0 | 0 | 1.7823e-05 | 1.0742e-07 | 0 | 1.0742e-07 | 1.0742e-07 | 0 | 1.0742e-07 | 0 | 0.0012271 | 0.0026899 | 0 | 0.0026899 | 0 | 1.961e-07 | 2.5644e-07 | 0 | 2.5644e-07 | [12 empty] | 7.3.3.17.5 (Remote Grid) Updates to grid topology to minimize risk of ignition in HFTDs Remote GridWLDFRContaminationAggregated | WLDFR | HFTD - Distribution - Tier 2 - 2QU CoRE ¦ 5QU LoRE | Non-Red Flag Warning - Large Fires | Contamination | Aggregated | 2040 | 1.3906e-07 | 1464.9153 | 0.00020372 | 2040 | Mitigation | 0.95 | 45 | 0 | esc | 0.00097009 | 1.349e-10 | 0.00097009 | 1.349e-10
[79 empty] | WLDFR | HFTD - Distribution - Tier 3 - 3QU CoRE ¦ 2QU LoRE | Non-Red Flag Warning - Large Fires | 2041 | 1.6519e-08 | 1.6519e-08 | 6.5028 | 0.81304 | 3.6355 | 2.0543 | 0 | 0 | 1.7823e-05 | 1.0742e-07 | 0 | 1.0742e-07 | 1.0742e-07 | 0 | 1.0742e-07 | 0 | 0.0012271 | 0.0026899 | 0 | 0.0026899 | 0 | 1.961e-07 | 2.5644e-07 | 0 | 2.5644e-07 | [12 empty] | 7.3.3.17.5 (Remote Grid) Updates to grid topology to minimize risk of ignition in HFTDs Remote GridWLDFRContaminationAggregated | WLDFR | HFTD - Distribution - Tier 2 - 2QU CoRE ¦ 5QU LoRE | Non-Red Flag Warning - Large Fires | Contamination | Aggregated | 2041 | 1.3906e-07 | 1464.9153 | 0.00020372 | 2041 | Mitigation | 0.95 | 45 | 0 | esc | 0.00097009 | 1.349e-10 | 0.00097009 | 1.349e-10
[79 empty] | WLDFR | HFTD - Distribution - Tier 3 - 3QU CoRE ¦ 2QU LoRE | Non-Red Flag Warning - Large Fires | 2042 | 1.6519e-08 | 1.6519e-08 | 6.5028 | 0.81304 | 3.6355 | 2.0543 | 0 | 0 | 1.7823e-05 | 1.0742e-07 | 0 | 1.0742e-07 | 1.0742e-07 | 0 | 1.0742e-07 | 0 | 0.0012271 | 0.0026899 | 0 | 0.0026899 | 0 | 1.961e-07 | 2.5644e-07 | 0 | 2.5644e-07 | [12 empty] | 7.3.3.17.5 (Remote Grid) Updates to grid topology to minimize risk of ignition in HFTDs Remote GridWLDFRContaminationAggregated | WLDFR | HFTD - Distribution - Tier 2 - 2QU CoRE ¦ 5QU LoRE | Non-Red Flag Warning - Large Fires | Contamination | Aggregated | 2042 | 1.3906e-07 | 1464.9153 | 0.00020372 | 2042 | Mitigation | 0.95 | 45 | 0 | esc | 0.00097009 | 1.349e-10 | 0.00097009 | 1.349e-10
[79 empty] | WLDFR | HFTD - Distribution - Tier 3 - 3QU CoRE ¦ 2QU LoRE | Non-Red Flag Warning - Large Fires | 2043 | 1.6519e-08 | 1.6519e-08 | 6.9209 | 0.84944 | 3.8632 | 2.2083 | 0 | 0 | 1.7823e-05 | 1.1433e-07 | 0 | 1.1433e-07 | 1.1433e-07 | 0 | 1.1433e-07 | 0 | 0 | 0.0026899 | 0 | 0.0026899 | 0 | 1.961e-07 | 2.5644e-07 | 0 | 2.5644e-07 | [12 empty] | 7.3.3.17.5 (Remote Grid) Updates to grid topology to minimize risk of ignition in HFTDs Remote GridWLDFRContaminationAggregated | WLDFR | HFTD - Distribution - Tier 2 - 2QU CoRE ¦ 5QU LoRE | Non-Red Flag Warning - Large Fires | Contamination | Aggregated | 2043 | 1.3906e-07 | 1464.9153 | 0.00020372 | 2043 | Mitigation | 0.95 | 45 | 0 | esc | 0.00097009 | 1.349e-10 | 0.00097009 | 1.349e-10
[79 empty] | WLDFR | HFTD - Distribution - Tier 3 - 3QU CoRE ¦ 2QU LoRE | Non-Red Flag Warning - Large Fires | 2044 | 1.6519e-08 | 1.6519e-08 | 6.9209 | 0.84944 | 3.8632 | 2.2083 | 0 | 0 | 1.7823e-05 | 1.1433e-07 | 0 | 1.1433e-07 | 1.1433e-07 | 0 | 1.1433e-07 | 0 | 0 | 0 | 0 | 0 | 0 | 1.961e-07 | 2.5644e-07 | 0 | 2.5644e-07 | [12 empty] | 7.3.3.17.5 (Remote Grid) Updates to grid topology to minimize risk of ignition in HFTDs Remote GridWLDFRContaminationAggregated | WLDFR | HFTD - Distribution - Tier 2 - 2QU CoRE ¦ 5QU LoRE | Non-Red Flag Warning - Large Fires | Contamination | Aggregated | 2044 | 1.3906e-07 | 1464.9153 | 0.00020372 | 2044 | Mitigation | 0.95 | 45 | 0 | esc | 0.00097009 | 1.349e-10 | 0.00097009 | 1.349e-10
[79 empty] | WLDFR | HFTD - Distribution - Tier 3 - 3QU CoRE ¦ 2QU LoRE | Non-Red Flag Warning - Large Fires | 2045 | 1.6519e-08 | 1.6519e-08 | 6.9209 | 0.84944 | 3.8632 | 2.2083 | 0 | 0 | 1.7823e-05 | 1.1433e-07 | 0 | 1.1433e-07 | 1.1433e-07 | 0 | 1.1433e-07 | 0 | 2.7372e-06 | 0 | 0 | 0 | 0 | 2.0871e-07 | 2.7293e-07 | 0 | 2.7293e-07 | [12 empty] | 7.3.3.17.5 (Remote Grid) Updates to grid topology to minimize risk of ignition in HFTDs Remote GridWLDFRContaminationAggregated | WLDFR | HFTD - Distribution - Tier 2 - 2QU CoRE ¦ 5QU LoRE | Non-Red Flag Warning - Large Fires | Contamination | Aggregated | 2045 | 1.3906e-07 | 1464.9153 | 0.00020372 | 2045 | Mitigation | 0.95 | 45 | 0 | esc | 0.00097009 | 1.349e-10 | 0.00097009 | 1.349e-10
[79 empty] | WLDFR | HFTD - Distribution - Tier 3 - 3QU CoRE ¦ 2QU LoRE | Non-Red Flag Warning - Large Fires | 2046 | 1.6519e-08 | 1.6519e-08 | 6.9209 | 0.84944 | 3.8632 | 2.2083 | 0 | 0 | 1.7823e-05 | 1.1433e-07 | 0 | 1.1433e-07 | 1.1433e-07 | 0 | 1.1433e-07 | 0 | 2.8596e-06 | 6.2684e-06 | 0 | 6.2684e-06 | 0 | 2.0871e-07 | 2.7293e-07 | 0 | 2.7293e-07 | [12 empty] | 7.3.3.17.5 (Remote Grid) Updates to grid topology to minimize risk of ignition in HFTDs Remote GridWLDFRContaminationAggregated | WLDFR | HFTD - Distribution - Tier 2 - 2QU CoRE ¦ 5QU LoRE | Non-Red Flag Warning - Large Fires | Contamination | Aggregated | 2046 | 1.3906e-07 | 1464.9153 | 0.00020372 | 2046 | Mitigation | 0.95 | 45 | 0 | esc | 0.00097009 | 1.349e-10 | 0.00097009 | 1.349e-10
[79 empty] | WLDFR | HFTD - Distribution - Tier 3 - 3QU CoRE ¦ 2QU LoRE | Non-Red Flag Warning - Large Fires | 2047 | 1.6519e-08 | 1.6519e-08 | 6.9209 | 0.84944 | 3.8632 | 2.2083 | 0 | 0 | 1.7823e-05 | 1.1433e-07 | 0 | 1.1433e-07 | 1.1433e-07 | 0 | 1.1433e-07 | 0 | 2.8596e-06 | 6.2684e-06 | 0 | 6.2684e-06 | 0 | 2.0871e-07 | 2.7293e-07 | 0 | 2.7293e-07 | [12 empty] | 7.3.3.17.5 (Remote Grid) Updates to grid topology to minimize risk of ignition in HFTDs Remote GridWLDFRContaminationAggregated | WLDFR | HFTD - Distribution - Tier 2 - 2QU CoRE ¦ 5QU LoRE | Non-Red Flag Warning - Large Fires | Contamination | Aggregated | 2047 | 1.3906e-07 | 1464.9153 | 0.00020372 | 2047 | Mitigation | 0.95 | 45 | 0 | esc | 0.00097009 | 1.349e-10 | 0.00097009 | 1.349e-10
[79 empty] | WLDFR | HFTD - Distribution - Tier 3 - 3QU CoRE ¦ 2QU LoRE | Non-Red Flag Warning - Large Fires | 2048 | 1.6519e-08 | 1.6519e-08 | 7.3713 | 0.88759 | 4.1075 | 2.3763 | 0 | 0 | 1.7823e-05 | 1.2177e-07 | 0 | 1.2177e-07 | 1.2177e-07 | 0 | 1.2177e-07 | 0 | 2.8596e-06 | 6.2684e-06 | 0 | 6.2684e-06 | 0 | 2.0871e-07 | 2.7293e-07 | 0 | 2.7293e-07 | [12 empty] | 7.3.3.17.5 (Remote Grid) Updates to grid topology to minimize risk of ignition in HFTDs Remote GridWLDFRContaminationAggregated | WLDFR | HFTD - Distribution - Tier 2 - 2QU CoRE ¦ 5QU LoRE | Non-Red Flag Warning - Large Fires | Contamination | Aggregated | 2048 | 1.3906e-07 | 1464.9153 | 0.00020372 | 2048 | Mitigation | 0.95 | 45 | 0 | esc | 0.00097009 | 1.349e-10 | 0.00097009 | 1.349e-10
[79 empty] | WLDFR | HFTD - Distribution - Tier 3 - 3QU CoRE ¦ 2QU LoRE | Non-Red Flag Warning - Large Fires | 2049 | 1.6519e-08 | 1.6519e-08 | 7.3713 | 0.88759 | 4.1075 | 2.3763 | 0 | 0 | 1.7823e-05 | 1.2177e-07 | 0 | 1.2177e-07 | 1.2177e-07 | 0 | 1.2177e-07 | 0 | 2.8596e-06 | 6.2684e-06 | 0 | 6.2684e-06 | 0 | 2.0871e-07 | 2.7293e-07 | 0 | 2.7293e-07 | [12 empty] | 7.3.3.17.5 (Remote Grid) Updates to grid topology to minimize risk of ignition in HFTDs Remote GridWLDFRContaminationAggregated | WLDFR | HFTD - Distribution - Tier 2 - 2QU CoRE ¦ 5QU LoRE | Non-Red Flag Warning - Large Fires | Contamination | Aggregated | 2049 | 1.3906e-07 | 1464.9153 | 0.00020372 | 2049 | Mitigation | 0.95 | 45 | 0 | esc | 0.00097009 | 1.349e-10 | 0.00097009 | 1.349e-10
[79 empty] | WLDFR | HFTD - Distribution - Tier 3 - 3QU CoRE ¦ 2QU LoRE | Non-Red Flag Warning - Large Fires | 2050 | 1.6519e-08 | 1.6519e-08 | 7.3713 | 0.88759 | 4.1075 | 2.3763 | 0 | 0 | 1.7823e-05 | 1.2177e-07 | 0 | 1.2177e-07 | 1.2177e-07 | 0 | 1.2177e-07 | 0 | 2.8596e-06 | 6.2684e-06 | 0 | 6.2684e-06 | 0 | 2.223e-07 | 2.9069e-07 | 0 | 2.9069e-07 | [12 empty] | 7.3.3.17.5 (Remote Grid) Updates to grid topology to minimize risk of ignition in HFTDs Remote GridWLDFRContaminationAggregated | WLDFR | HFTD - Distribution - Tier 2 - 2QU CoRE ¦ 5QU LoRE | Non-Red Flag Warning - Large Fires | Contamination | Aggregated | 2050 | 1.3906e-07 | 1464.9153 | 0.00020372 | 2050 | Mitigation | 0.95 | 45 | 0 | esc | 0.00097009 | 1.349e-10 | 0.00097009 | 1.349e-10
[79 empty] | WLDFR | HFTD - Distribution - Tier 3 - 3QU CoRE ¦ 2QU LoRE | Non-Red Flag Warning - Large Fires | 2051 | 1.6519e-08 | 1.6519e-08 | 7.3713 | 0.88759 | 4.1075 | 2.3763 | 0 | 0 | 1.7823e-05 | 1.2177e-07 | 0 | 1.2177e-07 | 1.2177e-07 | 0 | 1.2177e-07 | 0 | 3.0174e-06 | 6.6141e-06 | 0 | 6.6141e-06 | 0 | 2.223e-07 | 2.9069e-07 | 0 | 2.9069e-07 | [12 empty] | 7.3.3.17.5 (Remote Grid) Updates to grid topology to minimize risk of ignition in HFTDs Remote GridWLDFRContaminationAggregated | WLDFR | HFTD - Distribution - Tier 2 - 2QU CoRE ¦ 5QU LoRE | Non-Red Flag Warning - Large Fires | Contamination | Aggregated | 2051 | 1.3906e-07 | 1464.9153 | 0.00020372 | 2051 | Mitigation | 0.95 | 45 | 0 | esc | 0.00097009 | 1.349e-10 | 0.00097009 | 1.349e-10
[79 empty] | WLDFR | HFTD - Distribution - Tier 3 - 3QU CoRE ¦ 2QU LoRE | Non-Red Flag Warning - Large Fires | 2052 | 1.6519e-08 | 1.6519e-08 | 7.3713 | 0.88759 | 4.1075 | 2.3763 | 0 | 0 | 1.7823e-05 | 1.2177e-07 | 0 | 1.2177e-07 | 1.2177e-07 | 0 | 1.2177e-07 | 0 | 3.0174e-06 | 6.6141e-06 | 0 | 6.6141e-06 | 0 | 2.223e-07 | 2.9069e-07 | 0 | 2.9069e-07 | [12 empty] | 7.3.3.17.5 (Remote Grid) Updates to grid topology to minimize risk of ignition in HFTDs Remote GridWLDFRContaminationAggregated | WLDFR | HFTD - Distribution - Tier 2 - 2QU CoRE ¦ 5QU LoRE | Non-Red Flag Warning - Large Fires | Contamination | Aggregated | 2052 | 1.3906e-07 | 1464.9153 | 0.00020372 | 2052 | Mitigation | 0.95 | 45 | 0 | esc | 0.00097009 | 1.349e-10 | 0.00097009 | 1.349e-10
[79 empty] | WLDFR | HFTD - Distribution - Tier 3 - 3QU CoRE ¦ 2QU LoRE | Non-Red Flag Warning - Large Fires | 2053 | 1.6519e-08 | 1.6519e-08 | 7.8503 | 0.92702 | 4.3664 | 2.5569 | 0 | 0 | 1.7823e-05 | 1.2968e-07 | 0 | 1.2968e-07 | 1.2968e-07 | 0 | 1.2968e-07 | 0 | 3.0174e-06 | 6.6141e-06 | 0 | 6.6141e-06 | 0 | 2.223e-07 | 2.9069e-07 | 0 | 2.9069e-07 | [12 empty] | 7.3.3.17.5 (Remote Grid) Updates to grid topology to minimize risk of ignition in HFTDs Remote GridWLDFRContaminationAggregated | WLDFR | HFTD - Distribution - Tier 2 - 2QU CoRE ¦ 5QU LoRE | Non-Red Flag Warning - Large Fires | Contamination | Aggregated | 2053 | 1.3906e-07 | 1464.9153 | 0.00020372 | 2053 | Mitigation | 0.95 | 45 | 0 | esc | 0.00097009 | 1.349e-10 | 0.00097009 | 1.349e-10
[79 empty] | WLDFR | HFTD - Distribution - Tier 3 - 3QU CoRE ¦ 2QU LoRE | Non-Red Flag Warning - Large Fires | 2054 | 1.6519e-08 | 1.6519e-08 | 7.8503 | 0.92702 | 4.3664 | 2.5569 | 0 | 0 | 1.7823e-05 | 1.2968e-07 | 0 | 1.2968e-07 | 1.2968e-07 | 0 | 1.2968e-07 | 0 | 3.0174e-06 | 6.6141e-06 | 0 | 6.6141e-06 | 0 | 2.223e-07 | 2.9069e-07 | 0 | 2.9069e-07 | [12 empty] | 7.3.3.17.5 (Remote Grid) Updates to grid topology to minimize risk of ignition in HFTDs Remote GridWLDFRContaminationAggregated | WLDFR | HFTD - Distribution - Tier 2 - 2QU CoRE ¦ 5QU LoRE | Non-Red Flag Warning - Large Fires | Contamination | Aggregated | 2054 | 1.3906e-07 | 1464.9153 | 0.00020372 | 2054 | Mitigation | 0.95 | 45 | 0 | esc | 0.00097009 | 1.349e-10 | 0.00097009 | 1.349e-10
[79 empty] | WLDFR | HFTD - Distribution - Tier 3 - 3QU CoRE ¦ 2QU LoRE | Non-Red Flag Warning - Large Fires | 2055 | 1.6519e-08 | 1.6519e-08 | 7.8503 | 0.92702 | 4.3664 | 2.5569 | 0 | 0 | 1.7823e-05 | 1.2968e-07 | 0 | 1.2968e-07 | 1.2968e-07 | 0 | 1.2968e-07 | 0 | 3.0174e-06 | 6.6141e-06 | 0 | 6.6141e-06 | 0 | 2.3674e-07 | 3.0958e-07 | 0 | 3.0958e-07 | [12 empty] | 7.3.3.17.5 (Remote Grid) Updates to grid topology to minimize risk of ignition in HFTDs Remote GridWLDFRContaminationAggregated | WLDFR | HFTD - Distribution - Tier 2 - 2QU CoRE ¦ 5QU LoRE | Non-Red Flag Warning - Large Fires | Contamination | Aggregated | 2055 | 1.3906e-07 | 1464.9153 | 0.00020372 | 2055 | Mitigation | 0.95 | 45 | 0 | esc | 0.00097009 | 1.349e-10 | 0.00097009 | 1.349e-10
[79 empty] | WLDFR | HFTD - Distribution - Tier 3 - 3QU CoRE ¦ 2QU LoRE | Non-Red Flag Warning - Large Fires | 2056 | 1.6519e-08 | 1.6519e-08 | 7.8503 | 0.92702 | 4.3664 | 2.5569 | 0 | 0 | 1.7823e-05 | 1.2968e-07 | 0 | 1.2968e-07 | 1.2968e-07 | 0 | 1.2968e-07 | 0 | 3.1968e-06 | 7.0074e-06 | 0 | 7.0074e-06 | 0 | 2.3674e-07 | 3.0958e-07 | 0 | 3.0958e-07 | [12 empty] | 7.3.3.17.5 (Remote Grid) Updates to grid topology to minimize risk of ignition in HFTDs Remote GridWLDFRContaminationAggregated | WLDFR | HFTD - Distribution - Tier 2 - 2QU CoRE ¦ 5QU LoRE | Non-Red Flag Warning - Large Fires | Contamination | Aggregated | 2056 | 1.3906e-07 | 1464.9153 | 0.00020372 | 2056 | Mitigation | 0.95 | 45 | 0 | esc | 0.00097009 | 1.349e-10 | 0.00097009 | 1.349e-10
[79 empty] | WLDFR | HFTD - Distribution - Tier 3 - 3QU CoRE ¦ 2QU LoRE | Non-Red Flag Warning - Large Fires | 2057 | 1.6519e-08 | 1.6519e-08 | 7.8503 | 0.92702 | 4.3664 | 2.5569 | 0 | 0 | 1.7823e-05 | 1.2968e-07 | 0 | 1.2968e-07 | 1.2968e-07 | 0 | 1.2968e-07 | 0 | 3.1968e-06 | 7.0074e-06 | 0 | 7.0074e-06 | 0 | 2.3674e-07 | 3.0958e-07 | 0 | 3.0958e-07 | [12 empty] | 7.3.3.17.5 (Remote Grid) Updates to grid topology to minimize risk of ignition in HFTDs Remote GridWLDFRContaminationAggregated | WLDFR | HFTD - Distribution - Tier 2 - 2QU CoRE ¦ 5QU LoRE | Non-Red Flag Warning - Large Fires | Contamination | Aggregated | 2057 | 1.3906e-07 | 1464.9153 | 0.00020372 | 2057 | Mitigation | 0.95 | 45 | 0 | esc | 0.00097009 | 1.349e-10 | 0.00097009 | 1.349e-10
[79 empty] | WLDFR | HFTD - Distribution - Tier 3 - 3QU CoRE ¦ 2QU LoRE | Non-Red Flag Warning - Large Fires | 2058 | 1.6519e-08 | 1.6519e-08 | 8.3524 | 0.96727 | 4.6367 | 2.7484 | 0 | 0 | 1.7823e-05 | 1.3797e-07 | 0 | 1.3797e-07 | 1.3797e-07 | 0 | 1.3797e-07 | 0 | 3.1968e-06 | 7.0074e-06 | 0 | 7.0074e-06 | 0 | 2.3674e-07 | 3.0958e-07 | 0 | 3.0958e-07 | [12 empty] | 7.3.3.17.5 (Remote Grid) Updates to grid topology to minimize risk of ignition in HFTDs Remote GridWLDFRContaminationAggregated | WLDFR | HFTD - Distribution - Tier 2 - 2QU CoRE ¦ 5QU LoRE | Non-Red Flag Warning - Large Fires | Contamination | Aggregated | 2058 | 1.3906e-07 | 1464.9153 | 0.00020372 | 2058 | Mitigation | 0.95 | 45 | 0 | esc | 0.00097009 | 1.349e-10 | 0.00097009 | 1.349e-10
[79 empty] | WLDFR | HFTD - Distribution - Tier 3 - 3QU CoRE ¦ 2QU LoRE | Non-Red Flag Warning - Large Fires | 2059 | 1.6519e-08 | 1.6519e-08 | 8.3524 | 0.96727 | 4.6367 | 2.7484 | 0 | 0 | 1.7823e-05 | 1.3797e-07 | 0 | 1.3797e-07 | 1.3797e-07 | 0 | 1.3797e-07 | 0 | 3.1968e-06 | 7.0074e-06 | 0 | 7.0074e-06 | 0 | 2.3674e-07 | 3.0958e-07 | 0 | 3.0958e-07 | [12 empty] | 7.3.3.17.5 (Remote Grid) Updates to grid topology to minimize risk of ignition in HFTDs Remote GridWLDFRContaminationAggregated | WLDFR | HFTD - Distribution - Tier 2 - 2QU CoRE ¦ 5QU LoRE | Non-Red Flag Warning - Large Fires | Contamination | Aggregated | 2059 | 1.3906e-07 | 1464.9153 | 0.00020372 | 2059 | Mitigation | 0.95 | 45 | 0 | esc | 0.00097009 | 1.349e-10 | 0.00097009 | 1.349e-10
[79 empty] | WLDFR | HFTD - Distribution - Tier 3 - 3QU CoRE ¦ 2QU LoRE | Non-Red Flag Warning - Large Fires | 2060 | 1.6519e-08 | 1.6519e-08 | 8.3524 | 0.96727 | 4.6367 | 2.7484 | 0 | 0 | 1.7823e-05 | 1.3797e-07 | 0 | 1.3797e-07 | 1.3797e-07 | 0 | 1.3797e-07 | 0 | 3.1968e-06 | 7.0074e-06 | 0 | 7.0074e-06 | 0 | 2.5188e-07 | 3.2938e-07 | 0 | 3.2938e-07 | [12 empty] | 7.3.3.17.5 (Remote Grid) Updates to grid topology to minimize risk of ignition in HFTDs Remote GridWLDFRContaminationAggregated | WLDFR | HFTD - Distribution - Tier 2 - 2QU CoRE ¦ 5QU LoRE | Non-Red Flag Warning - Large Fires | Contamination | Aggregated | 2060 | 1.3906e-07 | 1464.9153 | 0.00020372 | 2060 | Mitigation | 0.95 | 45 | 0 | esc | 0.00097009 | 1.349e-10 | 0.00097009 | 1.349e-10
[79 empty] | WLDFR | HFTD - Distribution - Tier 3 - 3QU CoRE ¦ 2QU LoRE | Non-Red Flag Warning - Large Fires | 2061 | 1.6519e-08 | 1.6519e-08 | 8.3524 | 0.96727 | 4.6367 | 2.7484 | 0 | 0 | 1.7823e-05 | 1.3797e-07 | 0 | 1.3797e-07 | 1.3797e-07 | 0 | 1.3797e-07 | 0 | 3.3964e-06 | 7.4451e-06 | 0 | 7.4451e-06 | 0 | 2.5188e-07 | 3.2938e-07 | 0 | 3.2938e-07 | [12 empty] | 7.3.3.17.5 (Remote Grid) Updates to grid topology to minimize risk of ignition in HFTDs Remote GridWLDFRContaminationAggregated | WLDFR | HFTD - Distribution - Tier 2 - 2QU CoRE ¦ 5QU LoRE | Non-Red Flag Warning - Large Fires | Contamination | Aggregated | 2061 | 1.3906e-07 | 1464.9153 | 0.00020372 | 2061 | Mitigation | 0.95 | 45 | 0 | esc | 0.00097009 | 1.349e-10 | 0.00097009 | 1.349e-10
[79 empty] | WLDFR | HFTD - Distribution - Tier 3 - 3QU CoRE ¦ 2QU LoRE | Non-Red Flag Warning - Large Fires | 2062 | 1.6519e-08 | 1.6519e-08 | 8.3524 | 0.96727 | 4.6367 | 2.7484 | 0 | 0 | 1.7823e-05 | 1.3797e-07 | 0 | 1.3797e-07 | 1.3797e-07 | 0 | 1.3797e-07 | 0 | 3.3964e-06 | 7.4451e-06 | 0 | 7.4451e-06 | 0 | 2.5188e-07 | 3.2938e-07 | 0 | 3.2938e-07 | [12 empty] | 7.3.3.17.5 (Remote Grid) Updates to grid topology to minimize risk of ignition in HFTDs Remote GridWLDFRContaminationAggregated | WLDFR | HFTD - Distribution - Tier 2 - 2QU CoRE ¦ 5QU LoRE | Non-Red Flag Warning - Large Fires | Contamination | Aggregated | 2062 | 1.3906e-07 | 1464.9153 | 0.00020372 | 2062 | Mitigation | 0.95 | 45 | 0 | esc | 0.00097009 | 1.349e-10 | 0.00097009 | 1.349e-10
[79 empty] | WLDFR | HFTD - Distribution - Tier 3 - 3QU CoRE ¦ 2QU LoRE | Non-Red Flag Warning - Large Fires | 2063 | 1.6519e-08 | 1.6519e-08 | 8.872 | 1.0079 | 4.9153 | 2.9488 | 0 | 0 | 1.7823e-05 | 1.4656e-07 | 0 | 1.4656e-07 | 1.4656e-07 | 0 | 1.4656e-07 | 0 | 3.3964e-06 | 7.4451e-06 | 0 | 7.4451e-06 | 0 | 2.5188e-07 | 3.2938e-07 | 0 | 3.2938e-07 | [12 empty] | 7.3.3.17.5 (Remote Grid) Updates to grid topology to minimize risk of ignition in HFTDs Remote GridWLDFRContaminationAggregated | WLDFR | HFTD - Distribution - Tier 2 - 2QU CoRE ¦ 5QU LoRE | Non-Red Flag Warning - Large Fires | Contamination | Aggregated | 2063 | 1.3906e-07 | 1464.9153 | 0.00020372 | 2063 | Mitigation | 0.95 | 45 | 0 | esc | 0.00097009 | 1.349e-10 | 0.00097009 | 1.349e-10
[79 empty] | WLDFR | HFTD - Distribution - Tier 3 - 3QU CoRE ¦ 2QU LoRE | Non-Red Flag Warning - Large Fires | 2064 | 1.6519e-08 | 1.6519e-08 | 8.872 | 1.0079 | 4.9153 | 2.9488 | 0 | 0 | 1.7823e-05 | 1.4656e-07 | 0 | 1.4656e-07 | 1.4656e-07 | 0 | 1.4656e-07 | 0 | 3.3964e-06 | 7.4451e-06 | 0 | 7.4451e-06 | 0 | 2.5188e-07 | 3.2938e-07 | 0 | 3.2938e-07 | [12 empty] | 7.3.3.17.5 (Remote Grid) Updates to grid topology to minimize risk of ignition in HFTDs Remote GridWLDFRContaminationAggregated | WLDFR | HFTD - Distribution - Tier 2 - 2QU CoRE ¦ 5QU LoRE | Non-Red Flag Warning - Large Fires | Contamination | Aggregated | 2064 | 1.3906e-07 | 1464.9153 | 0.00020372 | 2064 | Mitigation | 0.95 | 45 | 0 | esc | 0.00097009 | 1.349e-10 | 0.00097009 | 1.349e-10
[79 empty] | WLDFR | HFTD - Distribution - Tier 3 - 3QU CoRE ¦ 2QU LoRE | Non-Red Flag Warning - Large Fires | 2065 | 1.6519e-08 | 1.6519e-08 | 8.872 | 1.0079 | 4.9153 | 2.9488 | 0 | 0 | 1.7823e-05 | 1.4656e-07 | 0 | 1.4656e-07 | 1.4656e-07 | 0 | 1.4656e-07 | 0 | 3.3964e-06 | 7.4451e-06 | 0 | 7.4451e-06 | 0 | 2.6755e-07 | 3.4987e-07 | 0 | 3.4987e-07 | [12 empty] | 7.3.3.17.5 (Remote Grid) Updates to grid topology to minimize risk of ignition in HFTDs Remote GridWLDFRContaminationAggregated | WLDFR | HFTD - Distribution - Tier 2 - 2QU CoRE ¦ 5QU LoRE | Non-Red Flag Warning - Large Fires | Contamination | Aggregated | 2065 | 1.3906e-07 | 1464.9153 | 0.00020372 | 2065 | Mitigation | 0.95 | 45 | 0 | esc | 0.00097009 | 1.349e-10 | 0.00097009 | 1.349e-10
[79 empty] | WLDFR | HFTD - Distribution - Tier 3 - 3QU CoRE ¦ 2QU LoRE | Non-Red Flag Warning - Large Fires | 2066 | 1.6519e-08 | 1.6519e-08 | 8.872 | 1.0079 | 4.9153 | 2.9488 | 0 | 0 | 1.7823e-05 | 1.4656e-07 | 0 | 1.4656e-07 | 1.4656e-07 | 0 | 1.4656e-07 | 0 | 3.6148e-06 | 7.9238e-06 | 0 | 7.9238e-06 | 0 | 2.6755e-07 | 3.4987e-07 | 0 | 3.4987e-07 | [12 empty] | 7.3.3.17.5 (Remote Grid) Updates to grid topology to minimize risk of ignition in HFTDs Remote GridWLDFRContaminationAggregated | WLDFR | HFTD - Distribution - Tier 2 - 2QU CoRE ¦ 5QU LoRE | Non-Red Flag Warning - Large Fires | Contamination | Aggregated | 2066 | 1.3906e-07 | 1464.9153 | 0.00020372 | 2066 | Mitigation | 0.95 | 45 | 0 | esc | 0.00097009 | 1.349e-10 | 0.00097009 | 1.349e-10
[79 empty] | WLDFR | HFTD - Distribution - Tier 3 - 3QU CoRE ¦ 2QU LoRE | Non-Red Flag Warning - Large Fires | 2067 | 0 | 1.6519e-08 | 8.872 | 1.0079 | 4.9153 | 2.9488 | 0 | 0 | 1.7823e-05 | 0 | 0 | 0 | 1.4656e-07 | 0 | 1.4656e-07 | 0 | 3.6148e-06 | 7.9238e-06 | 0 | 7.9238e-06 | 0 | 2.6755e-07 | 3.4987e-07 | 0 | 3.4987e-07 | [12 empty] | 7.3.3.17.5 (Remote Grid) Updates to grid topology to minimize risk of ignition in HFTDs Remote GridWLDFRContaminationAggregated | WLDFR | HFTD - Distribution - Tier 2 - 2QU CoRE ¦ 5QU LoRE | Non-Red Flag Warning - Large Fires | Contamination | Aggregated | 2067 | 1.3906e-07 | 1464.9153 | 0.00020372 | 2067 | Mitigation | 0.95 | 45 | 0 | esc | 0 | 0 | 0.00097009 | 1.349e-10
[79 empty] | WLDFR | HFTD - Distribution - Tier 3 - 3QU CoRE ¦ 2QU LoRE | Non-Red Flag Warning - Small Fires | 2022 | 5.1076e-06 | 0 | 0.077901 | 0.036425 | 0.0015809 | 0.039895 | 0 | 0 | 0.0054209 | 3.9788e-07 | 0 | 3.9788e-07 | 0 | 0 | 0 | 0 | 3.6148e-06 | 7.9238e-06 | 0 | 7.9238e-06 | 0 | 2.6755e-07 | 3.4987e-07 | 0 | 3.4987e-07 | [12 empty] | 7.3.3.17.5 (Remote Grid) Updates to grid topology to minimize risk of ignition in HFTDs Remote GridWLDFREquipment / facility failureAggregated | WLDFR | HFTD - Distribution - Tier 2 - 2QU CoRE ¦ 5QU LoRE | Non-Red Flag Warning - Large Fires | Equipment / facility failure | Aggregated | 2022 | 2.3181e-06 | 1464.9153 | 0.0033958 | 2022 | Mitigation | 0.95 | 45 | 0 | esc | 0.00097009 | 2.2488e-09 | 0 | 0
[79 empty] | WLDFR | HFTD - Distribution - Tier 3 - 3QU CoRE ¦ 2QU LoRE | Non-Red Flag Warning - Small Fires | 2023 | 5.1076e-06 | 5.1076e-06 | 0.080408 | 0.03759 | 0.0016314 | 0.041187 | 0 | 0 | 0.0054209 | 4.1069e-07 | 0 | 4.1069e-07 | 4.1069e-07 | 0 | 4.1069e-07 | 0 | 3.6148e-06 | 7.9238e-06 | 0 | 7.9238e-06 | 0 | 2.6755e-07 | 3.4987e-07 | 0 | 3.4987e-07 | [12 empty] | 7.3.3.17.5 (Remote Grid) Updates to grid topology to minimize risk of ignition in HFTDs Remote GridWLDFREquipment / facility failureAggregated | WLDFR | HFTD - Distribution - Tier 2 - 2QU CoRE ¦ 5QU LoRE | Non-Red Flag Warning - Large Fires | Equipment / facility failure | Aggregated | 2023 | 2.3181e-06 | 1464.9153 | 0.0033958 | 2023 | Mitigation | 0.95 | 45 | 0 | esc | 0.00097009 | 2.2488e-09 | 0.00097009 | 2.2488e-09
[79 empty] | WLDFR | HFTD - Distribution - Tier 3 - 3QU CoRE ¦ 2QU LoRE | Non-Red Flag Warning - Small Fires | 2024 | 5.1076e-06 | 5.1076e-06 | 0.080408 | 0.03759 | 0.0016314 | 0.041187 | 0 | 0 | 0.0054209 | 4.1069e-07 | 0 | 4.1069e-07 | 4.1069e-07 | 0 | 4.1069e-07 | 0 | 3.6148e-06 | 7.9238e-06 | 0 | 7.9238e-06 | 0 | 2.8357e-07 | 3.7082e-07 | 0 | 3.7082e-07 | [12 empty] | 7.3.3.17.5 (Remote Grid) Updates to grid topology to minimize risk of ignition in HFTDs Remote GridWLDFREquipment / facility failureAggregated | WLDFR | HFTD - Distribution - Tier 2 - 2QU CoRE ¦ 5QU LoRE | Non-Red Flag Warning - Large Fires | Equipment / facility failure | Aggregated | 2024 | 2.3181e-06 | 1464.9153 | 0.0033958 | 2024 | Mitigation | 0.95 | 45 | 0 | esc | 0.00097009 | 2.2488e-09 | 0.00097009 | 2.2488e-09
[79 empty] | WLDFR | HFTD - Distribution - Tier 3 - 3QU CoRE ¦ 2QU LoRE | Non-Red Flag Warning - Small Fires | 2025 | 5.1076e-06 | 5.1076e-06 | 0.080408 | 0.03759 | 0.0016314 | 0.041187 | 0 | 0 | 0.0054209 | 4.1069e-07 | 0 | 4.1069e-07 | 4.1069e-07 | 0 | 4.1069e-07 | 0 | 3.8501e-06 | 8.4395e-06 | 0 | 8.4395e-06 | 0 | 2.8357e-07 | 3.7082e-07 | 0 | 3.7082e-07 | [12 empty] | 7.3.3.17.5 (Remote Grid) Updates to grid topology to minimize risk of ignition in HFTDs Remote GridWLDFREquipment / facility failureAggregated | WLDFR | HFTD - Distribution - Tier 2 - 2QU CoRE ¦ 5QU LoRE | Non-Red Flag Warning - Large Fires | Equipment / facility failure | Aggregated | 2025 | 2.3181e-06 | 1464.9153 | 0.0033958 | 2025 | Mitigation | 0.95 | 45 | 0 | esc | 0.00097009 | 2.2488e-09 | 0.00097009 | 2.2488e-09
[79 empty] | WLDFR | HFTD - Distribution - Tier 3 - 3QU CoRE ¦ 2QU LoRE | Non-Red Flag Warning - Small Fires | 2026 | 5.1076e-06 | 5.1076e-06 | 0.080408 | 0.03759 | 0.0016314 | 0.041187 | 0 | 0 | 0.0054209 | 4.1069e-07 | 0 | 4.1069e-07 | 4.1069e-07 | 0 | 4.1069e-07 | 0 | 3.8501e-06 | 8.4395e-06 | 0 | 8.4395e-06 | 0 | 2.8357e-07 | 3.7082e-07 | 0 | 3.7082e-07 | [12 empty] | 7.3.3.17.5 (Remote Grid) Updates to grid topology to minimize risk of ignition in HFTDs Remote GridWLDFREquipment / facility failureAggregated | WLDFR | HFTD - Distribution - Tier 2 - 2QU CoRE ¦ 5QU LoRE | Non-Red Flag Warning - Large Fires | Equipment / facility failure | Aggregated | 2026 | 2.3181e-06 | 1464.9153 | 0.0033958 | 2026 | Mitigation | 0.95 | 45 | 0 | esc | 0.00097009 | 2.2488e-09 | 0.00097009 | 2.2488e-09
[79 empty] | WLDFR | HFTD - Distribution - Tier 3 - 3QU CoRE ¦ 2QU LoRE | Non-Red Flag Warning - Small Fires | 2027 | 5.1076e-06 | 5.1076e-06 | 0.080408 | 0.03759 | 0.0016314 | 0.041187 | 0 | 0 | 0.0054209 | 4.1069e-07 | 0 | 4.1069e-07 | 4.1069e-07 | 0 | 4.1069e-07 | 0 | 3.8501e-06 | 8.4395e-06 | 0 | 8.4395e-06 | 0 | 2.8357e-07 | 3.7082e-07 | 0 | 3.7082e-07 | [12 empty] | 7.3.3.17.5 (Remote Grid) Updates to grid topology to minimize risk of ignition in HFTDs Remote GridWLDFREquipment / facility failureAggregated | WLDFR | HFTD - Distribution - Tier 2 - 2QU CoRE ¦ 5QU LoRE | Non-Red Flag Warning - Large Fires | Equipment / facility failure | Aggregated | 2027 | 2.3181e-06 | 1464.9153 | 0.0033958 | 2027 | Mitigation | 0.95 | 45 | 0 | esc | 0.00097009 | 2.2488e-09 | 0.00097009 | 2.2488e-09
[79 empty] | WLDFR | HFTD - Distribution - Tier 3 - 3QU CoRE ¦ 2QU LoRE | Non-Red Flag Warning - Small Fires | 2028 | 5.1076e-06 | 5.1076e-06 | 0.083606 | 0.039055 | 0.001695 | 0.042856 | 0 | 0 | 0.0054209 | 4.2703e-07 | 0 | 4.2703e-07 | 4.2703e-07 | 0 | 4.2703e-07 | 0 | 3.8501e-06 | 8.4395e-06 | 0 | 8.4395e-06 | 0 | 2.8357e-07 | 3.7082e-07 | 0 | 3.7082e-07 | [12 empty] | 7.3.3.17.5 (Remote Grid) Updates to grid topology to minimize risk of ignition in HFTDs Remote GridWLDFREquipment / facility failureAggregated | WLDFR | HFTD - Distribution - Tier 2 - 2QU CoRE ¦ 5QU LoRE | Non-Red Flag Warning - Large Fires | Equipment / facility failure | Aggregated | 2028 | 2.3181e-06 | 1464.9153 | 0.0033958 | 2028 | Mitigation | 0.95 | 45 | 0 | esc | 0.00097009 | 2.2488e-09 | 0.00097009 | 2.2488e-09
[79 empty] | WLDFR | HFTD - Distribution - Tier 3 - 3QU CoRE ¦ 2QU LoRE | Non-Red Flag Warning - Small Fires | 2029 | 5.1076e-06 | 5.1076e-06 | 0.083606 | 0.039055 | 0.001695 | 0.042856 | 0 | 0 | 0.0054209 | 4.2703e-07 | 0 | 4.2703e-07 | 4.2703e-07 | 0 | 4.2703e-07 | 0 | 3.8501e-06 | 8.4395e-06 | 0 | 8.4395e-06 | 0 | 2.9973e-07 | 3.9196e-07 | 0 | 3.9196e-07 | [12 empty] | 7.3.3.17.5 (Remote Grid) Updates to grid topology to minimize risk of ignition in HFTDs Remote GridWLDFREquipment / facility failureAggregated | WLDFR | HFTD - Distribution - Tier 2 - 2QU CoRE ¦ 5QU LoRE | Non-Red Flag Warning - Large Fires | Equipment / facility failure | Aggregated | 2029 | 2.3181e-06 | 1464.9153 | 0.0033958 | 2029 | Mitigation | 0.95 | 45 | 0 | esc | 0.00097009 | 2.2488e-09 | 0.00097009 | 2.2488e-09
[79 empty] | WLDFR | HFTD - Distribution - Tier 3 - 3QU CoRE ¦ 2QU LoRE | Non-Red Flag Warning - Small Fires | 2030 | 5.1076e-06 | 5.1076e-06 | 0.083606 | 0.039055 | 0.001695 | 0.042856 | 0 | 0 | 0.0054209 | 4.2703e-07 | 0 | 4.2703e-07 | 4.2703e-07 | 0 | 4.2703e-07 | 0 | 4.1002e-06 | 8.9878e-06 | 0 | 8.9878e-06 | 0 | 2.9973e-07 | 3.9196e-07 | 0 | 3.9196e-07 | [12 empty] | 7.3.3.17.5 (Remote Grid) Updates to grid topology to minimize risk of ignition in HFTDs Remote GridWLDFREquipment / facility failureAggregated | WLDFR | HFTD - Distribution - Tier 2 - 2QU CoRE ¦ 5QU LoRE | Non-Red Flag Warning - Large Fires | Equipment / facility failure | Aggregated | 2030 | 2.3181e-06 | 1464.9153 | 0.0033958 | 2030 | Mitigation | 0.95 | 45 | 0 | esc | 0.00097009 | 2.2488e-09 | 0.00097009 | 2.2488e-09
[79 empty] | WLDFR | HFTD - Distribution - Tier 3 - 3QU CoRE ¦ 2QU LoRE | Non-Red Flag Warning - Small Fires | 2031 | 5.1076e-06 | 5.1076e-06 | 0.083606 | 0.039055 | 0.001695 | 0.042856 | 0 | 0 | 0.0054209 | 4.2703e-07 | 0 | 4.2703e-07 | 4.2703e-07 | 0 | 4.2703e-07 | 0 | 4.1002e-06 | 8.9878e-06 | 0 | 8.9878e-06 | 0 | 2.9973e-07 | 3.9196e-07 | 0 | 3.9196e-07 | [12 empty] | 7.3.3.17.5 (Remote Grid) Updates to grid topology to minimize risk of ignition in HFTDs Remote GridWLDFREquipment / facility failureAggregated | WLDFR | HFTD - Distribution - Tier 2 - 2QU CoRE ¦ 5QU LoRE | Non-Red Flag Warning - Large Fires | Equipment / facility failure | Aggregated | 2031 | 2.3181e-06 | 1464.9153 | 0.0033958 | 2031 | Mitigation | 0.95 | 45 | 0 | esc | 0.00097009 | 2.2488e-09 | 0.00097009 | 2.2488e-09
[79 empty] | WLDFR | HFTD - Distribution - Tier 3 - 3QU CoRE ¦ 2QU LoRE | Non-Red Flag Warning - Small Fires | 2032 | 5.1076e-06 | 5.1076e-06 | 0.083606 | 0.039055 | 0.001695 | 0.042856 | 0 | 0 | 0.0054209 | 4.2703e-07 | 0 | 4.2703e-07 | 4.2703e-07 | 0 | 4.2703e-07 | 0 | 4.1002e-06 | 8.9878e-06 | 0 | 8.9878e-06 | 0 | 2.9973e-07 | 3.9196e-07 | 0 | 3.9196e-07 | [12 empty] | 7.3.3.17.5 (Remote Grid) Updates to grid topology to minimize risk of ignition in HFTDs Remote GridWLDFREquipment / facility failureAggregated | WLDFR | HFTD - Distribution - Tier 2 - 2QU CoRE ¦ 5QU LoRE | Non-Red Flag Warning - Large Fires | Equipment / facility failure | Aggregated | 2032 | 2.3181e-06 | 1464.9153 | 0.0033958 | 2032 | Mitigation | 0.95 | 45 | 0 | esc | 0.00097009 | 2.2488e-09 | 0.00097009 | 2.2488e-09
[79 empty] | WLDFR | HFTD - Distribution - Tier 3 - 3QU CoRE ¦ 2QU LoRE | Non-Red Flag Warning - Small Fires | 2033 | 5.1076e-06 | 5.1076e-06 | 0.087211 | 0.040679 | 0.0017655 | 0.044766 | 0 | 0 | 0.0054209 | 4.4544e-07 | 0 | 4.4544e-07 | 4.4544e-07 | 0 | 4.4544e-07 | 0 | 4.1002e-06 | 8.9878e-06 | 0 | 8.9878e-06 | 0 | 0 | 3.9196e-07 | 0 | 3.9196e-07 | [12 empty] | 7.3.3.17.5 (Remote Grid) Updates to grid topology to minimize risk of ignition in HFTDs Remote GridWLDFREquipment / facility failureAggregated | WLDFR | HFTD - Distribution - Tier 2 - 2QU CoRE ¦ 5QU LoRE | Non-Red Flag Warning - Large Fires | Equipment / facility failure | Aggregated | 2033 | 2.3181e-06 | 1464.9153 | 0.0033958 | 2033 | Mitigation | 0.95 | 45 | 0 | esc | 0.00097009 | 2.2488e-09 | 0.00097009 | 2.2488e-09
[79 empty] | WLDFR | HFTD - Distribution - Tier 3 - 3QU CoRE ¦ 2QU LoRE | Non-Red Flag Warning - Small Fires | 2034 | 5.1076e-06 | 5.1076e-06 | 0.087211 | 0.040679 | 0.0017655 | 0.044766 | 0 | 0 | 0.0054209 | 4.4544e-07 | 0 | 4.4544e-07 | 4.4544e-07 | 0 | 4.4544e-07 | 0 | 4.1002e-06 | 8.9878e-06 | 0 | 8.9878e-06 | 0 | 0 | 0 | 0 | 0 | [12 empty] | 7.3.3.17.5 (Remote Grid) Updates to grid topology to minimize risk of ignition in HFTDs Remote GridWLDFREquipment / facility failureAggregated | WLDFR | HFTD - Distribution - Tier 2 - 2QU CoRE ¦ 5QU LoRE | Non-Red Flag Warning - Large Fires | Equipment / facility failure | Aggregated | 2034 | 2.3181e-06 | 1464.9153 | 0.0033958 | 2034 | Mitigation | 0.95 | 45 | 0 | esc | 0.00097009 | 2.2488e-09 | 0.00097009 | 2.2488e-09
[79 empty] | WLDFR | HFTD - Distribution - Tier 3 - 3QU CoRE ¦ 2QU LoRE | Non-Red Flag Warning - Small Fires | 2035 | 5.1076e-06 | 5.1076e-06 | 0.087211 | 0.040679 | 0.0017655 | 0.044766 | 0 | 0 | 0.0054209 | 4.4544e-07 | 0 | 4.4544e-07 | 4.4544e-07 | 0 | 4.4544e-07 | 0 | 4.3625e-06 | 9.5626e-06 | 0 | 9.5626e-06 | 0 | 0 | 0 | 0 | 0 | [12 empty] | 7.3.3.17.5 (Remote Grid) Updates to grid topology to minimize risk of ignition in HFTDs Remote GridWLDFREquipment / facility failureAggregated | WLDFR | HFTD - Distribution - Tier 2 - 2QU CoRE ¦ 5QU LoRE | Non-Red Flag Warning - Large Fires | Equipment / facility failure | Aggregated | 2035 | 2.3181e-06 | 1464.9153 | 0.0033958 | 2035 | Mitigation | 0.95 | 45 | 0 | esc | 0.00097009 | 2.2488e-09 | 0.00097009 | 2.2488e-09
[79 empty] | WLDFR | HFTD - Distribution - Tier 3 - 3QU CoRE ¦ 2QU LoRE | Non-Red Flag Warning - Small Fires | 2036 | 5.1076e-06 | 5.1076e-06 | 0.087211 | 0.040679 | 0.0017655 | 0.044766 | 0 | 0 | 0.0054209 | 4.4544e-07 | 0 | 4.4544e-07 | 4.4544e-07 | 0 | 4.4544e-07 | 0 | 4.3625e-06 | 9.5626e-06 | 0 | 9.5626e-06 | 0 | 9.5808e-07 | 0 | 0 | 0 | [12 empty] | 7.3.3.17.5 (Remote Grid) Updates to grid topology to minimize risk of ignition in HFTDs Remote GridWLDFREquipment / facility failureAggregated | WLDFR | HFTD - Distribution - Tier 2 - 2QU CoRE ¦ 5QU LoRE | Non-Red Flag Warning - Large Fires | Equipment / facility failure | Aggregated | 2036 | 2.3181e-06 | 1464.9153 | 0.0033958 | 2036 | Mitigation | 0.95 | 45 | 0 | esc | 0.00097009 | 2.2488e-09 | 0.00097009 | 2.2488e-09
[79 empty] | WLDFR | HFTD - Distribution - Tier 3 - 3QU CoRE ¦ 2QU LoRE | Non-Red Flag Warning - Small Fires | 2037 | 5.1076e-06 | 5.1076e-06 | 0.087211 | 0.040679 | 0.0017655 | 0.044766 | 0 | 0 | 0.0054209 | 4.4544e-07 | 0 | 4.4544e-07 | 4.4544e-07 | 0 | 4.4544e-07 | 0 | 4.3625e-06 | 9.5626e-06 | 0 | 9.5626e-06 | 0 | 9.8892e-07 | 1.2932e-06 | 0 | 1.2932e-06 | [12 empty] | 7.3.3.17.5 (Remote Grid) Updates to grid topology to minimize risk of ignition in HFTDs Remote GridWLDFREquipment / facility failureAggregated | WLDFR | HFTD - Distribution - Tier 2 - 2QU CoRE ¦ 5QU LoRE | Non-Red Flag Warning - Large Fires | Equipment / facility failure | Aggregated | 2037 | 2.3181e-06 | 1464.9153 | 0.0033958 | 2037 | Mitigation | 0.95 | 45 | 0 | esc | 0.00097009 | 2.2488e-09 | 0.00097009 | 2.2488e-09
[79 empty] | WLDFR | HFTD - Distribution - Tier 3 - 3QU CoRE ¦ 2QU LoRE | Non-Red Flag Warning - Small Fires | 2038 | 5.1076e-06 | 5.1076e-06 | 0.091184 | 0.042438 | 0.0018418 | 0.046905 | 0 | 0 | 0.0054209 | 4.6573e-07 | 0 | 4.6573e-07 | 4.6573e-07 | 0 | 4.6573e-07 | 0 | 4.3625e-06 | 9.5626e-06 | 0 | 9.5626e-06 | 0 | 9.8892e-07 | 1.2932e-06 | 0 | 1.2932e-06 | [12 empty] | 7.3.3.17.5 (Remote Grid) Updates to grid topology to minimize risk of ignition in HFTDs Remote GridWLDFREquipment / facility failureAggregated | WLDFR | HFTD - Distribution - Tier 2 - 2QU CoRE ¦ 5QU LoRE | Non-Red Flag Warning - Large Fires | Equipment / facility failure | Aggregated | 2038 | 2.3181e-06 | 1464.9153 | 0.0033958 | 2038 | Mitigation | 0.95 | 45 | 0 | esc | 0.00097009 | 2.2488e-09 | 0.00097009 | 2.2488e-09
[79 empty] | WLDFR | HFTD - Distribution - Tier 3 - 3QU CoRE ¦ 2QU LoRE | Non-Red Flag Warning - Small Fires | 2039 | 5.1076e-06 | 5.1076e-06 | 0.091184 | 0.042438 | 0.0018418 | 0.046905 | 0 | 0 | 0.0054209 | 4.6573e-07 | 0 | 4.6573e-07 | 4.6573e-07 | 0 | 4.6573e-07 | 0 | 4.3625e-06 | 9.5626e-06 | 0 | 9.5626e-06 | 0 | 9.8892e-07 | 1.2932e-06 | 0 | 1.2932e-06 | [12 empty] | 7.3.3.17.5 (Remote Grid) Updates to grid topology to minimize risk of ignition in HFTDs Remote GridWLDFREquipment / facility failureAggregated | WLDFR | HFTD - Distribution - Tier 2 - 2QU CoRE ¦ 5QU LoRE | Non-Red Flag Warning - Large Fires | Equipment / facility failure | Aggregated | 2039 | 2.3181e-06 | 1464.9153 | 0.0033958 | 2039 | Mitigation | 0.95 | 45 | 0 | esc | 0.00097009 | 2.2488e-09 | 0.00097009 | 2.2488e-09
[79 empty] | WLDFR | HFTD - Distribution - Tier 3 - 3QU CoRE ¦ 2QU LoRE | Non-Red Flag Warning - Small Fires | 2040 | 5.1076e-06 | 5.1076e-06 | 0.091184 | 0.042438 | 0.0018418 | 0.046905 | 0 | 0 | 0.0054209 | 4.6573e-07 | 0 | 4.6573e-07 | 4.6573e-07 | 0 | 4.6573e-07 | 0 | 4.6339e-06 | 1.0158e-05 | 0 | 1.0158e-05 | 0 | 9.8892e-07 | 1.2932e-06 | 0 | 1.2932e-06 | [12 empty] | 7.3.3.17.5 (Remote Grid) Updates to grid topology to minimize risk of ignition in HFTDs Remote GridWLDFREquipment / facility failureAggregated | WLDFR | HFTD - Distribution - Tier 2 - 2QU CoRE ¦ 5QU LoRE | Non-Red Flag Warning - Large Fires | Equipment / facility failure | Aggregated | 2040 | 2.3181e-06 | 1464.9153 | 0.0033958 | 2040 | Mitigation | 0.95 | 45 | 0 | esc | 0.00097009 | 2.2488e-09 | 0.00097009 | 2.2488e-09
[79 empty] | WLDFR | HFTD - Distribution - Tier 3 - 3QU CoRE ¦ 2QU LoRE | Non-Red Flag Warning - Small Fires | 2041 | 5.1076e-06 | 5.1076e-06 | 0.091184 | 0.042438 | 0.0018418 | 0.046905 | 0 | 0 | 0.0054209 | 4.6573e-07 | 0 | 4.6573e-07 | 4.6573e-07 | 0 | 4.6573e-07 | 0 | 4.6339e-06 | 1.0158e-05 | 0 | 1.0158e-05 | 0 | 9.8892e-07 | 1.2932e-06 | 0 | 1.2932e-06 | [12 empty] | 7.3.3.17.5 (Remote Grid) Updates to grid topology to minimize risk of ignition in HFTDs Remote GridWLDFREquipment / facility failureAggregated | WLDFR | HFTD - Distribution - Tier 2 - 2QU CoRE ¦ 5QU LoRE | Non-Red Flag Warning - Large Fires | Equipment / facility failure | Aggregated | 2041 | 2.3181e-06 | 1464.9153 | 0.0033958 | 2041 | Mitigation | 0.95 | 45 | 0 | esc | 0.00097009 | 2.2488e-09 | 0.00097009 | 2.2488e-09
[79 empty] | WLDFR | HFTD - Distribution - Tier 3 - 3QU CoRE ¦ 2QU LoRE | Non-Red Flag Warning - Small Fires | 2042 | 5.1076e-06 | 5.1076e-06 | 0.091184 | 0.042438 | 0.0018418 | 0.046905 | 0 | 0 | 0.0054209 | 4.6573e-07 | 0 | 4.6573e-07 | 4.6573e-07 | 0 | 4.6573e-07 | 0 | 4.6339e-06 | 1.0158e-05 | 0 | 1.0158e-05 | 0 | 1.0283e-06 | 1.3446e-06 | 0 | 1.3446e-06 | [12 empty] | 7.3.3.17.5 (Remote Grid) Updates to grid topology to minimize risk of ignition in HFTDs Remote GridWLDFREquipment / facility failureAggregated | WLDFR | HFTD - Distribution - Tier 2 - 2QU CoRE ¦ 5QU LoRE | Non-Red Flag Warning - Large Fires | Equipment / facility failure | Aggregated | 2042 | 2.3181e-06 | 1464.9153 | 0.0033958 | 2042 | Mitigation | 0.95 | 45 | 0 | esc | 0.00097009 | 2.2488e-09 | 0.00097009 | 2.2488e-09
[79 empty] | WLDFR | HFTD - Distribution - Tier 3 - 3QU CoRE ¦ 2QU LoRE | Non-Red Flag Warning - Small Fires | 2043 | 5.1076e-06 | 5.1076e-06 | 0.095486 | 0.044306 | 0.0019228 | 0.049257 | 0 | 0 | 0.0054209 | 4.877e-07 | 0 | 4.877e-07 | 4.877e-07 | 0 | 4.877e-07 | 0 | 4.6339e-06 | 1.0158e-05 | 0 | 1.0158e-05 | 0 | 1.0283e-06 | 1.3446e-06 | 0 | 1.3446e-06 | [12 empty] | 7.3.3.17.5 (Remote Grid) Updates to grid topology to minimize risk of ignition in HFTDs Remote GridWLDFREquipment / facility failureAggregated | WLDFR | HFTD - Distribution - Tier 2 - 2QU CoRE ¦ 5QU LoRE | Non-Red Flag Warning - Large Fires | Equipment / facility failure | Aggregated | 2043 | 2.3181e-06 | 1464.9153 | 0.0033958 | 2043 | Mitigation | 0.95 | 45 | 0 | esc | 0.00097009 | 2.2488e-09 | 0.00097009 | 2.2488e-09
[79 empty] | WLDFR | HFTD - Distribution - Tier 3 - 3QU CoRE ¦ 2QU LoRE | Non-Red Flag Warning - Small Fires | 2044 | 5.1076e-06 | 5.1076e-06 | 0.095486 | 0.044306 | 0.0019228 | 0.049257 | 0 | 0 | 0.0054209 | 4.877e-07 | 0 | 4.877e-07 | 4.877e-07 | 0 | 4.877e-07 | 0 | 4.6339e-06 | 1.0158e-05 | 0 | 1.0158e-05 | 0 | 1.0283e-06 | 1.3446e-06 | 0 | 1.3446e-06 | [12 empty] | 7.3.3.17.5 (Remote Grid) Updates to grid topology to minimize risk of ignition in HFTDs Remote GridWLDFREquipment / facility failureAggregated | WLDFR | HFTD - Distribution - Tier 2 - 2QU CoRE ¦ 5QU LoRE | Non-Red Flag Warning - Large Fires | Equipment / facility failure | Aggregated | 2044 | 2.3181e-06 | 1464.9153 | 0.0033958 | 2044 | Mitigation | 0.95 | 45 | 0 | esc | 0.00097009 | 2.2488e-09 | 0.00097009 | 2.2488e-09
[79 empty] | WLDFR | HFTD - Distribution - Tier 3 - 3QU CoRE ¦ 2QU LoRE | Non-Red Flag Warning - Small Fires | 2045 | 5.1076e-06 | 5.1076e-06 | 0.095486 | 0.044306 | 0.0019228 | 0.049257 | 0 | 0 | 0.0054209 | 4.877e-07 | 0 | 4.877e-07 | 4.877e-07 | 0 | 4.877e-07 | 0 | 4.9113e-06 | 1.0766e-05 | 0 | 1.0766e-05 | 0 | 1.0283e-06 | 1.3446e-06 | 0 | 1.3446e-06 | [12 empty] | 7.3.3.17.5 (Remote Grid) Updates to grid topology to minimize risk of ignition in HFTDs Remote GridWLDFREquipment / facility failureAggregated | WLDFR | HFTD - Distribution - Tier 2 - 2QU CoRE ¦ 5QU LoRE | Non-Red Flag Warning - Large Fires | Equipment / facility failure | Aggregated | 2045 | 2.3181e-06 | 1464.9153 | 0.0033958 | 2045 | Mitigation | 0.95 | 45 | 0 | esc | 0.00097009 | 2.2488e-09 | 0.00097009 | 2.2488e-09
[79 empty] | WLDFR | HFTD - Distribution - Tier 3 - 3QU CoRE ¦ 2QU LoRE | Non-Red Flag Warning - Small Fires | 2046 | 5.1076e-06 | 5.1076e-06 | 0.095486 | 0.044306 | 0.0019228 | 0.049257 | 0 | 0 | 0.0054209 | 4.877e-07 | 0 | 4.877e-07 | 4.877e-07 | 0 | 4.877e-07 | 0 | 4.9113e-06 | 1.0766e-05 | 0 | 1.0766e-05 | 0 | 1.0283e-06 | 1.3446e-06 | 0 | 1.3446e-06 | [12 empty] | 7.3.3.17.5 (Remote Grid) Updates to grid topology to minimize risk of ignition in HFTDs Remote GridWLDFREquipment / facility failureAggregated | WLDFR | HFTD - Distribution - Tier 2 - 2QU CoRE ¦ 5QU LoRE | Non-Red Flag Warning - Large Fires | Equipment / facility failure | Aggregated | 2046 | 2.3181e-06 | 1464.9153 | 0.0033958 | 2046 | Mitigation | 0.95 | 45 | 0 | esc | 0.00097009 | 2.2488e-09 | 0.00097009 | 2.2488e-09
[79 empty] | WLDFR | HFTD - Distribution - Tier 3 - 3QU CoRE ¦ 2QU LoRE | Non-Red Flag Warning - Small Fires | 2047 | 5.1076e-06 | 5.1076e-06 | 0.095486 | 0.044306 | 0.0019228 | 0.049257 | 0 | 0 | 0.0054209 | 4.877e-07 | 0 | 4.877e-07 | 4.877e-07 | 0 | 4.877e-07 | 0 | 4.9113e-06 | 1.0766e-05 | 0 | 1.0766e-05 | 0 | 1.0726e-06 | 1.4026e-06 | 0 | 1.4026e-06 | [12 empty] | 7.3.3.17.5 (Remote Grid) Updates to grid topology to minimize risk of ignition in HFTDs Remote GridWLDFREquipment / facility failureAggregated | WLDFR | HFTD - Distribution - Tier 2 - 2QU CoRE ¦ 5QU LoRE | Non-Red Flag Warning - Large Fires | Equipment / facility failure | Aggregated | 2047 | 2.3181e-06 | 1464.9153 | 0.0033958 | 2047 | Mitigation | 0.95 | 45 | 0 | esc | 0.00097009 | 2.2488e-09 | 0.00097009 | 2.2488e-09
[79 empty] | WLDFR | HFTD - Distribution - Tier 3 - 3QU CoRE ¦ 2QU LoRE | Non-Red Flag Warning - Small Fires | 2048 | 5.1076e-06 | 5.1076e-06 | 0.10007 | 0.04626 | 0.0020076 | 0.051804 | 0 | 0 | 0.0054209 | 5.1112e-07 | 0 | 5.1112e-07 | 5.1112e-07 | 0 | 5.1112e-07 | 0 | 0 | 1.0766e-05 | 0 | 1.0766e-05 | 0 | 1.0726e-06 | 1.4026e-06 | 0 | 1.4026e-06 | [12 empty] | 7.3.3.17.5 (Remote Grid) Updates to grid topology to minimize risk of ignition in HFTDs Remote GridWLDFREquipment / facility failureAggregated | WLDFR | HFTD - Distribution - Tier 2 - 2QU CoRE ¦ 5QU LoRE | Non-Red Flag Warning - Large Fires | Equipment / facility failure | Aggregated | 2048 | 2.3181e-06 | 1464.9153 | 0.0033958 | 2048 | Mitigation | 0.95 | 45 | 0 | esc | 0.00097009 | 2.2488e-09 | 0.00097009 | 2.2488e-09
[79 empty] | WLDFR | HFTD - Distribution - Tier 3 - 3QU CoRE ¦ 2QU LoRE | Non-Red Flag Warning - Small Fires | 2049 | 5.1076e-06 | 5.1076e-06 | 0.10007 | 0.04626 | 0.0020076 | 0.051804 | 0 | 0 | 0.0054209 | 5.1112e-07 | 0 | 5.1112e-07 | 5.1112e-07 | 0 | 5.1112e-07 | 0 | 0 | 0 | 0 | 0 | 0 | 1.0726e-06 | 1.4026e-06 | 0 | 1.4026e-06 | [12 empty] | 7.3.3.17.5 (Remote Grid) Updates to grid topology to minimize risk of ignition in HFTDs Remote GridWLDFREquipment / facility failureAggregated | WLDFR | HFTD - Distribution - Tier 2 - 2QU CoRE ¦ 5QU LoRE | Non-Red Flag Warning - Large Fires | Equipment / facility failure | Aggregated | 2049 | 2.3181e-06 | 1464.9153 | 0.0033958 | 2049 | Mitigation | 0.95 | 45 | 0 | esc | 0.00097009 | 2.2488e-09 | 0.00097009 | 2.2488e-09
[79 empty] | WLDFR | HFTD - Distribution - Tier 3 - 3QU CoRE ¦ 2QU LoRE | Non-Red Flag Warning - Small Fires | 2050 | 5.1076e-06 | 5.1076e-06 | 0.10007 | 0.04626 | 0.0020076 | 0.051804 | 0 | 0 | 0.0054209 | 5.1112e-07 | 0 | 5.1112e-07 | 5.1112e-07 | 0 | 5.1112e-07 | 0 | 5.1081e-07 | 0 | 0 | 0 | 0 | 1.0726e-06 | 1.4026e-06 | 0 | 1.4026e-06 | [12 empty] | 7.3.3.17.5 (Remote Grid) Updates to grid topology to minimize risk of ignition in HFTDs Remote GridWLDFREquipment / facility failureAggregated | WLDFR | HFTD - Distribution - Tier 2 - 2QU CoRE ¦ 5QU LoRE | Non-Red Flag Warning - Large Fires | Equipment / facility failure | Aggregated | 2050 | 2.3181e-06 | 1464.9153 | 0.0033958 | 2050 | Mitigation | 0.95 | 45 | 0 | esc | 0.00097009 | 2.2488e-09 | 0.00097009 | 2.2488e-09
[79 empty] | WLDFR | HFTD - Distribution - Tier 3 - 3QU CoRE ¦ 2QU LoRE | Non-Red Flag Warning - Small Fires | 2051 | 5.1076e-06 | 5.1076e-06 | 0.10007 | 0.04626 | 0.0020076 | 0.051804 | 0 | 0 | 0.0054209 | 5.1112e-07 | 0 | 5.1112e-07 | 5.1112e-07 | 0 | 5.1112e-07 | 0 | 5.2726e-07 | 1.1558e-06 | 0 | 1.1558e-06 | 0 | 1.0726e-06 | 1.4026e-06 | 0 | 1.4026e-06 | [12 empty] | 7.3.3.17.5 (Remote Grid) Updates to grid topology to minimize risk of ignition in HFTDs Remote GridWLDFREquipment / facility failureAggregated | WLDFR | HFTD - Distribution - Tier 2 - 2QU CoRE ¦ 5QU LoRE | Non-Red Flag Warning - Large Fires | Equipment / facility failure | Aggregated | 2051 | 2.3181e-06 | 1464.9153 | 0.0033958 | 2051 | Mitigation | 0.95 | 45 | 0 | esc | 0.00097009 | 2.2488e-09 | 0.00097009 | 2.2488e-09
[79 empty] | WLDFR | HFTD - Distribution - Tier 3 - 3QU CoRE ¦ 2QU LoRE | Non-Red Flag Warning - Small Fires | 2052 | 5.1076e-06 | 5.1076e-06 | 0.10007 | 0.04626 | 0.0020076 | 0.051804 | 0 | 0 | 0.0054209 | 5.1112e-07 | 0 | 5.1112e-07 | 5.1112e-07 | 0 | 5.1112e-07 | 0 | 5.2726e-07 | 1.1558e-06 | 0 | 1.1558e-06 | 0 | 1.1215e-06 | 1.4665e-06 | 0 | 1.4665e-06 | [12 empty] | 7.3.3.17.5 (Remote Grid) Updates to grid topology to minimize risk of ignition in HFTDs Remote GridWLDFREquipment / facility failureAggregated | WLDFR | HFTD - Distribution - Tier 2 - 2QU CoRE ¦ 5QU LoRE | Non-Red Flag Warning - Large Fires | Equipment / facility failure | Aggregated | 2052 | 2.3181e-06 | 1464.9153 | 0.0033958 | 2052 | Mitigation | 0.95 | 45 | 0 | esc | 0.00097009 | 2.2488e-09 | 0.00097009 | 2.2488e-09
[79 empty] | WLDFR | HFTD - Distribution - Tier 3 - 3QU CoRE ¦ 2QU LoRE | Non-Red Flag Warning - Small Fires | 2053 | 5.1076e-06 | 5.1076e-06 | 0.10489 | 0.048274 | 0.002095 | 0.054525 | 0 | 0 | 0.0054209 | 5.3576e-07 | 0 | 5.3576e-07 | 5.3576e-07 | 0 | 5.3576e-07 | 0 | 5.2726e-07 | 1.1558e-06 | 0 | 1.1558e-06 | 0 | 1.1215e-06 | 1.4665e-06 | 0 | 1.4665e-06 | [12 empty] | 7.3.3.17.5 (Remote Grid) Updates to grid topology to minimize risk of ignition in HFTDs Remote GridWLDFREquipment / facility failureAggregated | WLDFR | HFTD - Distribution - Tier 2 - 2QU CoRE ¦ 5QU LoRE | Non-Red Flag Warning - Large Fires | Equipment / facility failure | Aggregated | 2053 | 2.3181e-06 | 1464.9153 | 0.0033958 | 2053 | Mitigation | 0.95 | 45 | 0 | esc | 0.00097009 | 2.2488e-09 | 0.00097009 | 2.2488e-09
[79 empty] | WLDFR | HFTD - Distribution - Tier 3 - 3QU CoRE ¦ 2QU LoRE | Non-Red Flag Warning - Small Fires | 2054 | 5.1076e-06 | 5.1076e-06 | 0.10489 | 0.048274 | 0.002095 | 0.054525 | 0 | 0 | 0.0054209 | 5.3576e-07 | 0 | 5.3576e-07 | 5.3576e-07 | 0 | 5.3576e-07 | 0 | 5.2726e-07 | 1.1558e-06 | 0 | 1.1558e-06 | 0 | 1.1215e-06 | 1.4665e-06 | 0 | 1.4665e-06 | [12 empty] | 7.3.3.17.5 (Remote Grid) Updates to grid topology to minimize risk of ignition in HFTDs Remote GridWLDFREquipment / facility failureAggregated | WLDFR | HFTD - Distribution - Tier 2 - 2QU CoRE ¦ 5QU LoRE | Non-Red Flag Warning - Large Fires | Equipment / facility failure | Aggregated | 2054 | 2.3181e-06 | 1464.9153 | 0.0033958 | 2054 | Mitigation | 0.95 | 45 | 0 | esc | 0.00097009 | 2.2488e-09 | 0.00097009 | 2.2488e-09
[79 empty] | WLDFR | HFTD - Distribution - Tier 3 - 3QU CoRE ¦ 2QU LoRE | Non-Red Flag Warning - Small Fires | 2055 | 5.1076e-06 | 5.1076e-06 | 0.10489 | 0.048274 | 0.002095 | 0.054525 | 0 | 0 | 0.0054209 | 5.3576e-07 | 0 | 5.3576e-07 | 5.3576e-07 | 0 | 5.3576e-07 | 0 | 5.2726e-07 | 1.1558e-06 | 0 | 1.1558e-06 | 0 | 1.1215e-06 | 1.4665e-06 | 0 | 1.4665e-06 | [12 empty] | 7.3.3.17.5 (Remote Grid) Updates to grid topology to minimize risk of ignition in HFTDs Remote GridWLDFREquipment / facility failureAggregated | WLDFR | HFTD - Distribution - Tier 2 - 2QU CoRE ¦ 5QU LoRE | Non-Red Flag Warning - Large Fires | Equipment / facility failure | Aggregated | 2055 | 2.3181e-06 | 1464.9153 | 0.0033958 | 2055 | Mitigation | 0.95 | 45 | 0 | esc | 0.00097009 | 2.2488e-09 | 0.00097009 | 2.2488e-09
[79 empty] | WLDFR | HFTD - Distribution - Tier 3 - 3QU CoRE ¦ 2QU LoRE | Non-Red Flag Warning - Small Fires | 2056 | 5.1076e-06 | 5.1076e-06 | 0.10489 | 0.048274 | 0.002095 | 0.054525 | 0 | 0 | 0.0054209 | 5.3576e-07 | 0 | 5.3576e-07 | 5.3576e-07 | 0 | 5.3576e-07 | 0 | 5.4823e-07 | 1.2017e-06 | 0 | 1.2017e-06 | 0 | 1.1215e-06 | 1.4665e-06 | 0 | 1.4665e-06 | [12 empty] | 7.3.3.17.5 (Remote Grid) Updates to grid topology to minimize risk of ignition in HFTDs Remote GridWLDFREquipment / facility failureAggregated | WLDFR | HFTD - Distribution - Tier 2 - 2QU CoRE ¦ 5QU LoRE | Non-Red Flag Warning - Large Fires | Equipment / facility failure | Aggregated | 2056 | 2.3181e-06 | 1464.9153 | 0.0033958 | 2056 | Mitigation | 0.95 | 45 | 0 | esc | 0.00097009 | 2.2488e-09 | 0.00097009 | 2.2488e-09
[79 empty] | WLDFR | HFTD - Distribution - Tier 3 - 3QU CoRE ¦ 2QU LoRE | Non-Red Flag Warning - Small Fires | 2057 | 5.1076e-06 | 5.1076e-06 | 0.10489 | 0.048274 | 0.002095 | 0.054525 | 0 | 0 | 0.0054209 | 5.3576e-07 | 0 | 5.3576e-07 | 5.3576e-07 | 0 | 5.3576e-07 | 0 | 5.4823e-07 | 1.2017e-06 | 0 | 1.2017e-06 | 0 | 1.1744e-06 | 1.5357e-06 | 0 | 1.5357e-06 | [12 empty] | 7.3.3.17.5 (Remote Grid) Updates to grid topology to minimize risk of ignition in HFTDs Remote GridWLDFREquipment / facility failureAggregated | WLDFR | HFTD - Distribution - Tier 2 - 2QU CoRE ¦ 5QU LoRE | Non-Red Flag Warning - Large Fires | Equipment / facility failure | Aggregated | 2057 | 2.3181e-06 | 1464.9153 | 0.0033958 | 2057 | Mitigation | 0.95 | 45 | 0 | esc | 0.00097009 | 2.2488e-09 | 0.00097009 | 2.2488e-09
[79 empty] | WLDFR | HFTD - Distribution - Tier 3 - 3QU CoRE ¦ 2QU LoRE | Non-Red Flag Warning - Small Fires | 2058 | 5.1076e-06 | 5.1076e-06 | 0.1099 | 0.050325 | 0.0021839 | 0.057393 | 0 | 0 | 0.0054209 | 5.6134e-07 | 0 | 5.6134e-07 | 5.6134e-07 | 0 | 5.6134e-07 | 0 | 5.4823e-07 | 1.2017e-06 | 0 | 1.2017e-06 | 0 | 1.1744e-06 | 1.5357e-06 | 0 | 1.5357e-06 | [12 empty] | 7.3.3.17.5 (Remote Grid) Updates to grid topology to minimize risk of ignition in HFTDs Remote GridWLDFREquipment / facility failureAggregated | WLDFR | HFTD - Distribution - Tier 2 - 2QU CoRE ¦ 5QU LoRE | Non-Red Flag Warning - Large Fires | Equipment / facility failure | Aggregated | 2058 | 2.3181e-06 | 1464.9153 | 0.0033958 | 2058 | Mitigation | 0.95 | 45 | 0 | esc | 0.00097009 | 2.2488e-09 | 0.00097009 | 2.2488e-09
[79 empty] | WLDFR | HFTD - Distribution - Tier 3 - 3QU CoRE ¦ 2QU LoRE | Non-Red Flag Warning - Small Fires | 2059 | 5.1076e-06 | 5.1076e-06 | 0.1099 | 0.050325 | 0.0021839 | 0.057393 | 0 | 0 | 0.0054209 | 5.6134e-07 | 0 | 5.6134e-07 | 5.6134e-07 | 0 | 5.6134e-07 | 0 | 5.4823e-07 | 1.2017e-06 | 0 | 1.2017e-06 | 0 | 1.1744e-06 | 1.5357e-06 | 0 | 1.5357e-06 | [12 empty] | 7.3.3.17.5 (Remote Grid) Updates to grid topology to minimize risk of ignition in HFTDs Remote GridWLDFREquipment / facility failureAggregated | WLDFR | HFTD - Distribution - Tier 2 - 2QU CoRE ¦ 5QU LoRE | Non-Red Flag Warning - Large Fires | Equipment / facility failure | Aggregated | 2059 | 2.3181e-06 | 1464.9153 | 0.0033958 | 2059 | Mitigation | 0.95 | 45 | 0 | esc | 0.00097009 | 2.2488e-09 | 0.00097009 | 2.2488e-09
[79 empty] | WLDFR | HFTD - Distribution - Tier 3 - 3QU CoRE ¦ 2QU LoRE | Non-Red Flag Warning - Small Fires | 2060 | 5.1076e-06 | 5.1076e-06 | 0.1099 | 0.050325 | 0.0021839 | 0.057393 | 0 | 0 | 0.0054209 | 5.6134e-07 | 0 | 5.6134e-07 | 5.6134e-07 | 0 | 5.6134e-07 | 0 | 5.4823e-07 | 1.2017e-06 | 0 | 1.2017e-06 | 0 | 1.1744e-06 | 1.5357e-06 | 0 | 1.5357e-06 | [12 empty] | 7.3.3.17.5 (Remote Grid) Updates to grid topology to minimize risk of ignition in HFTDs Remote GridWLDFREquipment / facility failureAggregated | WLDFR | HFTD - Distribution - Tier 2 - 2QU CoRE ¦ 5QU LoRE | Non-Red Flag Warning - Large Fires | Equipment / facility failure | Aggregated | 2060 | 2.3181e-06 | 1464.9153 | 0.0033958 | 2060 | Mitigation | 0.95 | 45 | 0 | esc | 0.00097009 | 2.2488e-09 | 0.00097009 | 2.2488e-09
[79 empty] | WLDFR | HFTD - Distribution - Tier 3 - 3QU CoRE ¦ 2QU LoRE | Non-Red Flag Warning - Small Fires | 2061 | 5.1076e-06 | 5.1076e-06 | 0.1099 | 0.050325 | 0.0021839 | 0.057393 | 0 | 0 | 0.0054209 | 5.6134e-07 | 0 | 5.6134e-07 | 5.6134e-07 | 0 | 5.6134e-07 | 0 | 5.7186e-07 | 1.2535e-06 | 0 | 1.2535e-06 | 0 | 1.1744e-06 | 1.5357e-06 | 0 | 1.5357e-06 | [12 empty] | 7.3.3.17.5 (Remote Grid) Updates to grid topology to minimize risk of ignition in HFTDs Remote GridWLDFREquipment / facility failureAggregated | WLDFR | HFTD - Distribution - Tier 2 - 2QU CoRE ¦ 5QU LoRE | Non-Red Flag Warning - Large Fires | Equipment / facility failure | Aggregated | 2061 | 2.3181e-06 | 1464.9153 | 0.0033958 | 2061 | Mitigation | 0.95 | 45 | 0 | esc | 0.00097009 | 2.2488e-09 | 0.00097009 | 2.2488e-09
[79 empty] | WLDFR | HFTD - Distribution - Tier 3 - 3QU CoRE ¦ 2QU LoRE | Non-Red Flag Warning - Small Fires | 2062 | 5.1076e-06 | 5.1076e-06 | 0.1099 | 0.050325 | 0.0021839 | 0.057393 | 0 | 0 | 0.0054209 | 5.6134e-07 | 0 | 5.6134e-07 | 5.6134e-07 | 0 | 5.6134e-07 | 0 | 5.7186e-07 | 1.2535e-06 | 0 | 1.2535e-06 | 0 | 1.2308e-06 | 1.6095e-06 | 0 | 1.6095e-06 | [12 empty] | 7.3.3.17.5 (Remote Grid) Updates to grid topology to minimize risk of ignition in HFTDs Remote GridWLDFREquipment / facility failureAggregated | WLDFR | HFTD - Distribution - Tier 2 - 2QU CoRE ¦ 5QU LoRE | Non-Red Flag Warning - Large Fires | Equipment / facility failure | Aggregated | 2062 | 2.3181e-06 | 1464.9153 | 0.0033958 | 2062 | Mitigation | 0.95 | 45 | 0 | esc | 0.00097009 | 2.2488e-09 | 0.00097009 | 2.2488e-09
[79 empty] | WLDFR | HFTD - Distribution - Tier 3 - 3QU CoRE ¦ 2QU LoRE | Non-Red Flag Warning - Small Fires | 2063 | 5.1076e-06 | 5.1076e-06 | 0.11504 | 0.052388 | 0.0022734 | 0.060377 | 0 | 0 | 0.0054209 | 5.8757e-07 | 0 | 5.8757e-07 | 5.8757e-07 | 0 | 5.8757e-07 | 0 | 5.7186e-07 | 1.2535e-06 | 0 | 1.2535e-06 | 0 | 1.2308e-06 | 1.6095e-06 | 0 | 1.6095e-06 | [12 empty] | 7.3.3.17.5 (Remote Grid) Updates to grid topology to minimize risk of ignition in HFTDs Remote GridWLDFREquipment / facility failureAggregated | WLDFR | HFTD - Distribution - Tier 2 - 2QU CoRE ¦ 5QU LoRE | Non-Red Flag Warning - Large Fires | Equipment / facility failure | Aggregated | 2063 | 2.3181e-06 | 1464.9153 | 0.0033958 | 2063 | Mitigation | 0.95 | 45 | 0 | esc | 0.00097009 | 2.2488e-09 | 0.00097009 | 2.2488e-09
[79 empty] | WLDFR | HFTD - Distribution - Tier 3 - 3QU CoRE ¦ 2QU LoRE | Non-Red Flag Warning - Small Fires | 2064 | 5.1076e-06 | 5.1076e-06 | 0.11504 | 0.052388 | 0.0022734 | 0.060377 | 0 | 0 | 0.0054209 | 5.8757e-07 | 0 | 5.8757e-07 | 5.8757e-07 | 0 | 5.8757e-07 | 0 | 5.7186e-07 | 1.2535e-06 | 0 | 1.2535e-06 | 0 | 1.2308e-06 | 1.6095e-06 | 0 | 1.6095e-06 | [12 empty] | 7.3.3.17.5 (Remote Grid) Updates to grid topology to minimize risk of ignition in HFTDs Remote GridWLDFREquipment / facility failureAggregated | WLDFR | HFTD - Distribution - Tier 2 - 2QU CoRE ¦ 5QU LoRE | Non-Red Flag Warning - Large Fires | Equipment / facility failure | Aggregated | 2064 | 2.3181e-06 | 1464.9153 | 0.0033958 | 2064 | Mitigation | 0.95 | 45 | 0 | esc | 0.00097009 | 2.2488e-09 | 0.00097009 | 2.2488e-09
[79 empty] | WLDFR | HFTD - Distribution - Tier 3 - 3QU CoRE ¦ 2QU LoRE | Non-Red Flag Warning - Small Fires | 2065 | 5.1076e-06 | 5.1076e-06 | 0.11504 | 0.052388 | 0.0022734 | 0.060377 | 0 | 0 | 0.0054209 | 5.8757e-07 | 0 | 5.8757e-07 | 5.8757e-07 | 0 | 5.8757e-07 | 0 | 5.7186e-07 | 1.2535e-06 | 0 | 1.2535e-06 | 0 | 1.2308e-06 | 1.6095e-06 | 0 | 1.6095e-06 | [12 empty] | 7.3.3.17.5 (Remote Grid) Updates to grid topology to minimize risk of ignition in HFTDs Remote GridWLDFREquipment / facility failureAggregated | WLDFR | HFTD - Distribution - Tier 2 - 2QU CoRE ¦ 5QU LoRE | Non-Red Flag Warning - Large Fires | Equipment / facility failure | Aggregated | 2065 | 2.3181e-06 | 1464.9153 | 0.0033958 | 2065 | Mitigation | 0.95 | 45 | 0 | esc | 0.00097009 | 2.2488e-09 | 0.00097009 | 2.2488e-09
[79 empty] | WLDFR | HFTD - Distribution - Tier 3 - 3QU CoRE ¦ 2QU LoRE | Non-Red Flag Warning - Small Fires | 2066 | 5.1076e-06 | 5.1076e-06 | 0.11504 | 0.052388 | 0.0022734 | 0.060377 | 0 | 0 | 0.0054209 | 5.8757e-07 | 0 | 5.8757e-07 | 5.8757e-07 | 0 | 5.8757e-07 | 0 | 5.9792e-07 | 1.3106e-06 | 0 | 1.3106e-06 | 0 | 1.2308e-06 | 1.6095e-06 | 0 | 1.6095e-06 | [12 empty] | 7.3.3.17.5 (Remote Grid) Updates to grid topology to minimize risk of ignition in HFTDs Remote GridWLDFREquipment / facility failureAggregated | WLDFR | HFTD - Distribution - Tier 2 - 2QU CoRE ¦ 5QU LoRE | Non-Red Flag Warning - Large Fires | Equipment / facility failure | Aggregated | 2066 | 2.3181e-06 | 1464.9153 | 0.0033958 | 2066 | Mitigation | 0.95 | 45 | 0 | esc | 0.00097009 | 2.2488e-09 | 0.00097009 | 2.2488e-09
[79 empty] | WLDFR | HFTD - Distribution - Tier 3 - 3QU CoRE ¦ 2QU LoRE | Non-Red Flag Warning - Small Fires | 2067 | 0 | 5.1076e-06 | 0.11504 | 0.052388 | 0.0022734 | 0.060377 | 0 | 0 | 0.0054209 | 0 | 0 | 0 | 5.8757e-07 | 0 | 5.8757e-07 | 0 | 5.9792e-07 | 1.3106e-06 | 0 | 1.3106e-06 | 0 | 1.2901e-06 | 1.687e-06 | 0 | 1.687e-06 | [12 empty] | 7.3.3.17.5 (Remote Grid) Updates to grid topology to minimize risk of ignition in HFTDs Remote GridWLDFREquipment / facility failureAggregated | WLDFR | HFTD - Distribution - Tier 2 - 2QU CoRE ¦ 5QU LoRE | Non-Red Flag Warning - Large Fires | Equipment / facility failure | Aggregated | 2067 | 2.3181e-06 | 1464.9153 | 0.0033958 | 2067 | Mitigation | 0.95 | 45 | 0 | esc | 0 | 0 | 0.00097009 | 2.2488e-09
[79 empty] | WLDFR | HFTD - Distribution - Tier 3 - 3QU CoRE ¦ 2QU LoRE | Red Flag Warning - Catastrophic Fires | 2022 | 3.8537e-08 | 0 | 14146.1306 | 222.2294 | 8585.7228 | 5338.1784 | 0 | 0 | 3.9726e-05 | 0.00054515 | 0 | 0.00054515 | 0 | 0 | 0 | 0 | 5.9792e-07 | 1.3106e-06 | 0 | 1.3106e-06 | 0 | 1.2901e-06 | 1.687e-06 | 0 | 1.687e-06 | [12 empty] | 7.3.3.17.5 (Remote Grid) Updates to grid topology to minimize risk of ignition in HFTDs Remote GridWLDFRVegetation ContactAggregated | WLDFR | HFTD - Distribution - Tier 2 - 2QU CoRE ¦ 5QU LoRE | Non-Red Flag Warning - Large Fires | Vegetation Contact | Aggregated | 2022 | 7.7767e-06 | 1464.9153 | 0.011392 | 2022 | Mitigation | 0.95 | 45 | 0 | esc | 0.00097009 | 7.544e-09 | 0 | 0
[79 empty] | WLDFR | HFTD - Distribution - Tier 3 - 3QU CoRE ¦ 2QU LoRE | Red Flag Warning - Catastrophic Fires | 2023 | 3.8537e-08 | 3.8537e-08 | 14664.6376 | 233.2301 | 8896.516 | 5534.8915 | 0 | 0 | 3.9726e-05 | 0.00056514 | 0 | 0.00056514 | 0.00056514 | 0 | 0.00056514 | 0 | 5.9792e-07 | 1.3106e-06 | 0 | 1.3106e-06 | 0 | 1.2901e-06 | 1.687e-06 | 0 | 1.687e-06 | [12 empty] | 7.3.3.17.5 (Remote Grid) Updates to grid topology to minimize risk of ignition in HFTDs Remote GridWLDFRVegetation ContactAggregated | WLDFR | HFTD - Distribution - Tier 2 - 2QU CoRE ¦ 5QU LoRE | Non-Red Flag Warning - Large Fires | Vegetation Contact | Aggregated | 2023 | 7.7767e-06 | 1464.9153 | 0.011392 | 2023 | Mitigation | 0.95 | 45 | 0 | esc | 0.00097009 | 7.544e-09 | 0.00097009 | 7.544e-09
[79 empty] | WLDFR | HFTD - Distribution - Tier 3 - 3QU CoRE ¦ 2QU LoRE | Red Flag Warning - Catastrophic Fires | 2024 | 3.8537e-08 | 3.8537e-08 | 14664.6376 | 233.2301 | 8896.516 | 5534.8915 | 0 | 0 | 3.9726e-05 | 0.00056514 | 0 | 0.00056514 | 0.00056514 | 0 | 0.00056514 | 0 | 5.9792e-07 | 1.3106e-06 | 0 | 1.3106e-06 | 0 | 1.2901e-06 | 1.687e-06 | 0 | 1.687e-06 | [12 empty] | 7.3.3.17.5 (Remote Grid) Updates to grid topology to minimize risk of ignition in HFTDs Remote GridWLDFRVegetation ContactAggregated | WLDFR | HFTD - Distribution - Tier 2 - 2QU CoRE ¦ 5QU LoRE | Non-Red Flag Warning - Large Fires | Vegetation Contact | Aggregated | 2024 | 7.7767e-06 | 1464.9153 | 0.011392 | 2024 | Mitigation | 0.95 | 45 | 0 | esc | 0.00097009 | 7.544e-09 | 0.00097009 | 7.544e-09
[79 empty] | WLDFR | HFTD - Distribution - Tier 3 - 3QU CoRE ¦ 2QU LoRE | Red Flag Warning - Catastrophic Fires | 2025 | 3.8537e-08 | 3.8537e-08 | 14664.6376 | 233.2301 | 8896.516 | 5534.8915 | 0 | 0 | 3.9726e-05 | 0.00056514 | 0 | 0.00056514 | 0.00056514 | 0 | 0.00056514 | 0 | 6.2612e-07 | 1.3725e-06 | 0 | 1.3725e-06 | 0 | 1.2901e-06 | 1.687e-06 | 0 | 1.687e-06 | [12 empty] | 7.3.3.17.5 (Remote Grid) Updates to grid topology to minimize risk of ignition in HFTDs Remote GridWLDFRVegetation ContactAggregated | WLDFR | HFTD - Distribution - Tier 2 - 2QU CoRE ¦ 5QU LoRE | Non-Red Flag Warning - Large Fires | Vegetation Contact | Aggregated | 2025 | 7.7767e-06 | 1464.9153 | 0.011392 | 2025 | Mitigation | 0.95 | 45 | 0 | esc | 0.00097009 | 7.544e-09 | 0.00097009 | 7.544e-09
[79 empty] | WLDFR | HFTD - Distribution - Tier 3 - 3QU CoRE ¦ 2QU LoRE | Red Flag Warning - Catastrophic Fires | 2026 | 3.8537e-08 | 3.8537e-08 | 14664.6376 | 233.2301 | 8896.516 | 5534.8915 | 0 | 0 | 3.9726e-05 | 0.00056514 | 0 | 0.00056514 | 0.00056514 | 0 | 0.00056514 | 0 | 6.2612e-07 | 1.3725e-06 | 0 | 1.3725e-06 | 0 | 1.3517e-06 | 1.7676e-06 | 0 | 1.7676e-06 | [12 empty] | 7.3.3.17.5 (Remote Grid) Updates to grid topology to minimize risk of ignition in HFTDs Remote GridWLDFRVegetation ContactAggregated | WLDFR | HFTD - Distribution - Tier 2 - 2QU CoRE ¦ 5QU LoRE | Non-Red Flag Warning - Large Fires | Vegetation Contact | Aggregated | 2026 | 7.7767e-06 | 1464.9153 | 0.011392 | 2026 | Mitigation | 0.95 | 45 | 0 | esc | 0.00097009 | 7.544e-09 | 0.00097009 | 7.544e-09
[79 empty] | WLDFR | HFTD - Distribution - Tier 3 - 3QU CoRE ¦ 2QU LoRE | Red Flag Warning - Catastrophic Fires | 2027 | 3.8537e-08 | 3.8537e-08 | 14664.6376 | 233.2301 | 8896.516 | 5534.8915 | 0 | 0 | 3.9726e-05 | 0.00056514 | 0 | 0.00056514 | 0.00056514 | 0 | 0.00056514 | 0 | 6.2612e-07 | 1.3725e-06 | 0 | 1.3725e-06 | 0 | 1.3517e-06 | 1.7676e-06 | 0 | 1.7676e-06 | [12 empty] | 7.3.3.17.5 (Remote Grid) Updates to grid topology to minimize risk of ignition in HFTDs Remote GridWLDFRVegetation ContactAggregated | WLDFR | HFTD - Distribution - Tier 2 - 2QU CoRE ¦ 5QU LoRE | Non-Red Flag Warning - Large Fires | Vegetation Contact | Aggregated | 2027 | 7.7767e-06 | 1464.9153 | 0.011392 | 2027 | Mitigation | 0.95 | 45 | 0 | esc | 0.00097009 | 7.544e-09 | 0.00097009 | 7.544e-09
[79 empty] | WLDFR | HFTD - Distribution - Tier 3 - 3QU CoRE ¦ 2QU LoRE | Red Flag Warning - Catastrophic Fires | 2028 | 3.8537e-08 | 3.8537e-08 | 15317.9909 | 247.273 | 9287.6491 | 5783.0689 | 0 | 0 | 3.9726e-05 | 0.00059032 | 0 | 0.00059032 | 0.00059032 | 0 | 0.00059032 | 0 | 6.2612e-07 | 1.3725e-06 | 0 | 1.3725e-06 | 0 | 1.3517e-06 | 1.7676e-06 | 0 | 1.7676e-06 | [12 empty] | 7.3.3.17.5 (Remote Grid) Updates to grid topology to minimize risk of ignition in HFTDs Remote GridWLDFRVegetation ContactAggregated | WLDFR | HFTD - Distribution - Tier 2 - 2QU CoRE ¦ 5QU LoRE | Non-Red Flag Warning - Large Fires | Vegetation Contact | Aggregated | 2028 | 7.7767e-06 | 1464.9153 | 0.011392 | 2028 | Mitigation | 0.95 | 45 | 0 | esc | 0.00097009 | 7.544e-09 | 0.00097009 | 7.544e-09
[79 empty] | WLDFR | HFTD - Distribution - Tier 3 - 3QU CoRE ¦ 2QU LoRE | Red Flag Warning - Catastrophic Fires | 2029 | 3.8537e-08 | 3.8537e-08 | 15317.9909 | 247.273 | 9287.6491 | 5783.0689 | 0 | 0 | 3.9726e-05 | 0.00059032 | 0 | 0.00059032 | 0.00059032 | 0 | 0.00059032 | 0 | 6.2612e-07 | 1.3725e-06 | 0 | 1.3725e-06 | 0 | 1.3517e-06 | 1.7676e-06 | 0 | 1.7676e-06 | [12 empty] | 7.3.3.17.5 (Remote Grid) Updates to grid topology to minimize risk of ignition in HFTDs Remote GridWLDFRVegetation ContactAggregated | WLDFR | HFTD - Distribution - Tier 2 - 2QU CoRE ¦ 5QU LoRE | Non-Red Flag Warning - Large Fires | Vegetation Contact | Aggregated | 2029 | 7.7767e-06 | 1464.9153 | 0.011392 | 2029 | Mitigation | 0.95 | 45 | 0 | esc | 0.00097009 | 7.544e-09 | 0.00097009 | 7.544e-09
[79 empty] | WLDFR | HFTD - Distribution - Tier 3 - 3QU CoRE ¦ 2QU LoRE | Red Flag Warning - Catastrophic Fires | 2030 | 3.8537e-08 | 3.8537e-08 | 15317.9909 | 247.273 | 9287.6491 | 5783.0689 | 0 | 0 | 3.9726e-05 | 0.00059032 | 0 | 0.00059032 | 0.00059032 | 0 | 0.00059032 | 0 | 6.5619e-07 | 1.4384e-06 | 0 | 1.4384e-06 | 0 | 1.3517e-06 | 1.7676e-06 | 0 | 1.7676e-06 | [12 empty] | 7.3.3.17.5 (Remote Grid) Updates to grid topology to minimize risk of ignition in HFTDs Remote GridWLDFRVegetation ContactAggregated | WLDFR | HFTD - Distribution - Tier 2 - 2QU CoRE ¦ 5QU LoRE | Non-Red Flag Warning - Large Fires | Vegetation Contact | Aggregated | 2030 | 7.7767e-06 | 1464.9153 | 0.011392 | 2030 | Mitigation | 0.95 | 45 | 0 | esc | 0.00097009 | 7.544e-09 | 0.00097009 | 7.544e-09
[79 empty] | WLDFR | HFTD - Distribution - Tier 3 - 3QU CoRE ¦ 2QU LoRE | Red Flag Warning - Catastrophic Fires | 2031 | 3.8537e-08 | 3.8537e-08 | 15317.9909 | 247.273 | 9287.6491 | 5783.0689 | 0 | 0 | 3.9726e-05 | 0.00059032 | 0 | 0.00059032 | 0.00059032 | 0 | 0.00059032 | 0 | 6.5619e-07 | 1.4384e-06 | 0 | 1.4384e-06 | 0 | 1.4148e-06 | 1.8502e-06 | 0 | 1.8502e-06 | [12 empty] | 7.3.3.17.5 (Remote Grid) Updates to grid topology to minimize risk of ignition in HFTDs Remote GridWLDFRVegetation ContactAggregated | WLDFR | HFTD - Distribution - Tier 2 - 2QU CoRE ¦ 5QU LoRE | Non-Red Flag Warning - Large Fires | Vegetation Contact | Aggregated | 2031 | 7.7767e-06 | 1464.9153 | 0.011392 | 2031 | Mitigation | 0.95 | 45 | 0 | esc | 0.00097009 | 7.544e-09 | 0.00097009 | 7.544e-09
[79 empty] | WLDFR | HFTD - Distribution - Tier 3 - 3QU CoRE ¦ 2QU LoRE | Red Flag Warning - Catastrophic Fires | 2032 | 3.8537e-08 | 3.8537e-08 | 15317.9909 | 247.273 | 9287.6491 | 5783.0689 | 0 | 0 | 3.9726e-05 | 0.00059032 | 0 | 0.00059032 | 0.00059032 | 0 | 0.00059032 | 0 | 6.5619e-07 | 1.4384e-06 | 0 | 1.4384e-06 | 0 | 1.4148e-06 | 1.8502e-06 | 0 | 1.8502e-06 | [12 empty] | 7.3.3.17.5 (Remote Grid) Updates to grid topology to minimize risk of ignition in HFTDs Remote GridWLDFRVegetation ContactAggregated | WLDFR | HFTD - Distribution - Tier 2 - 2QU CoRE ¦ 5QU LoRE | Non-Red Flag Warning - Large Fires | Vegetation Contact | Aggregated | 2032 | 7.7767e-06 | 1464.9153 | 0.011392 | 2032 | Mitigation | 0.95 | 45 | 0 | esc | 0.00097009 | 7.544e-09 | 0.00097009 | 7.544e-09
[79 empty] | WLDFR | HFTD - Distribution - Tier 3 - 3QU CoRE ¦ 2QU LoRE | Red Flag Warning - Catastrophic Fires | 2033 | 3.8537e-08 | 3.8537e-08 | 16044.1264 | 263.1074 | 9721.74 | 6059.2791 | 0 | 0 | 3.9726e-05 | 0.0006183 | 0 | 0.0006183 | 0.0006183 | 0 | 0.0006183 | 0 | 6.5619e-07 | 1.4384e-06 | 0 | 1.4384e-06 | 0 | 1.4148e-06 | 1.8502e-06 | 0 | 1.8502e-06 | [12 empty] | 7.3.3.17.5 (Remote Grid) Updates to grid topology to minimize risk of ignition in HFTDs Remote GridWLDFRVegetation ContactAggregated | WLDFR | HFTD - Distribution - Tier 2 - 2QU CoRE ¦ 5QU LoRE | Non-Red Flag Warning - Large Fires | Vegetation Contact | Aggregated | 2033 | 7.7767e-06 | 1464.9153 | 0.011392 | 2033 | Mitigation | 0.95 | 45 | 0 | esc | 0.00097009 | 7.544e-09 | 0.00097009 | 7.544e-09
[79 empty] | WLDFR | HFTD - Distribution - Tier 3 - 3QU CoRE ¦ 2QU LoRE | Red Flag Warning - Catastrophic Fires | 2034 | 3.8537e-08 | 3.8537e-08 | 16044.1264 | 263.1074 | 9721.74 | 6059.2791 | 0 | 0 | 3.9726e-05 | 0.0006183 | 0 | 0.0006183 | 0.0006183 | 0 | 0.0006183 | 0 | 6.5619e-07 | 1.4384e-06 | 0 | 1.4384e-06 | 0 | 1.4148e-06 | 1.8502e-06 | 0 | 1.8502e-06 | [12 empty] | 7.3.3.17.5 (Remote Grid) Updates to grid topology to minimize risk of ignition in HFTDs Remote GridWLDFRVegetation ContactAggregated | WLDFR | HFTD - Distribution - Tier 2 - 2QU CoRE ¦ 5QU LoRE | Non-Red Flag Warning - Large Fires | Vegetation Contact | Aggregated | 2034 | 7.7767e-06 | 1464.9153 | 0.011392 | 2034 | Mitigation | 0.95 | 45 | 0 | esc | 0.00097009 | 7.544e-09 | 0.00097009 | 7.544e-09
[79 empty] | WLDFR | HFTD - Distribution - Tier 3 - 3QU CoRE ¦ 2QU LoRE | Red Flag Warning - Catastrophic Fires | 2035 | 3.8537e-08 | 3.8537e-08 | 16044.1264 | 263.1074 | 9721.74 | 6059.2791 | 0 | 0 | 3.9726e-05 | 0.0006183 | 0 | 0.0006183 | 0.0006183 | 0 | 0.0006183 | 0 | 6.8782e-07 | 1.5077e-06 | 0 | 1.5077e-06 | 0 | 1.4148e-06 | 1.8502e-06 | 0 | 1.8502e-06 | [12 empty] | 7.3.3.17.5 (Remote Grid) Updates to grid topology to minimize risk of ignition in HFTDs Remote GridWLDFRVegetation ContactAggregated | WLDFR | HFTD - Distribution - Tier 2 - 2QU CoRE ¦ 5QU LoRE | Non-Red Flag Warning - Large Fires | Vegetation Contact | Aggregated | 2035 | 7.7767e-06 | 1464.9153 | 0.011392 | 2035 | Mitigation | 0.95 | 45 | 0 | esc | 0.00097009 | 7.544e-09 | 0.00097009 | 7.544e-09
[79 empty] | WLDFR | HFTD - Distribution - Tier 3 - 3QU CoRE ¦ 2QU LoRE | Red Flag Warning - Catastrophic Fires | 2036 | 3.8537e-08 | 3.8537e-08 | 16044.1264 | 263.1074 | 9721.74 | 6059.2791 | 0 | 0 | 3.9726e-05 | 0.0006183 | 0 | 0.0006183 | 0.0006183 | 0 | 0.0006183 | 0 | 6.8782e-07 | 1.5077e-06 | 0 | 1.5077e-06 | 0 | 1.4788e-06 | 1.9338e-06 | 0 | 1.9338e-06 | [12 empty] | 7.3.3.17.5 (Remote Grid) Updates to grid topology to minimize risk of ignition in HFTDs Remote GridWLDFRVegetation ContactAggregated | WLDFR | HFTD - Distribution - Tier 2 - 2QU CoRE ¦ 5QU LoRE | Non-Red Flag Warning - Large Fires | Vegetation Contact | Aggregated | 2036 | 7.7767e-06 | 1464.9153 | 0.011392 | 2036 | Mitigation | 0.95 | 45 | 0 | esc | 0.00097009 | 7.544e-09 | 0.00097009 | 7.544e-09
[79 empty] | WLDFR | HFTD - Distribution - Tier 3 - 3QU CoRE ¦ 2QU LoRE | Red Flag Warning - Catastrophic Fires | 2037 | 3.8537e-08 | 3.8537e-08 | 16044.1264 | 263.1074 | 9721.74 | 6059.2791 | 0 | 0 | 3.9726e-05 | 0.0006183 | 0 | 0.0006183 | 0.0006183 | 0 | 0.0006183 | 0 | 6.8782e-07 | 1.5077e-06 | 0 | 1.5077e-06 | 0 | 1.4788e-06 | 1.9338e-06 | 0 | 1.9338e-06 | [12 empty] | 7.3.3.17.5 (Remote Grid) Updates to grid topology to minimize risk of ignition in HFTDs Remote GridWLDFRVegetation ContactAggregated | WLDFR | HFTD - Distribution - Tier 2 - 2QU CoRE ¦ 5QU LoRE | Non-Red Flag Warning - Large Fires | Vegetation Contact | Aggregated | 2037 | 7.7767e-06 | 1464.9153 | 0.011392 | 2037 | Mitigation | 0.95 | 45 | 0 | esc | 0.00097009 | 7.544e-09 | 0.00097009 | 7.544e-09
[79 empty] | WLDFR | HFTD - Distribution - Tier 3 - 3QU CoRE ¦ 2QU LoRE | Red Flag Warning - Catastrophic Fires | 2038 | 3.8537e-08 | 3.8537e-08 | 16832.3912 | 280.5544 | 10192.2718 | 6359.5651 | 0 | 0 | 3.9726e-05 | 0.00064868 | 0 | 0.00064868 | 0.00064868 | 0 | 0.00064868 | 0 | 6.8782e-07 | 1.5077e-06 | 0 | 1.5077e-06 | 0 | 1.4788e-06 | 1.9338e-06 | 0 | 1.9338e-06 | [12 empty] | 7.3.3.17.5 (Remote Grid) Updates to grid topology to minimize risk of ignition in HFTDs Remote GridWLDFRVegetation ContactAggregated | WLDFR | HFTD - Distribution - Tier 2 - 2QU CoRE ¦ 5QU LoRE | Non-Red Flag Warning - Large Fires | Vegetation Contact | Aggregated | 2038 | 7.7767e-06 | 1464.9153 | 0.011392 | 2038 | Mitigation | 0.95 | 45 | 0 | esc | 0.00097009 | 7.544e-09 | 0.00097009 | 7.544e-09
[79 empty] | WLDFR | HFTD - Distribution - Tier 3 - 3QU CoRE ¦ 2QU LoRE | Red Flag Warning - Catastrophic Fires | 2039 | 3.8537e-08 | 3.8537e-08 | 16832.3912 | 280.5544 | 10192.2718 | 6359.5651 | 0 | 0 | 3.9726e-05 | 0.00064868 | 0 | 0.00064868 | 0.00064868 | 0 | 0.00064868 | 0 | 6.8782e-07 | 1.5077e-06 | 0 | 1.5077e-06 | 0 | 1.4788e-06 | 1.9338e-06 | 0 | 1.9338e-06 | [12 empty] | 7.3.3.17.5 (Remote Grid) Updates to grid topology to minimize risk of ignition in HFTDs Remote GridWLDFRVegetation ContactAggregated | WLDFR | HFTD - Distribution - Tier 2 - 2QU CoRE ¦ 5QU LoRE | Non-Red Flag Warning - Large Fires | Vegetation Contact | Aggregated | 2039 | 7.7767e-06 | 1464.9153 | 0.011392 | 2039 | Mitigation | 0.95 | 45 | 0 | esc | 0.00097009 | 7.544e-09 | 0.00097009 | 7.544e-09
[79 empty] | WLDFR | HFTD - Distribution - Tier 3 - 3QU CoRE ¦ 2QU LoRE | Red Flag Warning - Catastrophic Fires | 2040 | 3.8537e-08 | 3.8537e-08 | 16832.3912 | 280.5544 | 10192.2718 | 6359.5651 | 0 | 0 | 3.9726e-05 | 0.00064868 | 0 | 0.00064868 | 0.00064868 | 0 | 0.00064868 | 0 | 7.2066e-07 | 1.5797e-06 | 0 | 1.5797e-06 | 0 | 1.4788e-06 | 1.9338e-06 | 0 | 1.9338e-06 | [12 empty] | 7.3.3.17.5 (Remote Grid) Updates to grid topology to minimize risk of ignition in HFTDs Remote GridWLDFRVegetation ContactAggregated | WLDFR | HFTD - Distribution - Tier 2 - 2QU CoRE ¦ 5QU LoRE | Non-Red Flag Warning - Large Fires | Vegetation Contact | Aggregated | 2040 | 7.7767e-06 | 1464.9153 | 0.011392 | 2040 | Mitigation | 0.95 | 45 | 0 | esc | 0.00097009 | 7.544e-09 | 0.00097009 | 7.544e-09
[79 empty] | WLDFR | HFTD - Distribution - Tier 3 - 3QU CoRE ¦ 2QU LoRE | Red Flag Warning - Catastrophic Fires | 2041 | 3.8537e-08 | 3.8537e-08 | 16832.3912 | 280.5544 | 10192.2718 | 6359.5651 | 0 | 0 | 3.9726e-05 | 0.00064868 | 0 | 0.00064868 | 0.00064868 | 0 | 0.00064868 | 0 | 7.2066e-07 | 1.5797e-06 | 0 | 1.5797e-06 | 0 | 1.5428e-06 | 2.0175e-06 | 0 | 2.0175e-06 | [12 empty] | 7.3.3.17.5 (Remote Grid) Updates to grid topology to minimize risk of ignition in HFTDs Remote GridWLDFRVegetation ContactAggregated | WLDFR | HFTD - Distribution - Tier 2 - 2QU CoRE ¦ 5QU LoRE | Non-Red Flag Warning - Large Fires | Vegetation Contact | Aggregated | 2041 | 7.7767e-06 | 1464.9153 | 0.011392 | 2041 | Mitigation | 0.95 | 45 | 0 | esc | 0.00097009 | 7.544e-09 | 0.00097009 | 7.544e-09
[79 empty] | WLDFR | HFTD - Distribution - Tier 3 - 3QU CoRE ¦ 2QU LoRE | Red Flag Warning - Catastrophic Fires | 2042 | 3.8537e-08 | 3.8537e-08 | 16832.3912 | 280.5544 | 10192.2718 | 6359.5651 | 0 | 0 | 3.9726e-05 | 0.00064868 | 0 | 0.00064868 | 0.00064868 | 0 | 0.00064868 | 0 | 7.2066e-07 | 1.5797e-06 | 0 | 1.5797e-06 | 0 | 1.5428e-06 | 2.0175e-06 | 0 | 2.0175e-06 | [12 empty] | 7.3.3.17.5 (Remote Grid) Updates to grid topology to minimize risk of ignition in HFTDs Remote GridWLDFRVegetation ContactAggregated | WLDFR | HFTD - Distribution - Tier 2 - 2QU CoRE ¦ 5QU LoRE | Non-Red Flag Warning - Large Fires | Vegetation Contact | Aggregated | 2042 | 7.7767e-06 | 1464.9153 | 0.011392 | 2042 | Mitigation | 0.95 | 45 | 0 | esc | 0.00097009 | 7.544e-09 | 0.00097009 | 7.544e-09
[79 empty] | WLDFR | HFTD - Distribution - Tier 3 - 3QU CoRE ¦ 2QU LoRE | Red Flag Warning - Catastrophic Fires | 2043 | 3.8537e-08 | 3.8537e-08 | 17672.0852 | 299.42 | 10692.7362 | 6679.929 | 0 | 0 | 3.9726e-05 | 0.00068104 | 0 | 0.00068104 | 0.00068104 | 0 | 0.00068104 | 0 | 7.2066e-07 | 1.5797e-06 | 0 | 1.5797e-06 | 0 | 1.5428e-06 | 2.0175e-06 | 0 | 2.0175e-06 | [12 empty] | 7.3.3.17.5 (Remote Grid) Updates to grid topology to minimize risk of ignition in HFTDs Remote GridWLDFRVegetation ContactAggregated | WLDFR | HFTD - Distribution - Tier 2 - 2QU CoRE ¦ 5QU LoRE | Non-Red Flag Warning - Large Fires | Vegetation Contact | Aggregated | 2043 | 7.7767e-06 | 1464.9153 | 0.011392 | 2043 | Mitigation | 0.95 | 45 | 0 | esc | 0.00097009 | 7.544e-09 | 0.00097009 | 7.544e-09
[79 empty] | WLDFR | HFTD - Distribution - Tier 3 - 3QU CoRE ¦ 2QU LoRE | Red Flag Warning - Catastrophic Fires | 2044 | 3.8537e-08 | 3.8537e-08 | 17672.0852 | 299.42 | 10692.7362 | 6679.929 | 0 | 0 | 3.9726e-05 | 0.00068104 | 0 | 0.00068104 | 0.00068104 | 0 | 0.00068104 | 0 | 7.2066e-07 | 1.5797e-06 | 0 | 1.5797e-06 | 0 | 1.5428e-06 | 2.0175e-06 | 0 | 2.0175e-06 | [12 empty] | 7.3.3.17.5 (Remote Grid) Updates to grid topology to minimize risk of ignition in HFTDs Remote GridWLDFRVegetation ContactAggregated | WLDFR | HFTD - Distribution - Tier 2 - 2QU CoRE ¦ 5QU LoRE | Non-Red Flag Warning - Large Fires | Vegetation Contact | Aggregated | 2044 | 7.7767e-06 | 1464.9153 | 0.011392 | 2044 | Mitigation | 0.95 | 45 | 0 | esc | 0.00097009 | 7.544e-09 | 0.00097009 | 7.544e-09
[79 empty] | WLDFR | HFTD - Distribution - Tier 3 - 3QU CoRE ¦ 2QU LoRE | Red Flag Warning - Catastrophic Fires | 2045 | 3.8537e-08 | 3.8537e-08 | 17672.0852 | 299.42 | 10692.7362 | 6679.929 | 0 | 0 | 3.9726e-05 | 0.00068104 | 0 | 0.00068104 | 0.00068104 | 0 | 0.00068104 | 0 | 7.5433e-07 | 1.6535e-06 | 0 | 1.6535e-06 | 0 | 0 | 2.0175e-06 | 0 | 2.0175e-06 | [12 empty] | 7.3.3.17.5 (Remote Grid) Updates to grid topology to minimize risk of ignition in HFTDs Remote GridWLDFRVegetation ContactAggregated | WLDFR | HFTD - Distribution - Tier 2 - 2QU CoRE ¦ 5QU LoRE | Non-Red Flag Warning - Large Fires | Vegetation Contact | Aggregated | 2045 | 7.7767e-06 | 1464.9153 | 0.011392 | 2045 | Mitigation | 0.95 | 45 | 0 | esc | 0.00097009 | 7.544e-09 | 0.00097009 | 7.544e-09
[79 empty] | WLDFR | HFTD - Distribution - Tier 3 - 3QU CoRE ¦ 2QU LoRE | Red Flag Warning - Catastrophic Fires | 2046 | 3.8537e-08 | 3.8537e-08 | 17672.0852 | 299.42 | 10692.7362 | 6679.929 | 0 | 0 | 3.9726e-05 | 0.00068104 | 0 | 0.00068104 | 0.00068104 | 0 | 0.00068104 | 0 | 7.5433e-07 | 1.6535e-06 | 0 | 1.6535e-06 | 0 | 0 | 0 | 0 | 0 | [12 empty] | 7.3.3.17.5 (Remote Grid) Updates to grid topology to minimize risk of ignition in HFTDs Remote GridWLDFRVegetation ContactAggregated | WLDFR | HFTD - Distribution - Tier 2 - 2QU CoRE ¦ 5QU LoRE | Non-Red Flag Warning - Large Fires | Vegetation Contact | Aggregated | 2046 | 7.7767e-06 | 1464.9153 | 0.011392 | 2046 | Mitigation | 0.95 | 45 | 0 | esc | 0.00097009 | 7.544e-09 | 0.00097009 | 7.544e-09
[79 empty] | WLDFR | HFTD - Distribution - Tier 3 - 3QU CoRE ¦ 2QU LoRE | Red Flag Warning - Catastrophic Fires | 2047 | 3.8537e-08 | 3.8537e-08 | 17672.0852 | 299.42 | 10692.7362 | 6679.929 | 0 | 0 | 3.9726e-05 | 0.00068104 | 0 | 0.00068104 | 0.00068104 | 0 | 0.00068104 | 0 | 7.5433e-07 | 1.6535e-06 | 0 | 1.6535e-06 | 0 | 0 | 0 | 0 | 0 | [12 empty] | 7.3.3.17.5 (Remote Grid) Updates to grid topology to minimize risk of ignition in HFTDs Remote GridWLDFRVegetation ContactAggregated | WLDFR | HFTD - Distribution - Tier 2 - 2QU CoRE ¦ 5QU LoRE | Non-Red Flag Warning - Large Fires | Vegetation Contact | Aggregated | 2047 | 7.7767e-06 | 1464.9153 | 0.011392 | 2047 | Mitigation | 0.95 | 45 | 0 | esc | 0.00097009 | 7.544e-09 | 0.00097009 | 7.544e-09
[79 empty] | WLDFR | HFTD - Distribution - Tier 3 - 3QU CoRE ¦ 2QU LoRE | Red Flag Warning - Catastrophic Fires | 2048 | 3.8537e-08 | 3.8537e-08 | 18552.3348 | 319.4911 | 11216.5626 | 7016.281 | 0 | 0 | 3.9726e-05 | 0.00071496 | 0 | 0.00071496 | 0.00071496 | 0 | 0.00071496 | 0 | 7.5433e-07 | 1.6535e-06 | 0 | 1.6535e-06 | 0 | 0.00010455 | 0 | 0 | 0 | [12 empty] | 7.3.3.17.5 (Remote Grid) Updates to grid topology to minimize risk of ignition in HFTDs Remote GridWLDFRVegetation ContactAggregated | WLDFR | HFTD - Distribution - Tier 2 - 2QU CoRE ¦ 5QU LoRE | Non-Red Flag Warning - Large Fires | Vegetation Contact | Aggregated | 2048 | 7.7767e-06 | 1464.9153 | 0.011392 | 2048 | Mitigation | 0.95 | 45 | 0 | esc | 0.00097009 | 7.544e-09 | 0.00097009 | 7.544e-09
[79 empty] | WLDFR | HFTD - Distribution - Tier 3 - 3QU CoRE ¦ 2QU LoRE | Red Flag Warning - Catastrophic Fires | 2049 | 3.8537e-08 | 3.8537e-08 | 18552.3348 | 319.4911 | 11216.5626 | 7016.281 | 0 | 0 | 3.9726e-05 | 0.00071496 | 0 | 0.00071496 | 0.00071496 | 0 | 0.00071496 | 0 | 7.5433e-07 | 1.6535e-06 | 0 | 1.6535e-06 | 0 | 0.00010838 | 0.00014173 | 0 | 0.00014173 | [12 empty] | 7.3.3.17.5 (Remote Grid) Updates to grid topology to minimize risk of ignition in HFTDs Remote GridWLDFRVegetation ContactAggregated | WLDFR | HFTD - Distribution - Tier 2 - 2QU CoRE ¦ 5QU LoRE | Non-Red Flag Warning - Large Fires | Vegetation Contact | Aggregated | 2049 | 7.7767e-06 | 1464.9153 | 0.011392 | 2049 | Mitigation | 0.95 | 45 | 0 | esc | 0.00097009 | 7.544e-09 | 0.00097009 | 7.544e-09
[79 empty] | WLDFR | HFTD - Distribution - Tier 3 - 3QU CoRE ¦ 2QU LoRE | Red Flag Warning - Catastrophic Fires | 2050 | 3.8537e-08 | 3.8537e-08 | 18552.3348 | 319.4911 | 11216.5626 | 7016.281 | 0 | 0 | 3.9726e-05 | 0.00071496 | 0 | 0.00071496 | 0.00071496 | 0 | 0.00071496 | 0 | 7.8845e-07 | 1.7283e-06 | 0 | 1.7283e-06 | 0 | 0.00010838 | 0.00014173 | 0 | 0.00014173 | [12 empty] | 7.3.3.17.5 (Remote Grid) Updates to grid topology to minimize risk of ignition in HFTDs Remote GridWLDFRVegetation ContactAggregated | WLDFR | HFTD - Distribution - Tier 2 - 2QU CoRE ¦ 5QU LoRE | Non-Red Flag Warning - Large Fires | Vegetation Contact | Aggregated | 2050 | 7.7767e-06 | 1464.9153 | 0.011392 | 2050 | Mitigation | 0.95 | 45 | 0 | esc | 0.00097009 | 7.544e-09 | 0.00097009 | 7.544e-09
[79 empty] | WLDFR | HFTD - Distribution - Tier 3 - 3QU CoRE ¦ 2QU LoRE | Red Flag Warning - Catastrophic Fires | 2051 | 3.8537e-08 | 3.8537e-08 | 18552.3348 | 319.4911 | 11216.5626 | 7016.281 | 0 | 0 | 3.9726e-05 | 0.00071496 | 0 | 0.00071496 | 0.00071496 | 0 | 0.00071496 | 0 | 7.8845e-07 | 1.7283e-06 | 0 | 1.7283e-06 | 0 | 0.00010838 | 0.00014173 | 0 | 0.00014173 | [12 empty] | 7.3.3.17.5 (Remote Grid) Updates to grid topology to minimize risk of ignition in HFTDs Remote GridWLDFRVegetation ContactAggregated | WLDFR | HFTD - Distribution - Tier 2 - 2QU CoRE ¦ 5QU LoRE | Non-Red Flag Warning - Large Fires | Vegetation Contact | Aggregated | 2051 | 7.7767e-06 | 1464.9153 | 0.011392 | 2051 | Mitigation | 0.95 | 45 | 0 | esc | 0.00097009 | 7.544e-09 | 0.00097009 | 7.544e-09
[79 empty] | WLDFR | HFTD - Distribution - Tier 3 - 3QU CoRE ¦ 2QU LoRE | Red Flag Warning - Catastrophic Fires | 2052 | 3.8537e-08 | 3.8537e-08 | 18552.3348 | 319.4911 | 11216.5626 | 7016.281 | 0 | 0 | 3.9726e-05 | 0.00071496 | 0 | 0.00071496 | 0.00071496 | 0 | 0.00071496 | 0 | 7.8845e-07 | 1.7283e-06 | 0 | 1.7283e-06 | 0 | 0.00010838 | 0.00014173 | 0 | 0.00014173 | [12 empty] | 7.3.3.17.5 (Remote Grid) Updates to grid topology to minimize risk of ignition in HFTDs Remote GridWLDFRVegetation ContactAggregated | WLDFR | HFTD - Distribution - Tier 2 - 2QU CoRE ¦ 5QU LoRE | Non-Red Flag Warning - Large Fires | Vegetation Contact | Aggregated | 2052 | 7.7767e-06 | 1464.9153 | 0.011392 | 2052 | Mitigation | 0.95 | 45 | 0 | esc | 0.00097009 | 7.544e-09 | 0.00097009 | 7.544e-09
[79 empty] | WLDFR | HFTD - Distribution - Tier 3 - 3QU CoRE ¦ 2QU LoRE | Red Flag Warning - Catastrophic Fires | 2053 | 3.8537e-08 | 3.8537e-08 | 19462.1283 | 340.5356 | 11757.1413 | 7364.4514 | 0 | 0 | 3.9726e-05 | 0.00075002 | 0 | 0.00075002 | 0.00075002 | 0 | 0.00075002 | 0 | 0 | 1.7283e-06 | 0 | 1.7283e-06 | 0 | 0.00010838 | 0.00014173 | 0 | 0.00014173 | [12 empty] | 7.3.3.17.5 (Remote Grid) Updates to grid topology to minimize risk of ignition in HFTDs Remote GridWLDFRVegetation ContactAggregated | WLDFR | HFTD - Distribution - Tier 2 - 2QU CoRE ¦ 5QU LoRE | Non-Red Flag Warning - Large Fires | Vegetation Contact | Aggregated | 2053 | 7.7767e-06 | 1464.9153 | 0.011392 | 2053 | Mitigation | 0.95 | 45 | 0 | esc | 0.00097009 | 7.544e-09 | 0.00097009 | 7.544e-09
[79 empty] | WLDFR | HFTD - Distribution - Tier 3 - 3QU CoRE ¦ 2QU LoRE | Red Flag Warning - Catastrophic Fires | 2054 | 3.8537e-08 | 3.8537e-08 | 19462.1283 | 340.5356 | 11757.1413 | 7364.4514 | 0 | 0 | 3.9726e-05 | 0.00075002 | 0 | 0.00075002 | 0.00075002 | 0 | 0.00075002 | 0 | 0 | 0 | 0 | 0 | 0 | 0.00011321 | 0.00014805 | 0 | 0.00014805 | [12 empty] | 7.3.3.17.5 (Remote Grid) Updates to grid topology to minimize risk of ignition in HFTDs Remote GridWLDFRVegetation ContactAggregated | WLDFR | HFTD - Distribution - Tier 2 - 2QU CoRE ¦ 5QU LoRE | Non-Red Flag Warning - Large Fires | Vegetation Contact | Aggregated | 2054 | 7.7767e-06 | 1464.9153 | 0.011392 | 2054 | Mitigation | 0.95 | 45 | 0 | esc | 0.00097009 | 7.544e-09 | 0.00097009 | 7.544e-09
[79 empty] | WLDFR | HFTD - Distribution - Tier 3 - 3QU CoRE ¦ 2QU LoRE | Red Flag Warning - Catastrophic Fires | 2055 | 3.8537e-08 | 3.8537e-08 | 19462.1283 | 340.5356 | 11757.1413 | 7364.4514 | 0 | 0 | 3.9726e-05 | 0.00075002 | 0 | 0.00075002 | 0.00075002 | 0 | 0.00075002 | 0 | 0.00037984 | 0 | 0 | 0 | 0 | 0.00011321 | 0.00014805 | 0 | 0.00014805 | [12 empty] | 7.3.3.17.5 (Remote Grid) Updates to grid topology to minimize risk of ignition in HFTDs Remote GridWLDFRVegetation ContactAggregated | WLDFR | HFTD - Distribution - Tier 2 - 2QU CoRE ¦ 5QU LoRE | Non-Red Flag Warning - Large Fires | Vegetation Contact | Aggregated | 2055 | 7.7767e-06 | 1464.9153 | 0.011392 | 2055 | Mitigation | 0.95 | 45 | 0 | esc | 0.00097009 | 7.544e-09 | 0.00097009 | 7.544e-09
[79 empty] | WLDFR | HFTD - Distribution - Tier 3 - 3QU CoRE ¦ 2QU LoRE | Red Flag Warning - Catastrophic Fires | 2056 | 3.8537e-08 | 3.8537e-08 | 19462.1283 | 340.5356 | 11757.1413 | 7364.4514 | 0 | 0 | 3.9726e-05 | 0.00075002 | 0 | 0.00075002 | 0.00075002 | 0 | 0.00075002 | 0 | 0.00039377 | 0.00086315 | 0 | 0.00086315 | 0 | 0.00011321 | 0.00014805 | 0 | 0.00014805 | [12 empty] | 7.3.3.17.5 (Remote Grid) Updates to grid topology to minimize risk of ignition in HFTDs Remote GridWLDFRVegetation ContactAggregated | WLDFR | HFTD - Distribution - Tier 2 - 2QU CoRE ¦ 5QU LoRE | Non-Red Flag Warning - Large Fires | Vegetation Contact | Aggregated | 2056 | 7.7767e-06 | 1464.9153 | 0.011392 | 2056 | Mitigation | 0.95 | 45 | 0 | esc | 0.00097009 | 7.544e-09 | 0.00097009 | 7.544e-09
[79 empty] | WLDFR | HFTD - Distribution - Tier 3 - 3QU CoRE ¦ 2QU LoRE | Red Flag Warning - Catastrophic Fires | 2057 | 3.8537e-08 | 3.8537e-08 | 19462.1283 | 340.5356 | 11757.1413 | 7364.4514 | 0 | 0 | 3.9726e-05 | 0.00075002 | 0 | 0.00075002 | 0.00075002 | 0 | 0.00075002 | 0 | 0.00039377 | 0.00086315 | 0 | 0.00086315 | 0 | 0.00011321 | 0.00014805 | 0 | 0.00014805 | [12 empty] | 7.3.3.17.5 (Remote Grid) Updates to grid topology to minimize risk of ignition in HFTDs Remote GridWLDFRVegetation ContactAggregated | WLDFR | HFTD - Distribution - Tier 2 - 2QU CoRE ¦ 5QU LoRE | Non-Red Flag Warning - Large Fires | Vegetation Contact | Aggregated | 2057 | 7.7767e-06 | 1464.9153 | 0.011392 | 2057 | Mitigation | 0.95 | 45 | 0 | esc | 0.00097009 | 7.544e-09 | 0.00097009 | 7.544e-09
[79 empty] | WLDFR | HFTD - Distribution - Tier 3 - 3QU CoRE ¦ 2QU LoRE | Red Flag Warning - Catastrophic Fires | 2058 | 3.8537e-08 | 3.8537e-08 | 20390.4035 | 362.3049 | 12307.8747 | 7720.2238 | 0 | 0 | 3.9726e-05 | 0.00078579 | 0 | 0.00078579 | 0.00078579 | 0 | 0.00078579 | 0 | 0.00039377 | 0.00086315 | 0 | 0.00086315 | 0 | 0.00011321 | 0.00014805 | 0 | 0.00014805 | [12 empty] | 7.3.3.17.5 (Remote Grid) Updates to grid topology to minimize risk of ignition in HFTDs Remote GridWLDFRVegetation ContactAggregated | WLDFR | HFTD - Distribution - Tier 2 - 2QU CoRE ¦ 5QU LoRE | Non-Red Flag Warning - Large Fires | Vegetation Contact | Aggregated | 2058 | 7.7767e-06 | 1464.9153 | 0.011392 | 2058 | Mitigation | 0.95 | 45 | 0 | esc | 0.00097009 | 7.544e-09 | 0.00097009 | 7.544e-09
[79 empty] | WLDFR | HFTD - Distribution - Tier 3 - 3QU CoRE ¦ 2QU LoRE | Red Flag Warning - Catastrophic Fires | 2059 | 3.8537e-08 | 3.8537e-08 | 20390.4035 | 362.3049 | 12307.8747 | 7720.2238 | 0 | 0 | 3.9726e-05 | 0.00078579 | 0 | 0.00078579 | 0.00078579 | 0 | 0.00078579 | 0 | 0.00039377 | 0.00086315 | 0 | 0.00086315 | 0 | 0.00011858 | 0.00015507 | 0 | 0.00015507 | [12 empty] | 7.3.3.17.5 (Remote Grid) Updates to grid topology to minimize risk of ignition in HFTDs Remote GridWLDFRVegetation ContactAggregated | WLDFR | HFTD - Distribution - Tier 2 - 2QU CoRE ¦ 5QU LoRE | Non-Red Flag Warning - Large Fires | Vegetation Contact | Aggregated | 2059 | 7.7767e-06 | 1464.9153 | 0.011392 | 2059 | Mitigation | 0.95 | 45 | 0 | esc | 0.00097009 | 7.544e-09 | 0.00097009 | 7.544e-09
[79 empty] | WLDFR | HFTD - Distribution - Tier 3 - 3QU CoRE ¦ 2QU LoRE | Red Flag Warning - Catastrophic Fires | 2060 | 3.8537e-08 | 3.8537e-08 | 20390.4035 | 362.3049 | 12307.8747 | 7720.2238 | 0 | 0 | 3.9726e-05 | 0.00078579 | 0 | 0.00078579 | 0.00078579 | 0 | 0.00078579 | 0 | 0.00039377 | 0.00086315 | 0 | 0.00086315 | 0 | 0.00011858 | 0.00015507 | 0 | 0.00015507 | [12 empty] | 7.3.3.17.5 (Remote Grid) Updates to grid topology to minimize risk of ignition in HFTDs Remote GridWLDFRVegetation ContactAggregated | WLDFR | HFTD - Distribution - Tier 2 - 2QU CoRE ¦ 5QU LoRE | Non-Red Flag Warning - Large Fires | Vegetation Contact | Aggregated | 2060 | 7.7767e-06 | 1464.9153 | 0.011392 | 2060 | Mitigation | 0.95 | 45 | 0 | esc | 0.00097009 | 7.544e-09 | 0.00097009 | 7.544e-09
[79 empty] | WLDFR | HFTD - Distribution - Tier 3 - 3QU CoRE ¦ 2QU LoRE | Red Flag Warning - Catastrophic Fires | 2061 | 3.8537e-08 | 3.8537e-08 | 20390.4035 | 362.3049 | 12307.8747 | 7720.2238 | 0 | 0 | 3.9726e-05 | 0.00078579 | 0 | 0.00078579 | 0.00078579 | 0 | 0.00078579 | 0 | 0.00041131 | 0.0009016 | 0 | 0.0009016 | 0 | 0.00011858 | 0.00015507 | 0 | 0.00015507 | [12 empty] | 7.3.3.17.5 (Remote Grid) Updates to grid topology to minimize risk of ignition in HFTDs Remote GridWLDFRVegetation ContactAggregated | WLDFR | HFTD - Distribution - Tier 2 - 2QU CoRE ¦ 5QU LoRE | Non-Red Flag Warning - Large Fires | Vegetation Contact | Aggregated | 2061 | 7.7767e-06 | 1464.9153 | 0.011392 | 2061 | Mitigation | 0.95 | 45 | 0 | esc | 0.00097009 | 7.544e-09 | 0.00097009 | 7.544e-09
[79 empty] | WLDFR | HFTD - Distribution - Tier 3 - 3QU CoRE ¦ 2QU LoRE | Red Flag Warning - Catastrophic Fires | 2062 | 3.8537e-08 | 3.8537e-08 | 20390.4035 | 362.3049 | 12307.8747 | 7720.2238 | 0 | 0 | 3.9726e-05 | 0.00078579 | 0 | 0.00078579 | 0.00078579 | 0 | 0.00078579 | 0 | 0.00041131 | 0.0009016 | 0 | 0.0009016 | 0 | 0.00011858 | 0.00015507 | 0 | 0.00015507 | [12 empty] | 7.3.3.17.5 (Remote Grid) Updates to grid topology to minimize risk of ignition in HFTDs Remote GridWLDFRVegetation ContactAggregated | WLDFR | HFTD - Distribution - Tier 2 - 2QU CoRE ¦ 5QU LoRE | Non-Red Flag Warning - Large Fires | Vegetation Contact | Aggregated | 2062 | 7.7767e-06 | 1464.9153 | 0.011392 | 2062 | Mitigation | 0.95 | 45 | 0 | esc | 0.00097009 | 7.544e-09 | 0.00097009 | 7.544e-09
[79 empty] | WLDFR | HFTD - Distribution - Tier 3 - 3QU CoRE ¦ 2QU LoRE | Red Flag Warning - Catastrophic Fires | 2063 | 3.8537e-08 | 3.8537e-08 | 21325.9188 | 384.5316 | 12862.0997 | 8079.2876 | 0 | 0 | 3.9726e-05 | 0.00082184 | 0 | 0.00082184 | 0.00082184 | 0 | 0.00082184 | 0 | 0.00041131 | 0.0009016 | 0 | 0.0009016 | 0 | 0.00011858 | 0.00015507 | 0 | 0.00015507 | [12 empty] | 7.3.3.17.5 (Remote Grid) Updates to grid topology to minimize risk of ignition in HFTDs Remote GridWLDFRVegetation ContactAggregated | WLDFR | HFTD - Distribution - Tier 2 - 2QU CoRE ¦ 5QU LoRE | Non-Red Flag Warning - Large Fires | Vegetation Contact | Aggregated | 2063 | 7.7767e-06 | 1464.9153 | 0.011392 | 2063 | Mitigation | 0.95 | 45 | 0 | esc | 0.00097009 | 7.544e-09 | 0.00097009 | 7.544e-09
[79 empty] | WLDFR | HFTD - Distribution - Tier 3 - 3QU CoRE ¦ 2QU LoRE | Red Flag Warning - Catastrophic Fires | 2064 | 3.8537e-08 | 3.8537e-08 | 21325.9188 | 384.5316 | 12862.0997 | 8079.2876 | 0 | 0 | 3.9726e-05 | 0.00082184 | 0 | 0.00082184 | 0.00082184 | 0 | 0.00082184 | 0 | 0.00041131 | 0.0009016 | 0 | 0.0009016 | 0 | 0.00012441 | 0.00016268 | 0 | 0.00016268 | [12 empty] | 7.3.3.17.5 (Remote Grid) Updates to grid topology to minimize risk of ignition in HFTDs Remote GridWLDFRVegetation ContactAggregated | WLDFR | HFTD - Distribution - Tier 2 - 2QU CoRE ¦ 5QU LoRE | Non-Red Flag Warning - Large Fires | Vegetation Contact | Aggregated | 2064 | 7.7767e-06 | 1464.9153 | 0.011392 | 2064 | Mitigation | 0.95 | 45 | 0 | esc | 0.00097009 | 7.544e-09 | 0.00097009 | 7.544e-09
[79 empty] | WLDFR | HFTD - Distribution - Tier 3 - 3QU CoRE ¦ 2QU LoRE | Red Flag Warning - Catastrophic Fires | 2065 | 3.8537e-08 | 3.8537e-08 | 21325.9188 | 384.5316 | 12862.0997 | 8079.2876 | 0 | 0 | 3.9726e-05 | 0.00082184 | 0 | 0.00082184 | 0.00082184 | 0 | 0.00082184 | 0 | 0.00041131 | 0.0009016 | 0 | 0.0009016 | 0 | 0.00012441 | 0.00016268 | 0 | 0.00016268 | [12 empty] | 7.3.3.17.5 (Remote Grid) Updates to grid topology to minimize risk of ignition in HFTDs Remote GridWLDFRVegetation ContactAggregated | WLDFR | HFTD - Distribution - Tier 2 - 2QU CoRE ¦ 5QU LoRE | Non-Red Flag Warning - Large Fires | Vegetation Contact | Aggregated | 2065 | 7.7767e-06 | 1464.9153 | 0.011392 | 2065 | Mitigation | 0.95 | 45 | 0 | esc | 0.00097009 | 7.544e-09 | 0.00097009 | 7.544e-09
[79 empty] | WLDFR | HFTD - Distribution - Tier 3 - 3QU CoRE ¦ 2QU LoRE | Red Flag Warning - Catastrophic Fires | 2066 | 3.8537e-08 | 3.8537e-08 | 21325.9188 | 384.5316 | 12862.0997 | 8079.2876 | 0 | 0 | 3.9726e-05 | 0.00082184 | 0 | 0.00082184 | 0.00082184 | 0 | 0.00082184 | 0 | 0.00043081 | 0.00094434 | 0 | 0.00094434 | 0 | 0.00012441 | 0.00016268 | 0 | 0.00016268 | [12 empty] | 7.3.3.17.5 (Remote Grid) Updates to grid topology to minimize risk of ignition in HFTDs Remote GridWLDFRVegetation ContactAggregated | WLDFR | HFTD - Distribution - Tier 2 - 2QU CoRE ¦ 5QU LoRE | Non-Red Flag Warning - Large Fires | Vegetation Contact | Aggregated | 2066 | 7.7767e-06 | 1464.9153 | 0.011392 | 2066 | Mitigation | 0.95 | 45 | 0 | esc | 0.00097009 | 7.544e-09 | 0.00097009 | 7.544e-09
[79 empty] | WLDFR | HFTD - Distribution - Tier 3 - 3QU CoRE ¦ 2QU LoRE | Red Flag Warning - Catastrophic Fires | 2067 | 0 | 3.8537e-08 | 21325.9188 | 384.5316 | 12862.0997 | 8079.2876 | 0 | 0 | 3.9726e-05 | 0 | 0 | 0 | 0.00082184 | 0 | 0.00082184 | 0 | 0.00043081 | 0.00094434 | 0 | 0.00094434 | 0 | 0.00012441 | 0.00016268 | 0 | 0.00016268 | [12 empty] | 7.3.3.17.5 (Remote Grid) Updates to grid topology to minimize risk of ignition in HFTDs Remote GridWLDFRVegetation ContactAggregated | WLDFR | HFTD - Distribution - Tier 2 - 2QU CoRE ¦ 5QU LoRE | Non-Red Flag Warning - Large Fires | Vegetation Contact | Aggregated | 2067 | 7.7767e-06 | 1464.9153 | 0.011392 | 2067 | Mitigation | 0.95 | 45 | 0 | esc | 0 | 0 | 0.00097009 | 7.544e-09
[79 empty] | WLDFR | HFTD - Distribution - Tier 3 - 3QU CoRE ¦ 2QU LoRE | Red Flag Warning - Destructive Fires | 2022 | 5.1467e-09 | 0 | 8807.9522 | 222.2294 | 8585.7228 | 0 | 0 | 0 | 5.3055e-06 | 4.5332e-05 | 0 | 4.5332e-05 | 0 | 0 | 0 | 0 | 0.00043081 | 0.00094434 | 0 | 0.00094434 | 0 | 0.00012441 | 0.00016268 | 0 | 0.00016268 | [12 empty] | 7.3.3.17.5 (Remote Grid) Updates to grid topology to minimize risk of ignition in HFTDs Remote GridWLDFRWire-to-wire contactAggregated | WLDFR | HFTD - Distribution - Tier 2 - 2QU CoRE ¦ 5QU LoRE | Non-Red Flag Warning - Large Fires | Wire-to-wire contact | Aggregated | 2022 | 2.6103e-06 | 1464.9153 | 0.0038239 | 2022 | Mitigation | 0.95 | 45 | 0 | esc | 0.00097009 | 2.5322e-09 | 0 | 0
[79 empty] | WLDFR | HFTD - Distribution - Tier 3 - 3QU CoRE ¦ 2QU LoRE | Red Flag Warning - Destructive Fires | 2023 | 5.1467e-09 | 5.1467e-09 | 9129.7461 | 233.2301 | 8896.516 | 0 | 0 | 0 | 5.3055e-06 | 4.6989e-05 | 0 | 4.6989e-05 | 4.6989e-05 | 0 | 4.6989e-05 | 0 | 0.00043081 | 0.00094434 | 0 | 0.00094434 | 0 | 0.00013061 | 0.0001708 | 0 | 0.0001708 | [12 empty] | 7.3.3.17.5 (Remote Grid) Updates to grid topology to minimize risk of ignition in HFTDs Remote GridWLDFRWire-to-wire contactAggregated | WLDFR | HFTD - Distribution - Tier 2 - 2QU CoRE ¦ 5QU LoRE | Non-Red Flag Warning - Large Fires | Wire-to-wire contact | Aggregated | 2023 | 2.6103e-06 | 1464.9153 | 0.0038239 | 2023 | Mitigation | 0.95 | 45 | 0 | esc | 0.00097009 | 2.5322e-09 | 0.00097009 | 2.5322e-09
[79 empty] | WLDFR | HFTD - Distribution - Tier 3 - 3QU CoRE ¦ 2QU LoRE | Red Flag Warning - Destructive Fires | 2024 | 5.1467e-09 | 5.1467e-09 | 9129.7461 | 233.2301 | 8896.516 | 0 | 0 | 0 | 5.3055e-06 | 4.6989e-05 | 0 | 4.6989e-05 | 4.6989e-05 | 0 | 4.6989e-05 | 0 | 0.00043081 | 0.00094434 | 0 | 0.00094434 | 0 | 0.00013061 | 0.0001708 | 0 | 0.0001708 | [12 empty] | 7.3.3.17.5 (Remote Grid) Updates to grid topology to minimize risk of ignition in HFTDs Remote GridWLDFRWire-to-wire contactAggregated | WLDFR | HFTD - Distribution - Tier 2 - 2QU CoRE ¦ 5QU LoRE | Non-Red Flag Warning - Large Fires | Wire-to-wire contact | Aggregated | 2024 | 2.6103e-06 | 1464.9153 | 0.0038239 | 2024 | Mitigation | 0.95 | 45 | 0 | esc | 0.00097009 | 2.5322e-09 | 0.00097009 | 2.5322e-09
[79 empty] | WLDFR | HFTD - Distribution - Tier 3 - 3QU CoRE ¦ 2QU LoRE | Red Flag Warning - Destructive Fires | 2025 | 5.1467e-09 | 5.1467e-09 | 9129.7461 | 233.2301 | 8896.516 | 0 | 0 | 0 | 5.3055e-06 | 4.6989e-05 | 0 | 4.6989e-05 | 4.6989e-05 | 0 | 4.6989e-05 | 0 | 0.00045198 | 0.00099074 | 0 | 0.00099074 | 0 | 0.00013061 | 0.0001708 | 0 | 0.0001708 | [12 empty] | 7.3.3.17.5 (Remote Grid) Updates to grid topology to minimize risk of ignition in HFTDs Remote GridWLDFRWire-to-wire contactAggregated | WLDFR | HFTD - Distribution - Tier 2 - 2QU CoRE ¦ 5QU LoRE | Non-Red Flag Warning - Large Fires | Wire-to-wire contact | Aggregated | 2025 | 2.6103e-06 | 1464.9153 | 0.0038239 | 2025 | Mitigation | 0.95 | 45 | 0 | esc | 0.00097009 | 2.5322e-09 | 0.00097009 | 2.5322e-09
[79 empty] | WLDFR | HFTD - Distribution - Tier 3 - 3QU CoRE ¦ 2QU LoRE | Red Flag Warning - Destructive Fires | 2026 | 5.1467e-09 | 5.1467e-09 | 9129.7461 | 233.2301 | 8896.516 | 0 | 0 | 0 | 5.3055e-06 | 4.6989e-05 | 0 | 4.6989e-05 | 4.6989e-05 | 0 | 4.6989e-05 | 0 | 0.00045198 | 0.00099074 | 0 | 0.00099074 | 0 | 0.00013061 | 0.0001708 | 0 | 0.0001708 | [12 empty] | 7.3.3.17.5 (Remote Grid) Updates to grid topology to minimize risk of ignition in HFTDs Remote GridWLDFRWire-to-wire contactAggregated | WLDFR | HFTD - Distribution - Tier 2 - 2QU CoRE ¦ 5QU LoRE | Non-Red Flag Warning - Large Fires | Wire-to-wire contact | Aggregated | 2026 | 2.6103e-06 | 1464.9153 | 0.0038239 | 2026 | Mitigation | 0.95 | 45 | 0 | esc | 0.00097009 | 2.5322e-09 | 0.00097009 | 2.5322e-09
[79 empty] | WLDFR | HFTD - Distribution - Tier 3 - 3QU CoRE ¦ 2QU LoRE | Red Flag Warning - Destructive Fires | 2027 | 5.1467e-09 | 5.1467e-09 | 9129.7461 | 233.2301 | 8896.516 | 0 | 0 | 0 | 5.3055e-06 | 4.6989e-05 | 0 | 4.6989e-05 | 4.6989e-05 | 0 | 4.6989e-05 | 0 | 0.00045198 | 0.00099074 | 0 | 0.00099074 | 0 | 0.00013061 | 0.0001708 | 0 | 0.0001708 | [12 empty] | 7.3.3.17.5 (Remote Grid) Updates to grid topology to minimize risk of ignition in HFTDs Remote GridWLDFRWire-to-wire contactAggregated | WLDFR | HFTD - Distribution - Tier 2 - 2QU CoRE ¦ 5QU LoRE | Non-Red Flag Warning - Large Fires | Wire-to-wire contact | Aggregated | 2027 | 2.6103e-06 | 1464.9153 | 0.0038239 | 2027 | Mitigation | 0.95 | 45 | 0 | esc | 0.00097009 | 2.5322e-09 | 0.00097009 | 2.5322e-09
[79 empty] | WLDFR | HFTD - Distribution - Tier 3 - 3QU CoRE ¦ 2QU LoRE | Red Flag Warning - Destructive Fires | 2028 | 5.1467e-09 | 5.1467e-09 | 9534.9221 | 247.273 | 9287.6491 | 0 | 0 | 0 | 5.3055e-06 | 4.9074e-05 | 0 | 4.9074e-05 | 4.9074e-05 | 0 | 4.9074e-05 | 0 | 0.00045198 | 0.00099074 | 0 | 0.00099074 | 0 | 0.00013712 | 0.00017931 | 0 | 0.00017931 | [12 empty] | 7.3.3.17.5 (Remote Grid) Updates to grid topology to minimize risk of ignition in HFTDs Remote GridWLDFRWire-to-wire contactAggregated | WLDFR | HFTD - Distribution - Tier 2 - 2QU CoRE ¦ 5QU LoRE | Non-Red Flag Warning - Large Fires | Wire-to-wire contact | Aggregated | 2028 | 2.6103e-06 | 1464.9153 | 0.0038239 | 2028 | Mitigation | 0.95 | 45 | 0 | esc | 0.00097009 | 2.5322e-09 | 0.00097009 | 2.5322e-09
[79 empty] | WLDFR | HFTD - Distribution - Tier 3 - 3QU CoRE ¦ 2QU LoRE | Red Flag Warning - Destructive Fires | 2029 | 5.1467e-09 | 5.1467e-09 | 9534.9221 | 247.273 | 9287.6491 | 0 | 0 | 0 | 5.3055e-06 | 4.9074e-05 | 0 | 4.9074e-05 | 4.9074e-05 | 0 | 4.9074e-05 | 0 | 0.00045198 | 0.00099074 | 0 | 0.00099074 | 0 | 0.00013712 | 0.00017931 | 0 | 0.00017931 | [12 empty] | 7.3.3.17.5 (Remote Grid) Updates to grid topology to minimize risk of ignition in HFTDs Remote GridWLDFRWire-to-wire contactAggregated | WLDFR | HFTD - Distribution - Tier 2 - 2QU CoRE ¦ 5QU LoRE | Non-Red Flag Warning - Large Fires | Wire-to-wire contact | Aggregated | 2029 | 2.6103e-06 | 1464.9153 | 0.0038239 | 2029 | Mitigation | 0.95 | 45 | 0 | esc | 0.00097009 | 2.5322e-09 | 0.00097009 | 2.5322e-09
[79 empty] | WLDFR | HFTD - Distribution - Tier 3 - 3QU CoRE ¦ 2QU LoRE | Red Flag Warning - Destructive Fires | 2030 | 5.1467e-09 | 5.1467e-09 | 9534.9221 | 247.273 | 9287.6491 | 0 | 0 | 0 | 5.3055e-06 | 4.9074e-05 | 0 | 4.9074e-05 | 4.9074e-05 | 0 | 4.9074e-05 | 0 | 0.00047452 | 0.0010402 | 0 | 0.0010402 | 0 | 0.00013712 | 0.00017931 | 0 | 0.00017931 | [12 empty] | 7.3.3.17.5 (Remote Grid) Updates to grid topology to minimize risk of ignition in HFTDs Remote GridWLDFRWire-to-wire contactAggregated | WLDFR | HFTD - Distribution - Tier 2 - 2QU CoRE ¦ 5QU LoRE | Non-Red Flag Warning - Large Fires | Wire-to-wire contact | Aggregated | 2030 | 2.6103e-06 | 1464.9153 | 0.0038239 | 2030 | Mitigation | 0.95 | 45 | 0 | esc | 0.00097009 | 2.5322e-09 | 0.00097009 | 2.5322e-09
[79 empty] | WLDFR | HFTD - Distribution - Tier 3 - 3QU CoRE ¦ 2QU LoRE | Red Flag Warning - Destructive Fires | 2031 | 5.1467e-09 | 5.1467e-09 | 9534.9221 | 247.273 | 9287.6491 | 0 | 0 | 0 | 5.3055e-06 | 4.9074e-05 | 0 | 4.9074e-05 | 4.9074e-05 | 0 | 4.9074e-05 | 0 | 0.00047452 | 0.0010402 | 0 | 0.0010402 | 0 | 0.00013712 | 0.00017931 | 0 | 0.00017931 | [12 empty] | 7.3.3.17.5 (Remote Grid) Updates to grid topology to minimize risk of ignition in HFTDs Remote GridWLDFRWire-to-wire contactAggregated | WLDFR | HFTD - Distribution - Tier 2 - 2QU CoRE ¦ 5QU LoRE | Non-Red Flag Warning - Large Fires | Wire-to-wire contact | Aggregated | 2031 | 2.6103e-06 | 1464.9153 | 0.0038239 | 2031 | Mitigation | 0.95 | 45 | 0 | esc | 0.00097009 | 2.5322e-09 | 0.00097009 | 2.5322e-09
[79 empty] | WLDFR | HFTD - Distribution - Tier 3 - 3QU CoRE ¦ 2QU LoRE | Red Flag Warning - Destructive Fires | 2032 | 5.1467e-09 | 5.1467e-09 | 9534.9221 | 247.273 | 9287.6491 | 0 | 0 | 0 | 5.3055e-06 | 4.9074e-05 | 0 | 4.9074e-05 | 4.9074e-05 | 0 | 4.9074e-05 | 0 | 0.00047452 | 0.0010402 | 0 | 0.0010402 | 0 | 0.00013712 | 0.00017931 | 0 | 0.00017931 | [12 empty] | 7.3.3.17.5 (Remote Grid) Updates to grid topology to minimize risk of ignition in HFTDs Remote GridWLDFRWire-to-wire contactAggregated | WLDFR | HFTD - Distribution - Tier 2 - 2QU CoRE ¦ 5QU LoRE | Non-Red Flag Warning - Large Fires | Wire-to-wire contact | Aggregated | 2032 | 2.6103e-06 | 1464.9153 | 0.0038239 | 2032 | Mitigation | 0.95 | 45 | 0 | esc | 0.00097009 | 2.5322e-09 | 0.00097009 | 2.5322e-09
[79 empty] | WLDFR | HFTD - Distribution - Tier 3 - 3QU CoRE ¦ 2QU LoRE | Red Flag Warning - Destructive Fires | 2033 | 5.1467e-09 | 5.1467e-09 | 9984.8474 | 263.1074 | 9721.74 | 0 | 0 | 0 | 5.3055e-06 | 5.139e-05 | 0 | 5.139e-05 | 5.139e-05 | 0 | 5.139e-05 | 0 | 0.00047452 | 0.0010402 | 0 | 0.0010402 | 0 | 0.00014384 | 0.0001881 | 0 | 0.0001881 | [12 empty] | 7.3.3.17.5 (Remote Grid) Updates to grid topology to minimize risk of ignition in HFTDs Remote GridWLDFRWire-to-wire contactAggregated | WLDFR | HFTD - Distribution - Tier 2 - 2QU CoRE ¦ 5QU LoRE | Non-Red Flag Warning - Large Fires | Wire-to-wire contact | Aggregated | 2033 | 2.6103e-06 | 1464.9153 | 0.0038239 | 2033 | Mitigation | 0.95 | 45 | 0 | esc | 0.00097009 | 2.5322e-09 | 0.00097009 | 2.5322e-09
[79 empty] | WLDFR | HFTD - Distribution - Tier 3 - 3QU CoRE ¦ 2QU LoRE | Red Flag Warning - Destructive Fires | 2034 | 5.1467e-09 | 5.1467e-09 | 9984.8474 | 263.1074 | 9721.74 | 0 | 0 | 0 | 5.3055e-06 | 5.139e-05 | 0 | 5.139e-05 | 5.139e-05 | 0 | 5.139e-05 | 0 | 0.00047452 | 0.0010402 | 0 | 0.0010402 | 0 | 0.00014384 | 0.0001881 | 0 | 0.0001881 | [12 empty] | 7.3.3.17.5 (Remote Grid) Updates to grid topology to minimize risk of ignition in HFTDs Remote GridWLDFRWire-to-wire contactAggregated | WLDFR | HFTD - Distribution - Tier 2 - 2QU CoRE ¦ 5QU LoRE | Non-Red Flag Warning - Large Fires | Wire-to-wire contact | Aggregated | 2034 | 2.6103e-06 | 1464.9153 | 0.0038239 | 2034 | Mitigation | 0.95 | 45 | 0 | esc | 0.00097009 | 2.5322e-09 | 0.00097009 | 2.5322e-09
[79 empty] | WLDFR | HFTD - Distribution - Tier 3 - 3QU CoRE ¦ 2QU LoRE | Red Flag Warning - Destructive Fires | 2035 | 5.1467e-09 | 5.1467e-09 | 9984.8474 | 263.1074 | 9721.74 | 0 | 0 | 0 | 5.3055e-06 | 5.139e-05 | 0 | 5.139e-05 | 5.139e-05 | 0 | 5.139e-05 | 0 | 0.00049816 | 0.001092 | 0 | 0.001092 | 0 | 0.00014384 | 0.0001881 | 0 | 0.0001881 | [12 empty] | 7.3.3.17.5 (Remote Grid) Updates to grid topology to minimize risk of ignition in HFTDs Remote GridWLDFRWire-to-wire contactAggregated | WLDFR | HFTD - Distribution - Tier 2 - 2QU CoRE ¦ 5QU LoRE | Non-Red Flag Warning - Large Fires | Wire-to-wire contact | Aggregated | 2035 | 2.6103e-06 | 1464.9153 | 0.0038239 | 2035 | Mitigation | 0.95 | 45 | 0 | esc | 0.00097009 | 2.5322e-09 | 0.00097009 | 2.5322e-09
[79 empty] | WLDFR | HFTD - Distribution - Tier 3 - 3QU CoRE ¦ 2QU LoRE | Red Flag Warning - Destructive Fires | 2036 | 5.1467e-09 | 5.1467e-09 | 9984.8474 | 263.1074 | 9721.74 | 0 | 0 | 0 | 5.3055e-06 | 5.139e-05 | 0 | 5.139e-05 | 5.139e-05 | 0 | 5.139e-05 | 0 | 0.00049816 | 0.001092 | 0 | 0.001092 | 0 | 0.00014384 | 0.0001881 | 0 | 0.0001881 | [12 empty] | 7.3.3.17.5 (Remote Grid) Updates to grid topology to minimize risk of ignition in HFTDs Remote GridWLDFRWire-to-wire contactAggregated | WLDFR | HFTD - Distribution - Tier 2 - 2QU CoRE ¦ 5QU LoRE | Non-Red Flag Warning - Large Fires | Wire-to-wire contact | Aggregated | 2036 | 2.6103e-06 | 1464.9153 | 0.0038239 | 2036 | Mitigation | 0.95 | 45 | 0 | esc | 0.00097009 | 2.5322e-09 | 0.00097009 | 2.5322e-09
[79 empty] | WLDFR | HFTD - Distribution - Tier 3 - 3QU CoRE ¦ 2QU LoRE | Red Flag Warning - Destructive Fires | 2037 | 5.1467e-09 | 5.1467e-09 | 9984.8474 | 263.1074 | 9721.74 | 0 | 0 | 0 | 5.3055e-06 | 5.139e-05 | 0 | 5.139e-05 | 5.139e-05 | 0 | 5.139e-05 | 0 | 0.00049816 | 0.001092 | 0 | 0.001092 | 0 | 0.00014384 | 0.0001881 | 0 | 0.0001881 | [12 empty] | 7.3.3.17.5 (Remote Grid) Updates to grid topology to minimize risk of ignition in HFTDs Remote GridWLDFRWire-to-wire contactAggregated | WLDFR | HFTD - Distribution - Tier 2 - 2QU CoRE ¦ 5QU LoRE | Non-Red Flag Warning - Large Fires | Wire-to-wire contact | Aggregated | 2037 | 2.6103e-06 | 1464.9153 | 0.0038239 | 2037 | Mitigation | 0.95 | 45 | 0 | esc | 0.00097009 | 2.5322e-09 | 0.00097009 | 2.5322e-09
[79 empty] | WLDFR | HFTD - Distribution - Tier 3 - 3QU CoRE ¦ 2QU LoRE | Red Flag Warning - Destructive Fires | 2038 | 5.1467e-09 | 5.1467e-09 | 10472.8261 | 280.5544 | 10192.2718 | 0 | 0 | 0 | 5.3055e-06 | 5.3901e-05 | 0 | 5.3901e-05 | 5.3901e-05 | 0 | 5.3901e-05 | 0 | 0.00049816 | 0.001092 | 0 | 0.001092 | 0 | 0.0001507 | 0.00019707 | 0 | 0.00019707 | [12 empty] | 7.3.3.17.5 (Remote Grid) Updates to grid topology to minimize risk of ignition in HFTDs Remote GridWLDFRWire-to-wire contactAggregated | WLDFR | HFTD - Distribution - Tier 2 - 2QU CoRE ¦ 5QU LoRE | Non-Red Flag Warning - Large Fires | Wire-to-wire contact | Aggregated | 2038 | 2.6103e-06 | 1464.9153 | 0.0038239 | 2038 | Mitigation | 0.95 | 45 | 0 | esc | 0.00097009 | 2.5322e-09 | 0.00097009 | 2.5322e-09
[79 empty] | WLDFR | HFTD - Distribution - Tier 3 - 3QU CoRE ¦ 2QU LoRE | Red Flag Warning - Destructive Fires | 2039 | 5.1467e-09 | 5.1467e-09 | 10472.8261 | 280.5544 | 10192.2718 | 0 | 0 | 0 | 5.3055e-06 | 5.3901e-05 | 0 | 5.3901e-05 | 5.3901e-05 | 0 | 5.3901e-05 | 0 | 0.00049816 | 0.001092 | 0 | 0.001092 | 0 | 0.0001507 | 0.00019707 | 0 | 0.00019707 | [12 empty] | 7.3.3.17.5 (Remote Grid) Updates to grid topology to minimize risk of ignition in HFTDs Remote GridWLDFRWire-to-wire contactAggregated | WLDFR | HFTD - Distribution - Tier 2 - 2QU CoRE ¦ 5QU LoRE | Non-Red Flag Warning - Large Fires | Wire-to-wire contact | Aggregated | 2039 | 2.6103e-06 | 1464.9153 | 0.0038239 | 2039 | Mitigation | 0.95 | 45 | 0 | esc | 0.00097009 | 2.5322e-09 | 0.00097009 | 2.5322e-09
[79 empty] | WLDFR | HFTD - Distribution - Tier 3 - 3QU CoRE ¦ 2QU LoRE | Red Flag Warning - Destructive Fires | 2040 | 5.1467e-09 | 5.1467e-09 | 10472.8261 | 280.5544 | 10192.2718 | 0 | 0 | 0 | 5.3055e-06 | 5.3901e-05 | 0 | 5.3901e-05 | 5.3901e-05 | 0 | 5.3901e-05 | 0 | 0.00052259 | 0.0011455 | 0 | 0.0011455 | 0 | 0.0001507 | 0.00019707 | 0 | 0.00019707 | [12 empty] | 7.3.3.17.5 (Remote Grid) Updates to grid topology to minimize risk of ignition in HFTDs Remote GridWLDFRWire-to-wire contactAggregated | WLDFR | HFTD - Distribution - Tier 2 - 2QU CoRE ¦ 5QU LoRE | Non-Red Flag Warning - Large Fires | Wire-to-wire contact | Aggregated | 2040 | 2.6103e-06 | 1464.9153 | 0.0038239 | 2040 | Mitigation | 0.95 | 45 | 0 | esc | 0.00097009 | 2.5322e-09 | 0.00097009 | 2.5322e-09
[79 empty] | WLDFR | HFTD - Distribution - Tier 3 - 3QU CoRE ¦ 2QU LoRE | Red Flag Warning - Destructive Fires | 2041 | 5.1467e-09 | 5.1467e-09 | 10472.8261 | 280.5544 | 10192.2718 | 0 | 0 | 0 | 5.3055e-06 | 5.3901e-05 | 0 | 5.3901e-05 | 5.3901e-05 | 0 | 5.3901e-05 | 0 | 0.00052259 | 0.0011455 | 0 | 0.0011455 | 0 | 0.0001507 | 0.00019707 | 0 | 0.00019707 | [12 empty] | 7.3.3.17.5 (Remote Grid) Updates to grid topology to minimize risk of ignition in HFTDs Remote GridWLDFRWire-to-wire contactAggregated | WLDFR | HFTD - Distribution - Tier 2 - 2QU CoRE ¦ 5QU LoRE | Non-Red Flag Warning - Large Fires | Wire-to-wire contact | Aggregated | 2041 | 2.6103e-06 | 1464.9153 | 0.0038239 | 2041 | Mitigation | 0.95 | 45 | 0 | esc | 0.00097009 | 2.5322e-09 | 0.00097009 | 2.5322e-09
[79 empty] | WLDFR | HFTD - Distribution - Tier 3 - 3QU CoRE ¦ 2QU LoRE | Red Flag Warning - Destructive Fires | 2042 | 5.1467e-09 | 5.1467e-09 | 10472.8261 | 280.5544 | 10192.2718 | 0 | 0 | 0 | 5.3055e-06 | 5.3901e-05 | 0 | 5.3901e-05 | 5.3901e-05 | 0 | 5.3901e-05 | 0 | 0.00052259 | 0.0011455 | 0 | 0.0011455 | 0 | 0.0001507 | 0.00019707 | 0 | 0.00019707 | [12 empty] | 7.3.3.17.5 (Remote Grid) Updates to grid topology to minimize risk of ignition in HFTDs Remote GridWLDFRWire-to-wire contactAggregated | WLDFR | HFTD - Distribution - Tier 2 - 2QU CoRE ¦ 5QU LoRE | Non-Red Flag Warning - Large Fires | Wire-to-wire contact | Aggregated | 2042 | 2.6103e-06 | 1464.9153 | 0.0038239 | 2042 | Mitigation | 0.95 | 45 | 0 | esc | 0.00097009 | 2.5322e-09 | 0.00097009 | 2.5322e-09
[79 empty] | WLDFR | HFTD - Distribution - Tier 3 - 3QU CoRE ¦ 2QU LoRE | Red Flag Warning - Destructive Fires | 2043 | 5.1467e-09 | 5.1467e-09 | 10992.1562 | 299.42 | 10692.7362 | 0 | 0 | 0 | 5.3055e-06 | 5.6574e-05 | 0 | 5.6574e-05 | 5.6574e-05 | 0 | 5.6574e-05 | 0 | 0.00052259 | 0.0011455 | 0 | 0.0011455 | 0 | 0.00015762 | 0.00020611 | 0 | 0.00020611 | [12 empty] | 7.3.3.17.5 (Remote Grid) Updates to grid topology to minimize risk of ignition in HFTDs Remote GridWLDFRWire-to-wire contactAggregated | WLDFR | HFTD - Distribution - Tier 2 - 2QU CoRE ¦ 5QU LoRE | Non-Red Flag Warning - Large Fires | Wire-to-wire contact | Aggregated | 2043 | 2.6103e-06 | 1464.9153 | 0.0038239 | 2043 | Mitigation | 0.95 | 45 | 0 | esc | 0.00097009 | 2.5322e-09 | 0.00097009 | 2.5322e-09
[79 empty] | WLDFR | HFTD - Distribution - Tier 3 - 3QU CoRE ¦ 2QU LoRE | Red Flag Warning - Destructive Fires | 2044 | 5.1467e-09 | 5.1467e-09 | 10992.1562 | 299.42 | 10692.7362 | 0 | 0 | 0 | 5.3055e-06 | 5.6574e-05 | 0 | 5.6574e-05 | 5.6574e-05 | 0 | 5.6574e-05 | 0 | 0.00052259 | 0.0011455 | 0 | 0.0011455 | 0 | 0.00015762 | 0.00020611 | 0 | 0.00020611 | [12 empty] | 7.3.3.17.5 (Remote Grid) Updates to grid topology to minimize risk of ignition in HFTDs Remote GridWLDFRWire-to-wire contactAggregated | WLDFR | HFTD - Distribution - Tier 2 - 2QU CoRE ¦ 5QU LoRE | Non-Red Flag Warning - Large Fires | Wire-to-wire contact | Aggregated | 2044 | 2.6103e-06 | 1464.9153 | 0.0038239 | 2044 | Mitigation | 0.95 | 45 | 0 | esc | 0.00097009 | 2.5322e-09 | 0.00097009 | 2.5322e-09
[79 empty] | WLDFR | HFTD - Distribution - Tier 3 - 3QU CoRE ¦ 2QU LoRE | Red Flag Warning - Destructive Fires | 2045 | 5.1467e-09 | 5.1467e-09 | 10992.1562 | 299.42 | 10692.7362 | 0 | 0 | 0 | 5.3055e-06 | 5.6574e-05 | 0 | 5.6574e-05 | 5.6574e-05 | 0 | 5.6574e-05 | 0 | 0.00054751 | 0.0012002 | 0 | 0.0012002 | 0 | 0.00015762 | 0.00020611 | 0 | 0.00020611 | [12 empty] | 7.3.3.17.5 (Remote Grid) Updates to grid topology to minimize risk of ignition in HFTDs Remote GridWLDFRWire-to-wire contactAggregated | WLDFR | HFTD - Distribution - Tier 2 - 2QU CoRE ¦ 5QU LoRE | Non-Red Flag Warning - Large Fires | Wire-to-wire contact | Aggregated | 2045 | 2.6103e-06 | 1464.9153 | 0.0038239 | 2045 | Mitigation | 0.95 | 45 | 0 | esc | 0.00097009 | 2.5322e-09 | 0.00097009 | 2.5322e-09
[79 empty] | WLDFR | HFTD - Distribution - Tier 3 - 3QU CoRE ¦ 2QU LoRE | Red Flag Warning - Destructive Fires | 2046 | 5.1467e-09 | 5.1467e-09 | 10992.1562 | 299.42 | 10692.7362 | 0 | 0 | 0 | 5.3055e-06 | 5.6574e-05 | 0 | 5.6574e-05 | 5.6574e-05 | 0 | 5.6574e-05 | 0 | 0.00054751 | 0.0012002 | 0 | 0.0012002 | 0 | 0.00015762 | 0.00020611 | 0 | 0.00020611 | [12 empty] | 7.3.3.17.5 (Remote Grid) Updates to grid topology to minimize risk of ignition in HFTDs Remote GridWLDFRWire-to-wire contactAggregated | WLDFR | HFTD - Distribution - Tier 2 - 2QU CoRE ¦ 5QU LoRE | Non-Red Flag Warning - Large Fires | Wire-to-wire contact | Aggregated | 2046 | 2.6103e-06 | 1464.9153 | 0.0038239 | 2046 | Mitigation | 0.95 | 45 | 0 | esc | 0.00097009 | 2.5322e-09 | 0.00097009 | 2.5322e-09
[79 empty] | WLDFR | HFTD - Distribution - Tier 3 - 3QU CoRE ¦ 2QU LoRE | Red Flag Warning - Destructive Fires | 2047 | 5.1467e-09 | 5.1467e-09 | 10992.1562 | 299.42 | 10692.7362 | 0 | 0 | 0 | 5.3055e-06 | 5.6574e-05 | 0 | 5.6574e-05 | 5.6574e-05 | 0 | 5.6574e-05 | 0 | 0.00054751 | 0.0012002 | 0 | 0.0012002 | 0 | 0.00015762 | 0.00020611 | 0 | 0.00020611 | [12 empty] | 7.3.3.17.5 (Remote Grid) Updates to grid topology to minimize risk of ignition in HFTDs Remote GridWLDFRWire-to-wire contactAggregated | WLDFR | HFTD - Distribution - Tier 2 - 2QU CoRE ¦ 5QU LoRE | Non-Red Flag Warning - Large Fires | Wire-to-wire contact | Aggregated | 2047 | 2.6103e-06 | 1464.9153 | 0.0038239 | 2047 | Mitigation | 0.95 | 45 | 0 | esc | 0.00097009 | 2.5322e-09 | 0.00097009 | 2.5322e-09
[79 empty] | WLDFR | HFTD - Distribution - Tier 3 - 3QU CoRE ¦ 2QU LoRE | Red Flag Warning - Destructive Fires | 2048 | 5.1467e-09 | 5.1467e-09 | 11536.0538 | 319.4911 | 11216.5626 | 0 | 0 | 0 | 5.3055e-06 | 5.9373e-05 | 0 | 5.9373e-05 | 5.9373e-05 | 0 | 5.9373e-05 | 0 | 0.00054751 | 0.0012002 | 0 | 0.0012002 | 0 | 0.0001645 | 0.00021512 | 0 | 0.00021512 | [12 empty] | 7.3.3.17.5 (Remote Grid) Updates to grid topology to minimize risk of ignition in HFTDs Remote GridWLDFRWire-to-wire contactAggregated | WLDFR | HFTD - Distribution - Tier 2 - 2QU CoRE ¦ 5QU LoRE | Non-Red Flag Warning - Large Fires | Wire-to-wire contact | Aggregated | 2048 | 2.6103e-06 | 1464.9153 | 0.0038239 | 2048 | Mitigation | 0.95 | 45 | 0 | esc | 0.00097009 | 2.5322e-09 | 0.00097009 | 2.5322e-09
[79 empty] | WLDFR | HFTD - Distribution - Tier 3 - 3QU CoRE ¦ 2QU LoRE | Red Flag Warning - Destructive Fires | 2049 | 5.1467e-09 | 5.1467e-09 | 11536.0538 | 319.4911 | 11216.5626 | 0 | 0 | 0 | 5.3055e-06 | 5.9373e-05 | 0 | 5.9373e-05 | 5.9373e-05 | 0 | 5.9373e-05 | 0 | 0.00054751 | 0.0012002 | 0 | 0.0012002 | 0 | 0.0001645 | 0.00021512 | 0 | 0.00021512 | [12 empty] | 7.3.3.17.5 (Remote Grid) Updates to grid topology to minimize risk of ignition in HFTDs Remote GridWLDFRWire-to-wire contactAggregated | WLDFR | HFTD - Distribution - Tier 2 - 2QU CoRE ¦ 5QU LoRE | Non-Red Flag Warning - Large Fires | Wire-to-wire contact | Aggregated | 2049 | 2.6103e-06 | 1464.9153 | 0.0038239 | 2049 | Mitigation | 0.95 | 45 | 0 | esc | 0.00097009 | 2.5322e-09 | 0.00097009 | 2.5322e-09
[79 empty] | WLDFR | HFTD - Distribution - Tier 3 - 3QU CoRE ¦ 2QU LoRE | Red Flag Warning - Destructive Fires | 2050 | 5.1467e-09 | 5.1467e-09 | 11536.0538 | 319.4911 | 11216.5626 | 0 | 0 | 0 | 5.3055e-06 | 5.9373e-05 | 0 | 5.9373e-05 | 5.9373e-05 | 0 | 5.9373e-05 | 0 | 0.00057263 | 0.0012552 | 0 | 0.0012552 | 0 | 0.0001645 | 0.00021512 | 0 | 0.00021512 | [12 empty] | 7.3.3.17.5 (Remote Grid) Updates to grid topology to minimize risk of ignition in HFTDs Remote GridWLDFRWire-to-wire contactAggregated | WLDFR | HFTD - Distribution - Tier 2 - 2QU CoRE ¦ 5QU LoRE | Non-Red Flag Warning - Large Fires | Wire-to-wire contact | Aggregated | 2050 | 2.6103e-06 | 1464.9153 | 0.0038239 | 2050 | Mitigation | 0.95 | 45 | 0 | esc | 0.00097009 | 2.5322e-09 | 0.00097009 | 2.5322e-09
[79 empty] | WLDFR | HFTD - Distribution - Tier 3 - 3QU CoRE ¦ 2QU LoRE | Red Flag Warning - Destructive Fires | 2051 | 5.1467e-09 | 5.1467e-09 | 11536.0538 | 319.4911 | 11216.5626 | 0 | 0 | 0 | 5.3055e-06 | 5.9373e-05 | 0 | 5.9373e-05 | 5.9373e-05 | 0 | 5.9373e-05 | 0 | 0.00057263 | 0.0012552 | 0 | 0.0012552 | 0 | 0.0001645 | 0.00021512 | 0 | 0.00021512 | [12 empty] | 7.3.3.17.5 (Remote Grid) Updates to grid topology to minimize risk of ignition in HFTDs Remote GridWLDFRWire-to-wire contactAggregated | WLDFR | HFTD - Distribution - Tier 2 - 2QU CoRE ¦ 5QU LoRE | Non-Red Flag Warning - Large Fires | Wire-to-wire contact | Aggregated | 2051 | 2.6103e-06 | 1464.9153 | 0.0038239 | 2051 | Mitigation | 0.95 | 45 | 0 | esc | 0.00097009 | 2.5322e-09 | 0.00097009 | 2.5322e-09
[79 empty] | WLDFR | HFTD - Distribution - Tier 3 - 3QU CoRE ¦ 2QU LoRE | Red Flag Warning - Destructive Fires | 2052 | 5.1467e-09 | 5.1467e-09 | 11536.0538 | 319.4911 | 11216.5626 | 0 | 0 | 0 | 5.3055e-06 | 5.9373e-05 | 0 | 5.9373e-05 | 5.9373e-05 | 0 | 5.9373e-05 | 0 | 0.00057263 | 0.0012552 | 0 | 0.0012552 | 0 | 0.0001645 | 0.00021512 | 0 | 0.00021512 | [12 empty] | 7.3.3.17.5 (Remote Grid) Updates to grid topology to minimize risk of ignition in HFTDs Remote GridWLDFRWire-to-wire contactAggregated | WLDFR | HFTD - Distribution - Tier 2 - 2QU CoRE ¦ 5QU LoRE | Non-Red Flag Warning - Large Fires | Wire-to-wire contact | Aggregated | 2052 | 2.6103e-06 | 1464.9153 | 0.0038239 | 2052 | Mitigation | 0.95 | 45 | 0 | esc | 0.00097009 | 2.5322e-09 | 0.00097009 | 2.5322e-09
[79 empty] | WLDFR | HFTD - Distribution - Tier 3 - 3QU CoRE ¦ 2QU LoRE | Red Flag Warning - Destructive Fires | 2053 | 5.1467e-09 | 5.1467e-09 | 12097.6769 | 340.5356 | 11757.1413 | 0 | 0 | 0 | 5.3055e-06 | 6.2264e-05 | 0 | 6.2264e-05 | 6.2264e-05 | 0 | 6.2264e-05 | 0 | 0.00057263 | 0.0012552 | 0 | 0.0012552 | 0 | 0.00017127 | 0.00022397 | 0 | 0.00022397 | [12 empty] | 7.3.3.17.5 (Remote Grid) Updates to grid topology to minimize risk of ignition in HFTDs Remote GridWLDFRWire-to-wire contactAggregated | WLDFR | HFTD - Distribution - Tier 2 - 2QU CoRE ¦ 5QU LoRE | Non-Red Flag Warning - Large Fires | Wire-to-wire contact | Aggregated | 2053 | 2.6103e-06 | 1464.9153 | 0.0038239 | 2053 | Mitigation | 0.95 | 45 | 0 | esc | 0.00097009 | 2.5322e-09 | 0.00097009 | 2.5322e-09
[79 empty] | WLDFR | HFTD - Distribution - Tier 3 - 3QU CoRE ¦ 2QU LoRE | Red Flag Warning - Destructive Fires | 2054 | 5.1467e-09 | 5.1467e-09 | 12097.6769 | 340.5356 | 11757.1413 | 0 | 0 | 0 | 5.3055e-06 | 6.2264e-05 | 0 | 6.2264e-05 | 6.2264e-05 | 0 | 6.2264e-05 | 0 | 0.00057263 | 0.0012552 | 0 | 0.0012552 | 0 | 0.00017127 | 0.00022397 | 0 | 0.00022397 | [12 empty] | 7.3.3.17.5 (Remote Grid) Updates to grid topology to minimize risk of ignition in HFTDs Remote GridWLDFRWire-to-wire contactAggregated | WLDFR | HFTD - Distribution - Tier 2 - 2QU CoRE ¦ 5QU LoRE | Non-Red Flag Warning - Large Fires | Wire-to-wire contact | Aggregated | 2054 | 2.6103e-06 | 1464.9153 | 0.0038239 | 2054 | Mitigation | 0.95 | 45 | 0 | esc | 0.00097009 | 2.5322e-09 | 0.00097009 | 2.5322e-09
[79 empty] | WLDFR | HFTD - Distribution - Tier 3 - 3QU CoRE ¦ 2QU LoRE | Red Flag Warning - Destructive Fires | 2055 | 5.1467e-09 | 5.1467e-09 | 12097.6769 | 340.5356 | 11757.1413 | 0 | 0 | 0 | 5.3055e-06 | 6.2264e-05 | 0 | 6.2264e-05 | 6.2264e-05 | 0 | 6.2264e-05 | 0 | 0.00059765 | 0.0013101 | 0 | 0.0013101 | 0 | 0.00017127 | 0.00022397 | 0 | 0.00022397 | [12 empty] | 7.3.3.17.5 (Remote Grid) Updates to grid topology to minimize risk of ignition in HFTDs Remote GridWLDFRWire-to-wire contactAggregated | WLDFR | HFTD - Distribution - Tier 2 - 2QU CoRE ¦ 5QU LoRE | Non-Red Flag Warning - Large Fires | Wire-to-wire contact | Aggregated | 2055 | 2.6103e-06 | 1464.9153 | 0.0038239 | 2055 | Mitigation | 0.95 | 45 | 0 | esc | 0.00097009 | 2.5322e-09 | 0.00097009 | 2.5322e-09
[79 empty] | WLDFR | HFTD - Distribution - Tier 3 - 3QU CoRE ¦ 2QU LoRE | Red Flag Warning - Destructive Fires | 2056 | 5.1467e-09 | 5.1467e-09 | 12097.6769 | 340.5356 | 11757.1413 | 0 | 0 | 0 | 5.3055e-06 | 6.2264e-05 | 0 | 6.2264e-05 | 6.2264e-05 | 0 | 6.2264e-05 | 0 | 0.00059765 | 0.0013101 | 0 | 0.0013101 | 0 | 0.00017127 | 0.00022397 | 0 | 0.00022397 | [12 empty] | 7.3.3.17.5 (Remote Grid) Updates to grid topology to minimize risk of ignition in HFTDs Remote GridWLDFRWire-to-wire contactAggregated | WLDFR | HFTD - Distribution - Tier 2 - 2QU CoRE ¦ 5QU LoRE | Non-Red Flag Warning - Large Fires | Wire-to-wire contact | Aggregated | 2056 | 2.6103e-06 | 1464.9153 | 0.0038239 | 2056 | Mitigation | 0.95 | 45 | 0 | esc | 0.00097009 | 2.5322e-09 | 0.00097009 | 2.5322e-09
[79 empty] | WLDFR | HFTD - Distribution - Tier 3 - 3QU CoRE ¦ 2QU LoRE | Red Flag Warning - Destructive Fires | 2057 | 5.1467e-09 | 5.1467e-09 | 12097.6769 | 340.5356 | 11757.1413 | 0 | 0 | 0 | 5.3055e-06 | 6.2264e-05 | 0 | 6.2264e-05 | 6.2264e-05 | 0 | 6.2264e-05 | 0 | 0.00059765 | 0.0013101 | 0 | 0.0013101 | 0 | 0 | 0.00022397 | 0 | 0.00022397 | [12 empty] | 7.3.3.17.5 (Remote Grid) Updates to grid topology to minimize risk of ignition in HFTDs Remote GridWLDFRWire-to-wire contactAggregated | WLDFR | HFTD - Distribution - Tier 2 - 2QU CoRE ¦ 5QU LoRE | Non-Red Flag Warning - Large Fires | Wire-to-wire contact | Aggregated | 2057 | 2.6103e-06 | 1464.9153 | 0.0038239 | 2057 | Mitigation | 0.95 | 45 | 0 | esc | 0.00097009 | 2.5322e-09 | 0.00097009 | 2.5322e-09
[79 empty] | WLDFR | HFTD - Distribution - Tier 3 - 3QU CoRE ¦ 2QU LoRE | Red Flag Warning - Destructive Fires | 2058 | 5.1467e-09 | 5.1467e-09 | 12670.1796 | 362.3049 | 12307.8747 | 0 | 0 | 0 | 5.3055e-06 | 6.521e-05 | 0 | 6.521e-05 | 6.521e-05 | 0 | 6.521e-05 | 0 | 0 | 0.0013101 | 0 | 0.0013101 | 0 | 0 | 0 | 0 | 0 | [12 empty] | 7.3.3.17.5 (Remote Grid) Updates to grid topology to minimize risk of ignition in HFTDs Remote GridWLDFRWire-to-wire contactAggregated | WLDFR | HFTD - Distribution - Tier 2 - 2QU CoRE ¦ 5QU LoRE | Non-Red Flag Warning - Large Fires | Wire-to-wire contact | Aggregated | 2058 | 2.6103e-06 | 1464.9153 | 0.0038239 | 2058 | Mitigation | 0.95 | 45 | 0 | esc | 0.00097009 | 2.5322e-09 | 0.00097009 | 2.5322e-09
[79 empty] | WLDFR | HFTD - Distribution - Tier 3 - 3QU CoRE ¦ 2QU LoRE | Red Flag Warning - Destructive Fires | 2059 | 5.1467e-09 | 5.1467e-09 | 12670.1796 | 362.3049 | 12307.8747 | 0 | 0 | 0 | 5.3055e-06 | 6.521e-05 | 0 | 6.521e-05 | 6.521e-05 | 0 | 6.521e-05 | 0 | 0 | 0 | 0 | 0 | 0 | 0 | 0 | 0 | 0 | [12 empty] | 7.3.3.17.5 (Remote Grid) Updates to grid topology to minimize risk of ignition in HFTDs Remote GridWLDFRWire-to-wire contactAggregated | WLDFR | HFTD - Distribution - Tier 2 - 2QU CoRE ¦ 5QU LoRE | Non-Red Flag Warning - Large Fires | Wire-to-wire contact | Aggregated | 2059 | 2.6103e-06 | 1464.9153 | 0.0038239 | 2059 | Mitigation | 0.95 | 45 | 0 | esc | 0.00097009 | 2.5322e-09 | 0.00097009 | 2.5322e-09
[79 empty] | WLDFR | HFTD - Distribution - Tier 3 - 3QU CoRE ¦ 2QU LoRE | Red Flag Warning - Destructive Fires | 2060 | 5.1467e-09 | 5.1467e-09 | 12670.1796 | 362.3049 | 12307.8747 | 0 | 0 | 0 | 5.3055e-06 | 6.521e-05 | 0 | 6.521e-05 | 6.521e-05 | 0 | 6.521e-05 | 0 | 0.00023869 | 0 | 0 | 0 | 0 | 1.0345e-05 | 0 | 0 | 0 | [12 empty] | 7.3.3.17.5 (Remote Grid) Updates to grid topology to minimize risk of ignition in HFTDs Remote GridWLDFRWire-to-wire contactAggregated | WLDFR | HFTD - Distribution - Tier 2 - 2QU CoRE ¦ 5QU LoRE | Non-Red Flag Warning - Large Fires | Wire-to-wire contact | Aggregated | 2060 | 2.6103e-06 | 1464.9153 | 0.0038239 | 2060 | Mitigation | 0.95 | 45 | 0 | esc | 0.00097009 | 2.5322e-09 | 0.00097009 | 2.5322e-09
[79 empty] | WLDFR | HFTD - Distribution - Tier 3 - 3QU CoRE ¦ 2QU LoRE | Red Flag Warning - Destructive Fires | 2061 | 5.1467e-09 | 5.1467e-09 | 12670.1796 | 362.3049 | 12307.8747 | 0 | 0 | 0 | 5.3055e-06 | 6.521e-05 | 0 | 6.521e-05 | 6.521e-05 | 0 | 6.521e-05 | 0 | 0.00024741 | 0.00054233 | 0 | 0.00054233 | 0 | 1.0723e-05 | 1.4022e-05 | 0 | 1.4022e-05 | [12 empty] | 7.3.3.17.5 (Remote Grid) Updates to grid topology to minimize risk of ignition in HFTDs Remote GridWLDFRWire-to-wire contactAggregated | WLDFR | HFTD - Distribution - Tier 2 - 2QU CoRE ¦ 5QU LoRE | Non-Red Flag Warning - Large Fires | Wire-to-wire contact | Aggregated | 2061 | 2.6103e-06 | 1464.9153 | 0.0038239 | 2061 | Mitigation | 0.95 | 45 | 0 | esc | 0.00097009 | 2.5322e-09 | 0.00097009 | 2.5322e-09
[79 empty] | WLDFR | HFTD - Distribution - Tier 3 - 3QU CoRE ¦ 2QU LoRE | Red Flag Warning - Destructive Fires | 2062 | 5.1467e-09 | 5.1467e-09 | 12670.1796 | 362.3049 | 12307.8747 | 0 | 0 | 0 | 5.3055e-06 | 6.521e-05 | 0 | 6.521e-05 | 6.521e-05 | 0 | 6.521e-05 | 0 | 0.00024741 | 0.00054233 | 0 | 0.00054233 | 0 | 1.0723e-05 | 1.4022e-05 | 0 | 1.4022e-05 | [12 empty] | 7.3.3.17.5 (Remote Grid) Updates to grid topology to minimize risk of ignition in HFTDs Remote GridWLDFRWire-to-wire contactAggregated | WLDFR | HFTD - Distribution - Tier 2 - 2QU CoRE ¦ 5QU LoRE | Non-Red Flag Warning - Large Fires | Wire-to-wire contact | Aggregated | 2062 | 2.6103e-06 | 1464.9153 | 0.0038239 | 2062 | Mitigation | 0.95 | 45 | 0 | esc | 0.00097009 | 2.5322e-09 | 0.00097009 | 2.5322e-09
[79 empty] | WLDFR | HFTD - Distribution - Tier 3 - 3QU CoRE ¦ 2QU LoRE | Red Flag Warning - Destructive Fires | 2063 | 5.1467e-09 | 5.1467e-09 | 13246.6313 | 384.5316 | 12862.0997 | 0 | 0 | 0 | 5.3055e-06 | 6.8177e-05 | 0 | 6.8177e-05 | 6.8177e-05 | 0 | 6.8177e-05 | 0 | 0.00024741 | 0.00054233 | 0 | 0.00054233 | 0 | 1.0723e-05 | 1.4022e-05 | 0 | 1.4022e-05 | [12 empty] | 7.3.3.17.5 (Remote Grid) Updates to grid topology to minimize risk of ignition in HFTDs Remote GridWLDFRWire-to-wire contactAggregated | WLDFR | HFTD - Distribution - Tier 2 - 2QU CoRE ¦ 5QU LoRE | Non-Red Flag Warning - Large Fires | Wire-to-wire contact | Aggregated | 2063 | 2.6103e-06 | 1464.9153 | 0.0038239 | 2063 | Mitigation | 0.95 | 45 | 0 | esc | 0.00097009 | 2.5322e-09 | 0.00097009 | 2.5322e-09
[79 empty] | WLDFR | HFTD - Distribution - Tier 3 - 3QU CoRE ¦ 2QU LoRE | Red Flag Warning - Destructive Fires | 2064 | 5.1467e-09 | 5.1467e-09 | 13246.6313 | 384.5316 | 12862.0997 | 0 | 0 | 0 | 5.3055e-06 | 6.8177e-05 | 0 | 6.8177e-05 | 6.8177e-05 | 0 | 6.8177e-05 | 0 | 0.00024741 | 0.00054233 | 0 | 0.00054233 | 0 | 1.0723e-05 | 1.4022e-05 | 0 | 1.4022e-05 | [12 empty] | 7.3.3.17.5 (Remote Grid) Updates to grid topology to minimize risk of ignition in HFTDs Remote GridWLDFRWire-to-wire contactAggregated | WLDFR | HFTD - Distribution - Tier 2 - 2QU CoRE ¦ 5QU LoRE | Non-Red Flag Warning - Large Fires | Wire-to-wire contact | Aggregated | 2064 | 2.6103e-06 | 1464.9153 | 0.0038239 | 2064 | Mitigation | 0.95 | 45 | 0 | esc | 0.00097009 | 2.5322e-09 | 0.00097009 | 2.5322e-09
[79 empty] | WLDFR | HFTD - Distribution - Tier 3 - 3QU CoRE ¦ 2QU LoRE | Red Flag Warning - Destructive Fires | 2065 | 5.1467e-09 | 5.1467e-09 | 13246.6313 | 384.5316 | 12862.0997 | 0 | 0 | 0 | 5.3055e-06 | 6.8177e-05 | 0 | 6.8177e-05 | 6.8177e-05 | 0 | 6.8177e-05 | 0 | 0.00024741 | 0.00054233 | 0 | 0.00054233 | 0 | 1.0723e-05 | 1.4022e-05 | 0 | 1.4022e-05 | [12 empty] | 7.3.3.17.5 (Remote Grid) Updates to grid topology to minimize risk of ignition in HFTDs Remote GridWLDFRWire-to-wire contactAggregated | WLDFR | HFTD - Distribution - Tier 2 - 2QU CoRE ¦ 5QU LoRE | Non-Red Flag Warning - Large Fires | Wire-to-wire contact | Aggregated | 2065 | 2.6103e-06 | 1464.9153 | 0.0038239 | 2065 | Mitigation | 0.95 | 45 | 0 | esc | 0.00097009 | 2.5322e-09 | 0.00097009 | 2.5322e-09
[79 empty] | WLDFR | HFTD - Distribution - Tier 3 - 3QU CoRE ¦ 2QU LoRE | Red Flag Warning - Destructive Fires | 2066 | 5.1467e-09 | 5.1467e-09 | 13246.6313 | 384.5316 | 12862.0997 | 0 | 0 | 0 | 5.3055e-06 | 6.8177e-05 | 0 | 6.8177e-05 | 6.8177e-05 | 0 | 6.8177e-05 | 0 | 0.00025839 | 0.0005664 | 0 | 0.0005664 | 0 | 1.1199e-05 | 1.4644e-05 | 0 | 1.4644e-05 | [12 empty] | 7.3.3.17.5 (Remote Grid) Updates to grid topology to minimize risk of ignition in HFTDs Remote GridWLDFRWire-to-wire contactAggregated | WLDFR | HFTD - Distribution - Tier 2 - 2QU CoRE ¦ 5QU LoRE | Non-Red Flag Warning - Large Fires | Wire-to-wire contact | Aggregated | 2066 | 2.6103e-06 | 1464.9153 | 0.0038239 | 2066 | Mitigation | 0.95 | 45 | 0 | esc | 0.00097009 | 2.5322e-09 | 0.00097009 | 2.5322e-09
[79 empty] | WLDFR | HFTD - Distribution - Tier 3 - 3QU CoRE ¦ 2QU LoRE | Red Flag Warning - Destructive Fires | 2067 | 0 | 5.1467e-09 | 13246.6313 | 384.5316 | 12862.0997 | 0 | 0 | 0 | 5.3055e-06 | 0 | 0 | 0 | 6.8177e-05 | 0 | 6.8177e-05 | 0 | 0.00025839 | 0.0005664 | 0 | 0.0005664 | 0 | 1.1199e-05 | 1.4644e-05 | 0 | 1.4644e-05 | [12 empty] | 7.3.3.17.5 (Remote Grid) Updates to grid topology to minimize risk of ignition in HFTDs Remote GridWLDFRWire-to-wire contactAggregated | WLDFR | HFTD - Distribution - Tier 2 - 2QU CoRE ¦ 5QU LoRE | Non-Red Flag Warning - Large Fires | Wire-to-wire contact | Aggregated | 2067 | 2.6103e-06 | 1464.9153 | 0.0038239 | 2067 | Mitigation | 0.95 | 45 | 0 | esc | 0 | 0 | 0.00097009 | 2.5322e-09
[79 empty] | WLDFR | HFTD - Distribution - Tier 3 - 3QU CoRE ¦ 2QU LoRE | Red Flag Warning - Large Fires | 2022 | 3.5975e-08 | 0 | 5.2406 | 0.69642 | 2.942 | 1.6022 | 0 | 0 | 3.7084e-05 | 1.8853e-07 | 0 | 1.8853e-07 | 0 | 0 | 0 | 0 | 0.00025839 | 0.0005664 | 0 | 0.0005664 | 0 | 1.1199e-05 | 1.4644e-05 | 0 | 1.4644e-05 | [12 empty] | 7.3.3.17.5 (Remote Grid) Updates to grid topology to minimize risk of ignition in HFTDs Remote GridWLDFRContact from objectAggregated | WLDFR | HFTD - Distribution - Tier 2 - 2QU CoRE ¦ 5QU LoRE | Non-Red Flag Warning - Small Fires | Contact from object | Aggregated | 2022 | 0.00039678 | 1464.9153 | 0.58125 | 2022 | Mitigation | 0.95 | 45 | 0 | esc | 0.00097009 | 3.8491e-07 | 0 | 0
[79 empty] | WLDFR | HFTD - Distribution - Tier 3 - 3QU CoRE ¦ 2QU LoRE | Red Flag Warning - Large Fires | 2023 | 3.5975e-08 | 3.5975e-08 | 5.475 | 0.71896 | 3.0715 | 1.6846 | 0 | 0 | 3.7084e-05 | 1.9696e-07 | 0 | 1.9696e-07 | 1.9696e-07 | 0 | 1.9696e-07 | 0 | 0.00025839 | 0.0005664 | 0 | 0.0005664 | 0 | 1.1199e-05 | 1.4644e-05 | 0 | 1.4644e-05 | [12 empty] | 7.3.3.17.5 (Remote Grid) Updates to grid topology to minimize risk of ignition in HFTDs Remote GridWLDFRContact from objectAggregated | WLDFR | HFTD - Distribution - Tier 2 - 2QU CoRE ¦ 5QU LoRE | Non-Red Flag Warning - Small Fires | Contact from object | Aggregated | 2023 | 0.00039678 | 1464.9153 | 0.58125 | 2023 | Mitigation | 0.95 | 45 | 0 | esc | 0.00097009 | 3.8491e-07 | 0.00097009 | 3.8491e-07
[79 empty] | WLDFR | HFTD - Distribution - Tier 3 - 3QU CoRE ¦ 2QU LoRE | Red Flag Warning - Large Fires | 2024 | 3.5975e-08 | 3.5975e-08 | 5.475 | 0.71896 | 3.0715 | 1.6846 | 0 | 0 | 3.7084e-05 | 1.9696e-07 | 0 | 1.9696e-07 | 1.9696e-07 | 0 | 1.9696e-07 | 0 | 0.00025839 | 0.0005664 | 0 | 0.0005664 | 0 | 1.1199e-05 | 1.4644e-05 | 0 | 1.4644e-05 | [12 empty] | 7.3.3.17.5 (Remote Grid) Updates to grid topology to minimize risk of ignition in HFTDs Remote GridWLDFRContact from objectAggregated | WLDFR | HFTD - Distribution - Tier 2 - 2QU CoRE ¦ 5QU LoRE | Non-Red Flag Warning - Small Fires | Contact from object | Aggregated | 2024 | 0.00039678 | 1464.9153 | 0.58125 | 2024 | Mitigation | 0.95 | 45 | 0 | esc | 0.00097009 | 3.8491e-07 | 0.00097009 | 3.8491e-07
[79 empty] | WLDFR | HFTD - Distribution - Tier 3 - 3QU CoRE ¦ 2QU LoRE | Red Flag Warning - Large Fires | 2025 | 3.5975e-08 | 3.5975e-08 | 5.475 | 0.71896 | 3.0715 | 1.6846 | 0 | 0 | 3.7084e-05 | 1.9696e-07 | 0 | 1.9696e-07 | 1.9696e-07 | 0 | 1.9696e-07 | 0 | 0.00027059 | 0.00059313 | 0 | 0.00059313 | 0 | 1.1727e-05 | 1.5335e-05 | 0 | 1.5335e-05 | [12 empty] | 7.3.3.17.5 (Remote Grid) Updates to grid topology to minimize risk of ignition in HFTDs Remote GridWLDFRContact from objectAggregated | WLDFR | HFTD - Distribution - Tier 2 - 2QU CoRE ¦ 5QU LoRE | Non-Red Flag Warning - Small Fires | Contact from object | Aggregated | 2025 | 0.00039678 | 1464.9153 | 0.58125 | 2025 | Mitigation | 0.95 | 45 | 0 | esc | 0.00097009 | 3.8491e-07 | 0.00097009 | 3.8491e-07
[79 empty] | WLDFR | HFTD - Distribution - Tier 3 - 3QU CoRE ¦ 2QU LoRE | Red Flag Warning - Large Fires | 2026 | 3.5975e-08 | 3.5975e-08 | 5.475 | 0.71896 | 3.0715 | 1.6846 | 0 | 0 | 3.7084e-05 | 1.9696e-07 | 0 | 1.9696e-07 | 1.9696e-07 | 0 | 1.9696e-07 | 0 | 0.00027059 | 0.00059313 | 0 | 0.00059313 | 0 | 1.1727e-05 | 1.5335e-05 | 0 | 1.5335e-05 | [12 empty] | 7.3.3.17.5 (Remote Grid) Updates to grid topology to minimize risk of ignition in HFTDs Remote GridWLDFRContact from objectAggregated | WLDFR | HFTD - Distribution - Tier 2 - 2QU CoRE ¦ 5QU LoRE | Non-Red Flag Warning - Small Fires | Contact from object | Aggregated | 2026 | 0.00039678 | 1464.9153 | 0.58125 | 2026 | Mitigation | 0.95 | 45 | 0 | esc | 0.00097009 | 3.8491e-07 | 0.00097009 | 3.8491e-07
[79 empty] | WLDFR | HFTD - Distribution - Tier 3 - 3QU CoRE ¦ 2QU LoRE | Red Flag Warning - Large Fires | 2027 | 3.5975e-08 | 3.5975e-08 | 5.475 | 0.71896 | 3.0715 | 1.6846 | 0 | 0 | 3.7084e-05 | 1.9696e-07 | 0 | 1.9696e-07 | 1.9696e-07 | 0 | 1.9696e-07 | 0 | 0.00027059 | 0.00059313 | 0 | 0.00059313 | 0 | 1.1727e-05 | 1.5335e-05 | 0 | 1.5335e-05 | [12 empty] | 7.3.3.17.5 (Remote Grid) Updates to grid topology to minimize risk of ignition in HFTDs Remote GridWLDFRContact from objectAggregated | WLDFR | HFTD - Distribution - Tier 2 - 2QU CoRE ¦ 5QU LoRE | Non-Red Flag Warning - Small Fires | Contact from object | Aggregated | 2027 | 0.00039678 | 1464.9153 | 0.58125 | 2027 | Mitigation | 0.95 | 45 | 0 | esc | 0.00097009 | 3.8491e-07 | 0.00097009 | 3.8491e-07
[79 empty] | WLDFR | HFTD - Distribution - Tier 3 - 3QU CoRE ¦ 2QU LoRE | Red Flag Warning - Large Fires | 2028 | 3.5975e-08 | 3.5975e-08 | 5.777 | 0.74734 | 3.238 | 1.7917 | 0 | 0 | 3.7084e-05 | 2.0783e-07 | 0 | 2.0783e-07 | 2.0783e-07 | 0 | 2.0783e-07 | 0 | 0.00027059 | 0.00059313 | 0 | 0.00059313 | 0 | 1.1727e-05 | 1.5335e-05 | 0 | 1.5335e-05 | [12 empty] | 7.3.3.17.5 (Remote Grid) Updates to grid topology to minimize risk of ignition in HFTDs Remote GridWLDFRContact from objectAggregated | WLDFR | HFTD - Distribution - Tier 2 - 2QU CoRE ¦ 5QU LoRE | Non-Red Flag Warning - Small Fires | Contact from object | Aggregated | 2028 | 0.00039678 | 1464.9153 | 0.58125 | 2028 | Mitigation | 0.95 | 45 | 0 | esc | 0.00097009 | 3.8491e-07 | 0.00097009 | 3.8491e-07
[79 empty] | WLDFR | HFTD - Distribution - Tier 3 - 3QU CoRE ¦ 2QU LoRE | Red Flag Warning - Large Fires | 2029 | 3.5975e-08 | 3.5975e-08 | 5.777 | 0.74734 | 3.238 | 1.7917 | 0 | 0 | 3.7084e-05 | 2.0783e-07 | 0 | 2.0783e-07 | 2.0783e-07 | 0 | 2.0783e-07 | 0 | 0.00027059 | 0.00059313 | 0 | 0.00059313 | 0 | 1.1727e-05 | 1.5335e-05 | 0 | 1.5335e-05 | [12 empty] | 7.3.3.17.5 (Remote Grid) Updates to grid topology to minimize risk of ignition in HFTDs Remote GridWLDFRContact from objectAggregated | WLDFR | HFTD - Distribution - Tier 2 - 2QU CoRE ¦ 5QU LoRE | Non-Red Flag Warning - Small Fires | Contact from object | Aggregated | 2029 | 0.00039678 | 1464.9153 | 0.58125 | 2029 | Mitigation | 0.95 | 45 | 0 | esc | 0.00097009 | 3.8491e-07 | 0.00097009 | 3.8491e-07
[79 empty] | WLDFR | HFTD - Distribution - Tier 3 - 3QU CoRE ¦ 2QU LoRE | Red Flag Warning - Large Fires | 2030 | 3.5975e-08 | 3.5975e-08 | 5.777 | 0.74734 | 3.238 | 1.7917 | 0 | 0 | 3.7084e-05 | 2.0783e-07 | 0 | 2.0783e-07 | 2.0783e-07 | 0 | 2.0783e-07 | 0 | 0.00028381 | 0.00062212 | 0 | 0.00062212 | 0 | 1.23e-05 | 1.6085e-05 | 0 | 1.6085e-05 | [12 empty] | 7.3.3.17.5 (Remote Grid) Updates to grid topology to minimize risk of ignition in HFTDs Remote GridWLDFRContact from objectAggregated | WLDFR | HFTD - Distribution - Tier 2 - 2QU CoRE ¦ 5QU LoRE | Non-Red Flag Warning - Small Fires | Contact from object | Aggregated | 2030 | 0.00039678 | 1464.9153 | 0.58125 | 2030 | Mitigation | 0.95 | 45 | 0 | esc | 0.00097009 | 3.8491e-07 | 0.00097009 | 3.8491e-07
[79 empty] | WLDFR | HFTD - Distribution - Tier 3 - 3QU CoRE ¦ 2QU LoRE | Red Flag Warning - Large Fires | 2031 | 3.5975e-08 | 3.5975e-08 | 5.777 | 0.74734 | 3.238 | 1.7917 | 0 | 0 | 3.7084e-05 | 2.0783e-07 | 0 | 2.0783e-07 | 2.0783e-07 | 0 | 2.0783e-07 | 0 | 0.00028381 | 0.00062212 | 0 | 0.00062212 | 0 | 1.23e-05 | 1.6085e-05 | 0 | 1.6085e-05 | [12 empty] | 7.3.3.17.5 (Remote Grid) Updates to grid topology to minimize risk of ignition in HFTDs Remote GridWLDFRContact from objectAggregated | WLDFR | HFTD - Distribution - Tier 2 - 2QU CoRE ¦ 5QU LoRE | Non-Red Flag Warning - Small Fires | Contact from object | Aggregated | 2031 | 0.00039678 | 1464.9153 | 0.58125 | 2031 | Mitigation | 0.95 | 45 | 0 | esc | 0.00097009 | 3.8491e-07 | 0.00097009 | 3.8491e-07
[79 empty] | WLDFR | HFTD - Distribution - Tier 3 - 3QU CoRE ¦ 2QU LoRE | Red Flag Warning - Large Fires | 2032 | 3.5975e-08 | 3.5975e-08 | 5.777 | 0.74734 | 3.238 | 1.7917 | 0 | 0 | 3.7084e-05 | 2.0783e-07 | 0 | 2.0783e-07 | 2.0783e-07 | 0 | 2.0783e-07 | 0 | 0.00028381 | 0.00062212 | 0 | 0.00062212 | 0 | 1.23e-05 | 1.6085e-05 | 0 | 1.6085e-05 | [12 empty] | 7.3.3.17.5 (Remote Grid) Updates to grid topology to minimize risk of ignition in HFTDs Remote GridWLDFRContact from objectAggregated | WLDFR | HFTD - Distribution - Tier 2 - 2QU CoRE ¦ 5QU LoRE | Non-Red Flag Warning - Small Fires | Contact from object | Aggregated | 2032 | 0.00039678 | 1464.9153 | 0.58125 | 2032 | Mitigation | 0.95 | 45 | 0 | esc | 0.00097009 | 3.8491e-07 | 0.00097009 | 3.8491e-07
[79 empty] | WLDFR | HFTD - Distribution - Tier 3 - 3QU CoRE ¦ 2QU LoRE | Red Flag Warning - Large Fires | 2033 | 3.5975e-08 | 3.5975e-08 | 6.1205 | 0.77885 | 3.4265 | 1.9151 | 0 | 0 | 3.7084e-05 | 2.2018e-07 | 0 | 2.2018e-07 | 2.2018e-07 | 0 | 2.2018e-07 | 0 | 0.00028381 | 0.00062212 | 0 | 0.00062212 | 0 | 1.23e-05 | 1.6085e-05 | 0 | 1.6085e-05 | [12 empty] | 7.3.3.17.5 (Remote Grid) Updates to grid topology to minimize risk of ignition in HFTDs Remote GridWLDFRContact from objectAggregated | WLDFR | HFTD - Distribution - Tier 2 - 2QU CoRE ¦ 5QU LoRE | Non-Red Flag Warning - Small Fires | Contact from object | Aggregated | 2033 | 0.00039678 | 1464.9153 | 0.58125 | 2033 | Mitigation | 0.95 | 45 | 0 | esc | 0.00097009 | 3.8491e-07 | 0.00097009 | 3.8491e-07
[79 empty] | WLDFR | HFTD - Distribution - Tier 3 - 3QU CoRE ¦ 2QU LoRE | Red Flag Warning - Large Fires | 2034 | 3.5975e-08 | 3.5975e-08 | 6.1205 | 0.77885 | 3.4265 | 1.9151 | 0 | 0 | 3.7084e-05 | 2.2018e-07 | 0 | 2.2018e-07 | 2.2018e-07 | 0 | 2.2018e-07 | 0 | 0.00028381 | 0.00062212 | 0 | 0.00062212 | 0 | 1.23e-05 | 1.6085e-05 | 0 | 1.6085e-05 | [12 empty] | 7.3.3.17.5 (Remote Grid) Updates to grid topology to minimize risk of ignition in HFTDs Remote GridWLDFRContact from objectAggregated | WLDFR | HFTD - Distribution - Tier 2 - 2QU CoRE ¦ 5QU LoRE | Non-Red Flag Warning - Small Fires | Contact from object | Aggregated | 2034 | 0.00039678 | 1464.9153 | 0.58125 | 2034 | Mitigation | 0.95 | 45 | 0 | esc | 0.00097009 | 3.8491e-07 | 0.00097009 | 3.8491e-07
[79 empty] | WLDFR | HFTD - Distribution - Tier 3 - 3QU CoRE ¦ 2QU LoRE | Red Flag Warning - Large Fires | 2035 | 3.5975e-08 | 3.5975e-08 | 6.1205 | 0.77885 | 3.4265 | 1.9151 | 0 | 0 | 3.7084e-05 | 2.2018e-07 | 0 | 2.2018e-07 | 2.2018e-07 | 0 | 2.2018e-07 | 0 | 0.00029788 | 0.00065297 | 0 | 0.00065297 | 0 | 1.291e-05 | 1.6883e-05 | 0 | 1.6883e-05 | [12 empty] | 7.3.3.17.5 (Remote Grid) Updates to grid topology to minimize risk of ignition in HFTDs Remote GridWLDFRContact from objectAggregated | WLDFR | HFTD - Distribution - Tier 2 - 2QU CoRE ¦ 5QU LoRE | Non-Red Flag Warning - Small Fires | Contact from object | Aggregated | 2035 | 0.00039678 | 1464.9153 | 0.58125 | 2035 | Mitigation | 0.95 | 45 | 0 | esc | 0.00097009 | 3.8491e-07 | 0.00097009 | 3.8491e-07
[79 empty] | WLDFR | HFTD - Distribution - Tier 3 - 3QU CoRE ¦ 2QU LoRE | Red Flag Warning - Large Fires | 2036 | 3.5975e-08 | 3.5975e-08 | 6.1205 | 0.77885 | 3.4265 | 1.9151 | 0 | 0 | 3.7084e-05 | 2.2018e-07 | 0 | 2.2018e-07 | 2.2018e-07 | 0 | 2.2018e-07 | 0 | 0.00029788 | 0.00065297 | 0 | 0.00065297 | 0 | 1.291e-05 | 1.6883e-05 | 0 | 1.6883e-05 | [12 empty] | 7.3.3.17.5 (Remote Grid) Updates to grid topology to minimize risk of ignition in HFTDs Remote GridWLDFRContact from objectAggregated | WLDFR | HFTD - Distribution - Tier 2 - 2QU CoRE ¦ 5QU LoRE | Non-Red Flag Warning - Small Fires | Contact from object | Aggregated | 2036 | 0.00039678 | 1464.9153 | 0.58125 | 2036 | Mitigation | 0.95 | 45 | 0 | esc | 0.00097009 | 3.8491e-07 | 0.00097009 | 3.8491e-07
[79 empty] | WLDFR | HFTD - Distribution - Tier 3 - 3QU CoRE ¦ 2QU LoRE | Red Flag Warning - Large Fires | 2037 | 3.5975e-08 | 3.5975e-08 | 6.1205 | 0.77885 | 3.4265 | 1.9151 | 0 | 0 | 3.7084e-05 | 2.2018e-07 | 0 | 2.2018e-07 | 2.2018e-07 | 0 | 2.2018e-07 | 0 | 0.00029788 | 0.00065297 | 0 | 0.00065297 | 0 | 1.291e-05 | 1.6883e-05 | 0 | 1.6883e-05 | [12 empty] | 7.3.3.17.5 (Remote Grid) Updates to grid topology to minimize risk of ignition in HFTDs Remote GridWLDFRContact from objectAggregated | WLDFR | HFTD - Distribution - Tier 2 - 2QU CoRE ¦ 5QU LoRE | Non-Red Flag Warning - Small Fires | Contact from object | Aggregated | 2037 | 0.00039678 | 1464.9153 | 0.58125 | 2037 | Mitigation | 0.95 | 45 | 0 | esc | 0.00097009 | 3.8491e-07 | 0.00097009 | 3.8491e-07
[79 empty] | WLDFR | HFTD - Distribution - Tier 3 - 3QU CoRE ¦ 2QU LoRE | Red Flag Warning - Large Fires | 2038 | 3.5975e-08 | 3.5975e-08 | 6.5028 | 0.81304 | 3.6355 | 2.0543 | 0 | 0 | 3.7084e-05 | 2.3394e-07 | 0 | 2.3394e-07 | 2.3394e-07 | 0 | 2.3394e-07 | 0 | 0.00029788 | 0.00065297 | 0 | 0.00065297 | 0 | 1.291e-05 | 1.6883e-05 | 0 | 1.6883e-05 | [12 empty] | 7.3.3.17.5 (Remote Grid) Updates to grid topology to minimize risk of ignition in HFTDs Remote GridWLDFRContact from objectAggregated | WLDFR | HFTD - Distribution - Tier 2 - 2QU CoRE ¦ 5QU LoRE | Non-Red Flag Warning - Small Fires | Contact from object | Aggregated | 2038 | 0.00039678 | 1464.9153 | 0.58125 | 2038 | Mitigation | 0.95 | 45 | 0 | esc | 0.00097009 | 3.8491e-07 | 0.00097009 | 3.8491e-07
[79 empty] | WLDFR | HFTD - Distribution - Tier 3 - 3QU CoRE ¦ 2QU LoRE | Red Flag Warning - Large Fires | 2039 | 3.5975e-08 | 3.5975e-08 | 6.5028 | 0.81304 | 3.6355 | 2.0543 | 0 | 0 | 3.7084e-05 | 2.3394e-07 | 0 | 2.3394e-07 | 2.3394e-07 | 0 | 2.3394e-07 | 0 | 0.00029788 | 0.00065297 | 0 | 0.00065297 | 0 | 1.291e-05 | 1.6883e-05 | 0 | 1.6883e-05 | [12 empty] | 7.3.3.17.5 (Remote Grid) Updates to grid topology to minimize risk of ignition in HFTDs Remote GridWLDFRContact from objectAggregated | WLDFR | HFTD - Distribution - Tier 2 - 2QU CoRE ¦ 5QU LoRE | Non-Red Flag Warning - Small Fires | Contact from object | Aggregated | 2039 | 0.00039678 | 1464.9153 | 0.58125 | 2039 | Mitigation | 0.95 | 45 | 0 | esc | 0.00097009 | 3.8491e-07 | 0.00097009 | 3.8491e-07
[79 empty] | WLDFR | HFTD - Distribution - Tier 3 - 3QU CoRE ¦ 2QU LoRE | Red Flag Warning - Large Fires | 2040 | 3.5975e-08 | 3.5975e-08 | 6.5028 | 0.81304 | 3.6355 | 2.0543 | 0 | 0 | 3.7084e-05 | 2.3394e-07 | 0 | 2.3394e-07 | 2.3394e-07 | 0 | 2.3394e-07 | 0 | 0.00031262 | 0.00068528 | 0 | 0.00068528 | 0 | 1.3549e-05 | 1.7718e-05 | 0 | 1.7718e-05 | [12 empty] | 7.3.3.17.5 (Remote Grid) Updates to grid topology to minimize risk of ignition in HFTDs Remote GridWLDFRContact from objectAggregated | WLDFR | HFTD - Distribution - Tier 2 - 2QU CoRE ¦ 5QU LoRE | Non-Red Flag Warning - Small Fires | Contact from object | Aggregated | 2040 | 0.00039678 | 1464.9153 | 0.58125 | 2040 | Mitigation | 0.95 | 45 | 0 | esc | 0.00097009 | 3.8491e-07 | 0.00097009 | 3.8491e-07
[79 empty] | WLDFR | HFTD - Distribution - Tier 3 - 3QU CoRE ¦ 2QU LoRE | Red Flag Warning - Large Fires | 2041 | 3.5975e-08 | 3.5975e-08 | 6.5028 | 0.81304 | 3.6355 | 2.0543 | 0 | 0 | 3.7084e-05 | 2.3394e-07 | 0 | 2.3394e-07 | 2.3394e-07 | 0 | 2.3394e-07 | 0 | 0.00031262 | 0.00068528 | 0 | 0.00068528 | 0 | 1.3549e-05 | 1.7718e-05 | 0 | 1.7718e-05 | [12 empty] | 7.3.3.17.5 (Remote Grid) Updates to grid topology to minimize risk of ignition in HFTDs Remote GridWLDFRContact from objectAggregated | WLDFR | HFTD - Distribution - Tier 2 - 2QU CoRE ¦ 5QU LoRE | Non-Red Flag Warning - Small Fires | Contact from object | Aggregated | 2041 | 0.00039678 | 1464.9153 | 0.58125 | 2041 | Mitigation | 0.95 | 45 | 0 | esc | 0.00097009 | 3.8491e-07 | 0.00097009 | 3.8491e-07
[79 empty] | WLDFR | HFTD - Distribution - Tier 3 - 3QU CoRE ¦ 2QU LoRE | Red Flag Warning - Large Fires | 2042 | 3.5975e-08 | 3.5975e-08 | 6.5028 | 0.81304 | 3.6355 | 2.0543 | 0 | 0 | 3.7084e-05 | 2.3394e-07 | 0 | 2.3394e-07 | 2.3394e-07 | 0 | 2.3394e-07 | 0 | 0.00031262 | 0.00068528 | 0 | 0.00068528 | 0 | 1.3549e-05 | 1.7718e-05 | 0 | 1.7718e-05 | [12 empty] | 7.3.3.17.5 (Remote Grid) Updates to grid topology to minimize risk of ignition in HFTDs Remote GridWLDFRContact from objectAggregated | WLDFR | HFTD - Distribution - Tier 2 - 2QU CoRE ¦ 5QU LoRE | Non-Red Flag Warning - Small Fires | Contact from object | Aggregated | 2042 | 0.00039678 | 1464.9153 | 0.58125 | 2042 | Mitigation | 0.95 | 45 | 0 | esc | 0.00097009 | 3.8491e-07 | 0.00097009 | 3.8491e-07
[79 empty] | WLDFR | HFTD - Distribution - Tier 3 - 3QU CoRE ¦ 2QU LoRE | Red Flag Warning - Large Fires | 2043 | 3.5975e-08 | 3.5975e-08 | 6.9209 | 0.84944 | 3.8632 | 2.2083 | 0 | 0 | 3.7084e-05 | 2.4898e-07 | 0 | 2.4898e-07 | 2.4898e-07 | 0 | 2.4898e-07 | 0 | 0.00031262 | 0.00068528 | 0 | 0.00068528 | 0 | 1.3549e-05 | 1.7718e-05 | 0 | 1.7718e-05 | [12 empty] | 7.3.3.17.5 (Remote Grid) Updates to grid topology to minimize risk of ignition in HFTDs Remote GridWLDFRContact from objectAggregated | WLDFR | HFTD - Distribution - Tier 2 - 2QU CoRE ¦ 5QU LoRE | Non-Red Flag Warning - Small Fires | Contact from object | Aggregated | 2043 | 0.00039678 | 1464.9153 | 0.58125 | 2043 | Mitigation | 0.95 | 45 | 0 | esc | 0.00097009 | 3.8491e-07 | 0.00097009 | 3.8491e-07
[79 empty] | WLDFR | HFTD - Distribution - Tier 3 - 3QU CoRE ¦ 2QU LoRE | Red Flag Warning - Large Fires | 2044 | 3.5975e-08 | 3.5975e-08 | 6.9209 | 0.84944 | 3.8632 | 2.2083 | 0 | 0 | 3.7084e-05 | 2.4898e-07 | 0 | 2.4898e-07 | 2.4898e-07 | 0 | 2.4898e-07 | 0 | 0.00031262 | 0.00068528 | 0 | 0.00068528 | 0 | 1.3549e-05 | 1.7718e-05 | 0 | 1.7718e-05 | [12 empty] | 7.3.3.17.5 (Remote Grid) Updates to grid topology to minimize risk of ignition in HFTDs Remote GridWLDFRContact from objectAggregated | WLDFR | HFTD - Distribution - Tier 2 - 2QU CoRE ¦ 5QU LoRE | Non-Red Flag Warning - Small Fires | Contact from object | Aggregated | 2044 | 0.00039678 | 1464.9153 | 0.58125 | 2044 | Mitigation | 0.95 | 45 | 0 | esc | 0.00097009 | 3.8491e-07 | 0.00097009 | 3.8491e-07
[79 empty] | WLDFR | HFTD - Distribution - Tier 3 - 3QU CoRE ¦ 2QU LoRE | Red Flag Warning - Large Fires | 2045 | 3.5975e-08 | 3.5975e-08 | 6.9209 | 0.84944 | 3.8632 | 2.2083 | 0 | 0 | 3.7084e-05 | 2.4898e-07 | 0 | 2.4898e-07 | 2.4898e-07 | 0 | 2.4898e-07 | 0 | 0.00032784 | 0.00071864 | 0 | 0.00071864 | 0 | 1.4209e-05 | 1.8581e-05 | 0 | 1.8581e-05 | [12 empty] | 7.3.3.17.5 (Remote Grid) Updates to grid topology to minimize risk of ignition in HFTDs Remote GridWLDFRContact from objectAggregated | WLDFR | HFTD - Distribution - Tier 2 - 2QU CoRE ¦ 5QU LoRE | Non-Red Flag Warning - Small Fires | Contact from object | Aggregated | 2045 | 0.00039678 | 1464.9153 | 0.58125 | 2045 | Mitigation | 0.95 | 45 | 0 | esc | 0.00097009 | 3.8491e-07 | 0.00097009 | 3.8491e-07
[79 empty] | WLDFR | HFTD - Distribution - Tier 3 - 3QU CoRE ¦ 2QU LoRE | Red Flag Warning - Large Fires | 2046 | 3.5975e-08 | 3.5975e-08 | 6.9209 | 0.84944 | 3.8632 | 2.2083 | 0 | 0 | 3.7084e-05 | 2.4898e-07 | 0 | 2.4898e-07 | 2.4898e-07 | 0 | 2.4898e-07 | 0 | 0.00032784 | 0.00071864 | 0 | 0.00071864 | 0 | 1.4209e-05 | 1.8581e-05 | 0 | 1.8581e-05 | [12 empty] | 7.3.3.17.5 (Remote Grid) Updates to grid topology to minimize risk of ignition in HFTDs Remote GridWLDFRContact from objectAggregated | WLDFR | HFTD - Distribution - Tier 2 - 2QU CoRE ¦ 5QU LoRE | Non-Red Flag Warning - Small Fires | Contact from object | Aggregated | 2046 | 0.00039678 | 1464.9153 | 0.58125 | 2046 | Mitigation | 0.95 | 45 | 0 | esc | 0.00097009 | 3.8491e-07 | 0.00097009 | 3.8491e-07
[79 empty] | WLDFR | HFTD - Distribution - Tier 3 - 3QU CoRE ¦ 2QU LoRE | Red Flag Warning - Large Fires | 2047 | 3.5975e-08 | 3.5975e-08 | 6.9209 | 0.84944 | 3.8632 | 2.2083 | 0 | 0 | 3.7084e-05 | 2.4898e-07 | 0 | 2.4898e-07 | 2.4898e-07 | 0 | 2.4898e-07 | 0 | 0.00032784 | 0.00071864 | 0 | 0.00071864 | 0 | 1.4209e-05 | 1.8581e-05 | 0 | 1.8581e-05 | [12 empty] | 7.3.3.17.5 (Remote Grid) Updates to grid topology to minimize risk of ignition in HFTDs Remote GridWLDFRContact from objectAggregated | WLDFR | HFTD - Distribution - Tier 2 - 2QU CoRE ¦ 5QU LoRE | Non-Red Flag Warning - Small Fires | Contact from object | Aggregated | 2047 | 0.00039678 | 1464.9153 | 0.58125 | 2047 | Mitigation | 0.95 | 45 | 0 | esc | 0.00097009 | 3.8491e-07 | 0.00097009 | 3.8491e-07
[79 empty] | WLDFR | HFTD - Distribution - Tier 3 - 3QU CoRE ¦ 2QU LoRE | Red Flag Warning - Large Fires | 2048 | 3.5975e-08 | 3.5975e-08 | 7.3713 | 0.88759 | 4.1075 | 2.3763 | 0 | 0 | 3.7084e-05 | 2.6518e-07 | 0 | 2.6518e-07 | 2.6518e-07 | 0 | 2.6518e-07 | 0 | 0.00032784 | 0.00071864 | 0 | 0.00071864 | 0 | 1.4209e-05 | 1.8581e-05 | 0 | 1.8581e-05 | [12 empty] | 7.3.3.17.5 (Remote Grid) Updates to grid topology to minimize risk of ignition in HFTDs Remote GridWLDFRContact from objectAggregated | WLDFR | HFTD - Distribution - Tier 2 - 2QU CoRE ¦ 5QU LoRE | Non-Red Flag Warning - Small Fires | Contact from object | Aggregated | 2048 | 0.00039678 | 1464.9153 | 0.58125 | 2048 | Mitigation | 0.95 | 45 | 0 | esc | 0.00097009 | 3.8491e-07 | 0.00097009 | 3.8491e-07
[79 empty] | WLDFR | HFTD - Distribution - Tier 3 - 3QU CoRE ¦ 2QU LoRE | Red Flag Warning - Large Fires | 2049 | 3.5975e-08 | 3.5975e-08 | 7.3713 | 0.88759 | 4.1075 | 2.3763 | 0 | 0 | 3.7084e-05 | 2.6518e-07 | 0 | 2.6518e-07 | 2.6518e-07 | 0 | 2.6518e-07 | 0 | 0.00032784 | 0.00071864 | 0 | 0.00071864 | 0 | 1.4209e-05 | 1.8581e-05 | 0 | 1.8581e-05 | [12 empty] | 7.3.3.17.5 (Remote Grid) Updates to grid topology to minimize risk of ignition in HFTDs Remote GridWLDFRContact from objectAggregated | WLDFR | HFTD - Distribution - Tier 2 - 2QU CoRE ¦ 5QU LoRE | Non-Red Flag Warning - Small Fires | Contact from object | Aggregated | 2049 | 0.00039678 | 1464.9153 | 0.58125 | 2049 | Mitigation | 0.95 | 45 | 0 | esc | 0.00097009 | 3.8491e-07 | 0.00097009 | 3.8491e-07
[79 empty] | WLDFR | HFTD - Distribution - Tier 3 - 3QU CoRE ¦ 2QU LoRE | Red Flag Warning - Large Fires | 2050 | 3.5975e-08 | 3.5975e-08 | 7.3713 | 0.88759 | 4.1075 | 2.3763 | 0 | 0 | 3.7084e-05 | 2.6518e-07 | 0 | 2.6518e-07 | 2.6518e-07 | 0 | 2.6518e-07 | 0 | 0.00034336 | 0.00075265 | 0 | 0.00075265 | 0 | 1.4881e-05 | 1.946e-05 | 0 | 1.946e-05 | [12 empty] | 7.3.3.17.5 (Remote Grid) Updates to grid topology to minimize risk of ignition in HFTDs Remote GridWLDFRContact from objectAggregated | WLDFR | HFTD - Distribution - Tier 2 - 2QU CoRE ¦ 5QU LoRE | Non-Red Flag Warning - Small Fires | Contact from object | Aggregated | 2050 | 0.00039678 | 1464.9153 | 0.58125 | 2050 | Mitigation | 0.95 | 45 | 0 | esc | 0.00097009 | 3.8491e-07 | 0.00097009 | 3.8491e-07
[79 empty] | WLDFR | HFTD - Distribution - Tier 3 - 3QU CoRE ¦ 2QU LoRE | Red Flag Warning - Large Fires | 2051 | 3.5975e-08 | 3.5975e-08 | 7.3713 | 0.88759 | 4.1075 | 2.3763 | 0 | 0 | 3.7084e-05 | 2.6518e-07 | 0 | 2.6518e-07 | 2.6518e-07 | 0 | 2.6518e-07 | 0 | 0.00034336 | 0.00075265 | 0 | 0.00075265 | 0 | 1.4881e-05 | 1.946e-05 | 0 | 1.946e-05 | [12 empty] | 7.3.3.17.5 (Remote Grid) Updates to grid topology to minimize risk of ignition in HFTDs Remote GridWLDFRContact from objectAggregated | WLDFR | HFTD - Distribution - Tier 2 - 2QU CoRE ¦ 5QU LoRE | Non-Red Flag Warning - Small Fires | Contact from object | Aggregated | 2051 | 0.00039678 | 1464.9153 | 0.58125 | 2051 | Mitigation | 0.95 | 45 | 0 | esc | 0.00097009 | 3.8491e-07 | 0.00097009 | 3.8491e-07
[79 empty] | WLDFR | HFTD - Distribution - Tier 3 - 3QU CoRE ¦ 2QU LoRE | Red Flag Warning - Large Fires | 2052 | 3.5975e-08 | 3.5975e-08 | 7.3713 | 0.88759 | 4.1075 | 2.3763 | 0 | 0 | 3.7084e-05 | 2.6518e-07 | 0 | 2.6518e-07 | 2.6518e-07 | 0 | 2.6518e-07 | 0 | 0.00034336 | 0.00075265 | 0 | 0.00075265 | 0 | 1.4881e-05 | 1.946e-05 | 0 | 1.946e-05 | [12 empty] | 7.3.3.17.5 (Remote Grid) Updates to grid topology to minimize risk of ignition in HFTDs Remote GridWLDFRContact from objectAggregated | WLDFR | HFTD - Distribution - Tier 2 - 2QU CoRE ¦ 5QU LoRE | Non-Red Flag Warning - Small Fires | Contact from object | Aggregated | 2052 | 0.00039678 | 1464.9153 | 0.58125 | 2052 | Mitigation | 0.95 | 45 | 0 | esc | 0.00097009 | 3.8491e-07 | 0.00097009 | 3.8491e-07
[79 empty] | WLDFR | HFTD - Distribution - Tier 3 - 3QU CoRE ¦ 2QU LoRE | Red Flag Warning - Large Fires | 2053 | 3.5975e-08 | 3.5975e-08 | 7.8503 | 0.92702 | 4.3664 | 2.5569 | 0 | 0 | 3.7084e-05 | 2.8241e-07 | 0 | 2.8241e-07 | 2.8241e-07 | 0 | 2.8241e-07 | 0 | 0.00034336 | 0.00075265 | 0 | 0.00075265 | 0 | 1.4881e-05 | 1.946e-05 | 0 | 1.946e-05 | [12 empty] | 7.3.3.17.5 (Remote Grid) Updates to grid topology to minimize risk of ignition in HFTDs Remote GridWLDFRContact from objectAggregated | WLDFR | HFTD - Distribution - Tier 2 - 2QU CoRE ¦ 5QU LoRE | Non-Red Flag Warning - Small Fires | Contact from object | Aggregated | 2053 | 0.00039678 | 1464.9153 | 0.58125 | 2053 | Mitigation | 0.95 | 45 | 0 | esc | 0.00097009 | 3.8491e-07 | 0.00097009 | 3.8491e-07
[79 empty] | WLDFR | HFTD - Distribution - Tier 3 - 3QU CoRE ¦ 2QU LoRE | Red Flag Warning - Large Fires | 2054 | 3.5975e-08 | 3.5975e-08 | 7.8503 | 0.92702 | 4.3664 | 2.5569 | 0 | 0 | 3.7084e-05 | 2.8241e-07 | 0 | 2.8241e-07 | 2.8241e-07 | 0 | 2.8241e-07 | 0 | 0.00034336 | 0.00075265 | 0 | 0.00075265 | 0 | 1.4881e-05 | 1.946e-05 | 0 | 1.946e-05 | [12 empty] | 7.3.3.17.5 (Remote Grid) Updates to grid topology to minimize risk of ignition in HFTDs Remote GridWLDFRContact from objectAggregated | WLDFR | HFTD - Distribution - Tier 2 - 2QU CoRE ¦ 5QU LoRE | Non-Red Flag Warning - Small Fires | Contact from object | Aggregated | 2054 | 0.00039678 | 1464.9153 | 0.58125 | 2054 | Mitigation | 0.95 | 45 | 0 | esc | 0.00097009 | 3.8491e-07 | 0.00097009 | 3.8491e-07
[79 empty] | WLDFR | HFTD - Distribution - Tier 3 - 3QU CoRE ¦ 2QU LoRE | Red Flag Warning - Large Fires | 2055 | 3.5975e-08 | 3.5975e-08 | 7.8503 | 0.92702 | 4.3664 | 2.5569 | 0 | 0 | 3.7084e-05 | 2.8241e-07 | 0 | 2.8241e-07 | 2.8241e-07 | 0 | 2.8241e-07 | 0 | 0.00035898 | 0.00078689 | 0 | 0.00078689 | 0 | 1.5558e-05 | 2.0345e-05 | 0 | 2.0345e-05 | [12 empty] | 7.3.3.17.5 (Remote Grid) Updates to grid topology to minimize risk of ignition in HFTDs Remote GridWLDFRContact from objectAggregated | WLDFR | HFTD - Distribution - Tier 2 - 2QU CoRE ¦ 5QU LoRE | Non-Red Flag Warning - Small Fires | Contact from object | Aggregated | 2055 | 0.00039678 | 1464.9153 | 0.58125 | 2055 | Mitigation | 0.95 | 45 | 0 | esc | 0.00097009 | 3.8491e-07 | 0.00097009 | 3.8491e-07
[79 empty] | WLDFR | HFTD - Distribution - Tier 3 - 3QU CoRE ¦ 2QU LoRE | Red Flag Warning - Large Fires | 2056 | 3.5975e-08 | 3.5975e-08 | 7.8503 | 0.92702 | 4.3664 | 2.5569 | 0 | 0 | 3.7084e-05 | 2.8241e-07 | 0 | 2.8241e-07 | 2.8241e-07 | 0 | 2.8241e-07 | 0 | 0.00035898 | 0.00078689 | 0 | 0.00078689 | 0 | 1.5558e-05 | 2.0345e-05 | 0 | 2.0345e-05 | [12 empty] | 7.3.3.17.5 (Remote Grid) Updates to grid topology to minimize risk of ignition in HFTDs Remote GridWLDFRContact from objectAggregated | WLDFR | HFTD - Distribution - Tier 2 - 2QU CoRE ¦ 5QU LoRE | Non-Red Flag Warning - Small Fires | Contact from object | Aggregated | 2056 | 0.00039678 | 1464.9153 | 0.58125 | 2056 | Mitigation | 0.95 | 45 | 0 | esc | 0.00097009 | 3.8491e-07 | 0.00097009 | 3.8491e-07
[79 empty] | WLDFR | HFTD - Distribution - Tier 3 - 3QU CoRE ¦ 2QU LoRE | Red Flag Warning - Large Fires | 2057 | 3.5975e-08 | 3.5975e-08 | 7.8503 | 0.92702 | 4.3664 | 2.5569 | 0 | 0 | 3.7084e-05 | 2.8241e-07 | 0 | 2.8241e-07 | 2.8241e-07 | 0 | 2.8241e-07 | 0 | 0.00035898 | 0.00078689 | 0 | 0.00078689 | 0 | 1.5558e-05 | 2.0345e-05 | 0 | 2.0345e-05 | [12 empty] | 7.3.3.17.5 (Remote Grid) Updates to grid topology to minimize risk of ignition in HFTDs Remote GridWLDFRContact from objectAggregated | WLDFR | HFTD - Distribution - Tier 2 - 2QU CoRE ¦ 5QU LoRE | Non-Red Flag Warning - Small Fires | Contact from object | Aggregated | 2057 | 0.00039678 | 1464.9153 | 0.58125 | 2057 | Mitigation | 0.95 | 45 | 0 | esc | 0.00097009 | 3.8491e-07 | 0.00097009 | 3.8491e-07
[79 empty] | WLDFR | HFTD - Distribution - Tier 3 - 3QU CoRE ¦ 2QU LoRE | Red Flag Warning - Large Fires | 2058 | 3.5975e-08 | 3.5975e-08 | 8.3524 | 0.96727 | 4.6367 | 2.7484 | 0 | 0 | 3.7084e-05 | 3.0047e-07 | 0 | 3.0047e-07 | 3.0047e-07 | 0 | 3.0047e-07 | 0 | 0.00035898 | 0.00078689 | 0 | 0.00078689 | 0 | 1.5558e-05 | 2.0345e-05 | 0 | 2.0345e-05 | [12 empty] | 7.3.3.17.5 (Remote Grid) Updates to grid topology to minimize risk of ignition in HFTDs Remote GridWLDFRContact from objectAggregated | WLDFR | HFTD - Distribution - Tier 2 - 2QU CoRE ¦ 5QU LoRE | Non-Red Flag Warning - Small Fires | Contact from object | Aggregated | 2058 | 0.00039678 | 1464.9153 | 0.58125 | 2058 | Mitigation | 0.95 | 45 | 0 | esc | 0.00097009 | 3.8491e-07 | 0.00097009 | 3.8491e-07
[79 empty] | WLDFR | HFTD - Distribution - Tier 3 - 3QU CoRE ¦ 2QU LoRE | Red Flag Warning - Large Fires | 2059 | 3.5975e-08 | 3.5975e-08 | 8.3524 | 0.96727 | 4.6367 | 2.7484 | 0 | 0 | 3.7084e-05 | 3.0047e-07 | 0 | 3.0047e-07 | 3.0047e-07 | 0 | 3.0047e-07 | 0 | 0.00035898 | 0.00078689 | 0 | 0.00078689 | 0 | 1.5558e-05 | 2.0345e-05 | 0 | 2.0345e-05 | [12 empty] | 7.3.3.17.5 (Remote Grid) Updates to grid topology to minimize risk of ignition in HFTDs Remote GridWLDFRContact from objectAggregated | WLDFR | HFTD - Distribution - Tier 2 - 2QU CoRE ¦ 5QU LoRE | Non-Red Flag Warning - Small Fires | Contact from object | Aggregated | 2059 | 0.00039678 | 1464.9153 | 0.58125 | 2059 | Mitigation | 0.95 | 45 | 0 | esc | 0.00097009 | 3.8491e-07 | 0.00097009 | 3.8491e-07
[79 empty] | WLDFR | HFTD - Distribution - Tier 3 - 3QU CoRE ¦ 2QU LoRE | Red Flag Warning - Large Fires | 2060 | 3.5975e-08 | 3.5975e-08 | 8.3524 | 0.96727 | 4.6367 | 2.7484 | 0 | 0 | 3.7084e-05 | 3.0047e-07 | 0 | 3.0047e-07 | 3.0047e-07 | 0 | 3.0047e-07 | 0 | 0.00037452 | 0.00082096 | 0 | 0.00082096 | 0 | 1.6232e-05 | 2.1226e-05 | 0 | 2.1226e-05 | [12 empty] | 7.3.3.17.5 (Remote Grid) Updates to grid topology to minimize risk of ignition in HFTDs Remote GridWLDFRContact from objectAggregated | WLDFR | HFTD - Distribution - Tier 2 - 2QU CoRE ¦ 5QU LoRE | Non-Red Flag Warning - Small Fires | Contact from object | Aggregated | 2060 | 0.00039678 | 1464.9153 | 0.58125 | 2060 | Mitigation | 0.95 | 45 | 0 | esc | 0.00097009 | 3.8491e-07 | 0.00097009 | 3.8491e-07
[79 empty] | WLDFR | HFTD - Distribution - Tier 3 - 3QU CoRE ¦ 2QU LoRE | Red Flag Warning - Large Fires | 2061 | 3.5975e-08 | 3.5975e-08 | 8.3524 | 0.96727 | 4.6367 | 2.7484 | 0 | 0 | 3.7084e-05 | 3.0047e-07 | 0 | 3.0047e-07 | 3.0047e-07 | 0 | 3.0047e-07 | 0 | 0.00037452 | 0.00082096 | 0 | 0.00082096 | 0 | 1.6232e-05 | 2.1226e-05 | 0 | 2.1226e-05 | [12 empty] | 7.3.3.17.5 (Remote Grid) Updates to grid topology to minimize risk of ignition in HFTDs Remote GridWLDFRContact from objectAggregated | WLDFR | HFTD - Distribution - Tier 2 - 2QU CoRE ¦ 5QU LoRE | Non-Red Flag Warning - Small Fires | Contact from object | Aggregated | 2061 | 0.00039678 | 1464.9153 | 0.58125 | 2061 | Mitigation | 0.95 | 45 | 0 | esc | 0.00097009 | 3.8491e-07 | 0.00097009 | 3.8491e-07
[79 empty] | WLDFR | HFTD - Distribution - Tier 3 - 3QU CoRE ¦ 2QU LoRE | Red Flag Warning - Large Fires | 2062 | 3.5975e-08 | 3.5975e-08 | 8.3524 | 0.96727 | 4.6367 | 2.7484 | 0 | 0 | 3.7084e-05 | 3.0047e-07 | 0 | 3.0047e-07 | 3.0047e-07 | 0 | 3.0047e-07 | 0 | 0.00037452 | 0.00082096 | 0 | 0.00082096 | 0 | 1.6232e-05 | 2.1226e-05 | 0 | 2.1226e-05 | [12 empty] | 7.3.3.17.5 (Remote Grid) Updates to grid topology to minimize risk of ignition in HFTDs Remote GridWLDFRContact from objectAggregated | WLDFR | HFTD - Distribution - Tier 2 - 2QU CoRE ¦ 5QU LoRE | Non-Red Flag Warning - Small Fires | Contact from object | Aggregated | 2062 | 0.00039678 | 1464.9153 | 0.58125 | 2062 | Mitigation | 0.95 | 45 | 0 | esc | 0.00097009 | 3.8491e-07 | 0.00097009 | 3.8491e-07
[79 empty] | WLDFR | HFTD - Distribution - Tier 3 - 3QU CoRE ¦ 2QU LoRE | Red Flag Warning - Large Fires | 2063 | 3.5975e-08 | 3.5975e-08 | 8.872 | 1.0079 | 4.9153 | 2.9488 | 0 | 0 | 3.7084e-05 | 3.1917e-07 | 0 | 3.1917e-07 | 3.1917e-07 | 0 | 3.1917e-07 | 0 | 0 | 0.00082096 | 0 | 0.00082096 | 0 | 1.6232e-05 | 2.1226e-05 | 0 | 2.1226e-05 | [12 empty] | 7.3.3.17.5 (Remote Grid) Updates to grid topology to minimize risk of ignition in HFTDs Remote GridWLDFRContact from objectAggregated | WLDFR | HFTD - Distribution - Tier 2 - 2QU CoRE ¦ 5QU LoRE | Non-Red Flag Warning - Small Fires | Contact from object | Aggregated | 2063 | 0.00039678 | 1464.9153 | 0.58125 | 2063 | Mitigation | 0.95 | 45 | 0 | esc | 0.00097009 | 3.8491e-07 | 0.00097009 | 3.8491e-07
[79 empty] | WLDFR | HFTD - Distribution - Tier 3 - 3QU CoRE ¦ 2QU LoRE | Red Flag Warning - Large Fires | 2064 | 3.5975e-08 | 3.5975e-08 | 8.872 | 1.0079 | 4.9153 | 2.9488 | 0 | 0 | 3.7084e-05 | 3.1917e-07 | 0 | 3.1917e-07 | 3.1917e-07 | 0 | 3.1917e-07 | 0 | 0 | 0 | 0 | 0 | 0 | 1.6232e-05 | 2.1226e-05 | 0 | 2.1226e-05 | [12 empty] | 7.3.3.17.5 (Remote Grid) Updates to grid topology to minimize risk of ignition in HFTDs Remote GridWLDFRContact from objectAggregated | WLDFR | HFTD - Distribution - Tier 2 - 2QU CoRE ¦ 5QU LoRE | Non-Red Flag Warning - Small Fires | Contact from object | Aggregated | 2064 | 0.00039678 | 1464.9153 | 0.58125 | 2064 | Mitigation | 0.95 | 45 | 0 | esc | 0.00097009 | 3.8491e-07 | 0.00097009 | 3.8491e-07
[79 empty] | WLDFR | HFTD - Distribution - Tier 3 - 3QU CoRE ¦ 2QU LoRE | Red Flag Warning - Large Fires | 2065 | 3.5975e-08 | 3.5975e-08 | 8.872 | 1.0079 | 4.9153 | 2.9488 | 0 | 0 | 3.7084e-05 | 3.1917e-07 | 0 | 3.1917e-07 | 3.1917e-07 | 0 | 3.1917e-07 | 0 | 1.1197e-06 | 0 | 0 | 0 | 0 | 1.6894e-05 | 2.2092e-05 | 0 | 2.2092e-05 | [12 empty] | 7.3.3.17.5 (Remote Grid) Updates to grid topology to minimize risk of ignition in HFTDs Remote GridWLDFRContact from objectAggregated | WLDFR | HFTD - Distribution - Tier 2 - 2QU CoRE ¦ 5QU LoRE | Non-Red Flag Warning - Small Fires | Contact from object | Aggregated | 2065 | 0.00039678 | 1464.9153 | 0.58125 | 2065 | Mitigation | 0.95 | 45 | 0 | esc | 0.00097009 | 3.8491e-07 | 0.00097009 | 3.8491e-07
[79 empty] | WLDFR | HFTD - Distribution - Tier 3 - 3QU CoRE ¦ 2QU LoRE | Red Flag Warning - Large Fires | 2066 | 3.5975e-08 | 3.5975e-08 | 8.872 | 1.0079 | 4.9153 | 2.9488 | 0 | 0 | 3.7084e-05 | 3.1917e-07 | 0 | 3.1917e-07 | 3.1917e-07 | 0 | 3.1917e-07 | 0 | 1.1698e-06 | 2.5643e-06 | 0 | 2.5643e-06 | 0 | 1.6894e-05 | 2.2092e-05 | 0 | 2.2092e-05 | [12 empty] | 7.3.3.17.5 (Remote Grid) Updates to grid topology to minimize risk of ignition in HFTDs Remote GridWLDFRContact from objectAggregated | WLDFR | HFTD - Distribution - Tier 2 - 2QU CoRE ¦ 5QU LoRE | Non-Red Flag Warning - Small Fires | Contact from object | Aggregated | 2066 | 0.00039678 | 1464.9153 | 0.58125 | 2066 | Mitigation | 0.95 | 45 | 0 | esc | 0.00097009 | 3.8491e-07 | 0.00097009 | 3.8491e-07
[79 empty] | WLDFR | HFTD - Distribution - Tier 3 - 3QU CoRE ¦ 2QU LoRE | Red Flag Warning - Large Fires | 2067 | 0 | 3.5975e-08 | 8.872 | 1.0079 | 4.9153 | 2.9488 | 0 | 0 | 3.7084e-05 | 0 | 0 | 0 | 3.1917e-07 | 0 | 3.1917e-07 | 0 | 1.1698e-06 | 2.5643e-06 | 0 | 2.5643e-06 | 0 | 1.6894e-05 | 2.2092e-05 | 0 | 2.2092e-05 | [12 empty] | 7.3.3.17.5 (Remote Grid) Updates to grid topology to minimize risk of ignition in HFTDs Remote GridWLDFRContact from objectAggregated | WLDFR | HFTD - Distribution - Tier 2 - 2QU CoRE ¦ 5QU LoRE | Non-Red Flag Warning - Small Fires | Contact from object | Aggregated | 2067 | 0.00039678 | 1464.9153 | 0.58125 | 2067 | Mitigation | 0.95 | 45 | 0 | esc | 0 | 0 | 0.00097009 | 3.8491e-07
[79 empty] | WLDFR | HFTD - Distribution - Tier 3 - 3QU CoRE ¦ 2QU LoRE | Red Flag Warning - Small Fires | 2022 | 8.5538e-07 | 0 | 0.077901 | 0.036425 | 0.0015809 | 0.039895 | 0 | 0 | 0.00088728 | 6.6635e-08 | 0 | 6.6635e-08 | 0 | 0 | 0 | 0 | 1.1698e-06 | 2.5643e-06 | 0 | 2.5643e-06 | 0 | 1.6894e-05 | 2.2092e-05 | 0 | 2.2092e-05 | [12 empty] | 7.3.3.17.5 (Remote Grid) Updates to grid topology to minimize risk of ignition in HFTDs Remote GridWLDFRContaminationAggregated | WLDFR | HFTD - Distribution - Tier 2 - 2QU CoRE ¦ 5QU LoRE | Non-Red Flag Warning - Small Fires | Contamination | Aggregated | 2022 | 1.1101e-05 | 1464.9153 | 0.016262 | 2022 | Mitigation | 0.95 | 45 | 0 | esc | 0.00097009 | 1.0769e-08 | 0 | 0
[79 empty] | WLDFR | HFTD - Distribution - Tier 3 - 3QU CoRE ¦ 2QU LoRE | Red Flag Warning - Small Fires | 2023 | 8.5538e-07 | 8.5538e-07 | 0.080408 | 0.03759 | 0.0016314 | 0.041187 | 0 | 0 | 0.00088728 | 6.878e-08 | 0 | 6.878e-08 | 6.878e-08 | 0 | 6.878e-08 | 0 | 1.1698e-06 | 2.5643e-06 | 0 | 2.5643e-06 | 0 | 0 | 2.2092e-05 | 0 | 2.2092e-05 | [12 empty] | 7.3.3.17.5 (Remote Grid) Updates to grid topology to minimize risk of ignition in HFTDs Remote GridWLDFRContaminationAggregated | WLDFR | HFTD - Distribution - Tier 2 - 2QU CoRE ¦ 5QU LoRE | Non-Red Flag Warning - Small Fires | Contamination | Aggregated | 2023 | 1.1101e-05 | 1464.9153 | 0.016262 | 2023 | Mitigation | 0.95 | 45 | 0 | esc | 0.00097009 | 1.0769e-08 | 0.00097009 | 1.0769e-08
[79 empty] | WLDFR | HFTD - Distribution - Tier 3 - 3QU CoRE ¦ 2QU LoRE | Red Flag Warning - Small Fires | 2024 | 8.5538e-07 | 8.5538e-07 | 0.080408 | 0.03759 | 0.0016314 | 0.041187 | 0 | 0 | 0.00088728 | 6.878e-08 | 0 | 6.878e-08 | 6.878e-08 | 0 | 6.878e-08 | 0 | 1.1698e-06 | 2.5643e-06 | 0 | 2.5643e-06 | 0 | 0 | 0 | 0 | 0 | [12 empty] | 7.3.3.17.5 (Remote Grid) Updates to grid topology to minimize risk of ignition in HFTDs Remote GridWLDFRContaminationAggregated | WLDFR | HFTD - Distribution - Tier 2 - 2QU CoRE ¦ 5QU LoRE | Non-Red Flag Warning - Small Fires | Contamination | Aggregated | 2024 | 1.1101e-05 | 1464.9153 | 0.016262 | 2024 | Mitigation | 0.95 | 45 | 0 | esc | 0.00097009 | 1.0769e-08 | 0.00097009 | 1.0769e-08
[79 empty] | WLDFR | HFTD - Distribution - Tier 3 - 3QU CoRE ¦ 2QU LoRE | Red Flag Warning - Small Fires | 2025 | 8.5538e-07 | 8.5538e-07 | 0.080408 | 0.03759 | 0.0016314 | 0.041187 | 0 | 0 | 0.00088728 | 6.878e-08 | 0 | 6.878e-08 | 6.878e-08 | 0 | 6.878e-08 | 0 | 1.2343e-06 | 2.7057e-06 | 0 | 2.7057e-06 | 0 | 0 | 0 | 0 | 0 | [12 empty] | 7.3.3.17.5 (Remote Grid) Updates to grid topology to minimize risk of ignition in HFTDs Remote GridWLDFRContaminationAggregated | WLDFR | HFTD - Distribution - Tier 2 - 2QU CoRE ¦ 5QU LoRE | Non-Red Flag Warning - Small Fires | Contamination | Aggregated | 2025 | 1.1101e-05 | 1464.9153 | 0.016262 | 2025 | Mitigation | 0.95 | 45 | 0 | esc | 0.00097009 | 1.0769e-08 | 0.00097009 | 1.0769e-08
[79 empty] | WLDFR | HFTD - Distribution - Tier 3 - 3QU CoRE ¦ 2QU LoRE | Red Flag Warning - Small Fires | 2026 | 8.5538e-07 | 8.5538e-07 | 0.080408 | 0.03759 | 0.0016314 | 0.041187 | 0 | 0 | 0.00088728 | 6.878e-08 | 0 | 6.878e-08 | 6.878e-08 | 0 | 6.878e-08 | 0 | 1.2343e-06 | 2.7057e-06 | 0 | 2.7057e-06 | 0 | 3.1393e-07 | 0 | 0 | 0 | [12 empty] | 7.3.3.17.5 (Remote Grid) Updates to grid topology to minimize risk of ignition in HFTDs Remote GridWLDFRContaminationAggregated | WLDFR | HFTD - Distribution - Tier 2 - 2QU CoRE ¦ 5QU LoRE | Non-Red Flag Warning - Small Fires | Contamination | Aggregated | 2026 | 1.1101e-05 | 1464.9153 | 0.016262 | 2026 | Mitigation | 0.95 | 45 | 0 | esc | 0.00097009 | 1.0769e-08 | 0.00097009 | 1.0769e-08
[79 empty] | WLDFR | HFTD - Distribution - Tier 3 - 3QU CoRE ¦ 2QU LoRE | Red Flag Warning - Small Fires | 2027 | 8.5538e-07 | 8.5538e-07 | 0.080408 | 0.03759 | 0.0016314 | 0.041187 | 0 | 0 | 0.00088728 | 6.878e-08 | 0 | 6.878e-08 | 6.878e-08 | 0 | 6.878e-08 | 0 | 1.2343e-06 | 2.7057e-06 | 0 | 2.7057e-06 | 0 | 3.2797e-07 | 4.2889e-07 | 0 | 4.2889e-07 | [12 empty] | 7.3.3.17.5 (Remote Grid) Updates to grid topology to minimize risk of ignition in HFTDs Remote GridWLDFRContaminationAggregated | WLDFR | HFTD - Distribution - Tier 2 - 2QU CoRE ¦ 5QU LoRE | Non-Red Flag Warning - Small Fires | Contamination | Aggregated | 2027 | 1.1101e-05 | 1464.9153 | 0.016262 | 2027 | Mitigation | 0.95 | 45 | 0 | esc | 0.00097009 | 1.0769e-08 | 0.00097009 | 1.0769e-08
[79 empty] | WLDFR | HFTD - Distribution - Tier 3 - 3QU CoRE ¦ 2QU LoRE | Red Flag Warning - Small Fires | 2028 | 8.5538e-07 | 8.5538e-07 | 0.083606 | 0.039055 | 0.001695 | 0.042856 | 0 | 0 | 0.00088728 | 7.1515e-08 | 0 | 7.1515e-08 | 7.1515e-08 | 0 | 7.1515e-08 | 0 | 1.2343e-06 | 2.7057e-06 | 0 | 2.7057e-06 | 0 | 3.2797e-07 | 4.2889e-07 | 0 | 4.2889e-07 | [12 empty] | 7.3.3.17.5 (Remote Grid) Updates to grid topology to minimize risk of ignition in HFTDs Remote GridWLDFRContaminationAggregated | WLDFR | HFTD - Distribution - Tier 2 - 2QU CoRE ¦ 5QU LoRE | Non-Red Flag Warning - Small Fires | Contamination | Aggregated | 2028 | 1.1101e-05 | 1464.9153 | 0.016262 | 2028 | Mitigation | 0.95 | 45 | 0 | esc | 0.00097009 | 1.0769e-08 | 0.00097009 | 1.0769e-08
[79 empty] | WLDFR | HFTD - Distribution - Tier 3 - 3QU CoRE ¦ 2QU LoRE | Red Flag Warning - Small Fires | 2029 | 8.5538e-07 | 8.5538e-07 | 0.083606 | 0.039055 | 0.001695 | 0.042856 | 0 | 0 | 0.00088728 | 7.1515e-08 | 0 | 7.1515e-08 | 7.1515e-08 | 0 | 7.1515e-08 | 0 | 1.2343e-06 | 2.7057e-06 | 0 | 2.7057e-06 | 0 | 3.2797e-07 | 4.2889e-07 | 0 | 4.2889e-07 | [12 empty] | 7.3.3.17.5 (Remote Grid) Updates to grid topology to minimize risk of ignition in HFTDs Remote GridWLDFRContaminationAggregated | WLDFR | HFTD - Distribution - Tier 2 - 2QU CoRE ¦ 5QU LoRE | Non-Red Flag Warning - Small Fires | Contamination | Aggregated | 2029 | 1.1101e-05 | 1464.9153 | 0.016262 | 2029 | Mitigation | 0.95 | 45 | 0 | esc | 0.00097009 | 1.0769e-08 | 0.00097009 | 1.0769e-08
[79 empty] | WLDFR | HFTD - Distribution - Tier 3 - 3QU CoRE ¦ 2QU LoRE | Red Flag Warning - Small Fires | 2030 | 8.5538e-07 | 8.5538e-07 | 0.083606 | 0.039055 | 0.001695 | 0.042856 | 0 | 0 | 0.00088728 | 7.1515e-08 | 0 | 7.1515e-08 | 7.1515e-08 | 0 | 7.1515e-08 | 0 | 1.3077e-06 | 2.8666e-06 | 0 | 2.8666e-06 | 0 | 3.2797e-07 | 4.2889e-07 | 0 | 4.2889e-07 | [12 empty] | 7.3.3.17.5 (Remote Grid) Updates to grid topology to minimize risk of ignition in HFTDs Remote GridWLDFRContaminationAggregated | WLDFR | HFTD - Distribution - Tier 2 - 2QU CoRE ¦ 5QU LoRE | Non-Red Flag Warning - Small Fires | Contamination | Aggregated | 2030 | 1.1101e-05 | 1464.9153 | 0.016262 | 2030 | Mitigation | 0.95 | 45 | 0 | esc | 0.00097009 | 1.0769e-08 | 0.00097009 | 1.0769e-08
[79 empty] | WLDFR | HFTD - Distribution - Tier 3 - 3QU CoRE ¦ 2QU LoRE | Red Flag Warning - Small Fires | 2031 | 8.5538e-07 | 8.5538e-07 | 0.083606 | 0.039055 | 0.001695 | 0.042856 | 0 | 0 | 0.00088728 | 7.1515e-08 | 0 | 7.1515e-08 | 7.1515e-08 | 0 | 7.1515e-08 | 0 | 1.3077e-06 | 2.8666e-06 | 0 | 2.8666e-06 | 0 | 3.2797e-07 | 4.2889e-07 | 0 | 4.2889e-07 | [12 empty] | 7.3.3.17.5 (Remote Grid) Updates to grid topology to minimize risk of ignition in HFTDs Remote GridWLDFRContaminationAggregated | WLDFR | HFTD - Distribution - Tier 2 - 2QU CoRE ¦ 5QU LoRE | Non-Red Flag Warning - Small Fires | Contamination | Aggregated | 2031 | 1.1101e-05 | 1464.9153 | 0.016262 | 2031 | Mitigation | 0.95 | 45 | 0 | esc | 0.00097009 | 1.0769e-08 | 0.00097009 | 1.0769e-08
[79 empty] | WLDFR | HFTD - Distribution - Tier 3 - 3QU CoRE ¦ 2QU LoRE | Red Flag Warning - Small Fires | 2032 | 8.5538e-07 | 8.5538e-07 | 0.083606 | 0.039055 | 0.001695 | 0.042856 | 0 | 0 | 0.00088728 | 7.1515e-08 | 0 | 7.1515e-08 | 7.1515e-08 | 0 | 7.1515e-08 | 0 | 1.3077e-06 | 2.8666e-06 | 0 | 2.8666e-06 | 0 | 3.4606e-07 | 4.5254e-07 | 0 | 4.5254e-07 | [12 empty] | 7.3.3.17.5 (Remote Grid) Updates to grid topology to minimize risk of ignition in HFTDs Remote GridWLDFRContaminationAggregated | WLDFR | HFTD - Distribution - Tier 2 - 2QU CoRE ¦ 5QU LoRE | Non-Red Flag Warning - Small Fires | Contamination | Aggregated | 2032 | 1.1101e-05 | 1464.9153 | 0.016262 | 2032 | Mitigation | 0.95 | 45 | 0 | esc | 0.00097009 | 1.0769e-08 | 0.00097009 | 1.0769e-08
[79 empty] | WLDFR | HFTD - Distribution - Tier 3 - 3QU CoRE ¦ 2QU LoRE | Red Flag Warning - Small Fires | 2033 | 8.5538e-07 | 8.5538e-07 | 0.087211 | 0.040679 | 0.0017655 | 0.044766 | 0 | 0 | 0.00088728 | 7.4599e-08 | 0 | 7.4599e-08 | 7.4599e-08 | 0 | 7.4599e-08 | 0 | 1.3077e-06 | 2.8666e-06 | 0 | 2.8666e-06 | 0 | 3.4606e-07 | 4.5254e-07 | 0 | 4.5254e-07 | [12 empty] | 7.3.3.17.5 (Remote Grid) Updates to grid topology to minimize risk of ignition in HFTDs Remote GridWLDFRContaminationAggregated | WLDFR | HFTD - Distribution - Tier 2 - 2QU CoRE ¦ 5QU LoRE | Non-Red Flag Warning - Small Fires | Contamination | Aggregated | 2033 | 1.1101e-05 | 1464.9153 | 0.016262 | 2033 | Mitigation | 0.95 | 45 | 0 | esc | 0.00097009 | 1.0769e-08 | 0.00097009 | 1.0769e-08
[79 empty] | WLDFR | HFTD - Distribution - Tier 3 - 3QU CoRE ¦ 2QU LoRE | Red Flag Warning - Small Fires | 2034 | 8.5538e-07 | 8.5538e-07 | 0.087211 | 0.040679 | 0.0017655 | 0.044766 | 0 | 0 | 0.00088728 | 7.4599e-08 | 0 | 7.4599e-08 | 7.4599e-08 | 0 | 7.4599e-08 | 0 | 1.3077e-06 | 2.8666e-06 | 0 | 2.8666e-06 | 0 | 3.4606e-07 | 4.5254e-07 | 0 | 4.5254e-07 | [12 empty] | 7.3.3.17.5 (Remote Grid) Updates to grid topology to minimize risk of ignition in HFTDs Remote GridWLDFRContaminationAggregated | WLDFR | HFTD - Distribution - Tier 2 - 2QU CoRE ¦ 5QU LoRE | Non-Red Flag Warning - Small Fires | Contamination | Aggregated | 2034 | 1.1101e-05 | 1464.9153 | 0.016262 | 2034 | Mitigation | 0.95 | 45 | 0 | esc | 0.00097009 | 1.0769e-08 | 0.00097009 | 1.0769e-08
[79 empty] | WLDFR | HFTD - Distribution - Tier 3 - 3QU CoRE ¦ 2QU LoRE | Red Flag Warning - Small Fires | 2035 | 8.5538e-07 | 8.5538e-07 | 0.087211 | 0.040679 | 0.0017655 | 0.044766 | 0 | 0 | 0.00088728 | 7.4599e-08 | 0 | 7.4599e-08 | 7.4599e-08 | 0 | 7.4599e-08 | 0 | 1.3894e-06 | 3.0456e-06 | 0 | 3.0456e-06 | 0 | 3.4606e-07 | 4.5254e-07 | 0 | 4.5254e-07 | [12 empty] | 7.3.3.17.5 (Remote Grid) Updates to grid topology to minimize risk of ignition in HFTDs Remote GridWLDFRContaminationAggregated | WLDFR | HFTD - Distribution - Tier 2 - 2QU CoRE ¦ 5QU LoRE | Non-Red Flag Warning - Small Fires | Contamination | Aggregated | 2035 | 1.1101e-05 | 1464.9153 | 0.016262 | 2035 | Mitigation | 0.95 | 45 | 0 | esc | 0.00097009 | 1.0769e-08 | 0.00097009 | 1.0769e-08
[79 empty] | WLDFR | HFTD - Distribution - Tier 3 - 3QU CoRE ¦ 2QU LoRE | Red Flag Warning - Small Fires | 2036 | 8.5538e-07 | 8.5538e-07 | 0.087211 | 0.040679 | 0.0017655 | 0.044766 | 0 | 0 | 0.00088728 | 7.4599e-08 | 0 | 7.4599e-08 | 7.4599e-08 | 0 | 7.4599e-08 | 0 | 1.3894e-06 | 3.0456e-06 | 0 | 3.0456e-06 | 0 | 3.4606e-07 | 4.5254e-07 | 0 | 4.5254e-07 | [12 empty] | 7.3.3.17.5 (Remote Grid) Updates to grid topology to minimize risk of ignition in HFTDs Remote GridWLDFRContaminationAggregated | WLDFR | HFTD - Distribution - Tier 2 - 2QU CoRE ¦ 5QU LoRE | Non-Red Flag Warning - Small Fires | Contamination | Aggregated | 2036 | 1.1101e-05 | 1464.9153 | 0.016262 | 2036 | Mitigation | 0.95 | 45 | 0 | esc | 0.00097009 | 1.0769e-08 | 0.00097009 | 1.0769e-08
[79 empty] | WLDFR | HFTD - Distribution - Tier 3 - 3QU CoRE ¦ 2QU LoRE | Red Flag Warning - Small Fires | 2037 | 8.5538e-07 | 8.5538e-07 | 0.087211 | 0.040679 | 0.0017655 | 0.044766 | 0 | 0 | 0.00088728 | 7.4599e-08 | 0 | 7.4599e-08 | 7.4599e-08 | 0 | 7.4599e-08 | 0 | 1.3894e-06 | 3.0456e-06 | 0 | 3.0456e-06 | 0 | 3.6664e-07 | 4.7945e-07 | 0 | 4.7945e-07 | [12 empty] | 7.3.3.17.5 (Remote Grid) Updates to grid topology to minimize risk of ignition in HFTDs Remote GridWLDFRContaminationAggregated | WLDFR | HFTD - Distribution - Tier 2 - 2QU CoRE ¦ 5QU LoRE | Non-Red Flag Warning - Small Fires | Contamination | Aggregated | 2037 | 1.1101e-05 | 1464.9153 | 0.016262 | 2037 | Mitigation | 0.95 | 45 | 0 | esc | 0.00097009 | 1.0769e-08 | 0.00097009 | 1.0769e-08
[79 empty] | WLDFR | HFTD - Distribution - Tier 3 - 3QU CoRE ¦ 2QU LoRE | Red Flag Warning - Small Fires | 2038 | 8.5538e-07 | 8.5538e-07 | 0.091184 | 0.042438 | 0.0018418 | 0.046905 | 0 | 0 | 0.00088728 | 7.7997e-08 | 0 | 7.7997e-08 | 7.7997e-08 | 0 | 7.7997e-08 | 0 | 1.3894e-06 | 3.0456e-06 | 0 | 3.0456e-06 | 0 | 3.6664e-07 | 4.7945e-07 | 0 | 4.7945e-07 | [12 empty] | 7.3.3.17.5 (Remote Grid) Updates to grid topology to minimize risk of ignition in HFTDs Remote GridWLDFRContaminationAggregated | WLDFR | HFTD - Distribution - Tier 2 - 2QU CoRE ¦ 5QU LoRE | Non-Red Flag Warning - Small Fires | Contamination | Aggregated | 2038 | 1.1101e-05 | 1464.9153 | 0.016262 | 2038 | Mitigation | 0.95 | 45 | 0 | esc | 0.00097009 | 1.0769e-08 | 0.00097009 | 1.0769e-08
[79 empty] | WLDFR | HFTD - Distribution - Tier 3 - 3QU CoRE ¦ 2QU LoRE | Red Flag Warning - Small Fires | 2039 | 8.5538e-07 | 8.5538e-07 | 0.091184 | 0.042438 | 0.0018418 | 0.046905 | 0 | 0 | 0.00088728 | 7.7997e-08 | 0 | 7.7997e-08 | 7.7997e-08 | 0 | 7.7997e-08 | 0 | 1.3894e-06 | 3.0456e-06 | 0 | 3.0456e-06 | 0 | 3.6664e-07 | 4.7945e-07 | 0 | 4.7945e-07 | [12 empty] | 7.3.3.17.5 (Remote Grid) Updates to grid topology to minimize risk of ignition in HFTDs Remote GridWLDFRContaminationAggregated | WLDFR | HFTD - Distribution - Tier 2 - 2QU CoRE ¦ 5QU LoRE | Non-Red Flag Warning - Small Fires | Contamination | Aggregated | 2039 | 1.1101e-05 | 1464.9153 | 0.016262 | 2039 | Mitigation | 0.95 | 45 | 0 | esc | 0.00097009 | 1.0769e-08 | 0.00097009 | 1.0769e-08
[79 empty] | WLDFR | HFTD - Distribution - Tier 3 - 3QU CoRE ¦ 2QU LoRE | Red Flag Warning - Small Fires | 2040 | 8.5538e-07 | 8.5538e-07 | 0.091184 | 0.042438 | 0.0018418 | 0.046905 | 0 | 0 | 0.00088728 | 7.7997e-08 | 0 | 7.7997e-08 | 7.7997e-08 | 0 | 7.7997e-08 | 0 | 1.4787e-06 | 3.2414e-06 | 0 | 3.2414e-06 | 0 | 3.6664e-07 | 4.7945e-07 | 0 | 4.7945e-07 | [12 empty] | 7.3.3.17.5 (Remote Grid) Updates to grid topology to minimize risk of ignition in HFTDs Remote GridWLDFRContaminationAggregated | WLDFR | HFTD - Distribution - Tier 2 - 2QU CoRE ¦ 5QU LoRE | Non-Red Flag Warning - Small Fires | Contamination | Aggregated | 2040 | 1.1101e-05 | 1464.9153 | 0.016262 | 2040 | Mitigation | 0.95 | 45 | 0 | esc | 0.00097009 | 1.0769e-08 | 0.00097009 | 1.0769e-08
[79 empty] | WLDFR | HFTD - Distribution - Tier 3 - 3QU CoRE ¦ 2QU LoRE | Red Flag Warning - Small Fires | 2041 | 8.5538e-07 | 8.5538e-07 | 0.091184 | 0.042438 | 0.0018418 | 0.046905 | 0 | 0 | 0.00088728 | 7.7997e-08 | 0 | 7.7997e-08 | 7.7997e-08 | 0 | 7.7997e-08 | 0 | 1.4787e-06 | 3.2414e-06 | 0 | 3.2414e-06 | 0 | 3.6664e-07 | 4.7945e-07 | 0 | 4.7945e-07 | [12 empty] | 7.3.3.17.5 (Remote Grid) Updates to grid topology to minimize risk of ignition in HFTDs Remote GridWLDFRContaminationAggregated | WLDFR | HFTD - Distribution - Tier 2 - 2QU CoRE ¦ 5QU LoRE | Non-Red Flag Warning - Small Fires | Contamination | Aggregated | 2041 | 1.1101e-05 | 1464.9153 | 0.016262 | 2041 | Mitigation | 0.95 | 45 | 0 | esc | 0.00097009 | 1.0769e-08 | 0.00097009 | 1.0769e-08
[79 empty] | WLDFR | HFTD - Distribution - Tier 3 - 3QU CoRE ¦ 2QU LoRE | Red Flag Warning - Small Fires | 2042 | 8.5538e-07 | 8.5538e-07 | 0.091184 | 0.042438 | 0.0018418 | 0.046905 | 0 | 0 | 0.00088728 | 7.7997e-08 | 0 | 7.7997e-08 | 7.7997e-08 | 0 | 7.7997e-08 | 0 | 1.4787e-06 | 3.2414e-06 | 0 | 3.2414e-06 | 0 | 3.8954e-07 | 5.094e-07 | 0 | 5.094e-07 | [12 empty] | 7.3.3.17.5 (Remote Grid) Updates to grid topology to minimize risk of ignition in HFTDs Remote GridWLDFRContaminationAggregated | WLDFR | HFTD - Distribution - Tier 2 - 2QU CoRE ¦ 5QU LoRE | Non-Red Flag Warning - Small Fires | Contamination | Aggregated | 2042 | 1.1101e-05 | 1464.9153 | 0.016262 | 2042 | Mitigation | 0.95 | 45 | 0 | esc | 0.00097009 | 1.0769e-08 | 0.00097009 | 1.0769e-08
[79 empty] | WLDFR | HFTD - Distribution - Tier 3 - 3QU CoRE ¦ 2QU LoRE | Red Flag Warning - Small Fires | 2043 | 8.5538e-07 | 8.5538e-07 | 0.095486 | 0.044306 | 0.0019228 | 0.049257 | 0 | 0 | 0.00088728 | 8.1677e-08 | 0 | 8.1677e-08 | 8.1677e-08 | 0 | 8.1677e-08 | 0 | 1.4787e-06 | 3.2414e-06 | 0 | 3.2414e-06 | 0 | 3.8954e-07 | 5.094e-07 | 0 | 5.094e-07 | [12 empty] | 7.3.3.17.5 (Remote Grid) Updates to grid topology to minimize risk of ignition in HFTDs Remote GridWLDFRContaminationAggregated | WLDFR | HFTD - Distribution - Tier 2 - 2QU CoRE ¦ 5QU LoRE | Non-Red Flag Warning - Small Fires | Contamination | Aggregated | 2043 | 1.1101e-05 | 1464.9153 | 0.016262 | 2043 | Mitigation | 0.95 | 45 | 0 | esc | 0.00097009 | 1.0769e-08 | 0.00097009 | 1.0769e-08
[79 empty] | WLDFR | HFTD - Distribution - Tier 3 - 3QU CoRE ¦ 2QU LoRE | Red Flag Warning - Small Fires | 2044 | 8.5538e-07 | 8.5538e-07 | 0.095486 | 0.044306 | 0.0019228 | 0.049257 | 0 | 0 | 0.00088728 | 8.1677e-08 | 0 | 8.1677e-08 | 8.1677e-08 | 0 | 8.1677e-08 | 0 | 1.4787e-06 | 3.2414e-06 | 0 | 3.2414e-06 | 0 | 3.8954e-07 | 5.094e-07 | 0 | 5.094e-07 | [12 empty] | 7.3.3.17.5 (Remote Grid) Updates to grid topology to minimize risk of ignition in HFTDs Remote GridWLDFRContaminationAggregated | WLDFR | HFTD - Distribution - Tier 2 - 2QU CoRE ¦ 5QU LoRE | Non-Red Flag Warning - Small Fires | Contamination | Aggregated | 2044 | 1.1101e-05 | 1464.9153 | 0.016262 | 2044 | Mitigation | 0.95 | 45 | 0 | esc | 0.00097009 | 1.0769e-08 | 0.00097009 | 1.0769e-08
[79 empty] | WLDFR | HFTD - Distribution - Tier 3 - 3QU CoRE ¦ 2QU LoRE | Red Flag Warning - Small Fires | 2045 | 8.5538e-07 | 8.5538e-07 | 0.095486 | 0.044306 | 0.0019228 | 0.049257 | 0 | 0 | 0.00088728 | 8.1677e-08 | 0 | 8.1677e-08 | 8.1677e-08 | 0 | 8.1677e-08 | 0 | 1.575e-06 | 3.4524e-06 | 0 | 3.4524e-06 | 0 | 3.8954e-07 | 5.094e-07 | 0 | 5.094e-07 | [12 empty] | 7.3.3.17.5 (Remote Grid) Updates to grid topology to minimize risk of ignition in HFTDs Remote GridWLDFRContaminationAggregated | WLDFR | HFTD - Distribution - Tier 2 - 2QU CoRE ¦ 5QU LoRE | Non-Red Flag Warning - Small Fires | Contamination | Aggregated | 2045 | 1.1101e-05 | 1464.9153 | 0.016262 | 2045 | Mitigation | 0.95 | 45 | 0 | esc | 0.00097009 | 1.0769e-08 | 0.00097009 | 1.0769e-08
[79 empty] | WLDFR | HFTD - Distribution - Tier 3 - 3QU CoRE ¦ 2QU LoRE | Red Flag Warning - Small Fires | 2046 | 8.5538e-07 | 8.5538e-07 | 0.095486 | 0.044306 | 0.0019228 | 0.049257 | 0 | 0 | 0.00088728 | 8.1677e-08 | 0 | 8.1677e-08 | 8.1677e-08 | 0 | 8.1677e-08 | 0 | 1.575e-06 | 3.4524e-06 | 0 | 3.4524e-06 | 0 | 3.8954e-07 | 5.094e-07 | 0 | 5.094e-07 | [12 empty] | 7.3.3.17.5 (Remote Grid) Updates to grid topology to minimize risk of ignition in HFTDs Remote GridWLDFRContaminationAggregated | WLDFR | HFTD - Distribution - Tier 2 - 2QU CoRE ¦ 5QU LoRE | Non-Red Flag Warning - Small Fires | Contamination | Aggregated | 2046 | 1.1101e-05 | 1464.9153 | 0.016262 | 2046 | Mitigation | 0.95 | 45 | 0 | esc | 0.00097009 | 1.0769e-08 | 0.00097009 | 1.0769e-08
[79 empty] | WLDFR | HFTD - Distribution - Tier 3 - 3QU CoRE ¦ 2QU LoRE | Red Flag Warning - Small Fires | 2047 | 8.5538e-07 | 8.5538e-07 | 0.095486 | 0.044306 | 0.0019228 | 0.049257 | 0 | 0 | 0.00088728 | 8.1677e-08 | 0 | 8.1677e-08 | 8.1677e-08 | 0 | 8.1677e-08 | 0 | 1.575e-06 | 3.4524e-06 | 0 | 3.4524e-06 | 0 | 4.1459e-07 | 5.4215e-07 | 0 | 5.4215e-07 | [12 empty] | 7.3.3.17.5 (Remote Grid) Updates to grid topology to minimize risk of ignition in HFTDs Remote GridWLDFRContaminationAggregated | WLDFR | HFTD - Distribution - Tier 2 - 2QU CoRE ¦ 5QU LoRE | Non-Red Flag Warning - Small Fires | Contamination | Aggregated | 2047 | 1.1101e-05 | 1464.9153 | 0.016262 | 2047 | Mitigation | 0.95 | 45 | 0 | esc | 0.00097009 | 1.0769e-08 | 0.00097009 | 1.0769e-08
[79 empty] | WLDFR | HFTD - Distribution - Tier 3 - 3QU CoRE ¦ 2QU LoRE | Red Flag Warning - Small Fires | 2048 | 8.5538e-07 | 8.5538e-07 | 0.10007 | 0.04626 | 0.0020076 | 0.051804 | 0 | 0 | 0.00088728 | 8.56e-08 | 0 | 8.56e-08 | 8.56e-08 | 0 | 8.56e-08 | 0 | 1.575e-06 | 3.4524e-06 | 0 | 3.4524e-06 | 0 | 4.1459e-07 | 5.4215e-07 | 0 | 5.4215e-07 | [12 empty] | 7.3.3.17.5 (Remote Grid) Updates to grid topology to minimize risk of ignition in HFTDs Remote GridWLDFRContaminationAggregated | WLDFR | HFTD - Distribution - Tier 2 - 2QU CoRE ¦ 5QU LoRE | Non-Red Flag Warning - Small Fires | Contamination | Aggregated | 2048 | 1.1101e-05 | 1464.9153 | 0.016262 | 2048 | Mitigation | 0.95 | 45 | 0 | esc | 0.00097009 | 1.0769e-08 | 0.00097009 | 1.0769e-08
[79 empty] | WLDFR | HFTD - Distribution - Tier 3 - 3QU CoRE ¦ 2QU LoRE | Red Flag Warning - Small Fires | 2049 | 8.5538e-07 | 8.5538e-07 | 0.10007 | 0.04626 | 0.0020076 | 0.051804 | 0 | 0 | 0.00088728 | 8.56e-08 | 0 | 8.56e-08 | 8.56e-08 | 0 | 8.56e-08 | 0 | 1.575e-06 | 3.4524e-06 | 0 | 3.4524e-06 | 0 | 4.1459e-07 | 5.4215e-07 | 0 | 5.4215e-07 | [12 empty] | 7.3.3.17.5 (Remote Grid) Updates to grid topology to minimize risk of ignition in HFTDs Remote GridWLDFRContaminationAggregated | WLDFR | HFTD - Distribution - Tier 2 - 2QU CoRE ¦ 5QU LoRE | Non-Red Flag Warning - Small Fires | Contamination | Aggregated | 2049 | 1.1101e-05 | 1464.9153 | 0.016262 | 2049 | Mitigation | 0.95 | 45 | 0 | esc | 0.00097009 | 1.0769e-08 | 0.00097009 | 1.0769e-08
[79 empty] | WLDFR | HFTD - Distribution - Tier 3 - 3QU CoRE ¦ 2QU LoRE | Red Flag Warning - Small Fires | 2050 | 8.5538e-07 | 8.5538e-07 | 0.10007 | 0.04626 | 0.0020076 | 0.051804 | 0 | 0 | 0.00088728 | 8.56e-08 | 0 | 8.56e-08 | 8.56e-08 | 0 | 8.56e-08 | 0 | 1.6773e-06 | 3.6767e-06 | 0 | 3.6767e-06 | 0 | 4.1459e-07 | 5.4215e-07 | 0 | 5.4215e-07 | [12 empty] | 7.3.3.17.5 (Remote Grid) Updates to grid topology to minimize risk of ignition in HFTDs Remote GridWLDFRContaminationAggregated | WLDFR | HFTD - Distribution - Tier 2 - 2QU CoRE ¦ 5QU LoRE | Non-Red Flag Warning - Small Fires | Contamination | Aggregated | 2050 | 1.1101e-05 | 1464.9153 | 0.016262 | 2050 | Mitigation | 0.95 | 45 | 0 | esc | 0.00097009 | 1.0769e-08 | 0.00097009 | 1.0769e-08
[79 empty] | WLDFR | HFTD - Distribution - Tier 3 - 3QU CoRE ¦ 2QU LoRE | Red Flag Warning - Small Fires | 2051 | 8.5538e-07 | 8.5538e-07 | 0.10007 | 0.04626 | 0.0020076 | 0.051804 | 0 | 0 | 0.00088728 | 8.56e-08 | 0 | 8.56e-08 | 8.56e-08 | 0 | 8.56e-08 | 0 | 1.6773e-06 | 3.6767e-06 | 0 | 3.6767e-06 | 0 | 4.1459e-07 | 5.4215e-07 | 0 | 5.4215e-07 | [12 empty] | 7.3.3.17.5 (Remote Grid) Updates to grid topology to minimize risk of ignition in HFTDs Remote GridWLDFRContaminationAggregated | WLDFR | HFTD - Distribution - Tier 2 - 2QU CoRE ¦ 5QU LoRE | Non-Red Flag Warning - Small Fires | Contamination | Aggregated | 2051 | 1.1101e-05 | 1464.9153 | 0.016262 | 2051 | Mitigation | 0.95 | 45 | 0 | esc | 0.00097009 | 1.0769e-08 | 0.00097009 | 1.0769e-08
[79 empty] | WLDFR | HFTD - Distribution - Tier 3 - 3QU CoRE ¦ 2QU LoRE | Red Flag Warning - Small Fires | 2052 | 8.5538e-07 | 8.5538e-07 | 0.10007 | 0.04626 | 0.0020076 | 0.051804 | 0 | 0 | 0.00088728 | 8.56e-08 | 0 | 8.56e-08 | 8.56e-08 | 0 | 8.56e-08 | 0 | 1.6773e-06 | 3.6767e-06 | 0 | 3.6767e-06 | 0 | 4.4157e-07 | 5.7744e-07 | 0 | 5.7744e-07 | [12 empty] | 7.3.3.17.5 (Remote Grid) Updates to grid topology to minimize risk of ignition in HFTDs Remote GridWLDFRContaminationAggregated | WLDFR | HFTD - Distribution - Tier 2 - 2QU CoRE ¦ 5QU LoRE | Non-Red Flag Warning - Small Fires | Contamination | Aggregated | 2052 | 1.1101e-05 | 1464.9153 | 0.016262 | 2052 | Mitigation | 0.95 | 45 | 0 | esc | 0.00097009 | 1.0769e-08 | 0.00097009 | 1.0769e-08
[79 empty] | WLDFR | HFTD - Distribution - Tier 3 - 3QU CoRE ¦ 2QU LoRE | Red Flag Warning - Small Fires | 2053 | 8.5538e-07 | 8.5538e-07 | 0.10489 | 0.048274 | 0.002095 | 0.054525 | 0 | 0 | 0.00088728 | 8.9725e-08 | 0 | 8.9725e-08 | 8.9725e-08 | 0 | 8.9725e-08 | 0 | 1.6773e-06 | 3.6767e-06 | 0 | 3.6767e-06 | 0 | 4.4157e-07 | 5.7744e-07 | 0 | 5.7744e-07 | [12 empty] | 7.3.3.17.5 (Remote Grid) Updates to grid topology to minimize risk of ignition in HFTDs Remote GridWLDFRContaminationAggregated | WLDFR | HFTD - Distribution - Tier 2 - 2QU CoRE ¦ 5QU LoRE | Non-Red Flag Warning - Small Fires | Contamination | Aggregated | 2053 | 1.1101e-05 | 1464.9153 | 0.016262 | 2053 | Mitigation | 0.95 | 45 | 0 | esc | 0.00097009 | 1.0769e-08 | 0.00097009 | 1.0769e-08
[79 empty] | WLDFR | HFTD - Distribution - Tier 3 - 3QU CoRE ¦ 2QU LoRE | Red Flag Warning - Small Fires | 2054 | 8.5538e-07 | 8.5538e-07 | 0.10489 | 0.048274 | 0.002095 | 0.054525 | 0 | 0 | 0.00088728 | 8.9725e-08 | 0 | 8.9725e-08 | 8.9725e-08 | 0 | 8.9725e-08 | 0 | 1.6773e-06 | 3.6767e-06 | 0 | 3.6767e-06 | 0 | 4.4157e-07 | 5.7744e-07 | 0 | 5.7744e-07 | [12 empty] | 7.3.3.17.5 (Remote Grid) Updates to grid topology to minimize risk of ignition in HFTDs Remote GridWLDFRContaminationAggregated | WLDFR | HFTD - Distribution - Tier 2 - 2QU CoRE ¦ 5QU LoRE | Non-Red Flag Warning - Small Fires | Contamination | Aggregated | 2054 | 1.1101e-05 | 1464.9153 | 0.016262 | 2054 | Mitigation | 0.95 | 45 | 0 | esc | 0.00097009 | 1.0769e-08 | 0.00097009 | 1.0769e-08
[79 empty] | WLDFR | HFTD - Distribution - Tier 3 - 3QU CoRE ¦ 2QU LoRE | Red Flag Warning - Small Fires | 2055 | 8.5538e-07 | 8.5538e-07 | 0.10489 | 0.048274 | 0.002095 | 0.054525 | 0 | 0 | 0.00088728 | 8.9725e-08 | 0 | 8.9725e-08 | 8.9725e-08 | 0 | 8.9725e-08 | 0 | 1.7846e-06 | 3.9119e-06 | 0 | 3.9119e-06 | 0 | 4.4157e-07 | 5.7744e-07 | 0 | 5.7744e-07 | [12 empty] | 7.3.3.17.5 (Remote Grid) Updates to grid topology to minimize risk of ignition in HFTDs Remote GridWLDFRContaminationAggregated | WLDFR | HFTD - Distribution - Tier 2 - 2QU CoRE ¦ 5QU LoRE | Non-Red Flag Warning - Small Fires | Contamination | Aggregated | 2055 | 1.1101e-05 | 1464.9153 | 0.016262 | 2055 | Mitigation | 0.95 | 45 | 0 | esc | 0.00097009 | 1.0769e-08 | 0.00097009 | 1.0769e-08
[79 empty] | WLDFR | HFTD - Distribution - Tier 3 - 3QU CoRE ¦ 2QU LoRE | Red Flag Warning - Small Fires | 2056 | 8.5538e-07 | 8.5538e-07 | 0.10489 | 0.048274 | 0.002095 | 0.054525 | 0 | 0 | 0.00088728 | 8.9725e-08 | 0 | 8.9725e-08 | 8.9725e-08 | 0 | 8.9725e-08 | 0 | 1.7846e-06 | 3.9119e-06 | 0 | 3.9119e-06 | 0 | 4.4157e-07 | 5.7744e-07 | 0 | 5.7744e-07 | [12 empty] | 7.3.3.17.5 (Remote Grid) Updates to grid topology to minimize risk of ignition in HFTDs Remote GridWLDFRContaminationAggregated | WLDFR | HFTD - Distribution - Tier 2 - 2QU CoRE ¦ 5QU LoRE | Non-Red Flag Warning - Small Fires | Contamination | Aggregated | 2056 | 1.1101e-05 | 1464.9153 | 0.016262 | 2056 | Mitigation | 0.95 | 45 | 0 | esc | 0.00097009 | 1.0769e-08 | 0.00097009 | 1.0769e-08
[79 empty] | WLDFR | HFTD - Distribution - Tier 3 - 3QU CoRE ¦ 2QU LoRE | Red Flag Warning - Small Fires | 2057 | 8.5538e-07 | 8.5538e-07 | 0.10489 | 0.048274 | 0.002095 | 0.054525 | 0 | 0 | 0.00088728 | 8.9725e-08 | 0 | 8.9725e-08 | 8.9725e-08 | 0 | 8.9725e-08 | 0 | 1.7846e-06 | 3.9119e-06 | 0 | 3.9119e-06 | 0 | 4.7026e-07 | 6.1496e-07 | 0 | 6.1496e-07 | [12 empty] | 7.3.3.17.5 (Remote Grid) Updates to grid topology to minimize risk of ignition in HFTDs Remote GridWLDFRContaminationAggregated | WLDFR | HFTD - Distribution - Tier 2 - 2QU CoRE ¦ 5QU LoRE | Non-Red Flag Warning - Small Fires | Contamination | Aggregated | 2057 | 1.1101e-05 | 1464.9153 | 0.016262 | 2057 | Mitigation | 0.95 | 45 | 0 | esc | 0.00097009 | 1.0769e-08 | 0.00097009 | 1.0769e-08
[79 empty] | WLDFR | HFTD - Distribution - Tier 3 - 3QU CoRE ¦ 2QU LoRE | Red Flag Warning - Small Fires | 2058 | 8.5538e-07 | 8.5538e-07 | 0.1099 | 0.050325 | 0.0021839 | 0.057393 | 0 | 0 | 0.00088728 | 9.4008e-08 | 0 | 9.4008e-08 | 9.4008e-08 | 0 | 9.4008e-08 | 0 | 1.7846e-06 | 3.9119e-06 | 0 | 3.9119e-06 | 0 | 4.7026e-07 | 6.1496e-07 | 0 | 6.1496e-07 | [12 empty] | 7.3.3.17.5 (Remote Grid) Updates to grid topology to minimize risk of ignition in HFTDs Remote GridWLDFRContaminationAggregated | WLDFR | HFTD - Distribution - Tier 2 - 2QU CoRE ¦ 5QU LoRE | Non-Red Flag Warning - Small Fires | Contamination | Aggregated | 2058 | 1.1101e-05 | 1464.9153 | 0.016262 | 2058 | Mitigation | 0.95 | 45 | 0 | esc | 0.00097009 | 1.0769e-08 | 0.00097009 | 1.0769e-08
[79 empty] | WLDFR | HFTD - Distribution - Tier 3 - 3QU CoRE ¦ 2QU LoRE | Red Flag Warning - Small Fires | 2059 | 8.5538e-07 | 8.5538e-07 | 0.1099 | 0.050325 | 0.0021839 | 0.057393 | 0 | 0 | 0.00088728 | 9.4008e-08 | 0 | 9.4008e-08 | 9.4008e-08 | 0 | 9.4008e-08 | 0 | 1.7846e-06 | 3.9119e-06 | 0 | 3.9119e-06 | 0 | 4.7026e-07 | 6.1496e-07 | 0 | 6.1496e-07 | [12 empty] | 7.3.3.17.5 (Remote Grid) Updates to grid topology to minimize risk of ignition in HFTDs Remote GridWLDFRContaminationAggregated | WLDFR | HFTD - Distribution - Tier 2 - 2QU CoRE ¦ 5QU LoRE | Non-Red Flag Warning - Small Fires | Contamination | Aggregated | 2059 | 1.1101e-05 | 1464.9153 | 0.016262 | 2059 | Mitigation | 0.95 | 45 | 0 | esc | 0.00097009 | 1.0769e-08 | 0.00097009 | 1.0769e-08
[79 empty] | WLDFR | HFTD - Distribution - Tier 3 - 3QU CoRE ¦ 2QU LoRE | Red Flag Warning - Small Fires | 2060 | 8.5538e-07 | 8.5538e-07 | 0.1099 | 0.050325 | 0.0021839 | 0.057393 | 0 | 0 | 0.00088728 | 9.4008e-08 | 0 | 9.4008e-08 | 9.4008e-08 | 0 | 9.4008e-08 | 0 | 1.8956e-06 | 4.1552e-06 | 0 | 4.1552e-06 | 0 | 4.7026e-07 | 6.1496e-07 | 0 | 6.1496e-07 | [12 empty] | 7.3.3.17.5 (Remote Grid) Updates to grid topology to minimize risk of ignition in HFTDs Remote GridWLDFRContaminationAggregated | WLDFR | HFTD - Distribution - Tier 2 - 2QU CoRE ¦ 5QU LoRE | Non-Red Flag Warning - Small Fires | Contamination | Aggregated | 2060 | 1.1101e-05 | 1464.9153 | 0.016262 | 2060 | Mitigation | 0.95 | 45 | 0 | esc | 0.00097009 | 1.0769e-08 | 0.00097009 | 1.0769e-08
[79 empty] | WLDFR | HFTD - Distribution - Tier 3 - 3QU CoRE ¦ 2QU LoRE | Red Flag Warning - Small Fires | 2061 | 8.5538e-07 | 8.5538e-07 | 0.1099 | 0.050325 | 0.0021839 | 0.057393 | 0 | 0 | 0.00088728 | 9.4008e-08 | 0 | 9.4008e-08 | 9.4008e-08 | 0 | 9.4008e-08 | 0 | 1.8956e-06 | 4.1552e-06 | 0 | 4.1552e-06 | 0 | 4.7026e-07 | 6.1496e-07 | 0 | 6.1496e-07 | [12 empty] | 7.3.3.17.5 (Remote Grid) Updates to grid topology to minimize risk of ignition in HFTDs Remote GridWLDFRContaminationAggregated | WLDFR | HFTD - Distribution - Tier 2 - 2QU CoRE ¦ 5QU LoRE | Non-Red Flag Warning - Small Fires | Contamination | Aggregated | 2061 | 1.1101e-05 | 1464.9153 | 0.016262 | 2061 | Mitigation | 0.95 | 45 | 0 | esc | 0.00097009 | 1.0769e-08 | 0.00097009 | 1.0769e-08
[79 empty] | WLDFR | HFTD - Distribution - Tier 3 - 3QU CoRE ¦ 2QU LoRE | Red Flag Warning - Small Fires | 2062 | 8.5538e-07 | 8.5538e-07 | 0.1099 | 0.050325 | 0.0021839 | 0.057393 | 0 | 0 | 0.00088728 | 9.4008e-08 | 0 | 9.4008e-08 | 9.4008e-08 | 0 | 9.4008e-08 | 0 | 1.8956e-06 | 4.1552e-06 | 0 | 4.1552e-06 | 0 | 5.0034e-07 | 6.5428e-07 | 0 | 6.5428e-07 | [12 empty] | 7.3.3.17.5 (Remote Grid) Updates to grid topology to minimize risk of ignition in HFTDs Remote GridWLDFRContaminationAggregated | WLDFR | HFTD - Distribution - Tier 2 - 2QU CoRE ¦ 5QU LoRE | Non-Red Flag Warning - Small Fires | Contamination | Aggregated | 2062 | 1.1101e-05 | 1464.9153 | 0.016262 | 2062 | Mitigation | 0.95 | 45 | 0 | esc | 0.00097009 | 1.0769e-08 | 0.00097009 | 1.0769e-08
[79 empty] | WLDFR | HFTD - Distribution - Tier 3 - 3QU CoRE ¦ 2QU LoRE | Red Flag Warning - Small Fires | 2063 | 8.5538e-07 | 8.5538e-07 | 0.11504 | 0.052388 | 0.0022734 | 0.060377 | 0 | 0 | 0.00088728 | 9.8402e-08 | 0 | 9.8402e-08 | 9.8402e-08 | 0 | 9.8402e-08 | 0 | 1.8956e-06 | 4.1552e-06 | 0 | 4.1552e-06 | 0 | 5.0034e-07 | 6.5428e-07 | 0 | 6.5428e-07 | [12 empty] | 7.3.3.17.5 (Remote Grid) Updates to grid topology to minimize risk of ignition in HFTDs Remote GridWLDFRContaminationAggregated | WLDFR | HFTD - Distribution - Tier 2 - 2QU CoRE ¦ 5QU LoRE | Non-Red Flag Warning - Small Fires | Contamination | Aggregated | 2063 | 1.1101e-05 | 1464.9153 | 0.016262 | 2063 | Mitigation | 0.95 | 45 | 0 | esc | 0.00097009 | 1.0769e-08 | 0.00097009 | 1.0769e-08
[79 empty] | WLDFR | HFTD - Distribution - Tier 3 - 3QU CoRE ¦ 2QU LoRE | Red Flag Warning - Small Fires | 2064 | 8.5538e-07 | 8.5538e-07 | 0.11504 | 0.052388 | 0.0022734 | 0.060377 | 0 | 0 | 0.00088728 | 9.8402e-08 | 0 | 9.8402e-08 | 9.8402e-08 | 0 | 9.8402e-08 | 0 | 1.8956e-06 | 4.1552e-06 | 0 | 4.1552e-06 | 0 | 5.0034e-07 | 6.5428e-07 | 0 | 6.5428e-07 | [12 empty] | 7.3.3.17.5 (Remote Grid) Updates to grid topology to minimize risk of ignition in HFTDs Remote GridWLDFRContaminationAggregated | WLDFR | HFTD - Distribution - Tier 2 - 2QU CoRE ¦ 5QU LoRE | Non-Red Flag Warning - Small Fires | Contamination | Aggregated | 2064 | 1.1101e-05 | 1464.9153 | 0.016262 | 2064 | Mitigation | 0.95 | 45 | 0 | esc | 0.00097009 | 1.0769e-08 | 0.00097009 | 1.0769e-08
[79 empty] | WLDFR | HFTD - Distribution - Tier 3 - 3QU CoRE ¦ 2QU LoRE | Red Flag Warning - Small Fires | 2065 | 8.5538e-07 | 8.5538e-07 | 0.11504 | 0.052388 | 0.0022734 | 0.060377 | 0 | 0 | 0.00088728 | 9.8402e-08 | 0 | 9.8402e-08 | 9.8402e-08 | 0 | 9.8402e-08 | 0 | 2.0091e-06 | 4.404e-06 | 0 | 4.404e-06 | 0 | 5.0034e-07 | 6.5428e-07 | 0 | 6.5428e-07 | [12 empty] | 7.3.3.17.5 (Remote Grid) Updates to grid topology to minimize risk of ignition in HFTDs Remote GridWLDFRContaminationAggregated | WLDFR | HFTD - Distribution - Tier 2 - 2QU CoRE ¦ 5QU LoRE | Non-Red Flag Warning - Small Fires | Contamination | Aggregated | 2065 | 1.1101e-05 | 1464.9153 | 0.016262 | 2065 | Mitigation | 0.95 | 45 | 0 | esc | 0.00097009 | 1.0769e-08 | 0.00097009 | 1.0769e-08
[79 empty] | WLDFR | HFTD - Distribution - Tier 3 - 3QU CoRE ¦ 2QU LoRE | Red Flag Warning - Small Fires | 2066 | 8.5538e-07 | 8.5538e-07 | 0.11504 | 0.052388 | 0.0022734 | 0.060377 | 0 | 0 | 0.00088728 | 9.8402e-08 | 0 | 9.8402e-08 | 9.8402e-08 | 0 | 9.8402e-08 | 0 | 2.0091e-06 | 4.404e-06 | 0 | 4.404e-06 | 0 | 5.0034e-07 | 6.5428e-07 | 0 | 6.5428e-07 | [12 empty] | 7.3.3.17.5 (Remote Grid) Updates to grid topology to minimize risk of ignition in HFTDs Remote GridWLDFRContaminationAggregated | WLDFR | HFTD - Distribution - Tier 2 - 2QU CoRE ¦ 5QU LoRE | Non-Red Flag Warning - Small Fires | Contamination | Aggregated | 2066 | 1.1101e-05 | 1464.9153 | 0.016262 | 2066 | Mitigation | 0.95 | 45 | 0 | esc | 0.00097009 | 1.0769e-08 | 0.00097009 | 1.0769e-08
[79 empty] | WLDFR | HFTD - Distribution - Tier 3 - 3QU CoRE ¦ 2QU LoRE | Red Flag Warning - Small Fires | 2067 | 0 | 8.5538e-07 | 0.11504 | 0.052388 | 0.0022734 | 0.060377 | 0 | 0 | 0.00088728 | 0 | 0 | 0 | 9.8402e-08 | 0 | 9.8402e-08 | 0 | 2.0091e-06 | 4.404e-06 | 0 | 4.404e-06 | 0 | 5.3146e-07 | 6.9499e-07 | 0 | 6.9499e-07 | [12 empty] | 7.3.3.17.5 (Remote Grid) Updates to grid topology to minimize risk of ignition in HFTDs Remote GridWLDFRContaminationAggregated | WLDFR | HFTD - Distribution - Tier 2 - 2QU CoRE ¦ 5QU LoRE | Non-Red Flag Warning - Small Fires | Contamination | Aggregated | 2067 | 1.1101e-05 | 1464.9153 | 0.016262 | 2067 | Mitigation | 0.95 | 45 | 0 | esc | 0 | 0 | 0.00097009 | 1.0769e-08
[79 empty] | WLDFR | HFTD - Distribution - Tier 3 - 3QU CoRE ¦ 3QU LoRE | Non-Red Flag Warning - Catastrophic Fires | 2022 | 7.1592e-10 | 0 | 14146.1306 | 222.2294 | 8585.7228 | 5338.1784 | 0 | 0 | 9.5119e-07 | 1.0128e-05 | 0 | 1.0128e-05 | 0 | 0 | 0 | 0 | 0 | 4.404e-06 | 0 | 4.404e-06 | 0 | 5.3146e-07 | 6.9499e-07 | 0 | 6.9499e-07 | [12 empty] | 7.3.3.17.5 (Remote Grid) Updates to grid topology to minimize risk of ignition in HFTDs Remote GridWLDFREquipment / facility failureAggregated | WLDFR | HFTD - Distribution - Tier 2 - 2QU CoRE ¦ 5QU LoRE | Non-Red Flag Warning - Small Fires | Equipment / facility failure | Aggregated | 2022 | 0.00051149 | 1464.9153 | 0.74929 | 2022 | Mitigation | 0.95 | 45 | 0 | esc | 0.00097009 | 4.9619e-07 | 0 | 0
[79 empty] | WLDFR | HFTD - Distribution - Tier 3 - 3QU CoRE ¦ 3QU LoRE | Non-Red Flag Warning - Catastrophic Fires | 2023 | 7.1592e-10 | 7.1592e-10 | 14664.6376 | 233.2301 | 8896.516 | 5534.8915 | 0 | 0 | 9.5119e-07 | 1.0499e-05 | 0 | 1.0499e-05 | 1.0499e-05 | 0 | 1.0499e-05 | 0 | 0 | 0 | 0 | 0 | 0 | 5.3146e-07 | 6.9499e-07 | 0 | 6.9499e-07 | [12 empty] | 7.3.3.17.5 (Remote Grid) Updates to grid topology to minimize risk of ignition in HFTDs Remote GridWLDFREquipment / facility failureAggregated | WLDFR | HFTD - Distribution - Tier 2 - 2QU CoRE ¦ 5QU LoRE | Non-Red Flag Warning - Small Fires | Equipment / facility failure | Aggregated | 2023 | 0.00051149 | 1464.9153 | 0.74929 | 2023 | Mitigation | 0.95 | 45 | 0 | esc | 0.00097009 | 4.9619e-07 | 0.00097009 | 4.9619e-07
[79 empty] | WLDFR | HFTD - Distribution - Tier 3 - 3QU CoRE ¦ 3QU LoRE | Non-Red Flag Warning - Catastrophic Fires | 2024 | 7.1592e-10 | 7.1592e-10 | 14664.6376 | 233.2301 | 8896.516 | 5534.8915 | 0 | 0 | 9.5119e-07 | 1.0499e-05 | 0 | 1.0499e-05 | 1.0499e-05 | 0 | 1.0499e-05 | 0 | 2.7721e-06 | 0 | 0 | 0 | 0 | 5.3146e-07 | 6.9499e-07 | 0 | 6.9499e-07 | [12 empty] | 7.3.3.17.5 (Remote Grid) Updates to grid topology to minimize risk of ignition in HFTDs Remote GridWLDFREquipment / facility failureAggregated | WLDFR | HFTD - Distribution - Tier 2 - 2QU CoRE ¦ 5QU LoRE | Non-Red Flag Warning - Small Fires | Equipment / facility failure | Aggregated | 2024 | 0.00051149 | 1464.9153 | 0.74929 | 2024 | Mitigation | 0.95 | 45 | 0 | esc | 0.00097009 | 4.9619e-07 | 0.00097009 | 4.9619e-07
[79 empty] | WLDFR | HFTD - Distribution - Tier 3 - 3QU CoRE ¦ 3QU LoRE | Non-Red Flag Warning - Catastrophic Fires | 2025 | 7.1592e-10 | 7.1592e-10 | 14664.6376 | 233.2301 | 8896.516 | 5534.8915 | 0 | 0 | 9.5119e-07 | 1.0499e-05 | 0 | 1.0499e-05 | 1.0499e-05 | 0 | 1.0499e-05 | 0 | 2.8613e-06 | 6.2721e-06 | 0 | 6.2721e-06 | 0 | 5.3146e-07 | 6.9499e-07 | 0 | 6.9499e-07 | [12 empty] | 7.3.3.17.5 (Remote Grid) Updates to grid topology to minimize risk of ignition in HFTDs Remote GridWLDFREquipment / facility failureAggregated | WLDFR | HFTD - Distribution - Tier 2 - 2QU CoRE ¦ 5QU LoRE | Non-Red Flag Warning - Small Fires | Equipment / facility failure | Aggregated | 2025 | 0.00051149 | 1464.9153 | 0.74929 | 2025 | Mitigation | 0.95 | 45 | 0 | esc | 0.00097009 | 4.9619e-07 | 0.00097009 | 4.9619e-07
[79 empty] | WLDFR | HFTD - Distribution - Tier 3 - 3QU CoRE ¦ 3QU LoRE | Non-Red Flag Warning - Catastrophic Fires | 2026 | 7.1592e-10 | 7.1592e-10 | 14664.6376 | 233.2301 | 8896.516 | 5534.8915 | 0 | 0 | 9.5119e-07 | 1.0499e-05 | 0 | 1.0499e-05 | 1.0499e-05 | 0 | 1.0499e-05 | 0 | 2.8613e-06 | 6.2721e-06 | 0 | 6.2721e-06 | 0 | 5.6329e-07 | 7.3661e-07 | 0 | 7.3661e-07 | [12 empty] | 7.3.3.17.5 (Remote Grid) Updates to grid topology to minimize risk of ignition in HFTDs Remote GridWLDFREquipment / facility failureAggregated | WLDFR | HFTD - Distribution - Tier 2 - 2QU CoRE ¦ 5QU LoRE | Non-Red Flag Warning - Small Fires | Equipment / facility failure | Aggregated | 2026 | 0.00051149 | 1464.9153 | 0.74929 | 2026 | Mitigation | 0.95 | 45 | 0 | esc | 0.00097009 | 4.9619e-07 | 0.00097009 | 4.9619e-07
[79 empty] | WLDFR | HFTD - Distribution - Tier 3 - 3QU CoRE ¦ 3QU LoRE | Non-Red Flag Warning - Catastrophic Fires | 2027 | 7.1592e-10 | 7.1592e-10 | 14664.6376 | 233.2301 | 8896.516 | 5534.8915 | 0 | 0 | 9.5119e-07 | 1.0499e-05 | 0 | 1.0499e-05 | 1.0499e-05 | 0 | 1.0499e-05 | 0 | 2.8613e-06 | 6.2721e-06 | 0 | 6.2721e-06 | 0 | 5.6329e-07 | 7.3661e-07 | 0 | 7.3661e-07 | [12 empty] | 7.3.3.17.5 (Remote Grid) Updates to grid topology to minimize risk of ignition in HFTDs Remote GridWLDFREquipment / facility failureAggregated | WLDFR | HFTD - Distribution - Tier 2 - 2QU CoRE ¦ 5QU LoRE | Non-Red Flag Warning - Small Fires | Equipment / facility failure | Aggregated | 2027 | 0.00051149 | 1464.9153 | 0.74929 | 2027 | Mitigation | 0.95 | 45 | 0 | esc | 0.00097009 | 4.9619e-07 | 0.00097009 | 4.9619e-07
[79 empty] | WLDFR | HFTD - Distribution - Tier 3 - 3QU CoRE ¦ 3QU LoRE | Non-Red Flag Warning - Catastrophic Fires | 2028 | 7.1592e-10 | 7.1592e-10 | 15317.9909 | 247.273 | 9287.6491 | 5783.0689 | 0 | 0 | 9.5119e-07 | 1.0966e-05 | 0 | 1.0966e-05 | 1.0966e-05 | 0 | 1.0966e-05 | 0 | 2.8613e-06 | 6.2721e-06 | 0 | 6.2721e-06 | 0 | 5.6329e-07 | 7.3661e-07 | 0 | 7.3661e-07 | [12 empty] | 7.3.3.17.5 (Remote Grid) Updates to grid topology to minimize risk of ignition in HFTDs Remote GridWLDFREquipment / facility failureAggregated | WLDFR | HFTD - Distribution - Tier 2 - 2QU CoRE ¦ 5QU LoRE | Non-Red Flag Warning - Small Fires | Equipment / facility failure | Aggregated | 2028 | 0.00051149 | 1464.9153 | 0.74929 | 2028 | Mitigation | 0.95 | 45 | 0 | esc | 0.00097009 | 4.9619e-07 | 0.00097009 | 4.9619e-07
[79 empty] | WLDFR | HFTD - Distribution - Tier 3 - 3QU CoRE ¦ 3QU LoRE | Non-Red Flag Warning - Catastrophic Fires | 2029 | 7.1592e-10 | 7.1592e-10 | 15317.9909 | 247.273 | 9287.6491 | 5783.0689 | 0 | 0 | 9.5119e-07 | 1.0966e-05 | 0 | 1.0966e-05 | 1.0966e-05 | 0 | 1.0966e-05 | 0 | 2.8613e-06 | 6.2721e-06 | 0 | 6.2721e-06 | 0 | 5.6329e-07 | 7.3661e-07 | 0 | 7.3661e-07 | [12 empty] | 7.3.3.17.5 (Remote Grid) Updates to grid topology to minimize risk of ignition in HFTDs Remote GridWLDFREquipment / facility failureAggregated | WLDFR | HFTD - Distribution - Tier 2 - 2QU CoRE ¦ 5QU LoRE | Non-Red Flag Warning - Small Fires | Equipment / facility failure | Aggregated | 2029 | 0.00051149 | 1464.9153 | 0.74929 | 2029 | Mitigation | 0.95 | 45 | 0 | esc | 0.00097009 | 4.9619e-07 | 0.00097009 | 4.9619e-07
[79 empty] | WLDFR | HFTD - Distribution - Tier 3 - 3QU CoRE ¦ 3QU LoRE | Non-Red Flag Warning - Catastrophic Fires | 2030 | 7.1592e-10 | 7.1592e-10 | 15317.9909 | 247.273 | 9287.6491 | 5783.0689 | 0 | 0 | 9.5119e-07 | 1.0966e-05 | 0 | 1.0966e-05 | 1.0966e-05 | 0 | 1.0966e-05 | 0 | 2.9751e-06 | 6.5216e-06 | 0 | 6.5216e-06 | 0 | 5.6329e-07 | 7.3661e-07 | 0 | 7.3661e-07 | [12 empty] | 7.3.3.17.5 (Remote Grid) Updates to grid topology to minimize risk of ignition in HFTDs Remote GridWLDFREquipment / facility failureAggregated | WLDFR | HFTD - Distribution - Tier 2 - 2QU CoRE ¦ 5QU LoRE | Non-Red Flag Warning - Small Fires | Equipment / facility failure | Aggregated | 2030 | 0.00051149 | 1464.9153 | 0.74929 | 2030 | Mitigation | 0.95 | 45 | 0 | esc | 0.00097009 | 4.9619e-07 | 0.00097009 | 4.9619e-07
[79 empty] | WLDFR | HFTD - Distribution - Tier 3 - 3QU CoRE ¦ 3QU LoRE | Non-Red Flag Warning - Catastrophic Fires | 2031 | 7.1592e-10 | 7.1592e-10 | 15317.9909 | 247.273 | 9287.6491 | 5783.0689 | 0 | 0 | 9.5119e-07 | 1.0966e-05 | 0 | 1.0966e-05 | 1.0966e-05 | 0 | 1.0966e-05 | 0 | 2.9751e-06 | 6.5216e-06 | 0 | 6.5216e-06 | 0 | 5.9539e-07 | 7.7859e-07 | 0 | 7.7859e-07 | [12 empty] | 7.3.3.17.5 (Remote Grid) Updates to grid topology to minimize risk of ignition in HFTDs Remote GridWLDFREquipment / facility failureAggregated | WLDFR | HFTD - Distribution - Tier 2 - 2QU CoRE ¦ 5QU LoRE | Non-Red Flag Warning - Small Fires | Equipment / facility failure | Aggregated | 2031 | 0.00051149 | 1464.9153 | 0.74929 | 2031 | Mitigation | 0.95 | 45 | 0 | esc | 0.00097009 | 4.9619e-07 | 0.00097009 | 4.9619e-07
[79 empty] | WLDFR | HFTD - Distribution - Tier 3 - 3QU CoRE ¦ 3QU LoRE | Non-Red Flag Warning - Catastrophic Fires | 2032 | 7.1592e-10 | 7.1592e-10 | 15317.9909 | 247.273 | 9287.6491 | 5783.0689 | 0 | 0 | 9.5119e-07 | 1.0966e-05 | 0 | 1.0966e-05 | 1.0966e-05 | 0 | 1.0966e-05 | 0 | 2.9751e-06 | 6.5216e-06 | 0 | 6.5216e-06 | 0 | 5.9539e-07 | 7.7859e-07 | 0 | 7.7859e-07 | [12 empty] | 7.3.3.17.5 (Remote Grid) Updates to grid topology to minimize risk of ignition in HFTDs Remote GridWLDFREquipment / facility failureAggregated | WLDFR | HFTD - Distribution - Tier 2 - 2QU CoRE ¦ 5QU LoRE | Non-Red Flag Warning - Small Fires | Equipment / facility failure | Aggregated | 2032 | 0.00051149 | 1464.9153 | 0.74929 | 2032 | Mitigation | 0.95 | 45 | 0 | esc | 0.00097009 | 4.9619e-07 | 0.00097009 | 4.9619e-07
[79 empty] | WLDFR | HFTD - Distribution - Tier 3 - 3QU CoRE ¦ 3QU LoRE | Non-Red Flag Warning - Catastrophic Fires | 2033 | 7.1592e-10 | 7.1592e-10 | 16044.1264 | 263.1074 | 9721.74 | 6059.2791 | 0 | 0 | 9.5119e-07 | 1.1486e-05 | 0 | 1.1486e-05 | 1.1486e-05 | 0 | 1.1486e-05 | 0 | 2.9751e-06 | 6.5216e-06 | 0 | 6.5216e-06 | 0 | 5.9539e-07 | 7.7859e-07 | 0 | 7.7859e-07 | [12 empty] | 7.3.3.17.5 (Remote Grid) Updates to grid topology to minimize risk of ignition in HFTDs Remote GridWLDFREquipment / facility failureAggregated | WLDFR | HFTD - Distribution - Tier 2 - 2QU CoRE ¦ 5QU LoRE | Non-Red Flag Warning - Small Fires | Equipment / facility failure | Aggregated | 2033 | 0.00051149 | 1464.9153 | 0.74929 | 2033 | Mitigation | 0.95 | 45 | 0 | esc | 0.00097009 | 4.9619e-07 | 0.00097009 | 4.9619e-07
[79 empty] | WLDFR | HFTD - Distribution - Tier 3 - 3QU CoRE ¦ 3QU LoRE | Non-Red Flag Warning - Catastrophic Fires | 2034 | 7.1592e-10 | 7.1592e-10 | 16044.1264 | 263.1074 | 9721.74 | 6059.2791 | 0 | 0 | 9.5119e-07 | 1.1486e-05 | 0 | 1.1486e-05 | 1.1486e-05 | 0 | 1.1486e-05 | 0 | 2.9751e-06 | 6.5216e-06 | 0 | 6.5216e-06 | 0 | 5.9539e-07 | 7.7859e-07 | 0 | 7.7859e-07 | [12 empty] | 7.3.3.17.5 (Remote Grid) Updates to grid topology to minimize risk of ignition in HFTDs Remote GridWLDFREquipment / facility failureAggregated | WLDFR | HFTD - Distribution - Tier 2 - 2QU CoRE ¦ 5QU LoRE | Non-Red Flag Warning - Small Fires | Equipment / facility failure | Aggregated | 2034 | 0.00051149 | 1464.9153 | 0.74929 | 2034 | Mitigation | 0.95 | 45 | 0 | esc | 0.00097009 | 4.9619e-07 | 0.00097009 | 4.9619e-07
[79 empty] | WLDFR | HFTD - Distribution - Tier 3 - 3QU CoRE ¦ 3QU LoRE | Non-Red Flag Warning - Catastrophic Fires | 2035 | 7.1592e-10 | 7.1592e-10 | 16044.1264 | 263.1074 | 9721.74 | 6059.2791 | 0 | 0 | 9.5119e-07 | 1.1486e-05 | 0 | 1.1486e-05 | 1.1486e-05 | 0 | 1.1486e-05 | 0 | 3.1034e-06 | 6.8028e-06 | 0 | 6.8028e-06 | 0 | 0 | 7.7859e-07 | 0 | 7.7859e-07 | [12 empty] | 7.3.3.17.5 (Remote Grid) Updates to grid topology to minimize risk of ignition in HFTDs Remote GridWLDFREquipment / facility failureAggregated | WLDFR | HFTD - Distribution - Tier 2 - 2QU CoRE ¦ 5QU LoRE | Non-Red Flag Warning - Small Fires | Equipment / facility failure | Aggregated | 2035 | 0.00051149 | 1464.9153 | 0.74929 | 2035 | Mitigation | 0.95 | 45 | 0 | esc | 0.00097009 | 4.9619e-07 | 0.00097009 | 4.9619e-07
[79 empty] | WLDFR | HFTD - Distribution - Tier 3 - 3QU CoRE ¦ 3QU LoRE | Non-Red Flag Warning - Catastrophic Fires | 2036 | 7.1592e-10 | 7.1592e-10 | 16044.1264 | 263.1074 | 9721.74 | 6059.2791 | 0 | 0 | 9.5119e-07 | 1.1486e-05 | 0 | 1.1486e-05 | 1.1486e-05 | 0 | 1.1486e-05 | 0 | 3.1034e-06 | 6.8028e-06 | 0 | 6.8028e-06 | 0 | 0 | 0 | 0 | 0 | [12 empty] | 7.3.3.17.5 (Remote Grid) Updates to grid topology to minimize risk of ignition in HFTDs Remote GridWLDFREquipment / facility failureAggregated | WLDFR | HFTD - Distribution - Tier 2 - 2QU CoRE ¦ 5QU LoRE | Non-Red Flag Warning - Small Fires | Equipment / facility failure | Aggregated | 2036 | 0.00051149 | 1464.9153 | 0.74929 | 2036 | Mitigation | 0.95 | 45 | 0 | esc | 0.00097009 | 4.9619e-07 | 0.00097009 | 4.9619e-07
[79 empty] | WLDFR | HFTD - Distribution - Tier 3 - 3QU CoRE ¦ 3QU LoRE | Non-Red Flag Warning - Catastrophic Fires | 2037 | 7.1592e-10 | 7.1592e-10 | 16044.1264 | 263.1074 | 9721.74 | 6059.2791 | 0 | 0 | 9.5119e-07 | 1.1486e-05 | 0 | 1.1486e-05 | 1.1486e-05 | 0 | 1.1486e-05 | 0 | 3.1034e-06 | 6.8028e-06 | 0 | 6.8028e-06 | 0 | 0 | 0 | 0 | 0 | [12 empty] | 7.3.3.17.5 (Remote Grid) Updates to grid topology to minimize risk of ignition in HFTDs Remote GridWLDFREquipment / facility failureAggregated | WLDFR | HFTD - Distribution - Tier 2 - 2QU CoRE ¦ 5QU LoRE | Non-Red Flag Warning - Small Fires | Equipment / facility failure | Aggregated | 2037 | 0.00051149 | 1464.9153 | 0.74929 | 2037 | Mitigation | 0.95 | 45 | 0 | esc | 0.00097009 | 4.9619e-07 | 0.00097009 | 4.9619e-07
[79 empty] | WLDFR | HFTD - Distribution - Tier 3 - 3QU CoRE ¦ 3QU LoRE | Non-Red Flag Warning - Catastrophic Fires | 2038 | 7.1592e-10 | 7.1592e-10 | 16832.3912 | 280.5544 | 10192.2718 | 6359.5651 | 0 | 0 | 9.5119e-07 | 1.2051e-05 | 0 | 1.2051e-05 | 1.2051e-05 | 0 | 1.2051e-05 | 0 | 3.1034e-06 | 6.8028e-06 | 0 | 6.8028e-06 | 0 | 1.3162e-07 | 0 | 0 | 0 | [12 empty] | 7.3.3.17.5 (Remote Grid) Updates to grid topology to minimize risk of ignition in HFTDs Remote GridWLDFREquipment / facility failureAggregated | WLDFR | HFTD - Distribution - Tier 2 - 2QU CoRE ¦ 5QU LoRE | Non-Red Flag Warning - Small Fires | Equipment / facility failure | Aggregated | 2038 | 0.00051149 | 1464.9153 | 0.74929 | 2038 | Mitigation | 0.95 | 45 | 0 | esc | 0.00097009 | 4.9619e-07 | 0.00097009 | 4.9619e-07
[79 empty] | WLDFR | HFTD - Distribution - Tier 3 - 3QU CoRE ¦ 3QU LoRE | Non-Red Flag Warning - Catastrophic Fires | 2039 | 7.1592e-10 | 7.1592e-10 | 16832.3912 | 280.5544 | 10192.2718 | 6359.5651 | 0 | 0 | 9.5119e-07 | 1.2051e-05 | 0 | 1.2051e-05 | 1.2051e-05 | 0 | 1.2051e-05 | 0 | 3.1034e-06 | 6.8028e-06 | 0 | 6.8028e-06 | 0 | 1.3586e-07 | 1.7766e-07 | 0 | 1.7766e-07 | [12 empty] | 7.3.3.17.5 (Remote Grid) Updates to grid topology to minimize risk of ignition in HFTDs Remote GridWLDFREquipment / facility failureAggregated | WLDFR | HFTD - Distribution - Tier 2 - 2QU CoRE ¦ 5QU LoRE | Non-Red Flag Warning - Small Fires | Equipment / facility failure | Aggregated | 2039 | 0.00051149 | 1464.9153 | 0.74929 | 2039 | Mitigation | 0.95 | 45 | 0 | esc | 0.00097009 | 4.9619e-07 | 0.00097009 | 4.9619e-07
[79 empty] | WLDFR | HFTD - Distribution - Tier 3 - 3QU CoRE ¦ 3QU LoRE | Non-Red Flag Warning - Catastrophic Fires | 2040 | 7.1592e-10 | 7.1592e-10 | 16832.3912 | 280.5544 | 10192.2718 | 6359.5651 | 0 | 0 | 9.5119e-07 | 1.2051e-05 | 0 | 1.2051e-05 | 1.2051e-05 | 0 | 1.2051e-05 | 0 | 3.2448e-06 | 7.1127e-06 | 0 | 7.1127e-06 | 0 | 1.3586e-07 | 1.7766e-07 | 0 | 1.7766e-07 | [12 empty] | 7.3.3.17.5 (Remote Grid) Updates to grid topology to minimize risk of ignition in HFTDs Remote GridWLDFREquipment / facility failureAggregated | WLDFR | HFTD - Distribution - Tier 2 - 2QU CoRE ¦ 5QU LoRE | Non-Red Flag Warning - Small Fires | Equipment / facility failure | Aggregated | 2040 | 0.00051149 | 1464.9153 | 0.74929 | 2040 | Mitigation | 0.95 | 45 | 0 | esc | 0.00097009 | 4.9619e-07 | 0.00097009 | 4.9619e-07
[79 empty] | WLDFR | HFTD - Distribution - Tier 3 - 3QU CoRE ¦ 3QU LoRE | Non-Red Flag Warning - Catastrophic Fires | 2041 | 7.1592e-10 | 7.1592e-10 | 16832.3912 | 280.5544 | 10192.2718 | 6359.5651 | 0 | 0 | 9.5119e-07 | 1.2051e-05 | 0 | 1.2051e-05 | 1.2051e-05 | 0 | 1.2051e-05 | 0 | 3.2448e-06 | 7.1127e-06 | 0 | 7.1127e-06 | 0 | 1.3586e-07 | 1.7766e-07 | 0 | 1.7766e-07 | [12 empty] | 7.3.3.17.5 (Remote Grid) Updates to grid topology to minimize risk of ignition in HFTDs Remote GridWLDFREquipment / facility failureAggregated | WLDFR | HFTD - Distribution - Tier 2 - 2QU CoRE ¦ 5QU LoRE | Non-Red Flag Warning - Small Fires | Equipment / facility failure | Aggregated | 2041 | 0.00051149 | 1464.9153 | 0.74929 | 2041 | Mitigation | 0.95 | 45 | 0 | esc | 0.00097009 | 4.9619e-07 | 0.00097009 | 4.9619e-07
[79 empty] | WLDFR | HFTD - Distribution - Tier 3 - 3QU CoRE ¦ 3QU LoRE | Non-Red Flag Warning - Catastrophic Fires | 2042 | 7.1592e-10 | 7.1592e-10 | 16832.3912 | 280.5544 | 10192.2718 | 6359.5651 | 0 | 0 | 9.5119e-07 | 1.2051e-05 | 0 | 1.2051e-05 | 1.2051e-05 | 0 | 1.2051e-05 | 0 | 3.2448e-06 | 7.1127e-06 | 0 | 7.1127e-06 | 0 | 1.3586e-07 | 1.7766e-07 | 0 | 1.7766e-07 | [12 empty] | 7.3.3.17.5 (Remote Grid) Updates to grid topology to minimize risk of ignition in HFTDs Remote GridWLDFREquipment / facility failureAggregated | WLDFR | HFTD - Distribution - Tier 2 - 2QU CoRE ¦ 5QU LoRE | Non-Red Flag Warning - Small Fires | Equipment / facility failure | Aggregated | 2042 | 0.00051149 | 1464.9153 | 0.74929 | 2042 | Mitigation | 0.95 | 45 | 0 | esc | 0.00097009 | 4.9619e-07 | 0.00097009 | 4.9619e-07
[79 empty] | WLDFR | HFTD - Distribution - Tier 3 - 3QU CoRE ¦ 3QU LoRE | Non-Red Flag Warning - Catastrophic Fires | 2043 | 7.1592e-10 | 7.1592e-10 | 17672.0852 | 299.42 | 10692.7362 | 6679.929 | 0 | 0 | 9.5119e-07 | 1.2652e-05 | 0 | 1.2652e-05 | 1.2652e-05 | 0 | 1.2652e-05 | 0 | 3.2448e-06 | 7.1127e-06 | 0 | 7.1127e-06 | 0 | 1.3586e-07 | 1.7766e-07 | 0 | 1.7766e-07 | [12 empty] | 7.3.3.17.5 (Remote Grid) Updates to grid topology to minimize risk of ignition in HFTDs Remote GridWLDFREquipment / facility failureAggregated | WLDFR | HFTD - Distribution - Tier 2 - 2QU CoRE ¦ 5QU LoRE | Non-Red Flag Warning - Small Fires | Equipment / facility failure | Aggregated | 2043 | 0.00051149 | 1464.9153 | 0.74929 | 2043 | Mitigation | 0.95 | 45 | 0 | esc | 0.00097009 | 4.9619e-07 | 0.00097009 | 4.9619e-07
[79 empty] | WLDFR | HFTD - Distribution - Tier 3 - 3QU CoRE ¦ 3QU LoRE | Non-Red Flag Warning - Catastrophic Fires | 2044 | 7.1592e-10 | 7.1592e-10 | 17672.0852 | 299.42 | 10692.7362 | 6679.929 | 0 | 0 | 9.5119e-07 | 1.2652e-05 | 0 | 1.2652e-05 | 1.2652e-05 | 0 | 1.2652e-05 | 0 | 3.2448e-06 | 7.1127e-06 | 0 | 7.1127e-06 | 0 | 1.4126e-07 | 1.8473e-07 | 0 | 1.8473e-07 | [12 empty] | 7.3.3.17.5 (Remote Grid) Updates to grid topology to minimize risk of ignition in HFTDs Remote GridWLDFREquipment / facility failureAggregated | WLDFR | HFTD - Distribution - Tier 2 - 2QU CoRE ¦ 5QU LoRE | Non-Red Flag Warning - Small Fires | Equipment / facility failure | Aggregated | 2044 | 0.00051149 | 1464.9153 | 0.74929 | 2044 | Mitigation | 0.95 | 45 | 0 | esc | 0.00097009 | 4.9619e-07 | 0.00097009 | 4.9619e-07
[79 empty] | WLDFR | HFTD - Distribution - Tier 3 - 3QU CoRE ¦ 3QU LoRE | Non-Red Flag Warning - Catastrophic Fires | 2045 | 7.1592e-10 | 7.1592e-10 | 17672.0852 | 299.42 | 10692.7362 | 6679.929 | 0 | 0 | 9.5119e-07 | 1.2652e-05 | 0 | 1.2652e-05 | 1.2652e-05 | 0 | 1.2652e-05 | 0 | 3.3979e-06 | 7.4482e-06 | 0 | 7.4482e-06 | 0 | 1.4126e-07 | 1.8473e-07 | 0 | 1.8473e-07 | [12 empty] | 7.3.3.17.5 (Remote Grid) Updates to grid topology to minimize risk of ignition in HFTDs Remote GridWLDFREquipment / facility failureAggregated | WLDFR | HFTD - Distribution - Tier 2 - 2QU CoRE ¦ 5QU LoRE | Non-Red Flag Warning - Small Fires | Equipment / facility failure | Aggregated | 2045 | 0.00051149 | 1464.9153 | 0.74929 | 2045 | Mitigation | 0.95 | 45 | 0 | esc | 0.00097009 | 4.9619e-07 | 0.00097009 | 4.9619e-07
[79 empty] | WLDFR | HFTD - Distribution - Tier 3 - 3QU CoRE ¦ 3QU LoRE | Non-Red Flag Warning - Catastrophic Fires | 2046 | 7.1592e-10 | 7.1592e-10 | 17672.0852 | 299.42 | 10692.7362 | 6679.929 | 0 | 0 | 9.5119e-07 | 1.2652e-05 | 0 | 1.2652e-05 | 1.2652e-05 | 0 | 1.2652e-05 | 0 | 3.3979e-06 | 7.4482e-06 | 0 | 7.4482e-06 | 0 | 1.4126e-07 | 1.8473e-07 | 0 | 1.8473e-07 | [12 empty] | 7.3.3.17.5 (Remote Grid) Updates to grid topology to minimize risk of ignition in HFTDs Remote GridWLDFREquipment / facility failureAggregated | WLDFR | HFTD - Distribution - Tier 2 - 2QU CoRE ¦ 5QU LoRE | Non-Red Flag Warning - Small Fires | Equipment / facility failure | Aggregated | 2046 | 0.00051149 | 1464.9153 | 0.74929 | 2046 | Mitigation | 0.95 | 45 | 0 | esc | 0.00097009 | 4.9619e-07 | 0.00097009 | 4.9619e-07
[79 empty] | WLDFR | HFTD - Distribution - Tier 3 - 3QU CoRE ¦ 3QU LoRE | Non-Red Flag Warning - Catastrophic Fires | 2047 | 7.1592e-10 | 7.1592e-10 | 17672.0852 | 299.42 | 10692.7362 | 6679.929 | 0 | 0 | 9.5119e-07 | 1.2652e-05 | 0 | 1.2652e-05 | 1.2652e-05 | 0 | 1.2652e-05 | 0 | 3.3979e-06 | 7.4482e-06 | 0 | 7.4482e-06 | 0 | 1.4126e-07 | 1.8473e-07 | 0 | 1.8473e-07 | [12 empty] | 7.3.3.17.5 (Remote Grid) Updates to grid topology to minimize risk of ignition in HFTDs Remote GridWLDFREquipment / facility failureAggregated | WLDFR | HFTD - Distribution - Tier 2 - 2QU CoRE ¦ 5QU LoRE | Non-Red Flag Warning - Small Fires | Equipment / facility failure | Aggregated | 2047 | 0.00051149 | 1464.9153 | 0.74929 | 2047 | Mitigation | 0.95 | 45 | 0 | esc | 0.00097009 | 4.9619e-07 | 0.00097009 | 4.9619e-07
[79 empty] | WLDFR | HFTD - Distribution - Tier 3 - 3QU CoRE ¦ 3QU LoRE | Non-Red Flag Warning - Catastrophic Fires | 2048 | 7.1592e-10 | 7.1592e-10 | 18552.3348 | 319.4911 | 11216.5626 | 7016.281 | 0 | 0 | 9.5119e-07 | 1.3282e-05 | 0 | 1.3282e-05 | 1.3282e-05 | 0 | 1.3282e-05 | 0 | 3.3979e-06 | 7.4482e-06 | 0 | 7.4482e-06 | 0 | 1.4126e-07 | 1.8473e-07 | 0 | 1.8473e-07 | [12 empty] | 7.3.3.17.5 (Remote Grid) Updates to grid topology to minimize risk of ignition in HFTDs Remote GridWLDFREquipment / facility failureAggregated | WLDFR | HFTD - Distribution - Tier 2 - 2QU CoRE ¦ 5QU LoRE | Non-Red Flag Warning - Small Fires | Equipment / facility failure | Aggregated | 2048 | 0.00051149 | 1464.9153 | 0.74929 | 2048 | Mitigation | 0.95 | 45 | 0 | esc | 0.00097009 | 4.9619e-07 | 0.00097009 | 4.9619e-07
[79 empty] | WLDFR | HFTD - Distribution - Tier 3 - 3QU CoRE ¦ 3QU LoRE | Non-Red Flag Warning - Catastrophic Fires | 2049 | 7.1592e-10 | 7.1592e-10 | 18552.3348 | 319.4911 | 11216.5626 | 7016.281 | 0 | 0 | 9.5119e-07 | 1.3282e-05 | 0 | 1.3282e-05 | 1.3282e-05 | 0 | 1.3282e-05 | 0 | 3.3979e-06 | 7.4482e-06 | 0 | 7.4482e-06 | 0 | 1.4735e-07 | 1.9269e-07 | 0 | 1.9269e-07 | [12 empty] | 7.3.3.17.5 (Remote Grid) Updates to grid topology to minimize risk of ignition in HFTDs Remote GridWLDFREquipment / facility failureAggregated | WLDFR | HFTD - Distribution - Tier 2 - 2QU CoRE ¦ 5QU LoRE | Non-Red Flag Warning - Small Fires | Equipment / facility failure | Aggregated | 2049 | 0.00051149 | 1464.9153 | 0.74929 | 2049 | Mitigation | 0.95 | 45 | 0 | esc | 0.00097009 | 4.9619e-07 | 0.00097009 | 4.9619e-07
[79 empty] | WLDFR | HFTD - Distribution - Tier 3 - 3QU CoRE ¦ 3QU LoRE | Non-Red Flag Warning - Catastrophic Fires | 2050 | 7.1592e-10 | 7.1592e-10 | 18552.3348 | 319.4911 | 11216.5626 | 7016.281 | 0 | 0 | 9.5119e-07 | 1.3282e-05 | 0 | 1.3282e-05 | 1.3282e-05 | 0 | 1.3282e-05 | 0 | 3.5611e-06 | 7.8059e-06 | 0 | 7.8059e-06 | 0 | 1.4735e-07 | 1.9269e-07 | 0 | 1.9269e-07 | [12 empty] | 7.3.3.17.5 (Remote Grid) Updates to grid topology to minimize risk of ignition in HFTDs Remote GridWLDFREquipment / facility failureAggregated | WLDFR | HFTD - Distribution - Tier 2 - 2QU CoRE ¦ 5QU LoRE | Non-Red Flag Warning - Small Fires | Equipment / facility failure | Aggregated | 2050 | 0.00051149 | 1464.9153 | 0.74929 | 2050 | Mitigation | 0.95 | 45 | 0 | esc | 0.00097009 | 4.9619e-07 | 0.00097009 | 4.9619e-07
[79 empty] | WLDFR | HFTD - Distribution - Tier 3 - 3QU CoRE ¦ 3QU LoRE | Non-Red Flag Warning - Catastrophic Fires | 2051 | 7.1592e-10 | 7.1592e-10 | 18552.3348 | 319.4911 | 11216.5626 | 7016.281 | 0 | 0 | 9.5119e-07 | 1.3282e-05 | 0 | 1.3282e-05 | 1.3282e-05 | 0 | 1.3282e-05 | 0 | 3.5611e-06 | 7.8059e-06 | 0 | 7.8059e-06 | 0 | 1.4735e-07 | 1.9269e-07 | 0 | 1.9269e-07 | [12 empty] | 7.3.3.17.5 (Remote Grid) Updates to grid topology to minimize risk of ignition in HFTDs Remote GridWLDFREquipment / facility failureAggregated | WLDFR | HFTD - Distribution - Tier 2 - 2QU CoRE ¦ 5QU LoRE | Non-Red Flag Warning - Small Fires | Equipment / facility failure | Aggregated | 2051 | 0.00051149 | 1464.9153 | 0.74929 | 2051 | Mitigation | 0.95 | 45 | 0 | esc | 0.00097009 | 4.9619e-07 | 0.00097009 | 4.9619e-07
[79 empty] | WLDFR | HFTD - Distribution - Tier 3 - 3QU CoRE ¦ 3QU LoRE | Non-Red Flag Warning - Catastrophic Fires | 2052 | 7.1592e-10 | 7.1592e-10 | 18552.3348 | 319.4911 | 11216.5626 | 7016.281 | 0 | 0 | 9.5119e-07 | 1.3282e-05 | 0 | 1.3282e-05 | 1.3282e-05 | 0 | 1.3282e-05 | 0 | 3.5611e-06 | 7.8059e-06 | 0 | 7.8059e-06 | 0 | 1.4735e-07 | 1.9269e-07 | 0 | 1.9269e-07 | [12 empty] | 7.3.3.17.5 (Remote Grid) Updates to grid topology to minimize risk of ignition in HFTDs Remote GridWLDFREquipment / facility failureAggregated | WLDFR | HFTD - Distribution - Tier 2 - 2QU CoRE ¦ 5QU LoRE | Non-Red Flag Warning - Small Fires | Equipment / facility failure | Aggregated | 2052 | 0.00051149 | 1464.9153 | 0.74929 | 2052 | Mitigation | 0.95 | 45 | 0 | esc | 0.00097009 | 4.9619e-07 | 0.00097009 | 4.9619e-07
[79 empty] | WLDFR | HFTD - Distribution - Tier 3 - 3QU CoRE ¦ 3QU LoRE | Non-Red Flag Warning - Catastrophic Fires | 2053 | 7.1592e-10 | 7.1592e-10 | 19462.1283 | 340.5356 | 11757.1413 | 7364.4514 | 0 | 0 | 9.5119e-07 | 1.3933e-05 | 0 | 1.3933e-05 | 1.3933e-05 | 0 | 1.3933e-05 | 0 | 3.5611e-06 | 7.8059e-06 | 0 | 7.8059e-06 | 0 | 1.4735e-07 | 1.9269e-07 | 0 | 1.9269e-07 | [12 empty] | 7.3.3.17.5 (Remote Grid) Updates to grid topology to minimize risk of ignition in HFTDs Remote GridWLDFREquipment / facility failureAggregated | WLDFR | HFTD - Distribution - Tier 2 - 2QU CoRE ¦ 5QU LoRE | Non-Red Flag Warning - Small Fires | Equipment / facility failure | Aggregated | 2053 | 0.00051149 | 1464.9153 | 0.74929 | 2053 | Mitigation | 0.95 | 45 | 0 | esc | 0.00097009 | 4.9619e-07 | 0.00097009 | 4.9619e-07
[79 empty] | WLDFR | HFTD - Distribution - Tier 3 - 3QU CoRE ¦ 3QU LoRE | Non-Red Flag Warning - Catastrophic Fires | 2054 | 7.1592e-10 | 7.1592e-10 | 19462.1283 | 340.5356 | 11757.1413 | 7364.4514 | 0 | 0 | 9.5119e-07 | 1.3933e-05 | 0 | 1.3933e-05 | 1.3933e-05 | 0 | 1.3933e-05 | 0 | 3.5611e-06 | 7.8059e-06 | 0 | 7.8059e-06 | 0 | 1.5406e-07 | 2.0147e-07 | 0 | 2.0147e-07 | [12 empty] | 7.3.3.17.5 (Remote Grid) Updates to grid topology to minimize risk of ignition in HFTDs Remote GridWLDFREquipment / facility failureAggregated | WLDFR | HFTD - Distribution - Tier 2 - 2QU CoRE ¦ 5QU LoRE | Non-Red Flag Warning - Small Fires | Equipment / facility failure | Aggregated | 2054 | 0.00051149 | 1464.9153 | 0.74929 | 2054 | Mitigation | 0.95 | 45 | 0 | esc | 0.00097009 | 4.9619e-07 | 0.00097009 | 4.9619e-07
[79 empty] | WLDFR | HFTD - Distribution - Tier 3 - 3QU CoRE ¦ 3QU LoRE | Non-Red Flag Warning - Catastrophic Fires | 2055 | 7.1592e-10 | 7.1592e-10 | 19462.1283 | 340.5356 | 11757.1413 | 7364.4514 | 0 | 0 | 9.5119e-07 | 1.3933e-05 | 0 | 1.3933e-05 | 1.3933e-05 | 0 | 1.3933e-05 | 0 | 3.7327e-06 | 8.1821e-06 | 0 | 8.1821e-06 | 0 | 1.5406e-07 | 2.0147e-07 | 0 | 2.0147e-07 | [12 empty] | 7.3.3.17.5 (Remote Grid) Updates to grid topology to minimize risk of ignition in HFTDs Remote GridWLDFREquipment / facility failureAggregated | WLDFR | HFTD - Distribution - Tier 2 - 2QU CoRE ¦ 5QU LoRE | Non-Red Flag Warning - Small Fires | Equipment / facility failure | Aggregated | 2055 | 0.00051149 | 1464.9153 | 0.74929 | 2055 | Mitigation | 0.95 | 45 | 0 | esc | 0.00097009 | 4.9619e-07 | 0.00097009 | 4.9619e-07
[79 empty] | WLDFR | HFTD - Distribution - Tier 3 - 3QU CoRE ¦ 3QU LoRE | Non-Red Flag Warning - Catastrophic Fires | 2056 | 7.1592e-10 | 7.1592e-10 | 19462.1283 | 340.5356 | 11757.1413 | 7364.4514 | 0 | 0 | 9.5119e-07 | 1.3933e-05 | 0 | 1.3933e-05 | 1.3933e-05 | 0 | 1.3933e-05 | 0 | 3.7327e-06 | 8.1821e-06 | 0 | 8.1821e-06 | 0 | 1.5406e-07 | 2.0147e-07 | 0 | 2.0147e-07 | [12 empty] | 7.3.3.17.5 (Remote Grid) Updates to grid topology to minimize risk of ignition in HFTDs Remote GridWLDFREquipment / facility failureAggregated | WLDFR | HFTD - Distribution - Tier 2 - 2QU CoRE ¦ 5QU LoRE | Non-Red Flag Warning - Small Fires | Equipment / facility failure | Aggregated | 2056 | 0.00051149 | 1464.9153 | 0.74929 | 2056 | Mitigation | 0.95 | 45 | 0 | esc | 0.00097009 | 4.9619e-07 | 0.00097009 | 4.9619e-07
[79 empty] | WLDFR | HFTD - Distribution - Tier 3 - 3QU CoRE ¦ 3QU LoRE | Non-Red Flag Warning - Catastrophic Fires | 2057 | 7.1592e-10 | 7.1592e-10 | 19462.1283 | 340.5356 | 11757.1413 | 7364.4514 | 0 | 0 | 9.5119e-07 | 1.3933e-05 | 0 | 1.3933e-05 | 1.3933e-05 | 0 | 1.3933e-05 | 0 | 3.7327e-06 | 8.1821e-06 | 0 | 8.1821e-06 | 0 | 1.5406e-07 | 2.0147e-07 | 0 | 2.0147e-07 | [12 empty] | 7.3.3.17.5 (Remote Grid) Updates to grid topology to minimize risk of ignition in HFTDs Remote GridWLDFREquipment / facility failureAggregated | WLDFR | HFTD - Distribution - Tier 2 - 2QU CoRE ¦ 5QU LoRE | Non-Red Flag Warning - Small Fires | Equipment / facility failure | Aggregated | 2057 | 0.00051149 | 1464.9153 | 0.74929 | 2057 | Mitigation | 0.95 | 45 | 0 | esc | 0.00097009 | 4.9619e-07 | 0.00097009 | 4.9619e-07
[79 empty] | WLDFR | HFTD - Distribution - Tier 3 - 3QU CoRE ¦ 3QU LoRE | Non-Red Flag Warning - Catastrophic Fires | 2058 | 7.1592e-10 | 7.1592e-10 | 20390.4035 | 362.3049 | 12307.8747 | 7720.2238 | 0 | 0 | 9.5119e-07 | 1.4598e-05 | 0 | 1.4598e-05 | 1.4598e-05 | 0 | 1.4598e-05 | 0 | 3.7327e-06 | 8.1821e-06 | 0 | 8.1821e-06 | 0 | 1.5406e-07 | 2.0147e-07 | 0 | 2.0147e-07 | [12 empty] | 7.3.3.17.5 (Remote Grid) Updates to grid topology to minimize risk of ignition in HFTDs Remote GridWLDFREquipment / facility failureAggregated | WLDFR | HFTD - Distribution - Tier 2 - 2QU CoRE ¦ 5QU LoRE | Non-Red Flag Warning - Small Fires | Equipment / facility failure | Aggregated | 2058 | 0.00051149 | 1464.9153 | 0.74929 | 2058 | Mitigation | 0.95 | 45 | 0 | esc | 0.00097009 | 4.9619e-07 | 0.00097009 | 4.9619e-07
[79 empty] | WLDFR | HFTD - Distribution - Tier 3 - 3QU CoRE ¦ 3QU LoRE | Non-Red Flag Warning - Catastrophic Fires | 2059 | 7.1592e-10 | 7.1592e-10 | 20390.4035 | 362.3049 | 12307.8747 | 7720.2238 | 0 | 0 | 9.5119e-07 | 1.4598e-05 | 0 | 1.4598e-05 | 1.4598e-05 | 0 | 1.4598e-05 | 0 | 3.7327e-06 | 8.1821e-06 | 0 | 8.1821e-06 | 0 | 1.6133e-07 | 2.1097e-07 | 0 | 2.1097e-07 | [12 empty] | 7.3.3.17.5 (Remote Grid) Updates to grid topology to minimize risk of ignition in HFTDs Remote GridWLDFREquipment / facility failureAggregated | WLDFR | HFTD - Distribution - Tier 2 - 2QU CoRE ¦ 5QU LoRE | Non-Red Flag Warning - Small Fires | Equipment / facility failure | Aggregated | 2059 | 0.00051149 | 1464.9153 | 0.74929 | 2059 | Mitigation | 0.95 | 45 | 0 | esc | 0.00097009 | 4.9619e-07 | 0.00097009 | 4.9619e-07
[79 empty] | WLDFR | HFTD - Distribution - Tier 3 - 3QU CoRE ¦ 3QU LoRE | Non-Red Flag Warning - Catastrophic Fires | 2060 | 7.1592e-10 | 7.1592e-10 | 20390.4035 | 362.3049 | 12307.8747 | 7720.2238 | 0 | 0 | 9.5119e-07 | 1.4598e-05 | 0 | 1.4598e-05 | 1.4598e-05 | 0 | 1.4598e-05 | 0 | 3.9109e-06 | 8.5728e-06 | 0 | 8.5728e-06 | 0 | 1.6133e-07 | 2.1097e-07 | 0 | 2.1097e-07 | [12 empty] | 7.3.3.17.5 (Remote Grid) Updates to grid topology to minimize risk of ignition in HFTDs Remote GridWLDFREquipment / facility failureAggregated | WLDFR | HFTD - Distribution - Tier 2 - 2QU CoRE ¦ 5QU LoRE | Non-Red Flag Warning - Small Fires | Equipment / facility failure | Aggregated | 2060 | 0.00051149 | 1464.9153 | 0.74929 | 2060 | Mitigation | 0.95 | 45 | 0 | esc | 0.00097009 | 4.9619e-07 | 0.00097009 | 4.9619e-07
[79 empty] | WLDFR | HFTD - Distribution - Tier 3 - 3QU CoRE ¦ 3QU LoRE | Non-Red Flag Warning - Catastrophic Fires | 2061 | 7.1592e-10 | 7.1592e-10 | 20390.4035 | 362.3049 | 12307.8747 | 7720.2238 | 0 | 0 | 9.5119e-07 | 1.4598e-05 | 0 | 1.4598e-05 | 1.4598e-05 | 0 | 1.4598e-05 | 0 | 3.9109e-06 | 8.5728e-06 | 0 | 8.5728e-06 | 0 | 1.6133e-07 | 2.1097e-07 | 0 | 2.1097e-07 | [12 empty] | 7.3.3.17.5 (Remote Grid) Updates to grid topology to minimize risk of ignition in HFTDs Remote GridWLDFREquipment / facility failureAggregated | WLDFR | HFTD - Distribution - Tier 2 - 2QU CoRE ¦ 5QU LoRE | Non-Red Flag Warning - Small Fires | Equipment / facility failure | Aggregated | 2061 | 0.00051149 | 1464.9153 | 0.74929 | 2061 | Mitigation | 0.95 | 45 | 0 | esc | 0.00097009 | 4.9619e-07 | 0.00097009 | 4.9619e-07
[79 empty] | WLDFR | HFTD - Distribution - Tier 3 - 3QU CoRE ¦ 3QU LoRE | Non-Red Flag Warning - Catastrophic Fires | 2062 | 7.1592e-10 | 7.1592e-10 | 20390.4035 | 362.3049 | 12307.8747 | 7720.2238 | 0 | 0 | 9.5119e-07 | 1.4598e-05 | 0 | 1.4598e-05 | 1.4598e-05 | 0 | 1.4598e-05 | 0 | 3.9109e-06 | 8.5728e-06 | 0 | 8.5728e-06 | 0 | 1.6133e-07 | 2.1097e-07 | 0 | 2.1097e-07 | [12 empty] | 7.3.3.17.5 (Remote Grid) Updates to grid topology to minimize risk of ignition in HFTDs Remote GridWLDFREquipment / facility failureAggregated | WLDFR | HFTD - Distribution - Tier 2 - 2QU CoRE ¦ 5QU LoRE | Non-Red Flag Warning - Small Fires | Equipment / facility failure | Aggregated | 2062 | 0.00051149 | 1464.9153 | 0.74929 | 2062 | Mitigation | 0.95 | 45 | 0 | esc | 0.00097009 | 4.9619e-07 | 0.00097009 | 4.9619e-07
[79 empty] | WLDFR | HFTD - Distribution - Tier 3 - 3QU CoRE ¦ 3QU LoRE | Non-Red Flag Warning - Catastrophic Fires | 2063 | 7.1592e-10 | 7.1592e-10 | 21325.9188 | 384.5316 | 12862.0997 | 8079.2876 | 0 | 0 | 9.5119e-07 | 1.5268e-05 | 0 | 1.5268e-05 | 1.5268e-05 | 0 | 1.5268e-05 | 0 | 3.9109e-06 | 8.5728e-06 | 0 | 8.5728e-06 | 0 | 1.6133e-07 | 2.1097e-07 | 0 | 2.1097e-07 | [12 empty] | 7.3.3.17.5 (Remote Grid) Updates to grid topology to minimize risk of ignition in HFTDs Remote GridWLDFREquipment / facility failureAggregated | WLDFR | HFTD - Distribution - Tier 2 - 2QU CoRE ¦ 5QU LoRE | Non-Red Flag Warning - Small Fires | Equipment / facility failure | Aggregated | 2063 | 0.00051149 | 1464.9153 | 0.74929 | 2063 | Mitigation | 0.95 | 45 | 0 | esc | 0.00097009 | 4.9619e-07 | 0.00097009 | 4.9619e-07
[79 empty] | WLDFR | HFTD - Distribution - Tier 3 - 3QU CoRE ¦ 3QU LoRE | Non-Red Flag Warning - Catastrophic Fires | 2064 | 7.1592e-10 | 7.1592e-10 | 21325.9188 | 384.5316 | 12862.0997 | 8079.2876 | 0 | 0 | 9.5119e-07 | 1.5268e-05 | 0 | 1.5268e-05 | 1.5268e-05 | 0 | 1.5268e-05 | 0 | 3.9109e-06 | 8.5728e-06 | 0 | 8.5728e-06 | 0 | 1.6908e-07 | 2.2111e-07 | 0 | 2.2111e-07 | [12 empty] | 7.3.3.17.5 (Remote Grid) Updates to grid topology to minimize risk of ignition in HFTDs Remote GridWLDFREquipment / facility failureAggregated | WLDFR | HFTD - Distribution - Tier 2 - 2QU CoRE ¦ 5QU LoRE | Non-Red Flag Warning - Small Fires | Equipment / facility failure | Aggregated | 2064 | 0.00051149 | 1464.9153 | 0.74929 | 2064 | Mitigation | 0.95 | 45 | 0 | esc | 0.00097009 | 4.9619e-07 | 0.00097009 | 4.9619e-07
[79 empty] | WLDFR | HFTD - Distribution - Tier 3 - 3QU CoRE ¦ 3QU LoRE | Non-Red Flag Warning - Catastrophic Fires | 2065 | 7.1592e-10 | 7.1592e-10 | 21325.9188 | 384.5316 | 12862.0997 | 8079.2876 | 0 | 0 | 9.5119e-07 | 1.5268e-05 | 0 | 1.5268e-05 | 1.5268e-05 | 0 | 1.5268e-05 | 0 | 4.0937e-06 | 8.9734e-06 | 0 | 8.9734e-06 | 0 | 1.6908e-07 | 2.2111e-07 | 0 | 2.2111e-07 | [12 empty] | 7.3.3.17.5 (Remote Grid) Updates to grid topology to minimize risk of ignition in HFTDs Remote GridWLDFREquipment / facility failureAggregated | WLDFR | HFTD - Distribution - Tier 2 - 2QU CoRE ¦ 5QU LoRE | Non-Red Flag Warning - Small Fires | Equipment / facility failure | Aggregated | 2065 | 0.00051149 | 1464.9153 | 0.74929 | 2065 | Mitigation | 0.95 | 45 | 0 | esc | 0.00097009 | 4.9619e-07 | 0.00097009 | 4.9619e-07
[79 empty] | WLDFR | HFTD - Distribution - Tier 3 - 3QU CoRE ¦ 3QU LoRE | Non-Red Flag Warning - Catastrophic Fires | 2066 | 7.1592e-10 | 7.1592e-10 | 21325.9188 | 384.5316 | 12862.0997 | 8079.2876 | 0 | 0 | 9.5119e-07 | 1.5268e-05 | 0 | 1.5268e-05 | 1.5268e-05 | 0 | 1.5268e-05 | 0 | 4.0937e-06 | 8.9734e-06 | 0 | 8.9734e-06 | 0 | 1.6908e-07 | 2.2111e-07 | 0 | 2.2111e-07 | [12 empty] | 7.3.3.17.5 (Remote Grid) Updates to grid topology to minimize risk of ignition in HFTDs Remote GridWLDFREquipment / facility failureAggregated | WLDFR | HFTD - Distribution - Tier 2 - 2QU CoRE ¦ 5QU LoRE | Non-Red Flag Warning - Small Fires | Equipment / facility failure | Aggregated | 2066 | 0.00051149 | 1464.9153 | 0.74929 | 2066 | Mitigation | 0.95 | 45 | 0 | esc | 0.00097009 | 4.9619e-07 | 0.00097009 | 4.9619e-07
[79 empty] | WLDFR | HFTD - Distribution - Tier 3 - 3QU CoRE ¦ 3QU LoRE | Non-Red Flag Warning - Catastrophic Fires | 2067 | 0 | 7.1592e-10 | 21325.9188 | 384.5316 | 12862.0997 | 8079.2876 | 0 | 0 | 9.5119e-07 | 0 | 0 | 0 | 1.5268e-05 | 0 | 1.5268e-05 | 0 | 4.0937e-06 | 8.9734e-06 | 0 | 8.9734e-06 | 0 | 1.6908e-07 | 2.2111e-07 | 0 | 2.2111e-07 | [12 empty] | 7.3.3.17.5 (Remote Grid) Updates to grid topology to minimize risk of ignition in HFTDs Remote GridWLDFREquipment / facility failureAggregated | WLDFR | HFTD - Distribution - Tier 2 - 2QU CoRE ¦ 5QU LoRE | Non-Red Flag Warning - Small Fires | Equipment / facility failure | Aggregated | 2067 | 0.00051149 | 1464.9153 | 0.74929 | 2067 | Mitigation | 0.95 | 45 | 0 | esc | 0 | 0 | 0.00097009 | 4.9619e-07
[79 empty] | WLDFR | HFTD - Distribution - Tier 3 - 3QU CoRE ¦ 3QU LoRE | Non-Red Flag Warning - Destructive Fires | 2022 | 1.0241e-09 | 0 | 8807.9522 | 222.2294 | 8585.7228 | 0 | 0 | 0 | 1.1947e-06 | 9.02e-06 | 0 | 9.02e-06 | 0 | 0 | 0 | 0 | 4.0937e-06 | 8.9734e-06 | 0 | 8.9734e-06 | 0 | 1.6908e-07 | 2.2111e-07 | 0 | 2.2111e-07 | [12 empty] | 7.3.3.17.5 (Remote Grid) Updates to grid topology to minimize risk of ignition in HFTDs Remote GridWLDFRVegetation ContactAggregated | WLDFR | HFTD - Distribution - Tier 2 - 2QU CoRE ¦ 5QU LoRE | Non-Red Flag Warning - Small Fires | Vegetation Contact | Aggregated | 2022 | 0.00095881 | 1464.9153 | 1.4046 | 2022 | Mitigation | 0.95 | 45 | 0 | esc | 0.00097009 | 9.3013e-07 | 0 | 0
[79 empty] | WLDFR | HFTD - Distribution - Tier 3 - 3QU CoRE ¦ 3QU LoRE | Non-Red Flag Warning - Destructive Fires | 2023 | 1.0241e-09 | 1.0241e-09 | 9129.7461 | 233.2301 | 8896.516 | 0 | 0 | 0 | 1.1947e-06 | 9.3496e-06 | 0 | 9.3496e-06 | 9.3496e-06 | 0 | 9.3496e-06 | 0 | 4.0937e-06 | 8.9734e-06 | 0 | 8.9734e-06 | 0 | 1.7723e-07 | 2.3176e-07 | 0 | 2.3176e-07 | [12 empty] | 7.3.3.17.5 (Remote Grid) Updates to grid topology to minimize risk of ignition in HFTDs Remote GridWLDFRVegetation ContactAggregated | WLDFR | HFTD - Distribution - Tier 2 - 2QU CoRE ¦ 5QU LoRE | Non-Red Flag Warning - Small Fires | Vegetation Contact | Aggregated | 2023 | 0.00095881 | 1464.9153 | 1.4046 | 2023 | Mitigation | 0.95 | 45 | 0 | esc | 0.00097009 | 9.3013e-07 | 0.00097009 | 9.3013e-07
[79 empty] | WLDFR | HFTD - Distribution - Tier 3 - 3QU CoRE ¦ 3QU LoRE | Non-Red Flag Warning - Destructive Fires | 2024 | 1.0241e-09 | 1.0241e-09 | 9129.7461 | 233.2301 | 8896.516 | 0 | 0 | 0 | 1.1947e-06 | 9.3496e-06 | 0 | 9.3496e-06 | 9.3496e-06 | 0 | 9.3496e-06 | 0 | 4.2788e-06 | 9.3792e-06 | 0 | 9.3792e-06 | 0 | 1.7723e-07 | 2.3176e-07 | 0 | 2.3176e-07 | [12 empty] | 7.3.3.17.5 (Remote Grid) Updates to grid topology to minimize risk of ignition in HFTDs Remote GridWLDFRVegetation ContactAggregated | WLDFR | HFTD - Distribution - Tier 2 - 2QU CoRE ¦ 5QU LoRE | Non-Red Flag Warning - Small Fires | Vegetation Contact | Aggregated | 2024 | 0.00095881 | 1464.9153 | 1.4046 | 2024 | Mitigation | 0.95 | 45 | 0 | esc | 0.00097009 | 9.3013e-07 | 0.00097009 | 9.3013e-07
[79 empty] | WLDFR | HFTD - Distribution - Tier 3 - 3QU CoRE ¦ 3QU LoRE | Non-Red Flag Warning - Destructive Fires | 2025 | 1.0241e-09 | 1.0241e-09 | 9129.7461 | 233.2301 | 8896.516 | 0 | 0 | 0 | 1.1947e-06 | 9.3496e-06 | 0 | 9.3496e-06 | 9.3496e-06 | 0 | 9.3496e-06 | 0 | 4.2788e-06 | 9.3792e-06 | 0 | 9.3792e-06 | 0 | 1.7723e-07 | 2.3176e-07 | 0 | 2.3176e-07 | [12 empty] | 7.3.3.17.5 (Remote Grid) Updates to grid topology to minimize risk of ignition in HFTDs Remote GridWLDFRVegetation ContactAggregated | WLDFR | HFTD - Distribution - Tier 2 - 2QU CoRE ¦ 5QU LoRE | Non-Red Flag Warning - Small Fires | Vegetation Contact | Aggregated | 2025 | 0.00095881 | 1464.9153 | 1.4046 | 2025 | Mitigation | 0.95 | 45 | 0 | esc | 0.00097009 | 9.3013e-07 | 0.00097009 | 9.3013e-07
[79 empty] | WLDFR | HFTD - Distribution - Tier 3 - 3QU CoRE ¦ 3QU LoRE | Non-Red Flag Warning - Destructive Fires | 2026 | 1.0241e-09 | 1.0241e-09 | 9129.7461 | 233.2301 | 8896.516 | 0 | 0 | 0 | 1.1947e-06 | 9.3496e-06 | 0 | 9.3496e-06 | 9.3496e-06 | 0 | 9.3496e-06 | 0 | 4.2788e-06 | 9.3792e-06 | 0 | 9.3792e-06 | 0 | 1.7723e-07 | 2.3176e-07 | 0 | 2.3176e-07 | [12 empty] | 7.3.3.17.5 (Remote Grid) Updates to grid topology to minimize risk of ignition in HFTDs Remote GridWLDFRVegetation ContactAggregated | WLDFR | HFTD - Distribution - Tier 2 - 2QU CoRE ¦ 5QU LoRE | Non-Red Flag Warning - Small Fires | Vegetation Contact | Aggregated | 2026 | 0.00095881 | 1464.9153 | 1.4046 | 2026 | Mitigation | 0.95 | 45 | 0 | esc | 0.00097009 | 9.3013e-07 | 0.00097009 | 9.3013e-07
[79 empty] | WLDFR | HFTD - Distribution - Tier 3 - 3QU CoRE ¦ 3QU LoRE | Non-Red Flag Warning - Destructive Fires | 2027 | 1.0241e-09 | 1.0241e-09 | 9129.7461 | 233.2301 | 8896.516 | 0 | 0 | 0 | 1.1947e-06 | 9.3496e-06 | 0 | 9.3496e-06 | 9.3496e-06 | 0 | 9.3496e-06 | 0 | 0 | 9.3792e-06 | 0 | 9.3792e-06 | 0 | 1.7723e-07 | 2.3176e-07 | 0 | 2.3176e-07 | [12 empty] | 7.3.3.17.5 (Remote Grid) Updates to grid topology to minimize risk of ignition in HFTDs Remote GridWLDFRVegetation ContactAggregated | WLDFR | HFTD - Distribution - Tier 2 - 2QU CoRE ¦ 5QU LoRE | Non-Red Flag Warning - Small Fires | Vegetation Contact | Aggregated | 2027 | 0.00095881 | 1464.9153 | 1.4046 | 2027 | Mitigation | 0.95 | 45 | 0 | esc | 0.00097009 | 9.3013e-07 | 0.00097009 | 9.3013e-07
[79 empty] | WLDFR | HFTD - Distribution - Tier 3 - 3QU CoRE ¦ 3QU LoRE | Non-Red Flag Warning - Destructive Fires | 2028 | 1.0241e-09 | 1.0241e-09 | 9534.9221 | 247.273 | 9287.6491 | 0 | 0 | 0 | 1.1947e-06 | 9.7645e-06 | 0 | 9.7645e-06 | 9.7645e-06 | 0 | 9.7645e-06 | 0 | 0 | 0 | 0 | 0 | 0 | 1.8569e-07 | 2.4283e-07 | 0 | 2.4283e-07 | [12 empty] | 7.3.3.17.5 (Remote Grid) Updates to grid topology to minimize risk of ignition in HFTDs Remote GridWLDFRVegetation ContactAggregated | WLDFR | HFTD - Distribution - Tier 2 - 2QU CoRE ¦ 5QU LoRE | Non-Red Flag Warning - Small Fires | Vegetation Contact | Aggregated | 2028 | 0.00095881 | 1464.9153 | 1.4046 | 2028 | Mitigation | 0.95 | 45 | 0 | esc | 0.00097009 | 9.3013e-07 | 0.00097009 | 9.3013e-07
[79 empty] | WLDFR | HFTD - Distribution - Tier 3 - 3QU CoRE ¦ 3QU LoRE | Non-Red Flag Warning - Destructive Fires | 2029 | 1.0241e-09 | 1.0241e-09 | 9534.9221 | 247.273 | 9287.6491 | 0 | 0 | 0 | 1.1947e-06 | 9.7645e-06 | 0 | 9.7645e-06 | 9.7645e-06 | 0 | 9.7645e-06 | 0 | 0.008136 | 0 | 0 | 0 | 0 | 1.8569e-07 | 2.4283e-07 | 0 | 2.4283e-07 | [12 empty] | 7.3.3.17.5 (Remote Grid) Updates to grid topology to minimize risk of ignition in HFTDs Remote GridWLDFRVegetation ContactAggregated | WLDFR | HFTD - Distribution - Tier 2 - 2QU CoRE ¦ 5QU LoRE | Non-Red Flag Warning - Small Fires | Vegetation Contact | Aggregated | 2029 | 0.00095881 | 1464.9153 | 1.4046 | 2029 | Mitigation | 0.95 | 45 | 0 | esc | 0.00097009 | 9.3013e-07 | 0.00097009 | 9.3013e-07
[79 empty] | WLDFR | HFTD - Distribution - Tier 3 - 3QU CoRE ¦ 3QU LoRE | Non-Red Flag Warning - Destructive Fires | 2030 | 1.0241e-09 | 1.0241e-09 | 9534.9221 | 247.273 | 9287.6491 | 0 | 0 | 0 | 1.1947e-06 | 9.7645e-06 | 0 | 9.7645e-06 | 9.7645e-06 | 0 | 9.7645e-06 | 0 | 0.0084342 | 0.018488 | 0 | 0.018488 | 0 | 1.8569e-07 | 2.4283e-07 | 0 | 2.4283e-07 | [12 empty] | 7.3.3.17.5 (Remote Grid) Updates to grid topology to minimize risk of ignition in HFTDs Remote GridWLDFRVegetation ContactAggregated | WLDFR | HFTD - Distribution - Tier 2 - 2QU CoRE ¦ 5QU LoRE | Non-Red Flag Warning - Small Fires | Vegetation Contact | Aggregated | 2030 | 0.00095881 | 1464.9153 | 1.4046 | 2030 | Mitigation | 0.95 | 45 | 0 | esc | 0.00097009 | 9.3013e-07 | 0.00097009 | 9.3013e-07
[79 empty] | WLDFR | HFTD - Distribution - Tier 3 - 3QU CoRE ¦ 3QU LoRE | Non-Red Flag Warning - Destructive Fires | 2031 | 1.0241e-09 | 1.0241e-09 | 9534.9221 | 247.273 | 9287.6491 | 0 | 0 | 0 | 1.1947e-06 | 9.7645e-06 | 0 | 9.7645e-06 | 9.7645e-06 | 0 | 9.7645e-06 | 0 | 0.0084342 | 0.018488 | 0 | 0.018488 | 0 | 1.8569e-07 | 2.4283e-07 | 0 | 2.4283e-07 | [12 empty] | 7.3.3.17.5 (Remote Grid) Updates to grid topology to minimize risk of ignition in HFTDs Remote GridWLDFRVegetation ContactAggregated | WLDFR | HFTD - Distribution - Tier 2 - 2QU CoRE ¦ 5QU LoRE | Non-Red Flag Warning - Small Fires | Vegetation Contact | Aggregated | 2031 | 0.00095881 | 1464.9153 | 1.4046 | 2031 | Mitigation | 0.95 | 45 | 0 | esc | 0.00097009 | 9.3013e-07 | 0.00097009 | 9.3013e-07
[79 empty] | WLDFR | HFTD - Distribution - Tier 3 - 3QU CoRE ¦ 3QU LoRE | Non-Red Flag Warning - Destructive Fires | 2032 | 1.0241e-09 | 1.0241e-09 | 9534.9221 | 247.273 | 9287.6491 | 0 | 0 | 0 | 1.1947e-06 | 9.7645e-06 | 0 | 9.7645e-06 | 9.7645e-06 | 0 | 9.7645e-06 | 0 | 0.0084342 | 0.018488 | 0 | 0.018488 | 0 | 1.8569e-07 | 2.4283e-07 | 0 | 2.4283e-07 | [12 empty] | 7.3.3.17.5 (Remote Grid) Updates to grid topology to minimize risk of ignition in HFTDs Remote GridWLDFRVegetation ContactAggregated | WLDFR | HFTD - Distribution - Tier 2 - 2QU CoRE ¦ 5QU LoRE | Non-Red Flag Warning - Small Fires | Vegetation Contact | Aggregated | 2032 | 0.00095881 | 1464.9153 | 1.4046 | 2032 | Mitigation | 0.95 | 45 | 0 | esc | 0.00097009 | 9.3013e-07 | 0.00097009 | 9.3013e-07
[79 empty] | WLDFR | HFTD - Distribution - Tier 3 - 3QU CoRE ¦ 3QU LoRE | Non-Red Flag Warning - Destructive Fires | 2033 | 1.0241e-09 | 1.0241e-09 | 9984.8474 | 263.1074 | 9721.74 | 0 | 0 | 0 | 1.1947e-06 | 1.0225e-05 | 0 | 1.0225e-05 | 1.0225e-05 | 0 | 1.0225e-05 | 0 | 0.0084342 | 0.018488 | 0 | 0.018488 | 0 | 1.9437e-07 | 2.5417e-07 | 0 | 2.5417e-07 | [12 empty] | 7.3.3.17.5 (Remote Grid) Updates to grid topology to minimize risk of ignition in HFTDs Remote GridWLDFRVegetation ContactAggregated | WLDFR | HFTD - Distribution - Tier 2 - 2QU CoRE ¦ 5QU LoRE | Non-Red Flag Warning - Small Fires | Vegetation Contact | Aggregated | 2033 | 0.00095881 | 1464.9153 | 1.4046 | 2033 | Mitigation | 0.95 | 45 | 0 | esc | 0.00097009 | 9.3013e-07 | 0.00097009 | 9.3013e-07
[79 empty] | WLDFR | HFTD - Distribution - Tier 3 - 3QU CoRE ¦ 3QU LoRE | Non-Red Flag Warning - Destructive Fires | 2034 | 1.0241e-09 | 1.0241e-09 | 9984.8474 | 263.1074 | 9721.74 | 0 | 0 | 0 | 1.1947e-06 | 1.0225e-05 | 0 | 1.0225e-05 | 1.0225e-05 | 0 | 1.0225e-05 | 0 | 0.0084342 | 0.018488 | 0 | 0.018488 | 0 | 1.9437e-07 | 2.5417e-07 | 0 | 2.5417e-07 | [12 empty] | 7.3.3.17.5 (Remote Grid) Updates to grid topology to minimize risk of ignition in HFTDs Remote GridWLDFRVegetation ContactAggregated | WLDFR | HFTD - Distribution - Tier 2 - 2QU CoRE ¦ 5QU LoRE | Non-Red Flag Warning - Small Fires | Vegetation Contact | Aggregated | 2034 | 0.00095881 | 1464.9153 | 1.4046 | 2034 | Mitigation | 0.95 | 45 | 0 | esc | 0.00097009 | 9.3013e-07 | 0.00097009 | 9.3013e-07
[79 empty] | WLDFR | HFTD - Distribution - Tier 3 - 3QU CoRE ¦ 3QU LoRE | Non-Red Flag Warning - Destructive Fires | 2035 | 1.0241e-09 | 1.0241e-09 | 9984.8474 | 263.1074 | 9721.74 | 0 | 0 | 0 | 1.1947e-06 | 1.0225e-05 | 0 | 1.0225e-05 | 1.0225e-05 | 0 | 1.0225e-05 | 0 | 0.00881 | 0.019312 | 0 | 0.019312 | 0 | 1.9437e-07 | 2.5417e-07 | 0 | 2.5417e-07 | [12 empty] | 7.3.3.17.5 (Remote Grid) Updates to grid topology to minimize risk of ignition in HFTDs Remote GridWLDFRVegetation ContactAggregated | WLDFR | HFTD - Distribution - Tier 2 - 2QU CoRE ¦ 5QU LoRE | Non-Red Flag Warning - Small Fires | Vegetation Contact | Aggregated | 2035 | 0.00095881 | 1464.9153 | 1.4046 | 2035 | Mitigation | 0.95 | 45 | 0 | esc | 0.00097009 | 9.3013e-07 | 0.00097009 | 9.3013e-07
[79 empty] | WLDFR | HFTD - Distribution - Tier 3 - 3QU CoRE ¦ 3QU LoRE | Non-Red Flag Warning - Destructive Fires | 2036 | 1.0241e-09 | 1.0241e-09 | 9984.8474 | 263.1074 | 9721.74 | 0 | 0 | 0 | 1.1947e-06 | 1.0225e-05 | 0 | 1.0225e-05 | 1.0225e-05 | 0 | 1.0225e-05 | 0 | 0.00881 | 0.019312 | 0 | 0.019312 | 0 | 1.9437e-07 | 2.5417e-07 | 0 | 2.5417e-07 | [12 empty] | 7.3.3.17.5 (Remote Grid) Updates to grid topology to minimize risk of ignition in HFTDs Remote GridWLDFRVegetation ContactAggregated | WLDFR | HFTD - Distribution - Tier 2 - 2QU CoRE ¦ 5QU LoRE | Non-Red Flag Warning - Small Fires | Vegetation Contact | Aggregated | 2036 | 0.00095881 | 1464.9153 | 1.4046 | 2036 | Mitigation | 0.95 | 45 | 0 | esc | 0.00097009 | 9.3013e-07 | 0.00097009 | 9.3013e-07
[79 empty] | WLDFR | HFTD - Distribution - Tier 3 - 3QU CoRE ¦ 3QU LoRE | Non-Red Flag Warning - Destructive Fires | 2037 | 1.0241e-09 | 1.0241e-09 | 9984.8474 | 263.1074 | 9721.74 | 0 | 0 | 0 | 1.1947e-06 | 1.0225e-05 | 0 | 1.0225e-05 | 1.0225e-05 | 0 | 1.0225e-05 | 0 | 0.00881 | 0.019312 | 0 | 0.019312 | 0 | 1.9437e-07 | 2.5417e-07 | 0 | 2.5417e-07 | [12 empty] | 7.3.3.17.5 (Remote Grid) Updates to grid topology to minimize risk of ignition in HFTDs Remote GridWLDFRVegetation ContactAggregated | WLDFR | HFTD - Distribution - Tier 2 - 2QU CoRE ¦ 5QU LoRE | Non-Red Flag Warning - Small Fires | Vegetation Contact | Aggregated | 2037 | 0.00095881 | 1464.9153 | 1.4046 | 2037 | Mitigation | 0.95 | 45 | 0 | esc | 0.00097009 | 9.3013e-07 | 0.00097009 | 9.3013e-07
[79 empty] | WLDFR | HFTD - Distribution - Tier 3 - 3QU CoRE ¦ 3QU LoRE | Non-Red Flag Warning - Destructive Fires | 2038 | 1.0241e-09 | 1.0241e-09 | 10472.8261 | 280.5544 | 10192.2718 | 0 | 0 | 0 | 1.1947e-06 | 1.0725e-05 | 0 | 1.0725e-05 | 1.0725e-05 | 0 | 1.0725e-05 | 0 | 0.00881 | 0.019312 | 0 | 0.019312 | 0 | 2.0316e-07 | 2.6567e-07 | 0 | 2.6567e-07 | [12 empty] | 7.3.3.17.5 (Remote Grid) Updates to grid topology to minimize risk of ignition in HFTDs Remote GridWLDFRVegetation ContactAggregated | WLDFR | HFTD - Distribution - Tier 2 - 2QU CoRE ¦ 5QU LoRE | Non-Red Flag Warning - Small Fires | Vegetation Contact | Aggregated | 2038 | 0.00095881 | 1464.9153 | 1.4046 | 2038 | Mitigation | 0.95 | 45 | 0 | esc | 0.00097009 | 9.3013e-07 | 0.00097009 | 9.3013e-07
[79 empty] | WLDFR | HFTD - Distribution - Tier 3 - 3QU CoRE ¦ 3QU LoRE | Non-Red Flag Warning - Destructive Fires | 2039 | 1.0241e-09 | 1.0241e-09 | 10472.8261 | 280.5544 | 10192.2718 | 0 | 0 | 0 | 1.1947e-06 | 1.0725e-05 | 0 | 1.0725e-05 | 1.0725e-05 | 0 | 1.0725e-05 | 0 | 0.00881 | 0.019312 | 0 | 0.019312 | 0 | 2.0316e-07 | 2.6567e-07 | 0 | 2.6567e-07 | [12 empty] | 7.3.3.17.5 (Remote Grid) Updates to grid topology to minimize risk of ignition in HFTDs Remote GridWLDFRVegetation ContactAggregated | WLDFR | HFTD - Distribution - Tier 2 - 2QU CoRE ¦ 5QU LoRE | Non-Red Flag Warning - Small Fires | Vegetation Contact | Aggregated | 2039 | 0.00095881 | 1464.9153 | 1.4046 | 2039 | Mitigation | 0.95 | 45 | 0 | esc | 0.00097009 | 9.3013e-07 | 0.00097009 | 9.3013e-07
[79 empty] | WLDFR | HFTD - Distribution - Tier 3 - 3QU CoRE ¦ 3QU LoRE | Non-Red Flag Warning - Destructive Fires | 2040 | 1.0241e-09 | 1.0241e-09 | 10472.8261 | 280.5544 | 10192.2718 | 0 | 0 | 0 | 1.1947e-06 | 1.0725e-05 | 0 | 1.0725e-05 | 1.0725e-05 | 0 | 1.0725e-05 | 0 | 0.0092276 | 0.020227 | 0 | 0.020227 | 0 | 2.0316e-07 | 2.6567e-07 | 0 | 2.6567e-07 | [12 empty] | 7.3.3.17.5 (Remote Grid) Updates to grid topology to minimize risk of ignition in HFTDs Remote GridWLDFRVegetation ContactAggregated | WLDFR | HFTD - Distribution - Tier 2 - 2QU CoRE ¦ 5QU LoRE | Non-Red Flag Warning - Small Fires | Vegetation Contact | Aggregated | 2040 | 0.00095881 | 1464.9153 | 1.4046 | 2040 | Mitigation | 0.95 | 45 | 0 | esc | 0.00097009 | 9.3013e-07 | 0.00097009 | 9.3013e-07
[79 empty] | WLDFR | HFTD - Distribution - Tier 3 - 3QU CoRE ¦ 3QU LoRE | Non-Red Flag Warning - Destructive Fires | 2041 | 1.0241e-09 | 1.0241e-09 | 10472.8261 | 280.5544 | 10192.2718 | 0 | 0 | 0 | 1.1947e-06 | 1.0725e-05 | 0 | 1.0725e-05 | 1.0725e-05 | 0 | 1.0725e-05 | 0 | 0.0092276 | 0.020227 | 0 | 0.020227 | 0 | 2.0316e-07 | 2.6567e-07 | 0 | 2.6567e-07 | [12 empty] | 7.3.3.17.5 (Remote Grid) Updates to grid topology to minimize risk of ignition in HFTDs Remote GridWLDFRVegetation ContactAggregated | WLDFR | HFTD - Distribution - Tier 2 - 2QU CoRE ¦ 5QU LoRE | Non-Red Flag Warning - Small Fires | Vegetation Contact | Aggregated | 2041 | 0.00095881 | 1464.9153 | 1.4046 | 2041 | Mitigation | 0.95 | 45 | 0 | esc | 0.00097009 | 9.3013e-07 | 0.00097009 | 9.3013e-07
[79 empty] | WLDFR | HFTD - Distribution - Tier 3 - 3QU CoRE ¦ 3QU LoRE | Non-Red Flag Warning - Destructive Fires | 2042 | 1.0241e-09 | 1.0241e-09 | 10472.8261 | 280.5544 | 10192.2718 | 0 | 0 | 0 | 1.1947e-06 | 1.0725e-05 | 0 | 1.0725e-05 | 1.0725e-05 | 0 | 1.0725e-05 | 0 | 0.0092276 | 0.020227 | 0 | 0.020227 | 0 | 2.0316e-07 | 2.6567e-07 | 0 | 2.6567e-07 | [12 empty] | 7.3.3.17.5 (Remote Grid) Updates to grid topology to minimize risk of ignition in HFTDs Remote GridWLDFRVegetation ContactAggregated | WLDFR | HFTD - Distribution - Tier 2 - 2QU CoRE ¦ 5QU LoRE | Non-Red Flag Warning - Small Fires | Vegetation Contact | Aggregated | 2042 | 0.00095881 | 1464.9153 | 1.4046 | 2042 | Mitigation | 0.95 | 45 | 0 | esc | 0.00097009 | 9.3013e-07 | 0.00097009 | 9.3013e-07
[79 empty] | WLDFR | HFTD - Distribution - Tier 3 - 3QU CoRE ¦ 3QU LoRE | Non-Red Flag Warning - Destructive Fires | 2043 | 1.0241e-09 | 1.0241e-09 | 10992.1562 | 299.42 | 10692.7362 | 0 | 0 | 0 | 1.1947e-06 | 1.1257e-05 | 0 | 1.1257e-05 | 1.1257e-05 | 0 | 1.1257e-05 | 0 | 0.0092276 | 0.020227 | 0 | 0.020227 | 0 | 2.1195e-07 | 2.7717e-07 | 0 | 2.7717e-07 | [12 empty] | 7.3.3.17.5 (Remote Grid) Updates to grid topology to minimize risk of ignition in HFTDs Remote GridWLDFRVegetation ContactAggregated | WLDFR | HFTD - Distribution - Tier 2 - 2QU CoRE ¦ 5QU LoRE | Non-Red Flag Warning - Small Fires | Vegetation Contact | Aggregated | 2043 | 0.00095881 | 1464.9153 | 1.4046 | 2043 | Mitigation | 0.95 | 45 | 0 | esc | 0.00097009 | 9.3013e-07 | 0.00097009 | 9.3013e-07
[79 empty] | WLDFR | HFTD - Distribution - Tier 3 - 3QU CoRE ¦ 3QU LoRE | Non-Red Flag Warning - Destructive Fires | 2044 | 1.0241e-09 | 1.0241e-09 | 10992.1562 | 299.42 | 10692.7362 | 0 | 0 | 0 | 1.1947e-06 | 1.1257e-05 | 0 | 1.1257e-05 | 1.1257e-05 | 0 | 1.1257e-05 | 0 | 0.0092276 | 0.020227 | 0 | 0.020227 | 0 | 2.1195e-07 | 2.7717e-07 | 0 | 2.7717e-07 | [12 empty] | 7.3.3.17.5 (Remote Grid) Updates to grid topology to minimize risk of ignition in HFTDs Remote GridWLDFRVegetation ContactAggregated | WLDFR | HFTD - Distribution - Tier 2 - 2QU CoRE ¦ 5QU LoRE | Non-Red Flag Warning - Small Fires | Vegetation Contact | Aggregated | 2044 | 0.00095881 | 1464.9153 | 1.4046 | 2044 | Mitigation | 0.95 | 45 | 0 | esc | 0.00097009 | 9.3013e-07 | 0.00097009 | 9.3013e-07
[79 empty] | WLDFR | HFTD - Distribution - Tier 3 - 3QU CoRE ¦ 3QU LoRE | Non-Red Flag Warning - Destructive Fires | 2045 | 1.0241e-09 | 1.0241e-09 | 10992.1562 | 299.42 | 10692.7362 | 0 | 0 | 0 | 1.1947e-06 | 1.1257e-05 | 0 | 1.1257e-05 | 1.1257e-05 | 0 | 1.1257e-05 | 0 | 0.009681 | 0.021221 | 0 | 0.021221 | 0 | 2.1195e-07 | 2.7717e-07 | 0 | 2.7717e-07 | [12 empty] | 7.3.3.17.5 (Remote Grid) Updates to grid topology to minimize risk of ignition in HFTDs Remote GridWLDFRVegetation ContactAggregated | WLDFR | HFTD - Distribution - Tier 2 - 2QU CoRE ¦ 5QU LoRE | Non-Red Flag Warning - Small Fires | Vegetation Contact | Aggregated | 2045 | 0.00095881 | 1464.9153 | 1.4046 | 2045 | Mitigation | 0.95 | 45 | 0 | esc | 0.00097009 | 9.3013e-07 | 0.00097009 | 9.3013e-07
[79 empty] | WLDFR | HFTD - Distribution - Tier 3 - 3QU CoRE ¦ 3QU LoRE | Non-Red Flag Warning - Destructive Fires | 2046 | 1.0241e-09 | 1.0241e-09 | 10992.1562 | 299.42 | 10692.7362 | 0 | 0 | 0 | 1.1947e-06 | 1.1257e-05 | 0 | 1.1257e-05 | 1.1257e-05 | 0 | 1.1257e-05 | 0 | 0.009681 | 0.021221 | 0 | 0.021221 | 0 | 2.1195e-07 | 2.7717e-07 | 0 | 2.7717e-07 | [12 empty] | 7.3.3.17.5 (Remote Grid) Updates to grid topology to minimize risk of ignition in HFTDs Remote GridWLDFRVegetation ContactAggregated | WLDFR | HFTD - Distribution - Tier 2 - 2QU CoRE ¦ 5QU LoRE | Non-Red Flag Warning - Small Fires | Vegetation Contact | Aggregated | 2046 | 0.00095881 | 1464.9153 | 1.4046 | 2046 | Mitigation | 0.95 | 45 | 0 | esc | 0.00097009 | 9.3013e-07 | 0.00097009 | 9.3013e-07
[79 empty] | WLDFR | HFTD - Distribution - Tier 3 - 3QU CoRE ¦ 3QU LoRE | Non-Red Flag Warning - Destructive Fires | 2047 | 1.0241e-09 | 1.0241e-09 | 10992.1562 | 299.42 | 10692.7362 | 0 | 0 | 0 | 1.1947e-06 | 1.1257e-05 | 0 | 1.1257e-05 | 1.1257e-05 | 0 | 1.1257e-05 | 0 | 0.009681 | 0.021221 | 0 | 0.021221 | 0 | 0 | 2.7717e-07 | 0 | 2.7717e-07 | [12 empty] | 7.3.3.17.5 (Remote Grid) Updates to grid topology to minimize risk of ignition in HFTDs Remote GridWLDFRVegetation ContactAggregated | WLDFR | HFTD - Distribution - Tier 2 - 2QU CoRE ¦ 5QU LoRE | Non-Red Flag Warning - Small Fires | Vegetation Contact | Aggregated | 2047 | 0.00095881 | 1464.9153 | 1.4046 | 2047 | Mitigation | 0.95 | 45 | 0 | esc | 0.00097009 | 9.3013e-07 | 0.00097009 | 9.3013e-07
[79 empty] | WLDFR | HFTD - Distribution - Tier 3 - 3QU CoRE ¦ 3QU LoRE | Non-Red Flag Warning - Destructive Fires | 2048 | 1.0241e-09 | 1.0241e-09 | 11536.0538 | 319.4911 | 11216.5626 | 0 | 0 | 0 | 1.1947e-06 | 1.1814e-05 | 0 | 1.1814e-05 | 1.1814e-05 | 0 | 1.1814e-05 | 0 | 0.009681 | 0.021221 | 0 | 0.021221 | 0 | 0 | 0 | 0 | 0 | [12 empty] | 7.3.3.17.5 (Remote Grid) Updates to grid topology to minimize risk of ignition in HFTDs Remote GridWLDFRVegetation ContactAggregated | WLDFR | HFTD - Distribution - Tier 2 - 2QU CoRE ¦ 5QU LoRE | Non-Red Flag Warning - Small Fires | Vegetation Contact | Aggregated | 2048 | 0.00095881 | 1464.9153 | 1.4046 | 2048 | Mitigation | 0.95 | 45 | 0 | esc | 0.00097009 | 9.3013e-07 | 0.00097009 | 9.3013e-07
[79 empty] | WLDFR | HFTD - Distribution - Tier 3 - 3QU CoRE ¦ 3QU LoRE | Non-Red Flag Warning - Destructive Fires | 2049 | 1.0241e-09 | 1.0241e-09 | 11536.0538 | 319.4911 | 11216.5626 | 0 | 0 | 0 | 1.1947e-06 | 1.1814e-05 | 0 | 1.1814e-05 | 1.1814e-05 | 0 | 1.1814e-05 | 0 | 0.009681 | 0.021221 | 0 | 0.021221 | 0 | 0 | 0 | 0 | 0 | [12 empty] | 7.3.3.17.5 (Remote Grid) Updates to grid topology to minimize risk of ignition in HFTDs Remote GridWLDFRVegetation ContactAggregated | WLDFR | HFTD - Distribution - Tier 2 - 2QU CoRE ¦ 5QU LoRE | Non-Red Flag Warning - Small Fires | Vegetation Contact | Aggregated | 2049 | 0.00095881 | 1464.9153 | 1.4046 | 2049 | Mitigation | 0.95 | 45 | 0 | esc | 0.00097009 | 9.3013e-07 | 0.00097009 | 9.3013e-07
[79 empty] | WLDFR | HFTD - Distribution - Tier 3 - 3QU CoRE ¦ 3QU LoRE | Non-Red Flag Warning - Destructive Fires | 2050 | 1.0241e-09 | 1.0241e-09 | 11536.0538 | 319.4911 | 11216.5626 | 0 | 0 | 0 | 1.1947e-06 | 1.1814e-05 | 0 | 1.1814e-05 | 1.1814e-05 | 0 | 1.1814e-05 | 0 | 0.010164 | 0.02228 | 0 | 0.02228 | 0 | 3.4527e-08 | 0 | 0 | 0 | [12 empty] | 7.3.3.17.5 (Remote Grid) Updates to grid topology to minimize risk of ignition in HFTDs Remote GridWLDFRVegetation ContactAggregated | WLDFR | HFTD - Distribution - Tier 2 - 2QU CoRE ¦ 5QU LoRE | Non-Red Flag Warning - Small Fires | Vegetation Contact | Aggregated | 2050 | 0.00095881 | 1464.9153 | 1.4046 | 2050 | Mitigation | 0.95 | 45 | 0 | esc | 0.00097009 | 9.3013e-07 | 0.00097009 | 9.3013e-07
[79 empty] | WLDFR | HFTD - Distribution - Tier 3 - 3QU CoRE ¦ 3QU LoRE | Non-Red Flag Warning - Destructive Fires | 2051 | 1.0241e-09 | 1.0241e-09 | 11536.0538 | 319.4911 | 11216.5626 | 0 | 0 | 0 | 1.1947e-06 | 1.1814e-05 | 0 | 1.1814e-05 | 1.1814e-05 | 0 | 1.1814e-05 | 0 | 0.010164 | 0.02228 | 0 | 0.02228 | 0 | 3.5759e-08 | 4.6762e-08 | 0 | 4.6762e-08 | [12 empty] | 7.3.3.17.5 (Remote Grid) Updates to grid topology to minimize risk of ignition in HFTDs Remote GridWLDFRVegetation ContactAggregated | WLDFR | HFTD - Distribution - Tier 2 - 2QU CoRE ¦ 5QU LoRE | Non-Red Flag Warning - Small Fires | Vegetation Contact | Aggregated | 2051 | 0.00095881 | 1464.9153 | 1.4046 | 2051 | Mitigation | 0.95 | 45 | 0 | esc | 0.00097009 | 9.3013e-07 | 0.00097009 | 9.3013e-07
[79 empty] | WLDFR | HFTD - Distribution - Tier 3 - 3QU CoRE ¦ 3QU LoRE | Non-Red Flag Warning - Destructive Fires | 2052 | 1.0241e-09 | 1.0241e-09 | 11536.0538 | 319.4911 | 11216.5626 | 0 | 0 | 0 | 1.1947e-06 | 1.1814e-05 | 0 | 1.1814e-05 | 1.1814e-05 | 0 | 1.1814e-05 | 0 | 0.010164 | 0.02228 | 0 | 0.02228 | 0 | 3.5759e-08 | 4.6762e-08 | 0 | 4.6762e-08 | [12 empty] | 7.3.3.17.5 (Remote Grid) Updates to grid topology to minimize risk of ignition in HFTDs Remote GridWLDFRVegetation ContactAggregated | WLDFR | HFTD - Distribution - Tier 2 - 2QU CoRE ¦ 5QU LoRE | Non-Red Flag Warning - Small Fires | Vegetation Contact | Aggregated | 2052 | 0.00095881 | 1464.9153 | 1.4046 | 2052 | Mitigation | 0.95 | 45 | 0 | esc | 0.00097009 | 9.3013e-07 | 0.00097009 | 9.3013e-07
[79 empty] | WLDFR | HFTD - Distribution - Tier 3 - 3QU CoRE ¦ 3QU LoRE | Non-Red Flag Warning - Destructive Fires | 2053 | 1.0241e-09 | 1.0241e-09 | 12097.6769 | 340.5356 | 11757.1413 | 0 | 0 | 0 | 1.1947e-06 | 1.2389e-05 | 0 | 1.2389e-05 | 1.2389e-05 | 0 | 1.2389e-05 | 0 | 0.010164 | 0.02228 | 0 | 0.02228 | 0 | 3.5759e-08 | 4.6762e-08 | 0 | 4.6762e-08 | [12 empty] | 7.3.3.17.5 (Remote Grid) Updates to grid topology to minimize risk of ignition in HFTDs Remote GridWLDFRVegetation ContactAggregated | WLDFR | HFTD - Distribution - Tier 2 - 2QU CoRE ¦ 5QU LoRE | Non-Red Flag Warning - Small Fires | Vegetation Contact | Aggregated | 2053 | 0.00095881 | 1464.9153 | 1.4046 | 2053 | Mitigation | 0.95 | 45 | 0 | esc | 0.00097009 | 9.3013e-07 | 0.00097009 | 9.3013e-07
[79 empty] | WLDFR | HFTD - Distribution - Tier 3 - 3QU CoRE ¦ 3QU LoRE | Non-Red Flag Warning - Destructive Fires | 2054 | 1.0241e-09 | 1.0241e-09 | 12097.6769 | 340.5356 | 11757.1413 | 0 | 0 | 0 | 1.1947e-06 | 1.2389e-05 | 0 | 1.2389e-05 | 1.2389e-05 | 0 | 1.2389e-05 | 0 | 0.010164 | 0.02228 | 0 | 0.02228 | 0 | 3.5759e-08 | 4.6762e-08 | 0 | 4.6762e-08 | [12 empty] | 7.3.3.17.5 (Remote Grid) Updates to grid topology to minimize risk of ignition in HFTDs Remote GridWLDFRVegetation ContactAggregated | WLDFR | HFTD - Distribution - Tier 2 - 2QU CoRE ¦ 5QU LoRE | Non-Red Flag Warning - Small Fires | Vegetation Contact | Aggregated | 2054 | 0.00095881 | 1464.9153 | 1.4046 | 2054 | Mitigation | 0.95 | 45 | 0 | esc | 0.00097009 | 9.3013e-07 | 0.00097009 | 9.3013e-07
[79 empty] | WLDFR | HFTD - Distribution - Tier 3 - 3QU CoRE ¦ 3QU LoRE | Non-Red Flag Warning - Destructive Fires | 2055 | 1.0241e-09 | 1.0241e-09 | 12097.6769 | 340.5356 | 11757.1413 | 0 | 0 | 0 | 1.1947e-06 | 1.2389e-05 | 0 | 1.2389e-05 | 1.2389e-05 | 0 | 1.2389e-05 | 0 | 0.01067 | 0.023389 | 0 | 0.023389 | 0 | 3.5759e-08 | 4.6762e-08 | 0 | 4.6762e-08 | [12 empty] | 7.3.3.17.5 (Remote Grid) Updates to grid topology to minimize risk of ignition in HFTDs Remote GridWLDFRVegetation ContactAggregated | WLDFR | HFTD - Distribution - Tier 2 - 2QU CoRE ¦ 5QU LoRE | Non-Red Flag Warning - Small Fires | Vegetation Contact | Aggregated | 2055 | 0.00095881 | 1464.9153 | 1.4046 | 2055 | Mitigation | 0.95 | 45 | 0 | esc | 0.00097009 | 9.3013e-07 | 0.00097009 | 9.3013e-07
[79 empty] | WLDFR | HFTD - Distribution - Tier 3 - 3QU CoRE ¦ 3QU LoRE | Non-Red Flag Warning - Destructive Fires | 2056 | 1.0241e-09 | 1.0241e-09 | 12097.6769 | 340.5356 | 11757.1413 | 0 | 0 | 0 | 1.1947e-06 | 1.2389e-05 | 0 | 1.2389e-05 | 1.2389e-05 | 0 | 1.2389e-05 | 0 | 0.01067 | 0.023389 | 0 | 0.023389 | 0 | 3.731e-08 | 4.879e-08 | 0 | 4.879e-08 | [12 empty] | 7.3.3.17.5 (Remote Grid) Updates to grid topology to minimize risk of ignition in HFTDs Remote GridWLDFRVegetation ContactAggregated | WLDFR | HFTD - Distribution - Tier 2 - 2QU CoRE ¦ 5QU LoRE | Non-Red Flag Warning - Small Fires | Vegetation Contact | Aggregated | 2056 | 0.00095881 | 1464.9153 | 1.4046 | 2056 | Mitigation | 0.95 | 45 | 0 | esc | 0.00097009 | 9.3013e-07 | 0.00097009 | 9.3013e-07
[79 empty] | WLDFR | HFTD - Distribution - Tier 3 - 3QU CoRE ¦ 3QU LoRE | Non-Red Flag Warning - Destructive Fires | 2057 | 1.0241e-09 | 1.0241e-09 | 12097.6769 | 340.5356 | 11757.1413 | 0 | 0 | 0 | 1.1947e-06 | 1.2389e-05 | 0 | 1.2389e-05 | 1.2389e-05 | 0 | 1.2389e-05 | 0 | 0.01067 | 0.023389 | 0 | 0.023389 | 0 | 3.731e-08 | 4.879e-08 | 0 | 4.879e-08 | [12 empty] | 7.3.3.17.5 (Remote Grid) Updates to grid topology to minimize risk of ignition in HFTDs Remote GridWLDFRVegetation ContactAggregated | WLDFR | HFTD - Distribution - Tier 2 - 2QU CoRE ¦ 5QU LoRE | Non-Red Flag Warning - Small Fires | Vegetation Contact | Aggregated | 2057 | 0.00095881 | 1464.9153 | 1.4046 | 2057 | Mitigation | 0.95 | 45 | 0 | esc | 0.00097009 | 9.3013e-07 | 0.00097009 | 9.3013e-07
[79 empty] | WLDFR | HFTD - Distribution - Tier 3 - 3QU CoRE ¦ 3QU LoRE | Non-Red Flag Warning - Destructive Fires | 2058 | 1.0241e-09 | 1.0241e-09 | 12670.1796 | 362.3049 | 12307.8747 | 0 | 0 | 0 | 1.1947e-06 | 1.2975e-05 | 0 | 1.2975e-05 | 1.2975e-05 | 0 | 1.2975e-05 | 0 | 0.01067 | 0.023389 | 0 | 0.023389 | 0 | 3.731e-08 | 4.879e-08 | 0 | 4.879e-08 | [12 empty] | 7.3.3.17.5 (Remote Grid) Updates to grid topology to minimize risk of ignition in HFTDs Remote GridWLDFRVegetation ContactAggregated | WLDFR | HFTD - Distribution - Tier 2 - 2QU CoRE ¦ 5QU LoRE | Non-Red Flag Warning - Small Fires | Vegetation Contact | Aggregated | 2058 | 0.00095881 | 1464.9153 | 1.4046 | 2058 | Mitigation | 0.95 | 45 | 0 | esc | 0.00097009 | 9.3013e-07 | 0.00097009 | 9.3013e-07
[79 empty] | WLDFR | HFTD - Distribution - Tier 3 - 3QU CoRE ¦ 3QU LoRE | Non-Red Flag Warning - Destructive Fires | 2059 | 1.0241e-09 | 1.0241e-09 | 12670.1796 | 362.3049 | 12307.8747 | 0 | 0 | 0 | 1.1947e-06 | 1.2975e-05 | 0 | 1.2975e-05 | 1.2975e-05 | 0 | 1.2975e-05 | 0 | 0.01067 | 0.023389 | 0 | 0.023389 | 0 | 3.731e-08 | 4.879e-08 | 0 | 4.879e-08 | [12 empty] | 7.3.3.17.5 (Remote Grid) Updates to grid topology to minimize risk of ignition in HFTDs Remote GridWLDFRVegetation ContactAggregated | WLDFR | HFTD - Distribution - Tier 2 - 2QU CoRE ¦ 5QU LoRE | Non-Red Flag Warning - Small Fires | Vegetation Contact | Aggregated | 2059 | 0.00095881 | 1464.9153 | 1.4046 | 2059 | Mitigation | 0.95 | 45 | 0 | esc | 0.00097009 | 9.3013e-07 | 0.00097009 | 9.3013e-07
[79 empty] | WLDFR | HFTD - Distribution - Tier 3 - 3QU CoRE ¦ 3QU LoRE | Non-Red Flag Warning - Destructive Fires | 2060 | 1.0241e-09 | 1.0241e-09 | 12670.1796 | 362.3049 | 12307.8747 | 0 | 0 | 0 | 1.1947e-06 | 1.2975e-05 | 0 | 1.2975e-05 | 1.2975e-05 | 0 | 1.2975e-05 | 0 | 0.011193 | 0.024536 | 0 | 0.024536 | 0 | 3.731e-08 | 4.879e-08 | 0 | 4.879e-08 | [12 empty] | 7.3.3.17.5 (Remote Grid) Updates to grid topology to minimize risk of ignition in HFTDs Remote GridWLDFRVegetation ContactAggregated | WLDFR | HFTD - Distribution - Tier 2 - 2QU CoRE ¦ 5QU LoRE | Non-Red Flag Warning - Small Fires | Vegetation Contact | Aggregated | 2060 | 0.00095881 | 1464.9153 | 1.4046 | 2060 | Mitigation | 0.95 | 45 | 0 | esc | 0.00097009 | 9.3013e-07 | 0.00097009 | 9.3013e-07
[79 empty] | WLDFR | HFTD - Distribution - Tier 3 - 3QU CoRE ¦ 3QU LoRE | Non-Red Flag Warning - Destructive Fires | 2061 | 1.0241e-09 | 1.0241e-09 | 12670.1796 | 362.3049 | 12307.8747 | 0 | 0 | 0 | 1.1947e-06 | 1.2975e-05 | 0 | 1.2975e-05 | 1.2975e-05 | 0 | 1.2975e-05 | 0 | 0.011193 | 0.024536 | 0 | 0.024536 | 0 | 3.9033e-08 | 5.1043e-08 | 0 | 5.1043e-08 | [12 empty] | 7.3.3.17.5 (Remote Grid) Updates to grid topology to minimize risk of ignition in HFTDs Remote GridWLDFRVegetation ContactAggregated | WLDFR | HFTD - Distribution - Tier 2 - 2QU CoRE ¦ 5QU LoRE | Non-Red Flag Warning - Small Fires | Vegetation Contact | Aggregated | 2061 | 0.00095881 | 1464.9153 | 1.4046 | 2061 | Mitigation | 0.95 | 45 | 0 | esc | 0.00097009 | 9.3013e-07 | 0.00097009 | 9.3013e-07
[79 empty] | WLDFR | HFTD - Distribution - Tier 3 - 3QU CoRE ¦ 3QU LoRE | Non-Red Flag Warning - Destructive Fires | 2062 | 1.0241e-09 | 1.0241e-09 | 12670.1796 | 362.3049 | 12307.8747 | 0 | 0 | 0 | 1.1947e-06 | 1.2975e-05 | 0 | 1.2975e-05 | 1.2975e-05 | 0 | 1.2975e-05 | 0 | 0.011193 | 0.024536 | 0 | 0.024536 | 0 | 3.9033e-08 | 5.1043e-08 | 0 | 5.1043e-08 | [12 empty] | 7.3.3.17.5 (Remote Grid) Updates to grid topology to minimize risk of ignition in HFTDs Remote GridWLDFRVegetation ContactAggregated | WLDFR | HFTD - Distribution - Tier 2 - 2QU CoRE ¦ 5QU LoRE | Non-Red Flag Warning - Small Fires | Vegetation Contact | Aggregated | 2062 | 0.00095881 | 1464.9153 | 1.4046 | 2062 | Mitigation | 0.95 | 45 | 0 | esc | 0.00097009 | 9.3013e-07 | 0.00097009 | 9.3013e-07
[79 empty] | WLDFR | HFTD - Distribution - Tier 3 - 3QU CoRE ¦ 3QU LoRE | Non-Red Flag Warning - Destructive Fires | 2063 | 1.0241e-09 | 1.0241e-09 | 13246.6313 | 384.5316 | 12862.0997 | 0 | 0 | 0 | 1.1947e-06 | 1.3566e-05 | 0 | 1.3566e-05 | 1.3566e-05 | 0 | 1.3566e-05 | 0 | 0.011193 | 0.024536 | 0 | 0.024536 | 0 | 3.9033e-08 | 5.1043e-08 | 0 | 5.1043e-08 | [12 empty] | 7.3.3.17.5 (Remote Grid) Updates to grid topology to minimize risk of ignition in HFTDs Remote GridWLDFRVegetation ContactAggregated | WLDFR | HFTD - Distribution - Tier 2 - 2QU CoRE ¦ 5QU LoRE | Non-Red Flag Warning - Small Fires | Vegetation Contact | Aggregated | 2063 | 0.00095881 | 1464.9153 | 1.4046 | 2063 | Mitigation | 0.95 | 45 | 0 | esc | 0.00097009 | 9.3013e-07 | 0.00097009 | 9.3013e-07
[79 empty] | WLDFR | HFTD - Distribution - Tier 3 - 3QU CoRE ¦ 3QU LoRE | Non-Red Flag Warning - Destructive Fires | 2064 | 1.0241e-09 | 1.0241e-09 | 13246.6313 | 384.5316 | 12862.0997 | 0 | 0 | 0 | 1.1947e-06 | 1.3566e-05 | 0 | 1.3566e-05 | 1.3566e-05 | 0 | 1.3566e-05 | 0 | 0.011193 | 0.024536 | 0 | 0.024536 | 0 | 3.9033e-08 | 5.1043e-08 | 0 | 5.1043e-08 | [12 empty] | 7.3.3.17.5 (Remote Grid) Updates to grid topology to minimize risk of ignition in HFTDs Remote GridWLDFRVegetation ContactAggregated | WLDFR | HFTD - Distribution - Tier 2 - 2QU CoRE ¦ 5QU LoRE | Non-Red Flag Warning - Small Fires | Vegetation Contact | Aggregated | 2064 | 0.00095881 | 1464.9153 | 1.4046 | 2064 | Mitigation | 0.95 | 45 | 0 | esc | 0.00097009 | 9.3013e-07 | 0.00097009 | 9.3013e-07
[79 empty] | WLDFR | HFTD - Distribution - Tier 3 - 3QU CoRE ¦ 3QU LoRE | Non-Red Flag Warning - Destructive Fires | 2065 | 1.0241e-09 | 1.0241e-09 | 13246.6313 | 384.5316 | 12862.0997 | 0 | 0 | 0 | 1.1947e-06 | 1.3566e-05 | 0 | 1.3566e-05 | 1.3566e-05 | 0 | 1.3566e-05 | 0 | 0.011727 | 0.025707 | 0 | 0.025707 | 0 | 3.9033e-08 | 5.1043e-08 | 0 | 5.1043e-08 | [12 empty] | 7.3.3.17.5 (Remote Grid) Updates to grid topology to minimize risk of ignition in HFTDs Remote GridWLDFRVegetation ContactAggregated | WLDFR | HFTD - Distribution - Tier 2 - 2QU CoRE ¦ 5QU LoRE | Non-Red Flag Warning - Small Fires | Vegetation Contact | Aggregated | 2065 | 0.00095881 | 1464.9153 | 1.4046 | 2065 | Mitigation | 0.95 | 45 | 0 | esc | 0.00097009 | 9.3013e-07 | 0.00097009 | 9.3013e-07
[79 empty] | WLDFR | HFTD - Distribution - Tier 3 - 3QU CoRE ¦ 3QU LoRE | Non-Red Flag Warning - Destructive Fires | 2066 | 1.0241e-09 | 1.0241e-09 | 13246.6313 | 384.5316 | 12862.0997 | 0 | 0 | 0 | 1.1947e-06 | 1.3566e-05 | 0 | 1.3566e-05 | 1.3566e-05 | 0 | 1.3566e-05 | 0 | 0.011727 | 0.025707 | 0 | 0.025707 | 0 | 4.0902e-08 | 5.3488e-08 | 0 | 5.3488e-08 | [12 empty] | 7.3.3.17.5 (Remote Grid) Updates to grid topology to minimize risk of ignition in HFTDs Remote GridWLDFRVegetation ContactAggregated | WLDFR | HFTD - Distribution - Tier 2 - 2QU CoRE ¦ 5QU LoRE | Non-Red Flag Warning - Small Fires | Vegetation Contact | Aggregated | 2066 | 0.00095881 | 1464.9153 | 1.4046 | 2066 | Mitigation | 0.95 | 45 | 0 | esc | 0.00097009 | 9.3013e-07 | 0.00097009 | 9.3013e-07
[79 empty] | WLDFR | HFTD - Distribution - Tier 3 - 3QU CoRE ¦ 3QU LoRE | Non-Red Flag Warning - Destructive Fires | 2067 | 0 | 1.0241e-09 | 13246.6313 | 384.5316 | 12862.0997 | 0 | 0 | 0 | 1.1947e-06 | 0 | 0 | 0 | 1.3566e-05 | 0 | 1.3566e-05 | 0 | 0.011727 | 0.025707 | 0 | 0.025707 | 0 | 4.0902e-08 | 5.3488e-08 | 0 | 5.3488e-08 | [12 empty] | 7.3.3.17.5 (Remote Grid) Updates to grid topology to minimize risk of ignition in HFTDs Remote GridWLDFRVegetation ContactAggregated | WLDFR | HFTD - Distribution - Tier 2 - 2QU CoRE ¦ 5QU LoRE | Non-Red Flag Warning - Small Fires | Vegetation Contact | Aggregated | 2067 | 0.00095881 | 1464.9153 | 1.4046 | 2067 | Mitigation | 0.95 | 45 | 0 | esc | 0 | 0 | 0.00097009 | 9.3013e-07
[79 empty] | WLDFR | HFTD - Distribution - Tier 3 - 3QU CoRE ¦ 3QU LoRE | Non-Red Flag Warning - Large Fires | 2022 | 1.7002e-08 | 0 | 5.2406 | 0.69642 | 2.942 | 1.6022 | 0 | 0 | 1.9707e-05 | 8.9102e-08 | 0 | 8.9102e-08 | 0 | 0 | 0 | 0 | 0.011727 | 0.025707 | 0 | 0.025707 | 0 | 4.0902e-08 | 5.3488e-08 | 0 | 5.3488e-08 | [12 empty] | 7.3.3.17.5 (Remote Grid) Updates to grid topology to minimize risk of ignition in HFTDs Remote GridWLDFRWire-to-wire contactAggregated | WLDFR | HFTD - Distribution - Tier 2 - 2QU CoRE ¦ 5QU LoRE | Non-Red Flag Warning - Small Fires | Wire-to-wire contact | Aggregated | 2022 | 0.00017724 | 1464.9153 | 0.25964 | 2022 | Mitigation | 0.95 | 45 | 0 | esc | 0.00097009 | 1.7193e-07 | 0 | 0
[79 empty] | WLDFR | HFTD - Distribution - Tier 3 - 3QU CoRE ¦ 3QU LoRE | Non-Red Flag Warning - Large Fires | 2023 | 1.7002e-08 | 1.7002e-08 | 5.475 | 0.71896 | 3.0715 | 1.6846 | 0 | 0 | 1.9707e-05 | 9.3088e-08 | 0 | 9.3088e-08 | 9.3088e-08 | 0 | 9.3088e-08 | 0 | 0.011727 | 0.025707 | 0 | 0.025707 | 0 | 4.0902e-08 | 5.3488e-08 | 0 | 5.3488e-08 | [12 empty] | 7.3.3.17.5 (Remote Grid) Updates to grid topology to minimize risk of ignition in HFTDs Remote GridWLDFRWire-to-wire contactAggregated | WLDFR | HFTD - Distribution - Tier 2 - 2QU CoRE ¦ 5QU LoRE | Non-Red Flag Warning - Small Fires | Wire-to-wire contact | Aggregated | 2023 | 0.00017724 | 1464.9153 | 0.25964 | 2023 | Mitigation | 0.95 | 45 | 0 | esc | 0.00097009 | 1.7193e-07 | 0.00097009 | 1.7193e-07
[79 empty] | WLDFR | HFTD - Distribution - Tier 3 - 3QU CoRE ¦ 3QU LoRE | Non-Red Flag Warning - Large Fires | 2024 | 1.7002e-08 | 1.7002e-08 | 5.475 | 0.71896 | 3.0715 | 1.6846 | 0 | 0 | 1.9707e-05 | 9.3088e-08 | 0 | 9.3088e-08 | 9.3088e-08 | 0 | 9.3088e-08 | 0 | 0.012265 | 0.026886 | 0 | 0.026886 | 0 | 4.0902e-08 | 5.3488e-08 | 0 | 5.3488e-08 | [12 empty] | 7.3.3.17.5 (Remote Grid) Updates to grid topology to minimize risk of ignition in HFTDs Remote GridWLDFRWire-to-wire contactAggregated | WLDFR | HFTD - Distribution - Tier 2 - 2QU CoRE ¦ 5QU LoRE | Non-Red Flag Warning - Small Fires | Wire-to-wire contact | Aggregated | 2024 | 0.00017724 | 1464.9153 | 0.25964 | 2024 | Mitigation | 0.95 | 45 | 0 | esc | 0.00097009 | 1.7193e-07 | 0.00097009 | 1.7193e-07
[79 empty] | WLDFR | HFTD - Distribution - Tier 3 - 3QU CoRE ¦ 3QU LoRE | Non-Red Flag Warning - Large Fires | 2025 | 1.7002e-08 | 1.7002e-08 | 5.475 | 0.71896 | 3.0715 | 1.6846 | 0 | 0 | 1.9707e-05 | 9.3088e-08 | 0 | 9.3088e-08 | 9.3088e-08 | 0 | 9.3088e-08 | 0 | 0.012265 | 0.026886 | 0 | 0.026886 | 0 | 4.2892e-08 | 5.609e-08 | 0 | 5.609e-08 | [12 empty] | 7.3.3.17.5 (Remote Grid) Updates to grid topology to minimize risk of ignition in HFTDs Remote GridWLDFRWire-to-wire contactAggregated | WLDFR | HFTD - Distribution - Tier 2 - 2QU CoRE ¦ 5QU LoRE | Non-Red Flag Warning - Small Fires | Wire-to-wire contact | Aggregated | 2025 | 0.00017724 | 1464.9153 | 0.25964 | 2025 | Mitigation | 0.95 | 45 | 0 | esc | 0.00097009 | 1.7193e-07 | 0.00097009 | 1.7193e-07
[79 empty] | WLDFR | HFTD - Distribution - Tier 3 - 3QU CoRE ¦ 3QU LoRE | Non-Red Flag Warning - Large Fires | 2026 | 1.7002e-08 | 1.7002e-08 | 5.475 | 0.71896 | 3.0715 | 1.6846 | 0 | 0 | 1.9707e-05 | 9.3088e-08 | 0 | 9.3088e-08 | 9.3088e-08 | 0 | 9.3088e-08 | 0 | 0.012265 | 0.026886 | 0 | 0.026886 | 0 | 4.2892e-08 | 5.609e-08 | 0 | 5.609e-08 | [12 empty] | 7.3.3.17.5 (Remote Grid) Updates to grid topology to minimize risk of ignition in HFTDs Remote GridWLDFRWire-to-wire contactAggregated | WLDFR | HFTD - Distribution - Tier 2 - 2QU CoRE ¦ 5QU LoRE | Non-Red Flag Warning - Small Fires | Wire-to-wire contact | Aggregated | 2026 | 0.00017724 | 1464.9153 | 0.25964 | 2026 | Mitigation | 0.95 | 45 | 0 | esc | 0.00097009 | 1.7193e-07 | 0.00097009 | 1.7193e-07
[79 empty] | WLDFR | HFTD - Distribution - Tier 3 - 3QU CoRE ¦ 3QU LoRE | Non-Red Flag Warning - Large Fires | 2027 | 1.7002e-08 | 1.7002e-08 | 5.475 | 0.71896 | 3.0715 | 1.6846 | 0 | 0 | 1.9707e-05 | 9.3088e-08 | 0 | 9.3088e-08 | 9.3088e-08 | 0 | 9.3088e-08 | 0 | 0.012265 | 0.026886 | 0 | 0.026886 | 0 | 4.2892e-08 | 5.609e-08 | 0 | 5.609e-08 | [12 empty] | 7.3.3.17.5 (Remote Grid) Updates to grid topology to minimize risk of ignition in HFTDs Remote GridWLDFRWire-to-wire contactAggregated | WLDFR | HFTD - Distribution - Tier 2 - 2QU CoRE ¦ 5QU LoRE | Non-Red Flag Warning - Small Fires | Wire-to-wire contact | Aggregated | 2027 | 0.00017724 | 1464.9153 | 0.25964 | 2027 | Mitigation | 0.95 | 45 | 0 | esc | 0.00097009 | 1.7193e-07 | 0.00097009 | 1.7193e-07
[79 empty] | WLDFR | HFTD - Distribution - Tier 3 - 3QU CoRE ¦ 3QU LoRE | Non-Red Flag Warning - Large Fires | 2028 | 1.7002e-08 | 1.7002e-08 | 5.777 | 0.74734 | 3.238 | 1.7917 | 0 | 0 | 1.9707e-05 | 9.8223e-08 | 0 | 9.8223e-08 | 9.8223e-08 | 0 | 9.8223e-08 | 0 | 0.012265 | 0.026886 | 0 | 0.026886 | 0 | 4.2892e-08 | 5.609e-08 | 0 | 5.609e-08 | [12 empty] | 7.3.3.17.5 (Remote Grid) Updates to grid topology to minimize risk of ignition in HFTDs Remote GridWLDFRWire-to-wire contactAggregated | WLDFR | HFTD - Distribution - Tier 2 - 2QU CoRE ¦ 5QU LoRE | Non-Red Flag Warning - Small Fires | Wire-to-wire contact | Aggregated | 2028 | 0.00017724 | 1464.9153 | 0.25964 | 2028 | Mitigation | 0.95 | 45 | 0 | esc | 0.00097009 | 1.7193e-07 | 0.00097009 | 1.7193e-07
[79 empty] | WLDFR | HFTD - Distribution - Tier 3 - 3QU CoRE ¦ 3QU LoRE | Non-Red Flag Warning - Large Fires | 2029 | 1.7002e-08 | 1.7002e-08 | 5.777 | 0.74734 | 3.238 | 1.7917 | 0 | 0 | 1.9707e-05 | 9.8223e-08 | 0 | 9.8223e-08 | 9.8223e-08 | 0 | 9.8223e-08 | 0 | 0.012801 | 0.02806 | 0 | 0.02806 | 0 | 4.2892e-08 | 5.609e-08 | 0 | 5.609e-08 | [12 empty] | 7.3.3.17.5 (Remote Grid) Updates to grid topology to minimize risk of ignition in HFTDs Remote GridWLDFRWire-to-wire contactAggregated | WLDFR | HFTD - Distribution - Tier 2 - 2QU CoRE ¦ 5QU LoRE | Non-Red Flag Warning - Small Fires | Wire-to-wire contact | Aggregated | 2029 | 0.00017724 | 1464.9153 | 0.25964 | 2029 | Mitigation | 0.95 | 45 | 0 | esc | 0.00097009 | 1.7193e-07 | 0.00097009 | 1.7193e-07
[79 empty] | WLDFR | HFTD - Distribution - Tier 3 - 3QU CoRE ¦ 3QU LoRE | Non-Red Flag Warning - Large Fires | 2030 | 1.7002e-08 | 1.7002e-08 | 5.777 | 0.74734 | 3.238 | 1.7917 | 0 | 0 | 1.9707e-05 | 9.8223e-08 | 0 | 9.8223e-08 | 9.8223e-08 | 0 | 9.8223e-08 | 0 | 0.012801 | 0.02806 | 0 | 0.02806 | 0 | 4.4977e-08 | 5.8816e-08 | 0 | 5.8816e-08 | [12 empty] | 7.3.3.17.5 (Remote Grid) Updates to grid topology to minimize risk of ignition in HFTDs Remote GridWLDFRWire-to-wire contactAggregated | WLDFR | HFTD - Distribution - Tier 2 - 2QU CoRE ¦ 5QU LoRE | Non-Red Flag Warning - Small Fires | Wire-to-wire contact | Aggregated | 2030 | 0.00017724 | 1464.9153 | 0.25964 | 2030 | Mitigation | 0.95 | 45 | 0 | esc | 0.00097009 | 1.7193e-07 | 0.00097009 | 1.7193e-07
[79 empty] | WLDFR | HFTD - Distribution - Tier 3 - 3QU CoRE ¦ 3QU LoRE | Non-Red Flag Warning - Large Fires | 2031 | 1.7002e-08 | 1.7002e-08 | 5.777 | 0.74734 | 3.238 | 1.7917 | 0 | 0 | 1.9707e-05 | 9.8223e-08 | 0 | 9.8223e-08 | 9.8223e-08 | 0 | 9.8223e-08 | 0 | 0.012801 | 0.02806 | 0 | 0.02806 | 0 | 4.4977e-08 | 5.8816e-08 | 0 | 5.8816e-08 | [12 empty] | 7.3.3.17.5 (Remote Grid) Updates to grid topology to minimize risk of ignition in HFTDs Remote GridWLDFRWire-to-wire contactAggregated | WLDFR | HFTD - Distribution - Tier 2 - 2QU CoRE ¦ 5QU LoRE | Non-Red Flag Warning - Small Fires | Wire-to-wire contact | Aggregated | 2031 | 0.00017724 | 1464.9153 | 0.25964 | 2031 | Mitigation | 0.95 | 45 | 0 | esc | 0.00097009 | 1.7193e-07 | 0.00097009 | 1.7193e-07
[79 empty] | WLDFR | HFTD - Distribution - Tier 3 - 3QU CoRE ¦ 3QU LoRE | Non-Red Flag Warning - Large Fires | 2032 | 1.7002e-08 | 1.7002e-08 | 5.777 | 0.74734 | 3.238 | 1.7917 | 0 | 0 | 1.9707e-05 | 9.8223e-08 | 0 | 9.8223e-08 | 9.8223e-08 | 0 | 9.8223e-08 | 0 | 0 | 0.02806 | 0 | 0.02806 | 0 | 4.4977e-08 | 5.8816e-08 | 0 | 5.8816e-08 | [12 empty] | 7.3.3.17.5 (Remote Grid) Updates to grid topology to minimize risk of ignition in HFTDs Remote GridWLDFRWire-to-wire contactAggregated | WLDFR | HFTD - Distribution - Tier 2 - 2QU CoRE ¦ 5QU LoRE | Non-Red Flag Warning - Small Fires | Wire-to-wire contact | Aggregated | 2032 | 0.00017724 | 1464.9153 | 0.25964 | 2032 | Mitigation | 0.95 | 45 | 0 | esc | 0.00097009 | 1.7193e-07 | 0.00097009 | 1.7193e-07
[79 empty] | WLDFR | HFTD - Distribution - Tier 3 - 3QU CoRE ¦ 3QU LoRE | Non-Red Flag Warning - Large Fires | 2033 | 1.7002e-08 | 1.7002e-08 | 6.1205 | 0.77885 | 3.4265 | 1.9151 | 0 | 0 | 1.9707e-05 | 1.0406e-07 | 0 | 1.0406e-07 | 1.0406e-07 | 0 | 1.0406e-07 | 0 | 0 | 0 | 0 | 0 | 0 | 4.4977e-08 | 5.8816e-08 | 0 | 5.8816e-08 | [12 empty] | 7.3.3.17.5 (Remote Grid) Updates to grid topology to minimize risk of ignition in HFTDs Remote GridWLDFRWire-to-wire contactAggregated | WLDFR | HFTD - Distribution - Tier 2 - 2QU CoRE ¦ 5QU LoRE | Non-Red Flag Warning - Small Fires | Wire-to-wire contact | Aggregated | 2033 | 0.00017724 | 1464.9153 | 0.25964 | 2033 | Mitigation | 0.95 | 45 | 0 | esc | 0.00097009 | 1.7193e-07 | 0.00097009 | 1.7193e-07
[79 empty] | WLDFR | HFTD - Distribution - Tier 3 - 3QU CoRE ¦ 3QU LoRE | Non-Red Flag Warning - Large Fires | 2034 | 1.7002e-08 | 1.7002e-08 | 6.1205 | 0.77885 | 3.4265 | 1.9151 | 0 | 0 | 1.9707e-05 | 1.0406e-07 | 0 | 1.0406e-07 | 1.0406e-07 | 0 | 1.0406e-07 | 0 | 0.00067475 | 0 | 0 | 0 | 0 | 4.4977e-08 | 5.8816e-08 | 0 | 5.8816e-08 | [12 empty] | 7.3.3.17.5 (Remote Grid) Updates to grid topology to minimize risk of ignition in HFTDs Remote GridWLDFRWire-to-wire contactAggregated | WLDFR | HFTD - Distribution - Tier 2 - 2QU CoRE ¦ 5QU LoRE | Non-Red Flag Warning - Small Fires | Wire-to-wire contact | Aggregated | 2034 | 0.00017724 | 1464.9153 | 0.25964 | 2034 | Mitigation | 0.95 | 45 | 0 | esc | 0.00097009 | 1.7193e-07 | 0.00097009 | 1.7193e-07
[79 empty] | WLDFR | HFTD - Distribution - Tier 3 - 3QU CoRE ¦ 3QU LoRE | Non-Red Flag Warning - Large Fires | 2035 | 1.7002e-08 | 1.7002e-08 | 6.1205 | 0.77885 | 3.4265 | 1.9151 | 0 | 0 | 1.9707e-05 | 1.0406e-07 | 0 | 1.0406e-07 | 1.0406e-07 | 0 | 1.0406e-07 | 0 | 0.0006994 | 0.0015331 | 0 | 0.0015331 | 0 | 4.713e-08 | 6.1632e-08 | 0 | 6.1632e-08 | [12 empty] | 7.3.3.17.5 (Remote Grid) Updates to grid topology to minimize risk of ignition in HFTDs Remote GridWLDFRWire-to-wire contactAggregated | WLDFR | HFTD - Distribution - Tier 2 - 2QU CoRE ¦ 5QU LoRE | Non-Red Flag Warning - Small Fires | Wire-to-wire contact | Aggregated | 2035 | 0.00017724 | 1464.9153 | 0.25964 | 2035 | Mitigation | 0.95 | 45 | 0 | esc | 0.00097009 | 1.7193e-07 | 0.00097009 | 1.7193e-07
[79 empty] | WLDFR | HFTD - Distribution - Tier 3 - 3QU CoRE ¦ 3QU LoRE | Non-Red Flag Warning - Large Fires | 2036 | 1.7002e-08 | 1.7002e-08 | 6.1205 | 0.77885 | 3.4265 | 1.9151 | 0 | 0 | 1.9707e-05 | 1.0406e-07 | 0 | 1.0406e-07 | 1.0406e-07 | 0 | 1.0406e-07 | 0 | 0.0006994 | 0.0015331 | 0 | 0.0015331 | 0 | 4.713e-08 | 6.1632e-08 | 0 | 6.1632e-08 | [12 empty] | 7.3.3.17.5 (Remote Grid) Updates to grid topology to minimize risk of ignition in HFTDs Remote GridWLDFRWire-to-wire contactAggregated | WLDFR | HFTD - Distribution - Tier 2 - 2QU CoRE ¦ 5QU LoRE | Non-Red Flag Warning - Small Fires | Wire-to-wire contact | Aggregated | 2036 | 0.00017724 | 1464.9153 | 0.25964 | 2036 | Mitigation | 0.95 | 45 | 0 | esc | 0.00097009 | 1.7193e-07 | 0.00097009 | 1.7193e-07
[79 empty] | WLDFR | HFTD - Distribution - Tier 3 - 3QU CoRE ¦ 3QU LoRE | Non-Red Flag Warning - Large Fires | 2037 | 1.7002e-08 | 1.7002e-08 | 6.1205 | 0.77885 | 3.4265 | 1.9151 | 0 | 0 | 1.9707e-05 | 1.0406e-07 | 0 | 1.0406e-07 | 1.0406e-07 | 0 | 1.0406e-07 | 0 | 0.0006994 | 0.0015331 | 0 | 0.0015331 | 0 | 4.713e-08 | 6.1632e-08 | 0 | 6.1632e-08 | [12 empty] | 7.3.3.17.5 (Remote Grid) Updates to grid topology to minimize risk of ignition in HFTDs Remote GridWLDFRWire-to-wire contactAggregated | WLDFR | HFTD - Distribution - Tier 2 - 2QU CoRE ¦ 5QU LoRE | Non-Red Flag Warning - Small Fires | Wire-to-wire contact | Aggregated | 2037 | 0.00017724 | 1464.9153 | 0.25964 | 2037 | Mitigation | 0.95 | 45 | 0 | esc | 0.00097009 | 1.7193e-07 | 0.00097009 | 1.7193e-07
[79 empty] | WLDFR | HFTD - Distribution - Tier 3 - 3QU CoRE ¦ 3QU LoRE | Non-Red Flag Warning - Large Fires | 2038 | 1.7002e-08 | 1.7002e-08 | 6.5028 | 0.81304 | 3.6355 | 2.0543 | 0 | 0 | 1.9707e-05 | 1.1056e-07 | 0 | 1.1056e-07 | 1.1056e-07 | 0 | 1.1056e-07 | 0 | 0.0006994 | 0.0015331 | 0 | 0.0015331 | 0 | 4.713e-08 | 6.1632e-08 | 0 | 6.1632e-08 | [12 empty] | 7.3.3.17.5 (Remote Grid) Updates to grid topology to minimize risk of ignition in HFTDs Remote GridWLDFRWire-to-wire contactAggregated | WLDFR | HFTD - Distribution - Tier 2 - 2QU CoRE ¦ 5QU LoRE | Non-Red Flag Warning - Small Fires | Wire-to-wire contact | Aggregated | 2038 | 0.00017724 | 1464.9153 | 0.25964 | 2038 | Mitigation | 0.95 | 45 | 0 | esc | 0.00097009 | 1.7193e-07 | 0.00097009 | 1.7193e-07
[79 empty] | WLDFR | HFTD - Distribution - Tier 3 - 3QU CoRE ¦ 3QU LoRE | Non-Red Flag Warning - Large Fires | 2039 | 1.7002e-08 | 1.7002e-08 | 6.5028 | 0.81304 | 3.6355 | 2.0543 | 0 | 0 | 1.9707e-05 | 1.1056e-07 | 0 | 1.1056e-07 | 1.1056e-07 | 0 | 1.1056e-07 | 0 | 0.0006994 | 0.0015331 | 0 | 0.0015331 | 0 | 4.713e-08 | 6.1632e-08 | 0 | 6.1632e-08 | [12 empty] | 7.3.3.17.5 (Remote Grid) Updates to grid topology to minimize risk of ignition in HFTDs Remote GridWLDFRWire-to-wire contactAggregated | WLDFR | HFTD - Distribution - Tier 2 - 2QU CoRE ¦ 5QU LoRE | Non-Red Flag Warning - Small Fires | Wire-to-wire contact | Aggregated | 2039 | 0.00017724 | 1464.9153 | 0.25964 | 2039 | Mitigation | 0.95 | 45 | 0 | esc | 0.00097009 | 1.7193e-07 | 0.00097009 | 1.7193e-07
[79 empty] | WLDFR | HFTD - Distribution - Tier 3 - 3QU CoRE ¦ 3QU LoRE | Non-Red Flag Warning - Large Fires | 2040 | 1.7002e-08 | 1.7002e-08 | 6.5028 | 0.81304 | 3.6355 | 2.0543 | 0 | 0 | 1.9707e-05 | 1.1056e-07 | 0 | 1.1056e-07 | 1.1056e-07 | 0 | 1.1056e-07 | 0 | 0.00073044 | 0.0016011 | 0 | 0.0016011 | 0 | 4.9326e-08 | 6.4503e-08 | 0 | 6.4503e-08 | [12 empty] | 7.3.3.17.5 (Remote Grid) Updates to grid topology to minimize risk of ignition in HFTDs Remote GridWLDFRWire-to-wire contactAggregated | WLDFR | HFTD - Distribution - Tier 2 - 2QU CoRE ¦ 5QU LoRE | Non-Red Flag Warning - Small Fires | Wire-to-wire contact | Aggregated | 2040 | 0.00017724 | 1464.9153 | 0.25964 | 2040 | Mitigation | 0.95 | 45 | 0 | esc | 0.00097009 | 1.7193e-07 | 0.00097009 | 1.7193e-07
[79 empty] | WLDFR | HFTD - Distribution - Tier 3 - 3QU CoRE ¦ 3QU LoRE | Non-Red Flag Warning - Large Fires | 2041 | 1.7002e-08 | 1.7002e-08 | 6.5028 | 0.81304 | 3.6355 | 2.0543 | 0 | 0 | 1.9707e-05 | 1.1056e-07 | 0 | 1.1056e-07 | 1.1056e-07 | 0 | 1.1056e-07 | 0 | 0.00073044 | 0.0016011 | 0 | 0.0016011 | 0 | 4.9326e-08 | 6.4503e-08 | 0 | 6.4503e-08 | [12 empty] | 7.3.3.17.5 (Remote Grid) Updates to grid topology to minimize risk of ignition in HFTDs Remote GridWLDFRWire-to-wire contactAggregated | WLDFR | HFTD - Distribution - Tier 2 - 2QU CoRE ¦ 5QU LoRE | Non-Red Flag Warning - Small Fires | Wire-to-wire contact | Aggregated | 2041 | 0.00017724 | 1464.9153 | 0.25964 | 2041 | Mitigation | 0.95 | 45 | 0 | esc | 0.00097009 | 1.7193e-07 | 0.00097009 | 1.7193e-07
[79 empty] | WLDFR | HFTD - Distribution - Tier 3 - 3QU CoRE ¦ 3QU LoRE | Non-Red Flag Warning - Large Fires | 2042 | 1.7002e-08 | 1.7002e-08 | 6.5028 | 0.81304 | 3.6355 | 2.0543 | 0 | 0 | 1.9707e-05 | 1.1056e-07 | 0 | 1.1056e-07 | 1.1056e-07 | 0 | 1.1056e-07 | 0 | 0.00073044 | 0.0016011 | 0 | 0.0016011 | 0 | 4.9326e-08 | 6.4503e-08 | 0 | 6.4503e-08 | [12 empty] | 7.3.3.17.5 (Remote Grid) Updates to grid topology to minimize risk of ignition in HFTDs Remote GridWLDFRWire-to-wire contactAggregated | WLDFR | HFTD - Distribution - Tier 2 - 2QU CoRE ¦ 5QU LoRE | Non-Red Flag Warning - Small Fires | Wire-to-wire contact | Aggregated | 2042 | 0.00017724 | 1464.9153 | 0.25964 | 2042 | Mitigation | 0.95 | 45 | 0 | esc | 0.00097009 | 1.7193e-07 | 0.00097009 | 1.7193e-07
[79 empty] | WLDFR | HFTD - Distribution - Tier 3 - 3QU CoRE ¦ 3QU LoRE | Non-Red Flag Warning - Large Fires | 2043 | 1.7002e-08 | 1.7002e-08 | 6.9209 | 0.84944 | 3.8632 | 2.2083 | 0 | 0 | 1.9707e-05 | 1.1767e-07 | 0 | 1.1767e-07 | 1.1767e-07 | 0 | 1.1767e-07 | 0 | 0.00073044 | 0.0016011 | 0 | 0.0016011 | 0 | 4.9326e-08 | 6.4503e-08 | 0 | 6.4503e-08 | [12 empty] | 7.3.3.17.5 (Remote Grid) Updates to grid topology to minimize risk of ignition in HFTDs Remote GridWLDFRWire-to-wire contactAggregated | WLDFR | HFTD - Distribution - Tier 2 - 2QU CoRE ¦ 5QU LoRE | Non-Red Flag Warning - Small Fires | Wire-to-wire contact | Aggregated | 2043 | 0.00017724 | 1464.9153 | 0.25964 | 2043 | Mitigation | 0.95 | 45 | 0 | esc | 0.00097009 | 1.7193e-07 | 0.00097009 | 1.7193e-07
[79 empty] | WLDFR | HFTD - Distribution - Tier 3 - 3QU CoRE ¦ 3QU LoRE | Non-Red Flag Warning - Large Fires | 2044 | 1.7002e-08 | 1.7002e-08 | 6.9209 | 0.84944 | 3.8632 | 2.2083 | 0 | 0 | 1.9707e-05 | 1.1767e-07 | 0 | 1.1767e-07 | 1.1767e-07 | 0 | 1.1767e-07 | 0 | 0.00073044 | 0.0016011 | 0 | 0.0016011 | 0 | 4.9326e-08 | 6.4503e-08 | 0 | 6.4503e-08 | [12 empty] | 7.3.3.17.5 (Remote Grid) Updates to grid topology to minimize risk of ignition in HFTDs Remote GridWLDFRWire-to-wire contactAggregated | WLDFR | HFTD - Distribution - Tier 2 - 2QU CoRE ¦ 5QU LoRE | Non-Red Flag Warning - Small Fires | Wire-to-wire contact | Aggregated | 2044 | 0.00017724 | 1464.9153 | 0.25964 | 2044 | Mitigation | 0.95 | 45 | 0 | esc | 0.00097009 | 1.7193e-07 | 0.00097009 | 1.7193e-07
[79 empty] | WLDFR | HFTD - Distribution - Tier 3 - 3QU CoRE ¦ 3QU LoRE | Non-Red Flag Warning - Large Fires | 2045 | 1.7002e-08 | 1.7002e-08 | 6.9209 | 0.84944 | 3.8632 | 2.2083 | 0 | 0 | 1.9707e-05 | 1.1767e-07 | 0 | 1.1767e-07 | 1.1767e-07 | 0 | 1.1767e-07 | 0 | 0.0007649 | 0.0016767 | 0 | 0.0016767 | 0 | 5.1538e-08 | 6.7396e-08 | 0 | 6.7396e-08 | [12 empty] | 7.3.3.17.5 (Remote Grid) Updates to grid topology to minimize risk of ignition in HFTDs Remote GridWLDFRWire-to-wire contactAggregated | WLDFR | HFTD - Distribution - Tier 2 - 2QU CoRE ¦ 5QU LoRE | Non-Red Flag Warning - Small Fires | Wire-to-wire contact | Aggregated | 2045 | 0.00017724 | 1464.9153 | 0.25964 | 2045 | Mitigation | 0.95 | 45 | 0 | esc | 0.00097009 | 1.7193e-07 | 0.00097009 | 1.7193e-07
[79 empty] | WLDFR | HFTD - Distribution - Tier 3 - 3QU CoRE ¦ 3QU LoRE | Non-Red Flag Warning - Large Fires | 2046 | 1.7002e-08 | 1.7002e-08 | 6.9209 | 0.84944 | 3.8632 | 2.2083 | 0 | 0 | 1.9707e-05 | 1.1767e-07 | 0 | 1.1767e-07 | 1.1767e-07 | 0 | 1.1767e-07 | 0 | 0.0007649 | 0.0016767 | 0 | 0.0016767 | 0 | 5.1538e-08 | 6.7396e-08 | 0 | 6.7396e-08 | [12 empty] | 7.3.3.17.5 (Remote Grid) Updates to grid topology to minimize risk of ignition in HFTDs Remote GridWLDFRWire-to-wire contactAggregated | WLDFR | HFTD - Distribution - Tier 2 - 2QU CoRE ¦ 5QU LoRE | Non-Red Flag Warning - Small Fires | Wire-to-wire contact | Aggregated | 2046 | 0.00017724 | 1464.9153 | 0.25964 | 2046 | Mitigation | 0.95 | 45 | 0 | esc | 0.00097009 | 1.7193e-07 | 0.00097009 | 1.7193e-07
[79 empty] | WLDFR | HFTD - Distribution - Tier 3 - 3QU CoRE ¦ 3QU LoRE | Non-Red Flag Warning - Large Fires | 2047 | 1.7002e-08 | 1.7002e-08 | 6.9209 | 0.84944 | 3.8632 | 2.2083 | 0 | 0 | 1.9707e-05 | 1.1767e-07 | 0 | 1.1767e-07 | 1.1767e-07 | 0 | 1.1767e-07 | 0 | 0.0007649 | 0.0016767 | 0 | 0.0016767 | 0 | 5.1538e-08 | 6.7396e-08 | 0 | 6.7396e-08 | [12 empty] | 7.3.3.17.5 (Remote Grid) Updates to grid topology to minimize risk of ignition in HFTDs Remote GridWLDFRWire-to-wire contactAggregated | WLDFR | HFTD - Distribution - Tier 2 - 2QU CoRE ¦ 5QU LoRE | Non-Red Flag Warning - Small Fires | Wire-to-wire contact | Aggregated | 2047 | 0.00017724 | 1464.9153 | 0.25964 | 2047 | Mitigation | 0.95 | 45 | 0 | esc | 0.00097009 | 1.7193e-07 | 0.00097009 | 1.7193e-07
[79 empty] | WLDFR | HFTD - Distribution - Tier 3 - 3QU CoRE ¦ 3QU LoRE | Non-Red Flag Warning - Large Fires | 2048 | 1.7002e-08 | 1.7002e-08 | 7.3713 | 0.88759 | 4.1075 | 2.3763 | 0 | 0 | 1.9707e-05 | 1.2533e-07 | 0 | 1.2533e-07 | 1.2533e-07 | 0 | 1.2533e-07 | 0 | 0.0007649 | 0.0016767 | 0 | 0.0016767 | 0 | 5.1538e-08 | 6.7396e-08 | 0 | 6.7396e-08 | [12 empty] | 7.3.3.17.5 (Remote Grid) Updates to grid topology to minimize risk of ignition in HFTDs Remote GridWLDFRWire-to-wire contactAggregated | WLDFR | HFTD - Distribution - Tier 2 - 2QU CoRE ¦ 5QU LoRE | Non-Red Flag Warning - Small Fires | Wire-to-wire contact | Aggregated | 2048 | 0.00017724 | 1464.9153 | 0.25964 | 2048 | Mitigation | 0.95 | 45 | 0 | esc | 0.00097009 | 1.7193e-07 | 0.00097009 | 1.7193e-07
[79 empty] | WLDFR | HFTD - Distribution - Tier 3 - 3QU CoRE ¦ 3QU LoRE | Non-Red Flag Warning - Large Fires | 2049 | 1.7002e-08 | 1.7002e-08 | 7.3713 | 0.88759 | 4.1075 | 2.3763 | 0 | 0 | 1.9707e-05 | 1.2533e-07 | 0 | 1.2533e-07 | 1.2533e-07 | 0 | 1.2533e-07 | 0 | 0.0007649 | 0.0016767 | 0 | 0.0016767 | 0 | 5.1538e-08 | 6.7396e-08 | 0 | 6.7396e-08 | [12 empty] | 7.3.3.17.5 (Remote Grid) Updates to grid topology to minimize risk of ignition in HFTDs Remote GridWLDFRWire-to-wire contactAggregated | WLDFR | HFTD - Distribution - Tier 2 - 2QU CoRE ¦ 5QU LoRE | Non-Red Flag Warning - Small Fires | Wire-to-wire contact | Aggregated | 2049 | 0.00017724 | 1464.9153 | 0.25964 | 2049 | Mitigation | 0.95 | 45 | 0 | esc | 0.00097009 | 1.7193e-07 | 0.00097009 | 1.7193e-07
[79 empty] | WLDFR | HFTD - Distribution - Tier 3 - 3QU CoRE ¦ 3QU LoRE | Non-Red Flag Warning - Large Fires | 2050 | 1.7002e-08 | 1.7002e-08 | 7.3713 | 0.88759 | 4.1075 | 2.3763 | 0 | 0 | 1.9707e-05 | 1.2533e-07 | 0 | 1.2533e-07 | 1.2533e-07 | 0 | 1.2533e-07 | 0 | 0.00080229 | 0.0017586 | 0 | 0.0017586 | 0 | 5.3739e-08 | 7.0274e-08 | 0 | 7.0274e-08 | [12 empty] | 7.3.3.17.5 (Remote Grid) Updates to grid topology to minimize risk of ignition in HFTDs Remote GridWLDFRWire-to-wire contactAggregated | WLDFR | HFTD - Distribution - Tier 2 - 2QU CoRE ¦ 5QU LoRE | Non-Red Flag Warning - Small Fires | Wire-to-wire contact | Aggregated | 2050 | 0.00017724 | 1464.9153 | 0.25964 | 2050 | Mitigation | 0.95 | 45 | 0 | esc | 0.00097009 | 1.7193e-07 | 0.00097009 | 1.7193e-07
[79 empty] | WLDFR | HFTD - Distribution - Tier 3 - 3QU CoRE ¦ 3QU LoRE | Non-Red Flag Warning - Large Fires | 2051 | 1.7002e-08 | 1.7002e-08 | 7.3713 | 0.88759 | 4.1075 | 2.3763 | 0 | 0 | 1.9707e-05 | 1.2533e-07 | 0 | 1.2533e-07 | 1.2533e-07 | 0 | 1.2533e-07 | 0 | 0.00080229 | 0.0017586 | 0 | 0.0017586 | 0 | 5.3739e-08 | 7.0274e-08 | 0 | 7.0274e-08 | [12 empty] | 7.3.3.17.5 (Remote Grid) Updates to grid topology to minimize risk of ignition in HFTDs Remote GridWLDFRWire-to-wire contactAggregated | WLDFR | HFTD - Distribution - Tier 2 - 2QU CoRE ¦ 5QU LoRE | Non-Red Flag Warning - Small Fires | Wire-to-wire contact | Aggregated | 2051 | 0.00017724 | 1464.9153 | 0.25964 | 2051 | Mitigation | 0.95 | 45 | 0 | esc | 0.00097009 | 1.7193e-07 | 0.00097009 | 1.7193e-07
[79 empty] | WLDFR | HFTD - Distribution - Tier 3 - 3QU CoRE ¦ 3QU LoRE | Non-Red Flag Warning - Large Fires | 2052 | 1.7002e-08 | 1.7002e-08 | 7.3713 | 0.88759 | 4.1075 | 2.3763 | 0 | 0 | 1.9707e-05 | 1.2533e-07 | 0 | 1.2533e-07 | 1.2533e-07 | 0 | 1.2533e-07 | 0 | 0.00080229 | 0.0017586 | 0 | 0.0017586 | 0 | 5.3739e-08 | 7.0274e-08 | 0 | 7.0274e-08 | [12 empty] | 7.3.3.17.5 (Remote Grid) Updates to grid topology to minimize risk of ignition in HFTDs Remote GridWLDFRWire-to-wire contactAggregated | WLDFR | HFTD - Distribution - Tier 2 - 2QU CoRE ¦ 5QU LoRE | Non-Red Flag Warning - Small Fires | Wire-to-wire contact | Aggregated | 2052 | 0.00017724 | 1464.9153 | 0.25964 | 2052 | Mitigation | 0.95 | 45 | 0 | esc | 0.00097009 | 1.7193e-07 | 0.00097009 | 1.7193e-07
[79 empty] | WLDFR | HFTD - Distribution - Tier 3 - 3QU CoRE ¦ 3QU LoRE | Non-Red Flag Warning - Large Fires | 2053 | 1.7002e-08 | 1.7002e-08 | 7.8503 | 0.92702 | 4.3664 | 2.5569 | 0 | 0 | 1.9707e-05 | 1.3347e-07 | 0 | 1.3347e-07 | 1.3347e-07 | 0 | 1.3347e-07 | 0 | 0.00080229 | 0.0017586 | 0 | 0.0017586 | 0 | 5.3739e-08 | 7.0274e-08 | 0 | 7.0274e-08 | [12 empty] | 7.3.3.17.5 (Remote Grid) Updates to grid topology to minimize risk of ignition in HFTDs Remote GridWLDFRWire-to-wire contactAggregated | WLDFR | HFTD - Distribution - Tier 2 - 2QU CoRE ¦ 5QU LoRE | Non-Red Flag Warning - Small Fires | Wire-to-wire contact | Aggregated | 2053 | 0.00017724 | 1464.9153 | 0.25964 | 2053 | Mitigation | 0.95 | 45 | 0 | esc | 0.00097009 | 1.7193e-07 | 0.00097009 | 1.7193e-07
[79 empty] | WLDFR | HFTD - Distribution - Tier 3 - 3QU CoRE ¦ 3QU LoRE | Non-Red Flag Warning - Large Fires | 2054 | 1.7002e-08 | 1.7002e-08 | 7.8503 | 0.92702 | 4.3664 | 2.5569 | 0 | 0 | 1.9707e-05 | 1.3347e-07 | 0 | 1.3347e-07 | 1.3347e-07 | 0 | 1.3347e-07 | 0 | 0.00080229 | 0.0017586 | 0 | 0.0017586 | 0 | 5.3739e-08 | 7.0274e-08 | 0 | 7.0274e-08 | [12 empty] | 7.3.3.17.5 (Remote Grid) Updates to grid topology to minimize risk of ignition in HFTDs Remote GridWLDFRWire-to-wire contactAggregated | WLDFR | HFTD - Distribution - Tier 2 - 2QU CoRE ¦ 5QU LoRE | Non-Red Flag Warning - Small Fires | Wire-to-wire contact | Aggregated | 2054 | 0.00017724 | 1464.9153 | 0.25964 | 2054 | Mitigation | 0.95 | 45 | 0 | esc | 0.00097009 | 1.7193e-07 | 0.00097009 | 1.7193e-07
[79 empty] | WLDFR | HFTD - Distribution - Tier 3 - 3QU CoRE ¦ 3QU LoRE | Non-Red Flag Warning - Large Fires | 2055 | 1.7002e-08 | 1.7002e-08 | 7.8503 | 0.92702 | 4.3664 | 2.5569 | 0 | 0 | 1.9707e-05 | 1.3347e-07 | 0 | 1.3347e-07 | 1.3347e-07 | 0 | 1.3347e-07 | 0 | 0.00084207 | 0.0018458 | 0 | 0.0018458 | 0 | 5.5903e-08 | 7.3104e-08 | 0 | 7.3104e-08 | [12 empty] | 7.3.3.17.5 (Remote Grid) Updates to grid topology to minimize risk of ignition in HFTDs Remote GridWLDFRWire-to-wire contactAggregated | WLDFR | HFTD - Distribution - Tier 2 - 2QU CoRE ¦ 5QU LoRE | Non-Red Flag Warning - Small Fires | Wire-to-wire contact | Aggregated | 2055 | 0.00017724 | 1464.9153 | 0.25964 | 2055 | Mitigation | 0.95 | 45 | 0 | esc | 0.00097009 | 1.7193e-07 | 0.00097009 | 1.7193e-07
[79 empty] | WLDFR | HFTD - Distribution - Tier 3 - 3QU CoRE ¦ 3QU LoRE | Non-Red Flag Warning - Large Fires | 2056 | 1.7002e-08 | 1.7002e-08 | 7.8503 | 0.92702 | 4.3664 | 2.5569 | 0 | 0 | 1.9707e-05 | 1.3347e-07 | 0 | 1.3347e-07 | 1.3347e-07 | 0 | 1.3347e-07 | 0 | 0.00084207 | 0.0018458 | 0 | 0.0018458 | 0 | 5.5903e-08 | 7.3104e-08 | 0 | 7.3104e-08 | [12 empty] | 7.3.3.17.5 (Remote Grid) Updates to grid topology to minimize risk of ignition in HFTDs Remote GridWLDFRWire-to-wire contactAggregated | WLDFR | HFTD - Distribution - Tier 2 - 2QU CoRE ¦ 5QU LoRE | Non-Red Flag Warning - Small Fires | Wire-to-wire contact | Aggregated | 2056 | 0.00017724 | 1464.9153 | 0.25964 | 2056 | Mitigation | 0.95 | 45 | 0 | esc | 0.00097009 | 1.7193e-07 | 0.00097009 | 1.7193e-07
[79 empty] | WLDFR | HFTD - Distribution - Tier 3 - 3QU CoRE ¦ 3QU LoRE | Non-Red Flag Warning - Large Fires | 2057 | 1.7002e-08 | 1.7002e-08 | 7.8503 | 0.92702 | 4.3664 | 2.5569 | 0 | 0 | 1.9707e-05 | 1.3347e-07 | 0 | 1.3347e-07 | 1.3347e-07 | 0 | 1.3347e-07 | 0 | 0.00084207 | 0.0018458 | 0 | 0.0018458 | 0 | 5.5903e-08 | 7.3104e-08 | 0 | 7.3104e-08 | [12 empty] | 7.3.3.17.5 (Remote Grid) Updates to grid topology to minimize risk of ignition in HFTDs Remote GridWLDFRWire-to-wire contactAggregated | WLDFR | HFTD - Distribution - Tier 2 - 2QU CoRE ¦ 5QU LoRE | Non-Red Flag Warning - Small Fires | Wire-to-wire contact | Aggregated | 2057 | 0.00017724 | 1464.9153 | 0.25964 | 2057 | Mitigation | 0.95 | 45 | 0 | esc | 0.00097009 | 1.7193e-07 | 0.00097009 | 1.7193e-07
[79 empty] | WLDFR | HFTD - Distribution - Tier 3 - 3QU CoRE ¦ 3QU LoRE | Non-Red Flag Warning - Large Fires | 2058 | 1.7002e-08 | 1.7002e-08 | 8.3524 | 0.96727 | 4.6367 | 2.7484 | 0 | 0 | 1.9707e-05 | 1.4201e-07 | 0 | 1.4201e-07 | 1.4201e-07 | 0 | 1.4201e-07 | 0 | 0.00084207 | 0.0018458 | 0 | 0.0018458 | 0 | 5.5903e-08 | 7.3104e-08 | 0 | 7.3104e-08 | [12 empty] | 7.3.3.17.5 (Remote Grid) Updates to grid topology to minimize risk of ignition in HFTDs Remote GridWLDFRWire-to-wire contactAggregated | WLDFR | HFTD - Distribution - Tier 2 - 2QU CoRE ¦ 5QU LoRE | Non-Red Flag Warning - Small Fires | Wire-to-wire contact | Aggregated | 2058 | 0.00017724 | 1464.9153 | 0.25964 | 2058 | Mitigation | 0.95 | 45 | 0 | esc | 0.00097009 | 1.7193e-07 | 0.00097009 | 1.7193e-07
[79 empty] | WLDFR | HFTD - Distribution - Tier 3 - 3QU CoRE ¦ 3QU LoRE | Non-Red Flag Warning - Large Fires | 2059 | 1.7002e-08 | 1.7002e-08 | 8.3524 | 0.96727 | 4.6367 | 2.7484 | 0 | 0 | 1.9707e-05 | 1.4201e-07 | 0 | 1.4201e-07 | 1.4201e-07 | 0 | 1.4201e-07 | 0 | 0.00084207 | 0.0018458 | 0 | 0.0018458 | 0 | 0 | 7.3104e-08 | 0 | 7.3104e-08 | [12 empty] | 7.3.3.17.5 (Remote Grid) Updates to grid topology to minimize risk of ignition in HFTDs Remote GridWLDFRWire-to-wire contactAggregated | WLDFR | HFTD - Distribution - Tier 2 - 2QU CoRE ¦ 5QU LoRE | Non-Red Flag Warning - Small Fires | Wire-to-wire contact | Aggregated | 2059 | 0.00017724 | 1464.9153 | 0.25964 | 2059 | Mitigation | 0.95 | 45 | 0 | esc | 0.00097009 | 1.7193e-07 | 0.00097009 | 1.7193e-07
[79 empty] | WLDFR | HFTD - Distribution - Tier 3 - 3QU CoRE ¦ 3QU LoRE | Non-Red Flag Warning - Large Fires | 2060 | 1.7002e-08 | 1.7002e-08 | 8.3524 | 0.96727 | 4.6367 | 2.7484 | 0 | 0 | 1.9707e-05 | 1.4201e-07 | 0 | 1.4201e-07 | 1.4201e-07 | 0 | 1.4201e-07 | 0 | 0.00088374 | 0.0019372 | 0 | 0.0019372 | 0 | 0 | 0 | 0 | 0 | [12 empty] | 7.3.3.17.5 (Remote Grid) Updates to grid topology to minimize risk of ignition in HFTDs Remote GridWLDFRWire-to-wire contactAggregated | WLDFR | HFTD - Distribution - Tier 2 - 2QU CoRE ¦ 5QU LoRE | Non-Red Flag Warning - Small Fires | Wire-to-wire contact | Aggregated | 2060 | 0.00017724 | 1464.9153 | 0.25964 | 2060 | Mitigation | 0.95 | 45 | 0 | esc | 0.00097009 | 1.7193e-07 | 0.00097009 | 1.7193e-07
[79 empty] | WLDFR | HFTD - Distribution - Tier 3 - 3QU CoRE ¦ 3QU LoRE | Non-Red Flag Warning - Large Fires | 2061 | 1.7002e-08 | 1.7002e-08 | 8.3524 | 0.96727 | 4.6367 | 2.7484 | 0 | 0 | 1.9707e-05 | 1.4201e-07 | 0 | 1.4201e-07 | 1.4201e-07 | 0 | 1.4201e-07 | 0 | 0.00088374 | 0.0019372 | 0 | 0.0019372 | 0 | 0 | 0 | 0 | 0 | [12 empty] | 7.3.3.17.5 (Remote Grid) Updates to grid topology to minimize risk of ignition in HFTDs Remote GridWLDFRWire-to-wire contactAggregated | WLDFR | HFTD - Distribution - Tier 2 - 2QU CoRE ¦ 5QU LoRE | Non-Red Flag Warning - Small Fires | Wire-to-wire contact | Aggregated | 2061 | 0.00017724 | 1464.9153 | 0.25964 | 2061 | Mitigation | 0.95 | 45 | 0 | esc | 0.00097009 | 1.7193e-07 | 0.00097009 | 1.7193e-07
[79 empty] | WLDFR | HFTD - Distribution - Tier 3 - 3QU CoRE ¦ 3QU LoRE | Non-Red Flag Warning - Large Fires | 2062 | 1.7002e-08 | 1.7002e-08 | 8.3524 | 0.96727 | 4.6367 | 2.7484 | 0 | 0 | 1.9707e-05 | 1.4201e-07 | 0 | 1.4201e-07 | 1.4201e-07 | 0 | 1.4201e-07 | 0 | 0.00088374 | 0.0019372 | 0 | 0.0019372 | 0 | 1.4891e-06 | 0 | 0 | 0 | [12 empty] | 7.3.3.17.5 (Remote Grid) Updates to grid topology to minimize risk of ignition in HFTDs Remote GridWLDFRWire-to-wire contactAggregated | WLDFR | HFTD - Distribution - Tier 2 - 2QU CoRE ¦ 5QU LoRE | Non-Red Flag Warning - Small Fires | Wire-to-wire contact | Aggregated | 2062 | 0.00017724 | 1464.9153 | 0.25964 | 2062 | Mitigation | 0.95 | 45 | 0 | esc | 0.00097009 | 1.7193e-07 | 0.00097009 | 1.7193e-07
[79 empty] | WLDFR | HFTD - Distribution - Tier 3 - 3QU CoRE ¦ 3QU LoRE | Non-Red Flag Warning - Large Fires | 2063 | 1.7002e-08 | 1.7002e-08 | 8.872 | 1.0079 | 4.9153 | 2.9488 | 0 | 0 | 1.9707e-05 | 1.5084e-07 | 0 | 1.5084e-07 | 1.5084e-07 | 0 | 1.5084e-07 | 0 | 0.00088374 | 0.0019372 | 0 | 0.0019372 | 0 | 1.5422e-06 | 2.0168e-06 | 0 | 2.0168e-06 | [12 empty] | 7.3.3.17.5 (Remote Grid) Updates to grid topology to minimize risk of ignition in HFTDs Remote GridWLDFRWire-to-wire contactAggregated | WLDFR | HFTD - Distribution - Tier 2 - 2QU CoRE ¦ 5QU LoRE | Non-Red Flag Warning - Small Fires | Wire-to-wire contact | Aggregated | 2063 | 0.00017724 | 1464.9153 | 0.25964 | 2063 | Mitigation | 0.95 | 45 | 0 | esc | 0.00097009 | 1.7193e-07 | 0.00097009 | 1.7193e-07
[79 empty] | WLDFR | HFTD - Distribution - Tier 3 - 3QU CoRE ¦ 3QU LoRE | Non-Red Flag Warning - Large Fires | 2064 | 1.7002e-08 | 1.7002e-08 | 8.872 | 1.0079 | 4.9153 | 2.9488 | 0 | 0 | 1.9707e-05 | 1.5084e-07 | 0 | 1.5084e-07 | 1.5084e-07 | 0 | 1.5084e-07 | 0 | 0.00088374 | 0.0019372 | 0 | 0.0019372 | 0 | 1.5422e-06 | 2.0168e-06 | 0 | 2.0168e-06 | [12 empty] | 7.3.3.17.5 (Remote Grid) Updates to grid topology to minimize risk of ignition in HFTDs Remote GridWLDFRWire-to-wire contactAggregated | WLDFR | HFTD - Distribution - Tier 2 - 2QU CoRE ¦ 5QU LoRE | Non-Red Flag Warning - Small Fires | Wire-to-wire contact | Aggregated | 2064 | 0.00017724 | 1464.9153 | 0.25964 | 2064 | Mitigation | 0.95 | 45 | 0 | esc | 0.00097009 | 1.7193e-07 | 0.00097009 | 1.7193e-07
[79 empty] | WLDFR | HFTD - Distribution - Tier 3 - 3QU CoRE ¦ 3QU LoRE | Non-Red Flag Warning - Large Fires | 2065 | 1.7002e-08 | 1.7002e-08 | 8.872 | 1.0079 | 4.9153 | 2.9488 | 0 | 0 | 1.9707e-05 | 1.5084e-07 | 0 | 1.5084e-07 | 1.5084e-07 | 0 | 1.5084e-07 | 0 | 0.00092676 | 0.0020315 | 0 | 0.0020315 | 0 | 1.5422e-06 | 2.0168e-06 | 0 | 2.0168e-06 | [12 empty] | 7.3.3.17.5 (Remote Grid) Updates to grid topology to minimize risk of ignition in HFTDs Remote GridWLDFRWire-to-wire contactAggregated | WLDFR | HFTD - Distribution - Tier 2 - 2QU CoRE ¦ 5QU LoRE | Non-Red Flag Warning - Small Fires | Wire-to-wire contact | Aggregated | 2065 | 0.00017724 | 1464.9153 | 0.25964 | 2065 | Mitigation | 0.95 | 45 | 0 | esc | 0.00097009 | 1.7193e-07 | 0.00097009 | 1.7193e-07
[79 empty] | WLDFR | HFTD - Distribution - Tier 3 - 3QU CoRE ¦ 3QU LoRE | Non-Red Flag Warning - Large Fires | 2066 | 1.7002e-08 | 1.7002e-08 | 8.872 | 1.0079 | 4.9153 | 2.9488 | 0 | 0 | 1.9707e-05 | 1.5084e-07 | 0 | 1.5084e-07 | 1.5084e-07 | 0 | 1.5084e-07 | 0 | 0.00092676 | 0.0020315 | 0 | 0.0020315 | 0 | 1.5422e-06 | 2.0168e-06 | 0 | 2.0168e-06 | [12 empty] | 7.3.3.17.5 (Remote Grid) Updates to grid topology to minimize risk of ignition in HFTDs Remote GridWLDFRWire-to-wire contactAggregated | WLDFR | HFTD - Distribution - Tier 2 - 2QU CoRE ¦ 5QU LoRE | Non-Red Flag Warning - Small Fires | Wire-to-wire contact | Aggregated | 2066 | 0.00017724 | 1464.9153 | 0.25964 | 2066 | Mitigation | 0.95 | 45 | 0 | esc | 0.00097009 | 1.7193e-07 | 0.00097009 | 1.7193e-07
[79 empty] | WLDFR | HFTD - Distribution - Tier 3 - 3QU CoRE ¦ 3QU LoRE | Non-Red Flag Warning - Large Fires | 2067 | 0 | 1.7002e-08 | 8.872 | 1.0079 | 4.9153 | 2.9488 | 0 | 0 | 1.9707e-05 | 0 | 0 | 0 | 1.5084e-07 | 0 | 1.5084e-07 | 0 | 0.00092676 | 0.0020315 | 0 | 0.0020315 | 0 | 1.5422e-06 | 2.0168e-06 | 0 | 2.0168e-06 | [12 empty] | 7.3.3.17.5 (Remote Grid) Updates to grid topology to minimize risk of ignition in HFTDs Remote GridWLDFRWire-to-wire contactAggregated | WLDFR | HFTD - Distribution - Tier 2 - 2QU CoRE ¦ 5QU LoRE | Non-Red Flag Warning - Small Fires | Wire-to-wire contact | Aggregated | 2067 | 0.00017724 | 1464.9153 | 0.25964 | 2067 | Mitigation | 0.95 | 45 | 0 | esc | 0 | 0 | 0.00097009 | 1.7193e-07
[79 empty] | WLDFR | HFTD - Distribution - Tier 3 - 3QU CoRE ¦ 3QU LoRE | Non-Red Flag Warning - Small Fires | 2022 | 3.7902e-06 | 0 | 0.077901 | 0.036425 | 0.0015809 | 0.039895 | 0 | 0 | 0.0041547 | 2.9526e-07 | 0 | 2.9526e-07 | 0 | 0 | 0 | 0 | 0.00092676 | 0.0020315 | 0 | 0.0020315 | 0 | 1.6091e-06 | 2.1043e-06 | 0 | 2.1043e-06 | [12 empty] | 7.3.3.17.5 (Remote Grid) Updates to grid topology to minimize risk of ignition in HFTDs Remote GridWLDFREquipment / facility failureAggregated | WLDFR | HFTD - Distribution - Tier 2 - 2QU CoRE ¦ 5QU LoRE | Red Flag Warning - Catastrophic Fires | Equipment / facility failure | Aggregated | 2022 | 1.4953e-05 | 1464.9153 | 0.021905 | 2022 | Mitigation | 0.95 | 45 | 0 | esc | 0.00097009 | 1.4506e-08 | 0 | 0
[79 empty] | WLDFR | HFTD - Distribution - Tier 3 - 3QU CoRE ¦ 3QU LoRE | Non-Red Flag Warning - Small Fires | 2023 | 3.7902e-06 | 3.7902e-06 | 0.080408 | 0.03759 | 0.0016314 | 0.041187 | 0 | 0 | 0.0041547 | 3.0476e-07 | 0 | 3.0476e-07 | 3.0476e-07 | 0 | 3.0476e-07 | 0 | 0.00092676 | 0.0020315 | 0 | 0.0020315 | 0 | 1.6091e-06 | 2.1043e-06 | 0 | 2.1043e-06 | [12 empty] | 7.3.3.17.5 (Remote Grid) Updates to grid topology to minimize risk of ignition in HFTDs Remote GridWLDFREquipment / facility failureAggregated | WLDFR | HFTD - Distribution - Tier 2 - 2QU CoRE ¦ 5QU LoRE | Red Flag Warning - Catastrophic Fires | Equipment / facility failure | Aggregated | 2023 | 1.4953e-05 | 1464.9153 | 0.021905 | 2023 | Mitigation | 0.95 | 45 | 0 | esc | 0.00097009 | 1.4506e-08 | 0.00097009 | 1.4506e-08
[79 empty] | WLDFR | HFTD - Distribution - Tier 3 - 3QU CoRE ¦ 3QU LoRE | Non-Red Flag Warning - Small Fires | 2024 | 3.7902e-06 | 3.7902e-06 | 0.080408 | 0.03759 | 0.0016314 | 0.041187 | 0 | 0 | 0.0041547 | 3.0476e-07 | 0 | 3.0476e-07 | 3.0476e-07 | 0 | 3.0476e-07 | 0 | 0.00097062 | 0.0021276 | 0 | 0.0021276 | 0 | 1.6091e-06 | 2.1043e-06 | 0 | 2.1043e-06 | [12 empty] | 7.3.3.17.5 (Remote Grid) Updates to grid topology to minimize risk of ignition in HFTDs Remote GridWLDFREquipment / facility failureAggregated | WLDFR | HFTD - Distribution - Tier 2 - 2QU CoRE ¦ 5QU LoRE | Red Flag Warning - Catastrophic Fires | Equipment / facility failure | Aggregated | 2024 | 1.4953e-05 | 1464.9153 | 0.021905 | 2024 | Mitigation | 0.95 | 45 | 0 | esc | 0.00097009 | 1.4506e-08 | 0.00097009 | 1.4506e-08
[79 empty] | WLDFR | HFTD - Distribution - Tier 3 - 3QU CoRE ¦ 3QU LoRE | Non-Red Flag Warning - Small Fires | 2025 | 3.7902e-06 | 3.7902e-06 | 0.080408 | 0.03759 | 0.0016314 | 0.041187 | 0 | 0 | 0.0041547 | 3.0476e-07 | 0 | 3.0476e-07 | 3.0476e-07 | 0 | 3.0476e-07 | 0 | 0.00097062 | 0.0021276 | 0 | 0.0021276 | 0 | 1.6091e-06 | 2.1043e-06 | 0 | 2.1043e-06 | [12 empty] | 7.3.3.17.5 (Remote Grid) Updates to grid topology to minimize risk of ignition in HFTDs Remote GridWLDFREquipment / facility failureAggregated | WLDFR | HFTD - Distribution - Tier 2 - 2QU CoRE ¦ 5QU LoRE | Red Flag Warning - Catastrophic Fires | Equipment / facility failure | Aggregated | 2025 | 1.4953e-05 | 1464.9153 | 0.021905 | 2025 | Mitigation | 0.95 | 45 | 0 | esc | 0.00097009 | 1.4506e-08 | 0.00097009 | 1.4506e-08
[79 empty] | WLDFR | HFTD - Distribution - Tier 3 - 3QU CoRE ¦ 3QU LoRE | Non-Red Flag Warning - Small Fires | 2026 | 3.7902e-06 | 3.7902e-06 | 0.080408 | 0.03759 | 0.0016314 | 0.041187 | 0 | 0 | 0.0041547 | 3.0476e-07 | 0 | 3.0476e-07 | 3.0476e-07 | 0 | 3.0476e-07 | 0 | 0.00097062 | 0.0021276 | 0 | 0.0021276 | 0 | 1.6091e-06 | 2.1043e-06 | 0 | 2.1043e-06 | [12 empty] | 7.3.3.17.5 (Remote Grid) Updates to grid topology to minimize risk of ignition in HFTDs Remote GridWLDFREquipment / facility failureAggregated | WLDFR | HFTD - Distribution - Tier 2 - 2QU CoRE ¦ 5QU LoRE | Red Flag Warning - Catastrophic Fires | Equipment / facility failure | Aggregated | 2026 | 1.4953e-05 | 1464.9153 | 0.021905 | 2026 | Mitigation | 0.95 | 45 | 0 | esc | 0.00097009 | 1.4506e-08 | 0.00097009 | 1.4506e-08
[79 empty] | WLDFR | HFTD - Distribution - Tier 3 - 3QU CoRE ¦ 3QU LoRE | Non-Red Flag Warning - Small Fires | 2027 | 3.7902e-06 | 3.7902e-06 | 0.080408 | 0.03759 | 0.0016314 | 0.041187 | 0 | 0 | 0.0041547 | 3.0476e-07 | 0 | 3.0476e-07 | 3.0476e-07 | 0 | 3.0476e-07 | 0 | 0.00097062 | 0.0021276 | 0 | 0.0021276 | 0 | 1.6835e-06 | 2.2014e-06 | 0 | 2.2014e-06 | [12 empty] | 7.3.3.17.5 (Remote Grid) Updates to grid topology to minimize risk of ignition in HFTDs Remote GridWLDFREquipment / facility failureAggregated | WLDFR | HFTD - Distribution - Tier 2 - 2QU CoRE ¦ 5QU LoRE | Red Flag Warning - Catastrophic Fires | Equipment / facility failure | Aggregated | 2027 | 1.4953e-05 | 1464.9153 | 0.021905 | 2027 | Mitigation | 0.95 | 45 | 0 | esc | 0.00097009 | 1.4506e-08 | 0.00097009 | 1.4506e-08
[79 empty] | WLDFR | HFTD - Distribution - Tier 3 - 3QU CoRE ¦ 3QU LoRE | Non-Red Flag Warning - Small Fires | 2028 | 3.7902e-06 | 3.7902e-06 | 0.083606 | 0.039055 | 0.001695 | 0.042856 | 0 | 0 | 0.0041547 | 3.1688e-07 | 0 | 3.1688e-07 | 3.1688e-07 | 0 | 3.1688e-07 | 0 | 0.00097062 | 0.0021276 | 0 | 0.0021276 | 0 | 1.6835e-06 | 2.2014e-06 | 0 | 2.2014e-06 | [12 empty] | 7.3.3.17.5 (Remote Grid) Updates to grid topology to minimize risk of ignition in HFTDs Remote GridWLDFREquipment / facility failureAggregated | WLDFR | HFTD - Distribution - Tier 2 - 2QU CoRE ¦ 5QU LoRE | Red Flag Warning - Catastrophic Fires | Equipment / facility failure | Aggregated | 2028 | 1.4953e-05 | 1464.9153 | 0.021905 | 2028 | Mitigation | 0.95 | 45 | 0 | esc | 0.00097009 | 1.4506e-08 | 0.00097009 | 1.4506e-08
[79 empty] | WLDFR | HFTD - Distribution - Tier 3 - 3QU CoRE ¦ 3QU LoRE | Non-Red Flag Warning - Small Fires | 2029 | 3.7902e-06 | 3.7902e-06 | 0.083606 | 0.039055 | 0.001695 | 0.042856 | 0 | 0 | 0.0041547 | 3.1688e-07 | 0 | 3.1688e-07 | 3.1688e-07 | 0 | 3.1688e-07 | 0 | 0.0010148 | 0.0022244 | 0 | 0.0022244 | 0 | 1.6835e-06 | 2.2014e-06 | 0 | 2.2014e-06 | [12 empty] | 7.3.3.17.5 (Remote Grid) Updates to grid topology to minimize risk of ignition in HFTDs Remote GridWLDFREquipment / facility failureAggregated | WLDFR | HFTD - Distribution - Tier 2 - 2QU CoRE ¦ 5QU LoRE | Red Flag Warning - Catastrophic Fires | Equipment / facility failure | Aggregated | 2029 | 1.4953e-05 | 1464.9153 | 0.021905 | 2029 | Mitigation | 0.95 | 45 | 0 | esc | 0.00097009 | 1.4506e-08 | 0.00097009 | 1.4506e-08
[79 empty] | WLDFR | HFTD - Distribution - Tier 3 - 3QU CoRE ¦ 3QU LoRE | Non-Red Flag Warning - Small Fires | 2030 | 3.7902e-06 | 3.7902e-06 | 0.083606 | 0.039055 | 0.001695 | 0.042856 | 0 | 0 | 0.0041547 | 3.1688e-07 | 0 | 3.1688e-07 | 3.1688e-07 | 0 | 3.1688e-07 | 0 | 0.0010148 | 0.0022244 | 0 | 0.0022244 | 0 | 1.6835e-06 | 2.2014e-06 | 0 | 2.2014e-06 | [12 empty] | 7.3.3.17.5 (Remote Grid) Updates to grid topology to minimize risk of ignition in HFTDs Remote GridWLDFREquipment / facility failureAggregated | WLDFR | HFTD - Distribution - Tier 2 - 2QU CoRE ¦ 5QU LoRE | Red Flag Warning - Catastrophic Fires | Equipment / facility failure | Aggregated | 2030 | 1.4953e-05 | 1464.9153 | 0.021905 | 2030 | Mitigation | 0.95 | 45 | 0 | esc | 0.00097009 | 1.4506e-08 | 0.00097009 | 1.4506e-08
[79 empty] | WLDFR | HFTD - Distribution - Tier 3 - 3QU CoRE ¦ 3QU LoRE | Non-Red Flag Warning - Small Fires | 2031 | 3.7902e-06 | 3.7902e-06 | 0.083606 | 0.039055 | 0.001695 | 0.042856 | 0 | 0 | 0.0041547 | 3.1688e-07 | 0 | 3.1688e-07 | 3.1688e-07 | 0 | 3.1688e-07 | 0 | 0.0010148 | 0.0022244 | 0 | 0.0022244 | 0 | 1.6835e-06 | 2.2014e-06 | 0 | 2.2014e-06 | [12 empty] | 7.3.3.17.5 (Remote Grid) Updates to grid topology to minimize risk of ignition in HFTDs Remote GridWLDFREquipment / facility failureAggregated | WLDFR | HFTD - Distribution - Tier 2 - 2QU CoRE ¦ 5QU LoRE | Red Flag Warning - Catastrophic Fires | Equipment / facility failure | Aggregated | 2031 | 1.4953e-05 | 1464.9153 | 0.021905 | 2031 | Mitigation | 0.95 | 45 | 0 | esc | 0.00097009 | 1.4506e-08 | 0.00097009 | 1.4506e-08
[79 empty] | WLDFR | HFTD - Distribution - Tier 3 - 3QU CoRE ¦ 3QU LoRE | Non-Red Flag Warning - Small Fires | 2032 | 3.7902e-06 | 3.7902e-06 | 0.083606 | 0.039055 | 0.001695 | 0.042856 | 0 | 0 | 0.0041547 | 3.1688e-07 | 0 | 3.1688e-07 | 3.1688e-07 | 0 | 3.1688e-07 | 0 | 0.0010148 | 0.0022244 | 0 | 0.0022244 | 0 | 1.7641e-06 | 2.3069e-06 | 0 | 2.3069e-06 | [12 empty] | 7.3.3.17.5 (Remote Grid) Updates to grid topology to minimize risk of ignition in HFTDs Remote GridWLDFREquipment / facility failureAggregated | WLDFR | HFTD - Distribution - Tier 2 - 2QU CoRE ¦ 5QU LoRE | Red Flag Warning - Catastrophic Fires | Equipment / facility failure | Aggregated | 2032 | 1.4953e-05 | 1464.9153 | 0.021905 | 2032 | Mitigation | 0.95 | 45 | 0 | esc | 0.00097009 | 1.4506e-08 | 0.00097009 | 1.4506e-08
[79 empty] | WLDFR | HFTD - Distribution - Tier 3 - 3QU CoRE ¦ 3QU LoRE | Non-Red Flag Warning - Small Fires | 2033 | 3.7902e-06 | 3.7902e-06 | 0.087211 | 0.040679 | 0.0017655 | 0.044766 | 0 | 0 | 0.0041547 | 3.3055e-07 | 0 | 3.3055e-07 | 3.3055e-07 | 0 | 3.3055e-07 | 0 | 0.0010148 | 0.0022244 | 0 | 0.0022244 | 0 | 1.7641e-06 | 2.3069e-06 | 0 | 2.3069e-06 | [12 empty] | 7.3.3.17.5 (Remote Grid) Updates to grid topology to minimize risk of ignition in HFTDs Remote GridWLDFREquipment / facility failureAggregated | WLDFR | HFTD - Distribution - Tier 2 - 2QU CoRE ¦ 5QU LoRE | Red Flag Warning - Catastrophic Fires | Equipment / facility failure | Aggregated | 2033 | 1.4953e-05 | 1464.9153 | 0.021905 | 2033 | Mitigation | 0.95 | 45 | 0 | esc | 0.00097009 | 1.4506e-08 | 0.00097009 | 1.4506e-08
[79 empty] | WLDFR | HFTD - Distribution - Tier 3 - 3QU CoRE ¦ 3QU LoRE | Non-Red Flag Warning - Small Fires | 2034 | 3.7902e-06 | 3.7902e-06 | 0.087211 | 0.040679 | 0.0017655 | 0.044766 | 0 | 0 | 0.0041547 | 3.3055e-07 | 0 | 3.3055e-07 | 3.3055e-07 | 0 | 3.3055e-07 | 0 | 0.0010587 | 0.0023207 | 0 | 0.0023207 | 0 | 1.7641e-06 | 2.3069e-06 | 0 | 2.3069e-06 | [12 empty] | 7.3.3.17.5 (Remote Grid) Updates to grid topology to minimize risk of ignition in HFTDs Remote GridWLDFREquipment / facility failureAggregated | WLDFR | HFTD - Distribution - Tier 2 - 2QU CoRE ¦ 5QU LoRE | Red Flag Warning - Catastrophic Fires | Equipment / facility failure | Aggregated | 2034 | 1.4953e-05 | 1464.9153 | 0.021905 | 2034 | Mitigation | 0.95 | 45 | 0 | esc | 0.00097009 | 1.4506e-08 | 0.00097009 | 1.4506e-08
[79 empty] | WLDFR | HFTD - Distribution - Tier 3 - 3QU CoRE ¦ 3QU LoRE | Non-Red Flag Warning - Small Fires | 2035 | 3.7902e-06 | 3.7902e-06 | 0.087211 | 0.040679 | 0.0017655 | 0.044766 | 0 | 0 | 0.0041547 | 3.3055e-07 | 0 | 3.3055e-07 | 3.3055e-07 | 0 | 3.3055e-07 | 0 | 0.0010587 | 0.0023207 | 0 | 0.0023207 | 0 | 1.7641e-06 | 2.3069e-06 | 0 | 2.3069e-06 | [12 empty] | 7.3.3.17.5 (Remote Grid) Updates to grid topology to minimize risk of ignition in HFTDs Remote GridWLDFREquipment / facility failureAggregated | WLDFR | HFTD - Distribution - Tier 2 - 2QU CoRE ¦ 5QU LoRE | Red Flag Warning - Catastrophic Fires | Equipment / facility failure | Aggregated | 2035 | 1.4953e-05 | 1464.9153 | 0.021905 | 2035 | Mitigation | 0.95 | 45 | 0 | esc | 0.00097009 | 1.4506e-08 | 0.00097009 | 1.4506e-08
[79 empty] | WLDFR | HFTD - Distribution - Tier 3 - 3QU CoRE ¦ 3QU LoRE | Non-Red Flag Warning - Small Fires | 2036 | 3.7902e-06 | 3.7902e-06 | 0.087211 | 0.040679 | 0.0017655 | 0.044766 | 0 | 0 | 0.0041547 | 3.3055e-07 | 0 | 3.3055e-07 | 3.3055e-07 | 0 | 3.3055e-07 | 0 | 0.0010587 | 0.0023207 | 0 | 0.0023207 | 0 | 1.7641e-06 | 2.3069e-06 | 0 | 2.3069e-06 | [12 empty] | 7.3.3.17.5 (Remote Grid) Updates to grid topology to minimize risk of ignition in HFTDs Remote GridWLDFREquipment / facility failureAggregated | WLDFR | HFTD - Distribution - Tier 2 - 2QU CoRE ¦ 5QU LoRE | Red Flag Warning - Catastrophic Fires | Equipment / facility failure | Aggregated | 2036 | 1.4953e-05 | 1464.9153 | 0.021905 | 2036 | Mitigation | 0.95 | 45 | 0 | esc | 0.00097009 | 1.4506e-08 | 0.00097009 | 1.4506e-08
[79 empty] | WLDFR | HFTD - Distribution - Tier 3 - 3QU CoRE ¦ 3QU LoRE | Non-Red Flag Warning - Small Fires | 2037 | 3.7902e-06 | 3.7902e-06 | 0.087211 | 0.040679 | 0.0017655 | 0.044766 | 0 | 0 | 0.0041547 | 3.3055e-07 | 0 | 3.3055e-07 | 3.3055e-07 | 0 | 3.3055e-07 | 0 | 0 | 0.0023207 | 0 | 0.0023207 | 0 | 1.8499e-06 | 2.4191e-06 | 0 | 2.4191e-06 | [12 empty] | 7.3.3.17.5 (Remote Grid) Updates to grid topology to minimize risk of ignition in HFTDs Remote GridWLDFREquipment / facility failureAggregated | WLDFR | HFTD - Distribution - Tier 2 - 2QU CoRE ¦ 5QU LoRE | Red Flag Warning - Catastrophic Fires | Equipment / facility failure | Aggregated | 2037 | 1.4953e-05 | 1464.9153 | 0.021905 | 2037 | Mitigation | 0.95 | 45 | 0 | esc | 0.00097009 | 1.4506e-08 | 0.00097009 | 1.4506e-08
[79 empty] | WLDFR | HFTD - Distribution - Tier 3 - 3QU CoRE ¦ 3QU LoRE | Non-Red Flag Warning - Small Fires | 2038 | 3.7902e-06 | 3.7902e-06 | 0.091184 | 0.042438 | 0.0018418 | 0.046905 | 0 | 0 | 0.0041547 | 3.4561e-07 | 0 | 3.4561e-07 | 3.4561e-07 | 0 | 3.4561e-07 | 0 | 0 | 0 | 0 | 0 | 0 | 1.8499e-06 | 2.4191e-06 | 0 | 2.4191e-06 | [12 empty] | 7.3.3.17.5 (Remote Grid) Updates to grid topology to minimize risk of ignition in HFTDs Remote GridWLDFREquipment / facility failureAggregated | WLDFR | HFTD - Distribution - Tier 2 - 2QU CoRE ¦ 5QU LoRE | Red Flag Warning - Catastrophic Fires | Equipment / facility failure | Aggregated | 2038 | 1.4953e-05 | 1464.9153 | 0.021905 | 2038 | Mitigation | 0.95 | 45 | 0 | esc | 0.00097009 | 1.4506e-08 | 0.00097009 | 1.4506e-08
[79 empty] | WLDFR | HFTD - Distribution - Tier 3 - 3QU CoRE ¦ 3QU LoRE | Non-Red Flag Warning - Small Fires | 2039 | 3.7902e-06 | 3.7902e-06 | 0.091184 | 0.042438 | 0.0018418 | 0.046905 | 0 | 0 | 0.0041547 | 3.4561e-07 | 0 | 3.4561e-07 | 3.4561e-07 | 0 | 3.4561e-07 | 0 | 2.0308e-06 | 0 | 0 | 0 | 0 | 1.8499e-06 | 2.4191e-06 | 0 | 2.4191e-06 | [12 empty] | 7.3.3.17.5 (Remote Grid) Updates to grid topology to minimize risk of ignition in HFTDs Remote GridWLDFREquipment / facility failureAggregated | WLDFR | HFTD - Distribution - Tier 2 - 2QU CoRE ¦ 5QU LoRE | Red Flag Warning - Catastrophic Fires | Equipment / facility failure | Aggregated | 2039 | 1.4953e-05 | 1464.9153 | 0.021905 | 2039 | Mitigation | 0.95 | 45 | 0 | esc | 0.00097009 | 1.4506e-08 | 0.00097009 | 1.4506e-08
[79 empty] | WLDFR | HFTD - Distribution - Tier 3 - 3QU CoRE ¦ 3QU LoRE | Non-Red Flag Warning - Small Fires | 2040 | 3.7902e-06 | 3.7902e-06 | 0.091184 | 0.042438 | 0.0018418 | 0.046905 | 0 | 0 | 0.0041547 | 3.4561e-07 | 0 | 3.4561e-07 | 3.4561e-07 | 0 | 3.4561e-07 | 0 | 2.1217e-06 | 4.6508e-06 | 0 | 4.6508e-06 | 0 | 1.8499e-06 | 2.4191e-06 | 0 | 2.4191e-06 | [12 empty] | 7.3.3.17.5 (Remote Grid) Updates to grid topology to minimize risk of ignition in HFTDs Remote GridWLDFREquipment / facility failureAggregated | WLDFR | HFTD - Distribution - Tier 2 - 2QU CoRE ¦ 5QU LoRE | Red Flag Warning - Catastrophic Fires | Equipment / facility failure | Aggregated | 2040 | 1.4953e-05 | 1464.9153 | 0.021905 | 2040 | Mitigation | 0.95 | 45 | 0 | esc | 0.00097009 | 1.4506e-08 | 0.00097009 | 1.4506e-08
[79 empty] | WLDFR | HFTD - Distribution - Tier 3 - 3QU CoRE ¦ 3QU LoRE | Non-Red Flag Warning - Small Fires | 2041 | 3.7902e-06 | 3.7902e-06 | 0.091184 | 0.042438 | 0.0018418 | 0.046905 | 0 | 0 | 0.0041547 | 3.4561e-07 | 0 | 3.4561e-07 | 3.4561e-07 | 0 | 3.4561e-07 | 0 | 2.1217e-06 | 4.6508e-06 | 0 | 4.6508e-06 | 0 | 1.8499e-06 | 2.4191e-06 | 0 | 2.4191e-06 | [12 empty] | 7.3.3.17.5 (Remote Grid) Updates to grid topology to minimize risk of ignition in HFTDs Remote GridWLDFREquipment / facility failureAggregated | WLDFR | HFTD - Distribution - Tier 2 - 2QU CoRE ¦ 5QU LoRE | Red Flag Warning - Catastrophic Fires | Equipment / facility failure | Aggregated | 2041 | 1.4953e-05 | 1464.9153 | 0.021905 | 2041 | Mitigation | 0.95 | 45 | 0 | esc | 0.00097009 | 1.4506e-08 | 0.00097009 | 1.4506e-08
[79 empty] | WLDFR | HFTD - Distribution - Tier 3 - 3QU CoRE ¦ 3QU LoRE | Non-Red Flag Warning - Small Fires | 2042 | 3.7902e-06 | 3.7902e-06 | 0.091184 | 0.042438 | 0.0018418 | 0.046905 | 0 | 0 | 0.0041547 | 3.4561e-07 | 0 | 3.4561e-07 | 3.4561e-07 | 0 | 3.4561e-07 | 0 | 2.1217e-06 | 4.6508e-06 | 0 | 4.6508e-06 | 0 | 1.9398e-06 | 2.5367e-06 | 0 | 2.5367e-06 | [12 empty] | 7.3.3.17.5 (Remote Grid) Updates to grid topology to minimize risk of ignition in HFTDs Remote GridWLDFREquipment / facility failureAggregated | WLDFR | HFTD - Distribution - Tier 2 - 2QU CoRE ¦ 5QU LoRE | Red Flag Warning - Catastrophic Fires | Equipment / facility failure | Aggregated | 2042 | 1.4953e-05 | 1464.9153 | 0.021905 | 2042 | Mitigation | 0.95 | 45 | 0 | esc | 0.00097009 | 1.4506e-08 | 0.00097009 | 1.4506e-08
[79 empty] | WLDFR | HFTD - Distribution - Tier 3 - 3QU CoRE ¦ 3QU LoRE | Non-Red Flag Warning - Small Fires | 2043 | 3.7902e-06 | 3.7902e-06 | 0.095486 | 0.044306 | 0.0019228 | 0.049257 | 0 | 0 | 0.0041547 | 3.6191e-07 | 0 | 3.6191e-07 | 3.6191e-07 | 0 | 3.6191e-07 | 0 | 2.1217e-06 | 4.6508e-06 | 0 | 4.6508e-06 | 0 | 1.9398e-06 | 2.5367e-06 | 0 | 2.5367e-06 | [12 empty] | 7.3.3.17.5 (Remote Grid) Updates to grid topology to minimize risk of ignition in HFTDs Remote GridWLDFREquipment / facility failureAggregated | WLDFR | HFTD - Distribution - Tier 2 - 2QU CoRE ¦ 5QU LoRE | Red Flag Warning - Catastrophic Fires | Equipment / facility failure | Aggregated | 2043 | 1.4953e-05 | 1464.9153 | 0.021905 | 2043 | Mitigation | 0.95 | 45 | 0 | esc | 0.00097009 | 1.4506e-08 | 0.00097009 | 1.4506e-08
[79 empty] | WLDFR | HFTD - Distribution - Tier 3 - 3QU CoRE ¦ 3QU LoRE | Non-Red Flag Warning - Small Fires | 2044 | 3.7902e-06 | 3.7902e-06 | 0.095486 | 0.044306 | 0.0019228 | 0.049257 | 0 | 0 | 0.0041547 | 3.6191e-07 | 0 | 3.6191e-07 | 3.6191e-07 | 0 | 3.6191e-07 | 0 | 2.1217e-06 | 4.6508e-06 | 0 | 4.6508e-06 | 0 | 1.9398e-06 | 2.5367e-06 | 0 | 2.5367e-06 | [12 empty] | 7.3.3.17.5 (Remote Grid) Updates to grid topology to minimize risk of ignition in HFTDs Remote GridWLDFREquipment / facility failureAggregated | WLDFR | HFTD - Distribution - Tier 2 - 2QU CoRE ¦ 5QU LoRE | Red Flag Warning - Catastrophic Fires | Equipment / facility failure | Aggregated | 2044 | 1.4953e-05 | 1464.9153 | 0.021905 | 2044 | Mitigation | 0.95 | 45 | 0 | esc | 0.00097009 | 1.4506e-08 | 0.00097009 | 1.4506e-08
[79 empty] | WLDFR | HFTD - Distribution - Tier 3 - 3QU CoRE ¦ 3QU LoRE | Non-Red Flag Warning - Small Fires | 2045 | 3.7902e-06 | 3.7902e-06 | 0.095486 | 0.044306 | 0.0019228 | 0.049257 | 0 | 0 | 0.0041547 | 3.6191e-07 | 0 | 3.6191e-07 | 3.6191e-07 | 0 | 3.6191e-07 | 0 | 2.2387e-06 | 4.9073e-06 | 0 | 4.9073e-06 | 0 | 1.9398e-06 | 2.5367e-06 | 0 | 2.5367e-06 | [12 empty] | 7.3.3.17.5 (Remote Grid) Updates to grid topology to minimize risk of ignition in HFTDs Remote GridWLDFREquipment / facility failureAggregated | WLDFR | HFTD - Distribution - Tier 2 - 2QU CoRE ¦ 5QU LoRE | Red Flag Warning - Catastrophic Fires | Equipment / facility failure | Aggregated | 2045 | 1.4953e-05 | 1464.9153 | 0.021905 | 2045 | Mitigation | 0.95 | 45 | 0 | esc | 0.00097009 | 1.4506e-08 | 0.00097009 | 1.4506e-08
[79 empty] | WLDFR | HFTD - Distribution - Tier 3 - 3QU CoRE ¦ 3QU LoRE | Non-Red Flag Warning - Small Fires | 2046 | 3.7902e-06 | 3.7902e-06 | 0.095486 | 0.044306 | 0.0019228 | 0.049257 | 0 | 0 | 0.0041547 | 3.6191e-07 | 0 | 3.6191e-07 | 3.6191e-07 | 0 | 3.6191e-07 | 0 | 2.2387e-06 | 4.9073e-06 | 0 | 4.9073e-06 | 0 | 1.9398e-06 | 2.5367e-06 | 0 | 2.5367e-06 | [12 empty] | 7.3.3.17.5 (Remote Grid) Updates to grid topology to minimize risk of ignition in HFTDs Remote GridWLDFREquipment / facility failureAggregated | WLDFR | HFTD - Distribution - Tier 2 - 2QU CoRE ¦ 5QU LoRE | Red Flag Warning - Catastrophic Fires | Equipment / facility failure | Aggregated | 2046 | 1.4953e-05 | 1464.9153 | 0.021905 | 2046 | Mitigation | 0.95 | 45 | 0 | esc | 0.00097009 | 1.4506e-08 | 0.00097009 | 1.4506e-08
[79 empty] | WLDFR | HFTD - Distribution - Tier 3 - 3QU CoRE ¦ 3QU LoRE | Non-Red Flag Warning - Small Fires | 2047 | 3.7902e-06 | 3.7902e-06 | 0.095486 | 0.044306 | 0.0019228 | 0.049257 | 0 | 0 | 0.0041547 | 3.6191e-07 | 0 | 3.6191e-07 | 3.6191e-07 | 0 | 3.6191e-07 | 0 | 2.2387e-06 | 4.9073e-06 | 0 | 4.9073e-06 | 0 | 2.0327e-06 | 2.6581e-06 | 0 | 2.6581e-06 | [12 empty] | 7.3.3.17.5 (Remote Grid) Updates to grid topology to minimize risk of ignition in HFTDs Remote GridWLDFREquipment / facility failureAggregated | WLDFR | HFTD - Distribution - Tier 2 - 2QU CoRE ¦ 5QU LoRE | Red Flag Warning - Catastrophic Fires | Equipment / facility failure | Aggregated | 2047 | 1.4953e-05 | 1464.9153 | 0.021905 | 2047 | Mitigation | 0.95 | 45 | 0 | esc | 0.00097009 | 1.4506e-08 | 0.00097009 | 1.4506e-08
[79 empty] | WLDFR | HFTD - Distribution - Tier 3 - 3QU CoRE ¦ 3QU LoRE | Non-Red Flag Warning - Small Fires | 2048 | 3.7902e-06 | 3.7902e-06 | 0.10007 | 0.04626 | 0.0020076 | 0.051804 | 0 | 0 | 0.0041547 | 3.7929e-07 | 0 | 3.7929e-07 | 3.7929e-07 | 0 | 3.7929e-07 | 0 | 2.2387e-06 | 4.9073e-06 | 0 | 4.9073e-06 | 0 | 2.0327e-06 | 2.6581e-06 | 0 | 2.6581e-06 | [12 empty] | 7.3.3.17.5 (Remote Grid) Updates to grid topology to minimize risk of ignition in HFTDs Remote GridWLDFREquipment / facility failureAggregated | WLDFR | HFTD - Distribution - Tier 2 - 2QU CoRE ¦ 5QU LoRE | Red Flag Warning - Catastrophic Fires | Equipment / facility failure | Aggregated | 2048 | 1.4953e-05 | 1464.9153 | 0.021905 | 2048 | Mitigation | 0.95 | 45 | 0 | esc | 0.00097009 | 1.4506e-08 | 0.00097009 | 1.4506e-08
[79 empty] | WLDFR | HFTD - Distribution - Tier 3 - 3QU CoRE ¦ 3QU LoRE | Non-Red Flag Warning - Small Fires | 2049 | 3.7902e-06 | 3.7902e-06 | 0.10007 | 0.04626 | 0.0020076 | 0.051804 | 0 | 0 | 0.0041547 | 3.7929e-07 | 0 | 3.7929e-07 | 3.7929e-07 | 0 | 3.7929e-07 | 0 | 2.2387e-06 | 4.9073e-06 | 0 | 4.9073e-06 | 0 | 2.0327e-06 | 2.6581e-06 | 0 | 2.6581e-06 | [12 empty] | 7.3.3.17.5 (Remote Grid) Updates to grid topology to minimize risk of ignition in HFTDs Remote GridWLDFREquipment / facility failureAggregated | WLDFR | HFTD - Distribution - Tier 2 - 2QU CoRE ¦ 5QU LoRE | Red Flag Warning - Catastrophic Fires | Equipment / facility failure | Aggregated | 2049 | 1.4953e-05 | 1464.9153 | 0.021905 | 2049 | Mitigation | 0.95 | 45 | 0 | esc | 0.00097009 | 1.4506e-08 | 0.00097009 | 1.4506e-08
[79 empty] | WLDFR | HFTD - Distribution - Tier 3 - 3QU CoRE ¦ 3QU LoRE | Non-Red Flag Warning - Small Fires | 2050 | 3.7902e-06 | 3.7902e-06 | 0.10007 | 0.04626 | 0.0020076 | 0.051804 | 0 | 0 | 0.0041547 | 3.7929e-07 | 0 | 3.7929e-07 | 3.7929e-07 | 0 | 3.7929e-07 | 0 | 2.3718e-06 | 5.199e-06 | 0 | 5.199e-06 | 0 | 2.0327e-06 | 2.6581e-06 | 0 | 2.6581e-06 | [12 empty] | 7.3.3.17.5 (Remote Grid) Updates to grid topology to minimize risk of ignition in HFTDs Remote GridWLDFREquipment / facility failureAggregated | WLDFR | HFTD - Distribution - Tier 2 - 2QU CoRE ¦ 5QU LoRE | Red Flag Warning - Catastrophic Fires | Equipment / facility failure | Aggregated | 2050 | 1.4953e-05 | 1464.9153 | 0.021905 | 2050 | Mitigation | 0.95 | 45 | 0 | esc | 0.00097009 | 1.4506e-08 | 0.00097009 | 1.4506e-08
[79 empty] | WLDFR | HFTD - Distribution - Tier 3 - 3QU CoRE ¦ 3QU LoRE | Non-Red Flag Warning - Small Fires | 2051 | 3.7902e-06 | 3.7902e-06 | 0.10007 | 0.04626 | 0.0020076 | 0.051804 | 0 | 0 | 0.0041547 | 3.7929e-07 | 0 | 3.7929e-07 | 3.7929e-07 | 0 | 3.7929e-07 | 0 | 2.3718e-06 | 5.199e-06 | 0 | 5.199e-06 | 0 | 2.0327e-06 | 2.6581e-06 | 0 | 2.6581e-06 | [12 empty] | 7.3.3.17.5 (Remote Grid) Updates to grid topology to minimize risk of ignition in HFTDs Remote GridWLDFREquipment / facility failureAggregated | WLDFR | HFTD - Distribution - Tier 2 - 2QU CoRE ¦ 5QU LoRE | Red Flag Warning - Catastrophic Fires | Equipment / facility failure | Aggregated | 2051 | 1.4953e-05 | 1464.9153 | 0.021905 | 2051 | Mitigation | 0.95 | 45 | 0 | esc | 0.00097009 | 1.4506e-08 | 0.00097009 | 1.4506e-08
[79 empty] | WLDFR | HFTD - Distribution - Tier 3 - 3QU CoRE ¦ 3QU LoRE | Non-Red Flag Warning - Small Fires | 2052 | 3.7902e-06 | 3.7902e-06 | 0.10007 | 0.04626 | 0.0020076 | 0.051804 | 0 | 0 | 0.0041547 | 3.7929e-07 | 0 | 3.7929e-07 | 3.7929e-07 | 0 | 3.7929e-07 | 0 | 2.3718e-06 | 5.199e-06 | 0 | 5.199e-06 | 0 | 2.1274e-06 | 2.7819e-06 | 0 | 2.7819e-06 | [12 empty] | 7.3.3.17.5 (Remote Grid) Updates to grid topology to minimize risk of ignition in HFTDs Remote GridWLDFREquipment / facility failureAggregated | WLDFR | HFTD - Distribution - Tier 2 - 2QU CoRE ¦ 5QU LoRE | Red Flag Warning - Catastrophic Fires | Equipment / facility failure | Aggregated | 2052 | 1.4953e-05 | 1464.9153 | 0.021905 | 2052 | Mitigation | 0.95 | 45 | 0 | esc | 0.00097009 | 1.4506e-08 | 0.00097009 | 1.4506e-08
[79 empty] | WLDFR | HFTD - Distribution - Tier 3 - 3QU CoRE ¦ 3QU LoRE | Non-Red Flag Warning - Small Fires | 2053 | 3.7902e-06 | 3.7902e-06 | 0.10489 | 0.048274 | 0.002095 | 0.054525 | 0 | 0 | 0.0041547 | 3.9757e-07 | 0 | 3.9757e-07 | 3.9757e-07 | 0 | 3.9757e-07 | 0 | 2.3718e-06 | 5.199e-06 | 0 | 5.199e-06 | 0 | 2.1274e-06 | 2.7819e-06 | 0 | 2.7819e-06 | [12 empty] | 7.3.3.17.5 (Remote Grid) Updates to grid topology to minimize risk of ignition in HFTDs Remote GridWLDFREquipment / facility failureAggregated | WLDFR | HFTD - Distribution - Tier 2 - 2QU CoRE ¦ 5QU LoRE | Red Flag Warning - Catastrophic Fires | Equipment / facility failure | Aggregated | 2053 | 1.4953e-05 | 1464.9153 | 0.021905 | 2053 | Mitigation | 0.95 | 45 | 0 | esc | 0.00097009 | 1.4506e-08 | 0.00097009 | 1.4506e-08
[79 empty] | WLDFR | HFTD - Distribution - Tier 3 - 3QU CoRE ¦ 3QU LoRE | Non-Red Flag Warning - Small Fires | 2054 | 3.7902e-06 | 3.7902e-06 | 0.10489 | 0.048274 | 0.002095 | 0.054525 | 0 | 0 | 0.0041547 | 3.9757e-07 | 0 | 3.9757e-07 | 3.9757e-07 | 0 | 3.9757e-07 | 0 | 2.3718e-06 | 5.199e-06 | 0 | 5.199e-06 | 0 | 2.1274e-06 | 2.7819e-06 | 0 | 2.7819e-06 | [12 empty] | 7.3.3.17.5 (Remote Grid) Updates to grid topology to minimize risk of ignition in HFTDs Remote GridWLDFREquipment / facility failureAggregated | WLDFR | HFTD - Distribution - Tier 2 - 2QU CoRE ¦ 5QU LoRE | Red Flag Warning - Catastrophic Fires | Equipment / facility failure | Aggregated | 2054 | 1.4953e-05 | 1464.9153 | 0.021905 | 2054 | Mitigation | 0.95 | 45 | 0 | esc | 0.00097009 | 1.4506e-08 | 0.00097009 | 1.4506e-08
[79 empty] | WLDFR | HFTD - Distribution - Tier 3 - 3QU CoRE ¦ 3QU LoRE | Non-Red Flag Warning - Small Fires | 2055 | 3.7902e-06 | 3.7902e-06 | 0.10489 | 0.048274 | 0.002095 | 0.054525 | 0 | 0 | 0.0041547 | 3.9757e-07 | 0 | 3.9757e-07 | 3.9757e-07 | 0 | 3.9757e-07 | 0 | 2.52e-06 | 5.5238e-06 | 0 | 5.5238e-06 | 0 | 2.1274e-06 | 2.7819e-06 | 0 | 2.7819e-06 | [12 empty] | 7.3.3.17.5 (Remote Grid) Updates to grid topology to minimize risk of ignition in HFTDs Remote GridWLDFREquipment / facility failureAggregated | WLDFR | HFTD - Distribution - Tier 2 - 2QU CoRE ¦ 5QU LoRE | Red Flag Warning - Catastrophic Fires | Equipment / facility failure | Aggregated | 2055 | 1.4953e-05 | 1464.9153 | 0.021905 | 2055 | Mitigation | 0.95 | 45 | 0 | esc | 0.00097009 | 1.4506e-08 | 0.00097009 | 1.4506e-08
[79 empty] | WLDFR | HFTD - Distribution - Tier 3 - 3QU CoRE ¦ 3QU LoRE | Non-Red Flag Warning - Small Fires | 2056 | 3.7902e-06 | 3.7902e-06 | 0.10489 | 0.048274 | 0.002095 | 0.054525 | 0 | 0 | 0.0041547 | 3.9757e-07 | 0 | 3.9757e-07 | 3.9757e-07 | 0 | 3.9757e-07 | 0 | 2.52e-06 | 5.5238e-06 | 0 | 5.5238e-06 | 0 | 2.1274e-06 | 2.7819e-06 | 0 | 2.7819e-06 | [12 empty] | 7.3.3.17.5 (Remote Grid) Updates to grid topology to minimize risk of ignition in HFTDs Remote GridWLDFREquipment / facility failureAggregated | WLDFR | HFTD - Distribution - Tier 2 - 2QU CoRE ¦ 5QU LoRE | Red Flag Warning - Catastrophic Fires | Equipment / facility failure | Aggregated | 2056 | 1.4953e-05 | 1464.9153 | 0.021905 | 2056 | Mitigation | 0.95 | 45 | 0 | esc | 0.00097009 | 1.4506e-08 | 0.00097009 | 1.4506e-08
[79 empty] | WLDFR | HFTD - Distribution - Tier 3 - 3QU CoRE ¦ 3QU LoRE | Non-Red Flag Warning - Small Fires | 2057 | 3.7902e-06 | 3.7902e-06 | 0.10489 | 0.048274 | 0.002095 | 0.054525 | 0 | 0 | 0.0041547 | 3.9757e-07 | 0 | 3.9757e-07 | 3.9757e-07 | 0 | 3.9757e-07 | 0 | 2.52e-06 | 5.5238e-06 | 0 | 5.5238e-06 | 0 | 2.2228e-06 | 2.9067e-06 | 0 | 2.9067e-06 | [12 empty] | 7.3.3.17.5 (Remote Grid) Updates to grid topology to minimize risk of ignition in HFTDs Remote GridWLDFREquipment / facility failureAggregated | WLDFR | HFTD - Distribution - Tier 2 - 2QU CoRE ¦ 5QU LoRE | Red Flag Warning - Catastrophic Fires | Equipment / facility failure | Aggregated | 2057 | 1.4953e-05 | 1464.9153 | 0.021905 | 2057 | Mitigation | 0.95 | 45 | 0 | esc | 0.00097009 | 1.4506e-08 | 0.00097009 | 1.4506e-08
[79 empty] | WLDFR | HFTD - Distribution - Tier 3 - 3QU CoRE ¦ 3QU LoRE | Non-Red Flag Warning - Small Fires | 2058 | 3.7902e-06 | 3.7902e-06 | 0.1099 | 0.050325 | 0.0021839 | 0.057393 | 0 | 0 | 0.0041547 | 4.1655e-07 | 0 | 4.1655e-07 | 4.1655e-07 | 0 | 4.1655e-07 | 0 | 2.52e-06 | 5.5238e-06 | 0 | 5.5238e-06 | 0 | 2.2228e-06 | 2.9067e-06 | 0 | 2.9067e-06 | [12 empty] | 7.3.3.17.5 (Remote Grid) Updates to grid topology to minimize risk of ignition in HFTDs Remote GridWLDFREquipment / facility failureAggregated | WLDFR | HFTD - Distribution - Tier 2 - 2QU CoRE ¦ 5QU LoRE | Red Flag Warning - Catastrophic Fires | Equipment / facility failure | Aggregated | 2058 | 1.4953e-05 | 1464.9153 | 0.021905 | 2058 | Mitigation | 0.95 | 45 | 0 | esc | 0.00097009 | 1.4506e-08 | 0.00097009 | 1.4506e-08
[79 empty] | WLDFR | HFTD - Distribution - Tier 3 - 3QU CoRE ¦ 3QU LoRE | Non-Red Flag Warning - Small Fires | 2059 | 3.7902e-06 | 3.7902e-06 | 0.1099 | 0.050325 | 0.0021839 | 0.057393 | 0 | 0 | 0.0041547 | 4.1655e-07 | 0 | 4.1655e-07 | 4.1655e-07 | 0 | 4.1655e-07 | 0 | 2.52e-06 | 5.5238e-06 | 0 | 5.5238e-06 | 0 | 2.2228e-06 | 2.9067e-06 | 0 | 2.9067e-06 | [12 empty] | 7.3.3.17.5 (Remote Grid) Updates to grid topology to minimize risk of ignition in HFTDs Remote GridWLDFREquipment / facility failureAggregated | WLDFR | HFTD - Distribution - Tier 2 - 2QU CoRE ¦ 5QU LoRE | Red Flag Warning - Catastrophic Fires | Equipment / facility failure | Aggregated | 2059 | 1.4953e-05 | 1464.9153 | 0.021905 | 2059 | Mitigation | 0.95 | 45 | 0 | esc | 0.00097009 | 1.4506e-08 | 0.00097009 | 1.4506e-08
[79 empty] | WLDFR | HFTD - Distribution - Tier 3 - 3QU CoRE ¦ 3QU LoRE | Non-Red Flag Warning - Small Fires | 2060 | 3.7902e-06 | 3.7902e-06 | 0.1099 | 0.050325 | 0.0021839 | 0.057393 | 0 | 0 | 0.0041547 | 4.1655e-07 | 0 | 4.1655e-07 | 4.1655e-07 | 0 | 4.1655e-07 | 0 | 2.682e-06 | 5.879e-06 | 0 | 5.879e-06 | 0 | 2.2228e-06 | 2.9067e-06 | 0 | 2.9067e-06 | [12 empty] | 7.3.3.17.5 (Remote Grid) Updates to grid topology to minimize risk of ignition in HFTDs Remote GridWLDFREquipment / facility failureAggregated | WLDFR | HFTD - Distribution - Tier 2 - 2QU CoRE ¦ 5QU LoRE | Red Flag Warning - Catastrophic Fires | Equipment / facility failure | Aggregated | 2060 | 1.4953e-05 | 1464.9153 | 0.021905 | 2060 | Mitigation | 0.95 | 45 | 0 | esc | 0.00097009 | 1.4506e-08 | 0.00097009 | 1.4506e-08
[79 empty] | WLDFR | HFTD - Distribution - Tier 3 - 3QU CoRE ¦ 3QU LoRE | Non-Red Flag Warning - Small Fires | 2061 | 3.7902e-06 | 3.7902e-06 | 0.1099 | 0.050325 | 0.0021839 | 0.057393 | 0 | 0 | 0.0041547 | 4.1655e-07 | 0 | 4.1655e-07 | 4.1655e-07 | 0 | 4.1655e-07 | 0 | 2.682e-06 | 5.879e-06 | 0 | 5.879e-06 | 0 | 2.2228e-06 | 2.9067e-06 | 0 | 2.9067e-06 | [12 empty] | 7.3.3.17.5 (Remote Grid) Updates to grid topology to minimize risk of ignition in HFTDs Remote GridWLDFREquipment / facility failureAggregated | WLDFR | HFTD - Distribution - Tier 2 - 2QU CoRE ¦ 5QU LoRE | Red Flag Warning - Catastrophic Fires | Equipment / facility failure | Aggregated | 2061 | 1.4953e-05 | 1464.9153 | 0.021905 | 2061 | Mitigation | 0.95 | 45 | 0 | esc | 0.00097009 | 1.4506e-08 | 0.00097009 | 1.4506e-08
[79 empty] | WLDFR | HFTD - Distribution - Tier 3 - 3QU CoRE ¦ 3QU LoRE | Non-Red Flag Warning - Small Fires | 2062 | 3.7902e-06 | 3.7902e-06 | 0.1099 | 0.050325 | 0.0021839 | 0.057393 | 0 | 0 | 0.0041547 | 4.1655e-07 | 0 | 4.1655e-07 | 4.1655e-07 | 0 | 4.1655e-07 | 0 | 2.682e-06 | 5.879e-06 | 0 | 5.879e-06 | 0 | 2.3177e-06 | 3.0308e-06 | 0 | 3.0308e-06 | [12 empty] | 7.3.3.17.5 (Remote Grid) Updates to grid topology to minimize risk of ignition in HFTDs Remote GridWLDFREquipment / facility failureAggregated | WLDFR | HFTD - Distribution - Tier 2 - 2QU CoRE ¦ 5QU LoRE | Red Flag Warning - Catastrophic Fires | Equipment / facility failure | Aggregated | 2062 | 1.4953e-05 | 1464.9153 | 0.021905 | 2062 | Mitigation | 0.95 | 45 | 0 | esc | 0.00097009 | 1.4506e-08 | 0.00097009 | 1.4506e-08
[79 empty] | WLDFR | HFTD - Distribution - Tier 3 - 3QU CoRE ¦ 3QU LoRE | Non-Red Flag Warning - Small Fires | 2063 | 3.7902e-06 | 3.7902e-06 | 0.11504 | 0.052388 | 0.0022734 | 0.060377 | 0 | 0 | 0.0041547 | 4.3602e-07 | 0 | 4.3602e-07 | 4.3602e-07 | 0 | 4.3602e-07 | 0 | 2.682e-06 | 5.879e-06 | 0 | 5.879e-06 | 0 | 2.3177e-06 | 3.0308e-06 | 0 | 3.0308e-06 | [12 empty] | 7.3.3.17.5 (Remote Grid) Updates to grid topology to minimize risk of ignition in HFTDs Remote GridWLDFREquipment / facility failureAggregated | WLDFR | HFTD - Distribution - Tier 2 - 2QU CoRE ¦ 5QU LoRE | Red Flag Warning - Catastrophic Fires | Equipment / facility failure | Aggregated | 2063 | 1.4953e-05 | 1464.9153 | 0.021905 | 2063 | Mitigation | 0.95 | 45 | 0 | esc | 0.00097009 | 1.4506e-08 | 0.00097009 | 1.4506e-08
[79 empty] | WLDFR | HFTD - Distribution - Tier 3 - 3QU CoRE ¦ 3QU LoRE | Non-Red Flag Warning - Small Fires | 2064 | 3.7902e-06 | 3.7902e-06 | 0.11504 | 0.052388 | 0.0022734 | 0.060377 | 0 | 0 | 0.0041547 | 4.3602e-07 | 0 | 4.3602e-07 | 4.3602e-07 | 0 | 4.3602e-07 | 0 | 2.682e-06 | 5.879e-06 | 0 | 5.879e-06 | 0 | 2.3177e-06 | 3.0308e-06 | 0 | 3.0308e-06 | [12 empty] | 7.3.3.17.5 (Remote Grid) Updates to grid topology to minimize risk of ignition in HFTDs Remote GridWLDFREquipment / facility failureAggregated | WLDFR | HFTD - Distribution - Tier 2 - 2QU CoRE ¦ 5QU LoRE | Red Flag Warning - Catastrophic Fires | Equipment / facility failure | Aggregated | 2064 | 1.4953e-05 | 1464.9153 | 0.021905 | 2064 | Mitigation | 0.95 | 45 | 0 | esc | 0.00097009 | 1.4506e-08 | 0.00097009 | 1.4506e-08
[79 empty] | WLDFR | HFTD - Distribution - Tier 3 - 3QU CoRE ¦ 3QU LoRE | Non-Red Flag Warning - Small Fires | 2065 | 3.7902e-06 | 3.7902e-06 | 0.11504 | 0.052388 | 0.0022734 | 0.060377 | 0 | 0 | 0.0041547 | 4.3602e-07 | 0 | 4.3602e-07 | 4.3602e-07 | 0 | 4.3602e-07 | 0 | 2.8565e-06 | 6.2616e-06 | 0 | 6.2616e-06 | 0 | 2.3177e-06 | 3.0308e-06 | 0 | 3.0308e-06 | [12 empty] | 7.3.3.17.5 (Remote Grid) Updates to grid topology to minimize risk of ignition in HFTDs Remote GridWLDFREquipment / facility failureAggregated | WLDFR | HFTD - Distribution - Tier 2 - 2QU CoRE ¦ 5QU LoRE | Red Flag Warning - Catastrophic Fires | Equipment / facility failure | Aggregated | 2065 | 1.4953e-05 | 1464.9153 | 0.021905 | 2065 | Mitigation | 0.95 | 45 | 0 | esc | 0.00097009 | 1.4506e-08 | 0.00097009 | 1.4506e-08
[79 empty] | WLDFR | HFTD - Distribution - Tier 3 - 3QU CoRE ¦ 3QU LoRE | Non-Red Flag Warning - Small Fires | 2066 | 3.7902e-06 | 3.7902e-06 | 0.11504 | 0.052388 | 0.0022734 | 0.060377 | 0 | 0 | 0.0041547 | 4.3602e-07 | 0 | 4.3602e-07 | 4.3602e-07 | 0 | 4.3602e-07 | 0 | 2.8565e-06 | 6.2616e-06 | 0 | 6.2616e-06 | 0 | 2.3177e-06 | 3.0308e-06 | 0 | 3.0308e-06 | [12 empty] | 7.3.3.17.5 (Remote Grid) Updates to grid topology to minimize risk of ignition in HFTDs Remote GridWLDFREquipment / facility failureAggregated | WLDFR | HFTD - Distribution - Tier 2 - 2QU CoRE ¦ 5QU LoRE | Red Flag Warning - Catastrophic Fires | Equipment / facility failure | Aggregated | 2066 | 1.4953e-05 | 1464.9153 | 0.021905 | 2066 | Mitigation | 0.95 | 45 | 0 | esc | 0.00097009 | 1.4506e-08 | 0.00097009 | 1.4506e-08
[79 empty] | WLDFR | HFTD - Distribution - Tier 3 - 3QU CoRE ¦ 3QU LoRE | Non-Red Flag Warning - Small Fires | 2067 | 0 | 3.7902e-06 | 0.11504 | 0.052388 | 0.0022734 | 0.060377 | 0 | 0 | 0.0041547 | 0 | 0 | 0 | 4.3602e-07 | 0 | 4.3602e-07 | 0 | 2.8565e-06 | 6.2616e-06 | 0 | 6.2616e-06 | 0 | 2.411e-06 | 3.1529e-06 | 0 | 3.1529e-06 | [12 empty] | 7.3.3.17.5 (Remote Grid) Updates to grid topology to minimize risk of ignition in HFTDs Remote GridWLDFREquipment / facility failureAggregated | WLDFR | HFTD - Distribution - Tier 2 - 2QU CoRE ¦ 5QU LoRE | Red Flag Warning - Catastrophic Fires | Equipment / facility failure | Aggregated | 2067 | 1.4953e-05 | 1464.9153 | 0.021905 | 2067 | Mitigation | 0.95 | 45 | 0 | esc | 0 | 0 | 0.00097009 | 1.4506e-08
[79 empty] | WLDFR | HFTD - Distribution - Tier 3 - 3QU CoRE ¦ 3QU LoRE | Red Flag Warning - Catastrophic Fires | 2022 | 2.7346e-08 | 0 | 14146.1306 | 222.2294 | 8585.7228 | 5338.1784 | 0 | 0 | 2.8189e-05 | 0.00038684 | 0 | 0.00038684 | 0 | 0 | 0 | 0 | 2.8565e-06 | 6.2616e-06 | 0 | 6.2616e-06 | 0 | 2.411e-06 | 3.1529e-06 | 0 | 3.1529e-06 | [12 empty] | 7.3.3.17.5 (Remote Grid) Updates to grid topology to minimize risk of ignition in HFTDs Remote GridWLDFRVegetation ContactAggregated | WLDFR | HFTD - Distribution - Tier 2 - 2QU CoRE ¦ 5QU LoRE | Red Flag Warning - Catastrophic Fires | Vegetation Contact | Aggregated | 2022 | 2.479e-05 | 1464.9153 | 0.036316 | 2022 | Mitigation | 0.95 | 45 | 0 | esc | 0.00097009 | 2.4049e-08 | 0 | 0
[79 empty] | WLDFR | HFTD - Distribution - Tier 3 - 3QU CoRE ¦ 3QU LoRE | Red Flag Warning - Catastrophic Fires | 2023 | 2.7346e-08 | 2.7346e-08 | 14664.6376 | 233.2301 | 8896.516 | 5534.8915 | 0 | 0 | 2.8189e-05 | 0.00040101 | 0 | 0.00040101 | 0.00040101 | 0 | 0.00040101 | 0 | 2.8565e-06 | 6.2616e-06 | 0 | 6.2616e-06 | 0 | 2.411e-06 | 3.1529e-06 | 0 | 3.1529e-06 | [12 empty] | 7.3.3.17.5 (Remote Grid) Updates to grid topology to minimize risk of ignition in HFTDs Remote GridWLDFRVegetation ContactAggregated | WLDFR | HFTD - Distribution - Tier 2 - 2QU CoRE ¦ 5QU LoRE | Red Flag Warning - Catastrophic Fires | Vegetation Contact | Aggregated | 2023 | 2.479e-05 | 1464.9153 | 0.036316 | 2023 | Mitigation | 0.95 | 45 | 0 | esc | 0.00097009 | 2.4049e-08 | 0.00097009 | 2.4049e-08
[79 empty] | WLDFR | HFTD - Distribution - Tier 3 - 3QU CoRE ¦ 3QU LoRE | Red Flag Warning - Catastrophic Fires | 2024 | 2.7346e-08 | 2.7346e-08 | 14664.6376 | 233.2301 | 8896.516 | 5534.8915 | 0 | 0 | 2.8189e-05 | 0.00040101 | 0 | 0.00040101 | 0.00040101 | 0 | 0.00040101 | 0 | 3.0421e-06 | 6.6684e-06 | 0 | 6.6684e-06 | 0 | 2.411e-06 | 3.1529e-06 | 0 | 3.1529e-06 | [12 empty] | 7.3.3.17.5 (Remote Grid) Updates to grid topology to minimize risk of ignition in HFTDs Remote GridWLDFRVegetation ContactAggregated | WLDFR | HFTD - Distribution - Tier 2 - 2QU CoRE ¦ 5QU LoRE | Red Flag Warning - Catastrophic Fires | Vegetation Contact | Aggregated | 2024 | 2.479e-05 | 1464.9153 | 0.036316 | 2024 | Mitigation | 0.95 | 45 | 0 | esc | 0.00097009 | 2.4049e-08 | 0.00097009 | 2.4049e-08
[79 empty] | WLDFR | HFTD - Distribution - Tier 3 - 3QU CoRE ¦ 3QU LoRE | Red Flag Warning - Catastrophic Fires | 2025 | 2.7346e-08 | 2.7346e-08 | 14664.6376 | 233.2301 | 8896.516 | 5534.8915 | 0 | 0 | 2.8189e-05 | 0.00040101 | 0 | 0.00040101 | 0.00040101 | 0 | 0.00040101 | 0 | 3.0421e-06 | 6.6684e-06 | 0 | 6.6684e-06 | 0 | 0 | 3.1529e-06 | 0 | 3.1529e-06 | [12 empty] | 7.3.3.17.5 (Remote Grid) Updates to grid topology to minimize risk of ignition in HFTDs Remote GridWLDFRVegetation ContactAggregated | WLDFR | HFTD - Distribution - Tier 2 - 2QU CoRE ¦ 5QU LoRE | Red Flag Warning - Catastrophic Fires | Vegetation Contact | Aggregated | 2025 | 2.479e-05 | 1464.9153 | 0.036316 | 2025 | Mitigation | 0.95 | 45 | 0 | esc | 0.00097009 | 2.4049e-08 | 0.00097009 | 2.4049e-08
[79 empty] | WLDFR | HFTD - Distribution - Tier 3 - 3QU CoRE ¦ 3QU LoRE | Red Flag Warning - Catastrophic Fires | 2026 | 2.7346e-08 | 2.7346e-08 | 14664.6376 | 233.2301 | 8896.516 | 5534.8915 | 0 | 0 | 2.8189e-05 | 0.00040101 | 0 | 0.00040101 | 0.00040101 | 0 | 0.00040101 | 0 | 3.0421e-06 | 6.6684e-06 | 0 | 6.6684e-06 | 0 | 0 | 0 | 0 | 0 | [12 empty] | 7.3.3.17.5 (Remote Grid) Updates to grid topology to minimize risk of ignition in HFTDs Remote GridWLDFRVegetation ContactAggregated | WLDFR | HFTD - Distribution - Tier 2 - 2QU CoRE ¦ 5QU LoRE | Red Flag Warning - Catastrophic Fires | Vegetation Contact | Aggregated | 2026 | 2.479e-05 | 1464.9153 | 0.036316 | 2026 | Mitigation | 0.95 | 45 | 0 | esc | 0.00097009 | 2.4049e-08 | 0.00097009 | 2.4049e-08
[79 empty] | WLDFR | HFTD - Distribution - Tier 3 - 3QU CoRE ¦ 3QU LoRE | Red Flag Warning - Catastrophic Fires | 2027 | 2.7346e-08 | 2.7346e-08 | 14664.6376 | 233.2301 | 8896.516 | 5534.8915 | 0 | 0 | 2.8189e-05 | 0.00040101 | 0 | 0.00040101 | 0.00040101 | 0 | 0.00040101 | 0 | 3.0421e-06 | 6.6684e-06 | 0 | 6.6684e-06 | 0 | 0 | 0 | 0 | 0 | [12 empty] | 7.3.3.17.5 (Remote Grid) Updates to grid topology to minimize risk of ignition in HFTDs Remote GridWLDFRVegetation ContactAggregated | WLDFR | HFTD - Distribution - Tier 2 - 2QU CoRE ¦ 5QU LoRE | Red Flag Warning - Catastrophic Fires | Vegetation Contact | Aggregated | 2027 | 2.479e-05 | 1464.9153 | 0.036316 | 2027 | Mitigation | 0.95 | 45 | 0 | esc | 0.00097009 | 2.4049e-08 | 0.00097009 | 2.4049e-08
[79 empty] | WLDFR | HFTD - Distribution - Tier 3 - 3QU CoRE ¦ 3QU LoRE | Red Flag Warning - Catastrophic Fires | 2028 | 2.7346e-08 | 2.7346e-08 | 15317.9909 | 247.273 | 9287.6491 | 5783.0689 | 0 | 0 | 2.8189e-05 | 0.00041888 | 0 | 0.00041888 | 0.00041888 | 0 | 0.00041888 | 0 | 3.0421e-06 | 6.6684e-06 | 0 | 6.6684e-06 | 0 | 1.8735e-06 | 0 | 0 | 0 | [12 empty] | 7.3.3.17.5 (Remote Grid) Updates to grid topology to minimize risk of ignition in HFTDs Remote GridWLDFRVegetation ContactAggregated | WLDFR | HFTD - Distribution - Tier 2 - 2QU CoRE ¦ 5QU LoRE | Red Flag Warning - Catastrophic Fires | Vegetation Contact | Aggregated | 2028 | 2.479e-05 | 1464.9153 | 0.036316 | 2028 | Mitigation | 0.95 | 45 | 0 | esc | 0.00097009 | 2.4049e-08 | 0.00097009 | 2.4049e-08
[79 empty] | WLDFR | HFTD - Distribution - Tier 3 - 3QU CoRE ¦ 3QU LoRE | Red Flag Warning - Catastrophic Fires | 2029 | 2.7346e-08 | 2.7346e-08 | 15317.9909 | 247.273 | 9287.6491 | 5783.0689 | 0 | 0 | 2.8189e-05 | 0.00041888 | 0 | 0.00041888 | 0.00041888 | 0 | 0.00041888 | 0 | 3.2367e-06 | 7.0949e-06 | 0 | 7.0949e-06 | 0 | 1.9422e-06 | 2.5397e-06 | 0 | 2.5397e-06 | [12 empty] | 7.3.3.17.5 (Remote Grid) Updates to grid topology to minimize risk of ignition in HFTDs Remote GridWLDFRVegetation ContactAggregated | WLDFR | HFTD - Distribution - Tier 2 - 2QU CoRE ¦ 5QU LoRE | Red Flag Warning - Catastrophic Fires | Vegetation Contact | Aggregated | 2029 | 2.479e-05 | 1464.9153 | 0.036316 | 2029 | Mitigation | 0.95 | 45 | 0 | esc | 0.00097009 | 2.4049e-08 | 0.00097009 | 2.4049e-08
[79 empty] | WLDFR | HFTD - Distribution - Tier 3 - 3QU CoRE ¦ 3QU LoRE | Red Flag Warning - Catastrophic Fires | 2030 | 2.7346e-08 | 2.7346e-08 | 15317.9909 | 247.273 | 9287.6491 | 5783.0689 | 0 | 0 | 2.8189e-05 | 0.00041888 | 0 | 0.00041888 | 0.00041888 | 0 | 0.00041888 | 0 | 3.2367e-06 | 7.0949e-06 | 0 | 7.0949e-06 | 0 | 1.9422e-06 | 2.5397e-06 | 0 | 2.5397e-06 | [12 empty] | 7.3.3.17.5 (Remote Grid) Updates to grid topology to minimize risk of ignition in HFTDs Remote GridWLDFRVegetation ContactAggregated | WLDFR | HFTD - Distribution - Tier 2 - 2QU CoRE ¦ 5QU LoRE | Red Flag Warning - Catastrophic Fires | Vegetation Contact | Aggregated | 2030 | 2.479e-05 | 1464.9153 | 0.036316 | 2030 | Mitigation | 0.95 | 45 | 0 | esc | 0.00097009 | 2.4049e-08 | 0.00097009 | 2.4049e-08
[79 empty] | WLDFR | HFTD - Distribution - Tier 3 - 3QU CoRE ¦ 3QU LoRE | Red Flag Warning - Catastrophic Fires | 2031 | 2.7346e-08 | 2.7346e-08 | 15317.9909 | 247.273 | 9287.6491 | 5783.0689 | 0 | 0 | 2.8189e-05 | 0.00041888 | 0 | 0.00041888 | 0.00041888 | 0 | 0.00041888 | 0 | 3.2367e-06 | 7.0949e-06 | 0 | 7.0949e-06 | 0 | 1.9422e-06 | 2.5397e-06 | 0 | 2.5397e-06 | [12 empty] | 7.3.3.17.5 (Remote Grid) Updates to grid topology to minimize risk of ignition in HFTDs Remote GridWLDFRVegetation ContactAggregated | WLDFR | HFTD - Distribution - Tier 2 - 2QU CoRE ¦ 5QU LoRE | Red Flag Warning - Catastrophic Fires | Vegetation Contact | Aggregated | 2031 | 2.479e-05 | 1464.9153 | 0.036316 | 2031 | Mitigation | 0.95 | 45 | 0 | esc | 0.00097009 | 2.4049e-08 | 0.00097009 | 2.4049e-08
[79 empty] | WLDFR | HFTD - Distribution - Tier 3 - 3QU CoRE ¦ 3QU LoRE | Red Flag Warning - Catastrophic Fires | 2032 | 2.7346e-08 | 2.7346e-08 | 15317.9909 | 247.273 | 9287.6491 | 5783.0689 | 0 | 0 | 2.8189e-05 | 0.00041888 | 0 | 0.00041888 | 0.00041888 | 0 | 0.00041888 | 0 | 3.2367e-06 | 7.0949e-06 | 0 | 7.0949e-06 | 0 | 1.9422e-06 | 2.5397e-06 | 0 | 2.5397e-06 | [12 empty] | 7.3.3.17.5 (Remote Grid) Updates to grid topology to minimize risk of ignition in HFTDs Remote GridWLDFRVegetation ContactAggregated | WLDFR | HFTD - Distribution - Tier 2 - 2QU CoRE ¦ 5QU LoRE | Red Flag Warning - Catastrophic Fires | Vegetation Contact | Aggregated | 2032 | 2.479e-05 | 1464.9153 | 0.036316 | 2032 | Mitigation | 0.95 | 45 | 0 | esc | 0.00097009 | 2.4049e-08 | 0.00097009 | 2.4049e-08
[79 empty] | WLDFR | HFTD - Distribution - Tier 3 - 3QU CoRE ¦ 3QU LoRE | Red Flag Warning - Catastrophic Fires | 2033 | 2.7346e-08 | 2.7346e-08 | 16044.1264 | 263.1074 | 9721.74 | 6059.2791 | 0 | 0 | 2.8189e-05 | 0.00043874 | 0 | 0.00043874 | 0.00043874 | 0 | 0.00043874 | 0 | 3.2367e-06 | 7.0949e-06 | 0 | 7.0949e-06 | 0 | 1.9422e-06 | 2.5397e-06 | 0 | 2.5397e-06 | [12 empty] | 7.3.3.17.5 (Remote Grid) Updates to grid topology to minimize risk of ignition in HFTDs Remote GridWLDFRVegetation ContactAggregated | WLDFR | HFTD - Distribution - Tier 2 - 2QU CoRE ¦ 5QU LoRE | Red Flag Warning - Catastrophic Fires | Vegetation Contact | Aggregated | 2033 | 2.479e-05 | 1464.9153 | 0.036316 | 2033 | Mitigation | 0.95 | 45 | 0 | esc | 0.00097009 | 2.4049e-08 | 0.00097009 | 2.4049e-08
[79 empty] | WLDFR | HFTD - Distribution - Tier 3 - 3QU CoRE ¦ 3QU LoRE | Red Flag Warning - Catastrophic Fires | 2034 | 2.7346e-08 | 2.7346e-08 | 16044.1264 | 263.1074 | 9721.74 | 6059.2791 | 0 | 0 | 2.8189e-05 | 0.00043874 | 0 | 0.00043874 | 0.00043874 | 0 | 0.00043874 | 0 | 3.438e-06 | 7.5363e-06 | 0 | 7.5363e-06 | 0 | 2.0287e-06 | 2.6529e-06 | 0 | 2.6529e-06 | [12 empty] | 7.3.3.17.5 (Remote Grid) Updates to grid topology to minimize risk of ignition in HFTDs Remote GridWLDFRVegetation ContactAggregated | WLDFR | HFTD - Distribution - Tier 2 - 2QU CoRE ¦ 5QU LoRE | Red Flag Warning - Catastrophic Fires | Vegetation Contact | Aggregated | 2034 | 2.479e-05 | 1464.9153 | 0.036316 | 2034 | Mitigation | 0.95 | 45 | 0 | esc | 0.00097009 | 2.4049e-08 | 0.00097009 | 2.4049e-08
[79 empty] | WLDFR | HFTD - Distribution - Tier 3 - 3QU CoRE ¦ 3QU LoRE | Red Flag Warning - Catastrophic Fires | 2035 | 2.7346e-08 | 2.7346e-08 | 16044.1264 | 263.1074 | 9721.74 | 6059.2791 | 0 | 0 | 2.8189e-05 | 0.00043874 | 0 | 0.00043874 | 0.00043874 | 0 | 0.00043874 | 0 | 3.438e-06 | 7.5363e-06 | 0 | 7.5363e-06 | 0 | 2.0287e-06 | 2.6529e-06 | 0 | 2.6529e-06 | [12 empty] | 7.3.3.17.5 (Remote Grid) Updates to grid topology to minimize risk of ignition in HFTDs Remote GridWLDFRVegetation ContactAggregated | WLDFR | HFTD - Distribution - Tier 2 - 2QU CoRE ¦ 5QU LoRE | Red Flag Warning - Catastrophic Fires | Vegetation Contact | Aggregated | 2035 | 2.479e-05 | 1464.9153 | 0.036316 | 2035 | Mitigation | 0.95 | 45 | 0 | esc | 0.00097009 | 2.4049e-08 | 0.00097009 | 2.4049e-08
[79 empty] | WLDFR | HFTD - Distribution - Tier 3 - 3QU CoRE ¦ 3QU LoRE | Red Flag Warning - Catastrophic Fires | 2036 | 2.7346e-08 | 2.7346e-08 | 16044.1264 | 263.1074 | 9721.74 | 6059.2791 | 0 | 0 | 2.8189e-05 | 0.00043874 | 0 | 0.00043874 | 0.00043874 | 0 | 0.00043874 | 0 | 3.438e-06 | 7.5363e-06 | 0 | 7.5363e-06 | 0 | 2.0287e-06 | 2.6529e-06 | 0 | 2.6529e-06 | [12 empty] | 7.3.3.17.5 (Remote Grid) Updates to grid topology to minimize risk of ignition in HFTDs Remote GridWLDFRVegetation ContactAggregated | WLDFR | HFTD - Distribution - Tier 2 - 2QU CoRE ¦ 5QU LoRE | Red Flag Warning - Catastrophic Fires | Vegetation Contact | Aggregated | 2036 | 2.479e-05 | 1464.9153 | 0.036316 | 2036 | Mitigation | 0.95 | 45 | 0 | esc | 0.00097009 | 2.4049e-08 | 0.00097009 | 2.4049e-08
[79 empty] | WLDFR | HFTD - Distribution - Tier 3 - 3QU CoRE ¦ 3QU LoRE | Red Flag Warning - Catastrophic Fires | 2037 | 2.7346e-08 | 2.7346e-08 | 16044.1264 | 263.1074 | 9721.74 | 6059.2791 | 0 | 0 | 2.8189e-05 | 0.00043874 | 0 | 0.00043874 | 0.00043874 | 0 | 0.00043874 | 0 | 3.438e-06 | 7.5363e-06 | 0 | 7.5363e-06 | 0 | 2.0287e-06 | 2.6529e-06 | 0 | 2.6529e-06 | [12 empty] | 7.3.3.17.5 (Remote Grid) Updates to grid topology to minimize risk of ignition in HFTDs Remote GridWLDFRVegetation ContactAggregated | WLDFR | HFTD - Distribution - Tier 2 - 2QU CoRE ¦ 5QU LoRE | Red Flag Warning - Catastrophic Fires | Vegetation Contact | Aggregated | 2037 | 2.479e-05 | 1464.9153 | 0.036316 | 2037 | Mitigation | 0.95 | 45 | 0 | esc | 0.00097009 | 2.4049e-08 | 0.00097009 | 2.4049e-08
[79 empty] | WLDFR | HFTD - Distribution - Tier 3 - 3QU CoRE ¦ 3QU LoRE | Red Flag Warning - Catastrophic Fires | 2038 | 2.7346e-08 | 2.7346e-08 | 16832.3912 | 280.5544 | 10192.2718 | 6359.5651 | 0 | 0 | 2.8189e-05 | 0.00046029 | 0 | 0.00046029 | 0.00046029 | 0 | 0.00046029 | 0 | 3.438e-06 | 7.5363e-06 | 0 | 7.5363e-06 | 0 | 2.0287e-06 | 2.6529e-06 | 0 | 2.6529e-06 | [12 empty] | 7.3.3.17.5 (Remote Grid) Updates to grid topology to minimize risk of ignition in HFTDs Remote GridWLDFRVegetation ContactAggregated | WLDFR | HFTD - Distribution - Tier 2 - 2QU CoRE ¦ 5QU LoRE | Red Flag Warning - Catastrophic Fires | Vegetation Contact | Aggregated | 2038 | 2.479e-05 | 1464.9153 | 0.036316 | 2038 | Mitigation | 0.95 | 45 | 0 | esc | 0.00097009 | 2.4049e-08 | 0.00097009 | 2.4049e-08
[79 empty] | WLDFR | HFTD - Distribution - Tier 3 - 3QU CoRE ¦ 3QU LoRE | Red Flag Warning - Catastrophic Fires | 2039 | 2.7346e-08 | 2.7346e-08 | 16832.3912 | 280.5544 | 10192.2718 | 6359.5651 | 0 | 0 | 2.8189e-05 | 0.00046029 | 0 | 0.00046029 | 0.00046029 | 0 | 0.00046029 | 0 | 3.6439e-06 | 7.9876e-06 | 0 | 7.9876e-06 | 0 | 2.1249e-06 | 2.7787e-06 | 0 | 2.7787e-06 | [12 empty] | 7.3.3.17.5 (Remote Grid) Updates to grid topology to minimize risk of ignition in HFTDs Remote GridWLDFRVegetation ContactAggregated | WLDFR | HFTD - Distribution - Tier 2 - 2QU CoRE ¦ 5QU LoRE | Red Flag Warning - Catastrophic Fires | Vegetation Contact | Aggregated | 2039 | 2.479e-05 | 1464.9153 | 0.036316 | 2039 | Mitigation | 0.95 | 45 | 0 | esc | 0.00097009 | 2.4049e-08 | 0.00097009 | 2.4049e-08
[79 empty] | WLDFR | HFTD - Distribution - Tier 3 - 3QU CoRE ¦ 3QU LoRE | Red Flag Warning - Catastrophic Fires | 2040 | 2.7346e-08 | 2.7346e-08 | 16832.3912 | 280.5544 | 10192.2718 | 6359.5651 | 0 | 0 | 2.8189e-05 | 0.00046029 | 0 | 0.00046029 | 0.00046029 | 0 | 0.00046029 | 0 | 3.6439e-06 | 7.9876e-06 | 0 | 7.9876e-06 | 0 | 2.1249e-06 | 2.7787e-06 | 0 | 2.7787e-06 | [12 empty] | 7.3.3.17.5 (Remote Grid) Updates to grid topology to minimize risk of ignition in HFTDs Remote GridWLDFRVegetation ContactAggregated | WLDFR | HFTD - Distribution - Tier 2 - 2QU CoRE ¦ 5QU LoRE | Red Flag Warning - Catastrophic Fires | Vegetation Contact | Aggregated | 2040 | 2.479e-05 | 1464.9153 | 0.036316 | 2040 | Mitigation | 0.95 | 45 | 0 | esc | 0.00097009 | 2.4049e-08 | 0.00097009 | 2.4049e-08
[79 empty] | WLDFR | HFTD - Distribution - Tier 3 - 3QU CoRE ¦ 3QU LoRE | Red Flag Warning - Catastrophic Fires | 2041 | 2.7346e-08 | 2.7346e-08 | 16832.3912 | 280.5544 | 10192.2718 | 6359.5651 | 0 | 0 | 2.8189e-05 | 0.00046029 | 0 | 0.00046029 | 0.00046029 | 0 | 0.00046029 | 0 | 3.6439e-06 | 7.9876e-06 | 0 | 7.9876e-06 | 0 | 2.1249e-06 | 2.7787e-06 | 0 | 2.7787e-06 | [12 empty] | 7.3.3.17.5 (Remote Grid) Updates to grid topology to minimize risk of ignition in HFTDs Remote GridWLDFRVegetation ContactAggregated | WLDFR | HFTD - Distribution - Tier 2 - 2QU CoRE ¦ 5QU LoRE | Red Flag Warning - Catastrophic Fires | Vegetation Contact | Aggregated | 2041 | 2.479e-05 | 1464.9153 | 0.036316 | 2041 | Mitigation | 0.95 | 45 | 0 | esc | 0.00097009 | 2.4049e-08 | 0.00097009 | 2.4049e-08
[79 empty] | WLDFR | HFTD - Distribution - Tier 3 - 3QU CoRE ¦ 3QU LoRE | Red Flag Warning - Catastrophic Fires | 2042 | 2.7346e-08 | 2.7346e-08 | 16832.3912 | 280.5544 | 10192.2718 | 6359.5651 | 0 | 0 | 2.8189e-05 | 0.00046029 | 0 | 0.00046029 | 0.00046029 | 0 | 0.00046029 | 0 | 0 | 7.9876e-06 | 0 | 7.9876e-06 | 0 | 2.1249e-06 | 2.7787e-06 | 0 | 2.7787e-06 | [12 empty] | 7.3.3.17.5 (Remote Grid) Updates to grid topology to minimize risk of ignition in HFTDs Remote GridWLDFRVegetation ContactAggregated | WLDFR | HFTD - Distribution - Tier 2 - 2QU CoRE ¦ 5QU LoRE | Red Flag Warning - Catastrophic Fires | Vegetation Contact | Aggregated | 2042 | 2.479e-05 | 1464.9153 | 0.036316 | 2042 | Mitigation | 0.95 | 45 | 0 | esc | 0.00097009 | 2.4049e-08 | 0.00097009 | 2.4049e-08
[79 empty] | WLDFR | HFTD - Distribution - Tier 3 - 3QU CoRE ¦ 3QU LoRE | Red Flag Warning - Catastrophic Fires | 2043 | 2.7346e-08 | 2.7346e-08 | 17672.0852 | 299.42 | 10692.7362 | 6679.929 | 0 | 0 | 2.8189e-05 | 0.00048326 | 0 | 0.00048326 | 0.00048326 | 0 | 0.00048326 | 0 | 0 | 0 | 0 | 0 | 0 | 2.1249e-06 | 2.7787e-06 | 0 | 2.7787e-06 | [12 empty] | 7.3.3.17.5 (Remote Grid) Updates to grid topology to minimize risk of ignition in HFTDs Remote GridWLDFRVegetation ContactAggregated | WLDFR | HFTD - Distribution - Tier 2 - 2QU CoRE ¦ 5QU LoRE | Red Flag Warning - Catastrophic Fires | Vegetation Contact | Aggregated | 2043 | 2.479e-05 | 1464.9153 | 0.036316 | 2043 | Mitigation | 0.95 | 45 | 0 | esc | 0.00097009 | 2.4049e-08 | 0.00097009 | 2.4049e-08
[79 empty] | WLDFR | HFTD - Distribution - Tier 3 - 3QU CoRE ¦ 3QU LoRE | Red Flag Warning - Catastrophic Fires | 2044 | 2.7346e-08 | 2.7346e-08 | 17672.0852 | 299.42 | 10692.7362 | 6679.929 | 0 | 0 | 2.8189e-05 | 0.00048326 | 0 | 0.00048326 | 0.00048326 | 0 | 0.00048326 | 0 | 3.983e-07 | 0 | 0 | 0 | 0 | 2.2292e-06 | 2.9152e-06 | 0 | 2.9152e-06 | [12 empty] | 7.3.3.17.5 (Remote Grid) Updates to grid topology to minimize risk of ignition in HFTDs Remote GridWLDFRVegetation ContactAggregated | WLDFR | HFTD - Distribution - Tier 2 - 2QU CoRE ¦ 5QU LoRE | Red Flag Warning - Catastrophic Fires | Vegetation Contact | Aggregated | 2044 | 2.479e-05 | 1464.9153 | 0.036316 | 2044 | Mitigation | 0.95 | 45 | 0 | esc | 0.00097009 | 2.4049e-08 | 0.00097009 | 2.4049e-08
[79 empty] | WLDFR | HFTD - Distribution - Tier 3 - 3QU CoRE ¦ 3QU LoRE | Red Flag Warning - Catastrophic Fires | 2045 | 2.7346e-08 | 2.7346e-08 | 17672.0852 | 299.42 | 10692.7362 | 6679.929 | 0 | 0 | 2.8189e-05 | 0.00048326 | 0 | 0.00048326 | 0.00048326 | 0 | 0.00048326 | 0 | 4.1112e-07 | 9.0119e-07 | 0 | 9.0119e-07 | 0 | 2.2292e-06 | 2.9152e-06 | 0 | 2.9152e-06 | [12 empty] | 7.3.3.17.5 (Remote Grid) Updates to grid topology to minimize risk of ignition in HFTDs Remote GridWLDFRVegetation ContactAggregated | WLDFR | HFTD - Distribution - Tier 2 - 2QU CoRE ¦ 5QU LoRE | Red Flag Warning - Catastrophic Fires | Vegetation Contact | Aggregated | 2045 | 2.479e-05 | 1464.9153 | 0.036316 | 2045 | Mitigation | 0.95 | 45 | 0 | esc | 0.00097009 | 2.4049e-08 | 0.00097009 | 2.4049e-08
[79 empty] | WLDFR | HFTD - Distribution - Tier 3 - 3QU CoRE ¦ 3QU LoRE | Red Flag Warning - Catastrophic Fires | 2046 | 2.7346e-08 | 2.7346e-08 | 17672.0852 | 299.42 | 10692.7362 | 6679.929 | 0 | 0 | 2.8189e-05 | 0.00048326 | 0 | 0.00048326 | 0.00048326 | 0 | 0.00048326 | 0 | 4.1112e-07 | 9.0119e-07 | 0 | 9.0119e-07 | 0 | 2.2292e-06 | 2.9152e-06 | 0 | 2.9152e-06 | [12 empty] | 7.3.3.17.5 (Remote Grid) Updates to grid topology to minimize risk of ignition in HFTDs Remote GridWLDFRVegetation ContactAggregated | WLDFR | HFTD - Distribution - Tier 2 - 2QU CoRE ¦ 5QU LoRE | Red Flag Warning - Catastrophic Fires | Vegetation Contact | Aggregated | 2046 | 2.479e-05 | 1464.9153 | 0.036316 | 2046 | Mitigation | 0.95 | 45 | 0 | esc | 0.00097009 | 2.4049e-08 | 0.00097009 | 2.4049e-08
[79 empty] | WLDFR | HFTD - Distribution - Tier 3 - 3QU CoRE ¦ 3QU LoRE | Red Flag Warning - Catastrophic Fires | 2047 | 2.7346e-08 | 2.7346e-08 | 17672.0852 | 299.42 | 10692.7362 | 6679.929 | 0 | 0 | 2.8189e-05 | 0.00048326 | 0 | 0.00048326 | 0.00048326 | 0 | 0.00048326 | 0 | 4.1112e-07 | 9.0119e-07 | 0 | 9.0119e-07 | 0 | 2.2292e-06 | 2.9152e-06 | 0 | 2.9152e-06 | [12 empty] | 7.3.3.17.5 (Remote Grid) Updates to grid topology to minimize risk of ignition in HFTDs Remote GridWLDFRVegetation ContactAggregated | WLDFR | HFTD - Distribution - Tier 2 - 2QU CoRE ¦ 5QU LoRE | Red Flag Warning - Catastrophic Fires | Vegetation Contact | Aggregated | 2047 | 2.479e-05 | 1464.9153 | 0.036316 | 2047 | Mitigation | 0.95 | 45 | 0 | esc | 0.00097009 | 2.4049e-08 | 0.00097009 | 2.4049e-08
[79 empty] | WLDFR | HFTD - Distribution - Tier 3 - 3QU CoRE ¦ 3QU LoRE | Red Flag Warning - Catastrophic Fires | 2048 | 2.7346e-08 | 2.7346e-08 | 18552.3348 | 319.4911 | 11216.5626 | 7016.281 | 0 | 0 | 2.8189e-05 | 0.00050733 | 0 | 0.00050733 | 0.00050733 | 0 | 0.00050733 | 0 | 4.1112e-07 | 9.0119e-07 | 0 | 9.0119e-07 | 0 | 2.2292e-06 | 2.9152e-06 | 0 | 2.9152e-06 | [12 empty] | 7.3.3.17.5 (Remote Grid) Updates to grid topology to minimize risk of ignition in HFTDs Remote GridWLDFRVegetation ContactAggregated | WLDFR | HFTD - Distribution - Tier 2 - 2QU CoRE ¦ 5QU LoRE | Red Flag Warning - Catastrophic Fires | Vegetation Contact | Aggregated | 2048 | 2.479e-05 | 1464.9153 | 0.036316 | 2048 | Mitigation | 0.95 | 45 | 0 | esc | 0.00097009 | 2.4049e-08 | 0.00097009 | 2.4049e-08
[79 empty] | WLDFR | HFTD - Distribution - Tier 3 - 3QU CoRE ¦ 3QU LoRE | Red Flag Warning - Catastrophic Fires | 2049 | 2.7346e-08 | 2.7346e-08 | 18552.3348 | 319.4911 | 11216.5626 | 7016.281 | 0 | 0 | 2.8189e-05 | 0.00050733 | 0 | 0.00050733 | 0.00050733 | 0 | 0.00050733 | 0 | 4.1112e-07 | 9.0119e-07 | 0 | 9.0119e-07 | 0 | 2.3405e-06 | 3.0606e-06 | 0 | 3.0606e-06 | [12 empty] | 7.3.3.17.5 (Remote Grid) Updates to grid topology to minimize risk of ignition in HFTDs Remote GridWLDFRVegetation ContactAggregated | WLDFR | HFTD - Distribution - Tier 2 - 2QU CoRE ¦ 5QU LoRE | Red Flag Warning - Catastrophic Fires | Vegetation Contact | Aggregated | 2049 | 2.479e-05 | 1464.9153 | 0.036316 | 2049 | Mitigation | 0.95 | 45 | 0 | esc | 0.00097009 | 2.4049e-08 | 0.00097009 | 2.4049e-08
[79 empty] | WLDFR | HFTD - Distribution - Tier 3 - 3QU CoRE ¦ 3QU LoRE | Red Flag Warning - Catastrophic Fires | 2050 | 2.7346e-08 | 2.7346e-08 | 18552.3348 | 319.4911 | 11216.5626 | 7016.281 | 0 | 0 | 2.8189e-05 | 0.00050733 | 0 | 0.00050733 | 0.00050733 | 0 | 0.00050733 | 0 | 4.2747e-07 | 9.3703e-07 | 0 | 9.3703e-07 | 0 | 2.3405e-06 | 3.0606e-06 | 0 | 3.0606e-06 | [12 empty] | 7.3.3.17.5 (Remote Grid) Updates to grid topology to minimize risk of ignition in HFTDs Remote GridWLDFRVegetation ContactAggregated | WLDFR | HFTD - Distribution - Tier 2 - 2QU CoRE ¦ 5QU LoRE | Red Flag Warning - Catastrophic Fires | Vegetation Contact | Aggregated | 2050 | 2.479e-05 | 1464.9153 | 0.036316 | 2050 | Mitigation | 0.95 | 45 | 0 | esc | 0.00097009 | 2.4049e-08 | 0.00097009 | 2.4049e-08
[79 empty] | WLDFR | HFTD - Distribution - Tier 3 - 3QU CoRE ¦ 3QU LoRE | Red Flag Warning - Catastrophic Fires | 2051 | 2.7346e-08 | 2.7346e-08 | 18552.3348 | 319.4911 | 11216.5626 | 7016.281 | 0 | 0 | 2.8189e-05 | 0.00050733 | 0 | 0.00050733 | 0.00050733 | 0 | 0.00050733 | 0 | 4.2747e-07 | 9.3703e-07 | 0 | 9.3703e-07 | 0 | 2.3405e-06 | 3.0606e-06 | 0 | 3.0606e-06 | [12 empty] | 7.3.3.17.5 (Remote Grid) Updates to grid topology to minimize risk of ignition in HFTDs Remote GridWLDFRVegetation ContactAggregated | WLDFR | HFTD - Distribution - Tier 2 - 2QU CoRE ¦ 5QU LoRE | Red Flag Warning - Catastrophic Fires | Vegetation Contact | Aggregated | 2051 | 2.479e-05 | 1464.9153 | 0.036316 | 2051 | Mitigation | 0.95 | 45 | 0 | esc | 0.00097009 | 2.4049e-08 | 0.00097009 | 2.4049e-08
[79 empty] | WLDFR | HFTD - Distribution - Tier 3 - 3QU CoRE ¦ 3QU LoRE | Red Flag Warning - Catastrophic Fires | 2052 | 2.7346e-08 | 2.7346e-08 | 18552.3348 | 319.4911 | 11216.5626 | 7016.281 | 0 | 0 | 2.8189e-05 | 0.00050733 | 0 | 0.00050733 | 0.00050733 | 0 | 0.00050733 | 0 | 4.2747e-07 | 9.3703e-07 | 0 | 9.3703e-07 | 0 | 2.3405e-06 | 3.0606e-06 | 0 | 3.0606e-06 | [12 empty] | 7.3.3.17.5 (Remote Grid) Updates to grid topology to minimize risk of ignition in HFTDs Remote GridWLDFRVegetation ContactAggregated | WLDFR | HFTD - Distribution - Tier 2 - 2QU CoRE ¦ 5QU LoRE | Red Flag Warning - Catastrophic Fires | Vegetation Contact | Aggregated | 2052 | 2.479e-05 | 1464.9153 | 0.036316 | 2052 | Mitigation | 0.95 | 45 | 0 | esc | 0.00097009 | 2.4049e-08 | 0.00097009 | 2.4049e-08
[79 empty] | WLDFR | HFTD - Distribution - Tier 3 - 3QU CoRE ¦ 3QU LoRE | Red Flag Warning - Catastrophic Fires | 2053 | 2.7346e-08 | 2.7346e-08 | 19462.1283 | 340.5356 | 11757.1413 | 7364.4514 | 0 | 0 | 2.8189e-05 | 0.00053221 | 0 | 0.00053221 | 0.00053221 | 0 | 0.00053221 | 0 | 4.2747e-07 | 9.3703e-07 | 0 | 9.3703e-07 | 0 | 2.3405e-06 | 3.0606e-06 | 0 | 3.0606e-06 | [12 empty] | 7.3.3.17.5 (Remote Grid) Updates to grid topology to minimize risk of ignition in HFTDs Remote GridWLDFRVegetation ContactAggregated | WLDFR | HFTD - Distribution - Tier 2 - 2QU CoRE ¦ 5QU LoRE | Red Flag Warning - Catastrophic Fires | Vegetation Contact | Aggregated | 2053 | 2.479e-05 | 1464.9153 | 0.036316 | 2053 | Mitigation | 0.95 | 45 | 0 | esc | 0.00097009 | 2.4049e-08 | 0.00097009 | 2.4049e-08
[79 empty] | WLDFR | HFTD - Distribution - Tier 3 - 3QU CoRE ¦ 3QU LoRE | Red Flag Warning - Catastrophic Fires | 2054 | 2.7346e-08 | 2.7346e-08 | 19462.1283 | 340.5356 | 11757.1413 | 7364.4514 | 0 | 0 | 2.8189e-05 | 0.00053221 | 0 | 0.00053221 | 0.00053221 | 0 | 0.00053221 | 0 | 4.2747e-07 | 9.3703e-07 | 0 | 9.3703e-07 | 0 | 2.457e-06 | 3.213e-06 | 0 | 3.213e-06 | [12 empty] | 7.3.3.17.5 (Remote Grid) Updates to grid topology to minimize risk of ignition in HFTDs Remote GridWLDFRVegetation ContactAggregated | WLDFR | HFTD - Distribution - Tier 2 - 2QU CoRE ¦ 5QU LoRE | Red Flag Warning - Catastrophic Fires | Vegetation Contact | Aggregated | 2054 | 2.479e-05 | 1464.9153 | 0.036316 | 2054 | Mitigation | 0.95 | 45 | 0 | esc | 0.00097009 | 2.4049e-08 | 0.00097009 | 2.4049e-08
[79 empty] | WLDFR | HFTD - Distribution - Tier 3 - 3QU CoRE ¦ 3QU LoRE | Red Flag Warning - Catastrophic Fires | 2055 | 2.7346e-08 | 2.7346e-08 | 19462.1283 | 340.5356 | 11757.1413 | 7364.4514 | 0 | 0 | 2.8189e-05 | 0.00053221 | 0 | 0.00053221 | 0.00053221 | 0 | 0.00053221 | 0 | 4.459e-07 | 9.7743e-07 | 0 | 9.7743e-07 | 0 | 2.457e-06 | 3.213e-06 | 0 | 3.213e-06 | [12 empty] | 7.3.3.17.5 (Remote Grid) Updates to grid topology to minimize risk of ignition in HFTDs Remote GridWLDFRVegetation ContactAggregated | WLDFR | HFTD - Distribution - Tier 2 - 2QU CoRE ¦ 5QU LoRE | Red Flag Warning - Catastrophic Fires | Vegetation Contact | Aggregated | 2055 | 2.479e-05 | 1464.9153 | 0.036316 | 2055 | Mitigation | 0.95 | 45 | 0 | esc | 0.00097009 | 2.4049e-08 | 0.00097009 | 2.4049e-08
[79 empty] | WLDFR | HFTD - Distribution - Tier 3 - 3QU CoRE ¦ 3QU LoRE | Red Flag Warning - Catastrophic Fires | 2056 | 2.7346e-08 | 2.7346e-08 | 19462.1283 | 340.5356 | 11757.1413 | 7364.4514 | 0 | 0 | 2.8189e-05 | 0.00053221 | 0 | 0.00053221 | 0.00053221 | 0 | 0.00053221 | 0 | 4.459e-07 | 9.7743e-07 | 0 | 9.7743e-07 | 0 | 2.457e-06 | 3.213e-06 | 0 | 3.213e-06 | [12 empty] | 7.3.3.17.5 (Remote Grid) Updates to grid topology to minimize risk of ignition in HFTDs Remote GridWLDFRVegetation ContactAggregated | WLDFR | HFTD - Distribution - Tier 2 - 2QU CoRE ¦ 5QU LoRE | Red Flag Warning - Catastrophic Fires | Vegetation Contact | Aggregated | 2056 | 2.479e-05 | 1464.9153 | 0.036316 | 2056 | Mitigation | 0.95 | 45 | 0 | esc | 0.00097009 | 2.4049e-08 | 0.00097009 | 2.4049e-08
[79 empty] | WLDFR | HFTD - Distribution - Tier 3 - 3QU CoRE ¦ 3QU LoRE | Red Flag Warning - Catastrophic Fires | 2057 | 2.7346e-08 | 2.7346e-08 | 19462.1283 | 340.5356 | 11757.1413 | 7364.4514 | 0 | 0 | 2.8189e-05 | 0.00053221 | 0 | 0.00053221 | 0.00053221 | 0 | 0.00053221 | 0 | 4.459e-07 | 9.7743e-07 | 0 | 9.7743e-07 | 0 | 2.457e-06 | 3.213e-06 | 0 | 3.213e-06 | [12 empty] | 7.3.3.17.5 (Remote Grid) Updates to grid topology to minimize risk of ignition in HFTDs Remote GridWLDFRVegetation ContactAggregated | WLDFR | HFTD - Distribution - Tier 2 - 2QU CoRE ¦ 5QU LoRE | Red Flag Warning - Catastrophic Fires | Vegetation Contact | Aggregated | 2057 | 2.479e-05 | 1464.9153 | 0.036316 | 2057 | Mitigation | 0.95 | 45 | 0 | esc | 0.00097009 | 2.4049e-08 | 0.00097009 | 2.4049e-08
[79 empty] | WLDFR | HFTD - Distribution - Tier 3 - 3QU CoRE ¦ 3QU LoRE | Red Flag Warning - Catastrophic Fires | 2058 | 2.7346e-08 | 2.7346e-08 | 20390.4035 | 362.3049 | 12307.8747 | 7720.2238 | 0 | 0 | 2.8189e-05 | 0.00055759 | 0 | 0.00055759 | 0.00055759 | 0 | 0.00055759 | 0 | 4.459e-07 | 9.7743e-07 | 0 | 9.7743e-07 | 0 | 2.457e-06 | 3.213e-06 | 0 | 3.213e-06 | [12 empty] | 7.3.3.17.5 (Remote Grid) Updates to grid topology to minimize risk of ignition in HFTDs Remote GridWLDFRVegetation ContactAggregated | WLDFR | HFTD - Distribution - Tier 2 - 2QU CoRE ¦ 5QU LoRE | Red Flag Warning - Catastrophic Fires | Vegetation Contact | Aggregated | 2058 | 2.479e-05 | 1464.9153 | 0.036316 | 2058 | Mitigation | 0.95 | 45 | 0 | esc | 0.00097009 | 2.4049e-08 | 0.00097009 | 2.4049e-08
[79 empty] | WLDFR | HFTD - Distribution - Tier 3 - 3QU CoRE ¦ 3QU LoRE | Red Flag Warning - Catastrophic Fires | 2059 | 2.7346e-08 | 2.7346e-08 | 20390.4035 | 362.3049 | 12307.8747 | 7720.2238 | 0 | 0 | 2.8189e-05 | 0.00055759 | 0 | 0.00055759 | 0.00055759 | 0 | 0.00055759 | 0 | 4.459e-07 | 9.7743e-07 | 0 | 9.7743e-07 | 0 | 2.5775e-06 | 3.3706e-06 | 0 | 3.3706e-06 | [12 empty] | 7.3.3.17.5 (Remote Grid) Updates to grid topology to minimize risk of ignition in HFTDs Remote GridWLDFRVegetation ContactAggregated | WLDFR | HFTD - Distribution - Tier 2 - 2QU CoRE ¦ 5QU LoRE | Red Flag Warning - Catastrophic Fires | Vegetation Contact | Aggregated | 2059 | 2.479e-05 | 1464.9153 | 0.036316 | 2059 | Mitigation | 0.95 | 45 | 0 | esc | 0.00097009 | 2.4049e-08 | 0.00097009 | 2.4049e-08
[79 empty] | WLDFR | HFTD - Distribution - Tier 3 - 3QU CoRE ¦ 3QU LoRE | Red Flag Warning - Catastrophic Fires | 2060 | 2.7346e-08 | 2.7346e-08 | 20390.4035 | 362.3049 | 12307.8747 | 7720.2238 | 0 | 0 | 2.8189e-05 | 0.00055759 | 0 | 0.00055759 | 0.00055759 | 0 | 0.00055759 | 0 | 4.6622e-07 | 1.022e-06 | 0 | 1.022e-06 | 0 | 2.5775e-06 | 3.3706e-06 | 0 | 3.3706e-06 | [12 empty] | 7.3.3.17.5 (Remote Grid) Updates to grid topology to minimize risk of ignition in HFTDs Remote GridWLDFRVegetation ContactAggregated | WLDFR | HFTD - Distribution - Tier 2 - 2QU CoRE ¦ 5QU LoRE | Red Flag Warning - Catastrophic Fires | Vegetation Contact | Aggregated | 2060 | 2.479e-05 | 1464.9153 | 0.036316 | 2060 | Mitigation | 0.95 | 45 | 0 | esc | 0.00097009 | 2.4049e-08 | 0.00097009 | 2.4049e-08
[79 empty] | WLDFR | HFTD - Distribution - Tier 3 - 3QU CoRE ¦ 3QU LoRE | Red Flag Warning - Catastrophic Fires | 2061 | 2.7346e-08 | 2.7346e-08 | 20390.4035 | 362.3049 | 12307.8747 | 7720.2238 | 0 | 0 | 2.8189e-05 | 0.00055759 | 0 | 0.00055759 | 0.00055759 | 0 | 0.00055759 | 0 | 4.6622e-07 | 1.022e-06 | 0 | 1.022e-06 | 0 | 2.5775e-06 | 3.3706e-06 | 0 | 3.3706e-06 | [12 empty] | 7.3.3.17.5 (Remote Grid) Updates to grid topology to minimize risk of ignition in HFTDs Remote GridWLDFRVegetation ContactAggregated | WLDFR | HFTD - Distribution - Tier 2 - 2QU CoRE ¦ 5QU LoRE | Red Flag Warning - Catastrophic Fires | Vegetation Contact | Aggregated | 2061 | 2.479e-05 | 1464.9153 | 0.036316 | 2061 | Mitigation | 0.95 | 45 | 0 | esc | 0.00097009 | 2.4049e-08 | 0.00097009 | 2.4049e-08
[79 empty] | WLDFR | HFTD - Distribution - Tier 3 - 3QU CoRE ¦ 3QU LoRE | Red Flag Warning - Catastrophic Fires | 2062 | 2.7346e-08 | 2.7346e-08 | 20390.4035 | 362.3049 | 12307.8747 | 7720.2238 | 0 | 0 | 2.8189e-05 | 0.00055759 | 0 | 0.00055759 | 0.00055759 | 0 | 0.00055759 | 0 | 4.6622e-07 | 1.022e-06 | 0 | 1.022e-06 | 0 | 2.5775e-06 | 3.3706e-06 | 0 | 3.3706e-06 | [12 empty] | 7.3.3.17.5 (Remote Grid) Updates to grid topology to minimize risk of ignition in HFTDs Remote GridWLDFRVegetation ContactAggregated | WLDFR | HFTD - Distribution - Tier 2 - 2QU CoRE ¦ 5QU LoRE | Red Flag Warning - Catastrophic Fires | Vegetation Contact | Aggregated | 2062 | 2.479e-05 | 1464.9153 | 0.036316 | 2062 | Mitigation | 0.95 | 45 | 0 | esc | 0.00097009 | 2.4049e-08 | 0.00097009 | 2.4049e-08
[79 empty] | WLDFR | HFTD - Distribution - Tier 3 - 3QU CoRE ¦ 3QU LoRE | Red Flag Warning - Catastrophic Fires | 2063 | 2.7346e-08 | 2.7346e-08 | 21325.9188 | 384.5316 | 12862.0997 | 8079.2876 | 0 | 0 | 2.8189e-05 | 0.00058317 | 0 | 0.00058317 | 0.00058317 | 0 | 0.00058317 | 0 | 4.6622e-07 | 1.022e-06 | 0 | 1.022e-06 | 0 | 2.5775e-06 | 3.3706e-06 | 0 | 3.3706e-06 | [12 empty] | 7.3.3.17.5 (Remote Grid) Updates to grid topology to minimize risk of ignition in HFTDs Remote GridWLDFRVegetation ContactAggregated | WLDFR | HFTD - Distribution - Tier 2 - 2QU CoRE ¦ 5QU LoRE | Red Flag Warning - Catastrophic Fires | Vegetation Contact | Aggregated | 2063 | 2.479e-05 | 1464.9153 | 0.036316 | 2063 | Mitigation | 0.95 | 45 | 0 | esc | 0.00097009 | 2.4049e-08 | 0.00097009 | 2.4049e-08
[79 empty] | WLDFR | HFTD - Distribution - Tier 3 - 3QU CoRE ¦ 3QU LoRE | Red Flag Warning - Catastrophic Fires | 2064 | 2.7346e-08 | 2.7346e-08 | 21325.9188 | 384.5316 | 12862.0997 | 8079.2876 | 0 | 0 | 2.8189e-05 | 0.00058317 | 0 | 0.00058317 | 0.00058317 | 0 | 0.00058317 | 0 | 4.6622e-07 | 1.022e-06 | 0 | 1.022e-06 | 0 | 2.7005e-06 | 3.5314e-06 | 0 | 3.5314e-06 | [12 empty] | 7.3.3.17.5 (Remote Grid) Updates to grid topology to minimize risk of ignition in HFTDs Remote GridWLDFRVegetation ContactAggregated | WLDFR | HFTD - Distribution - Tier 2 - 2QU CoRE ¦ 5QU LoRE | Red Flag Warning - Catastrophic Fires | Vegetation Contact | Aggregated | 2064 | 2.479e-05 | 1464.9153 | 0.036316 | 2064 | Mitigation | 0.95 | 45 | 0 | esc | 0.00097009 | 2.4049e-08 | 0.00097009 | 2.4049e-08
[79 empty] | WLDFR | HFTD - Distribution - Tier 3 - 3QU CoRE ¦ 3QU LoRE | Red Flag Warning - Catastrophic Fires | 2065 | 2.7346e-08 | 2.7346e-08 | 21325.9188 | 384.5316 | 12862.0997 | 8079.2876 | 0 | 0 | 2.8189e-05 | 0.00058317 | 0 | 0.00058317 | 0.00058317 | 0 | 0.00058317 | 0 | 4.8821e-07 | 1.0702e-06 | 0 | 1.0702e-06 | 0 | 2.7005e-06 | 3.5314e-06 | 0 | 3.5314e-06 | [12 empty] | 7.3.3.17.5 (Remote Grid) Updates to grid topology to minimize risk of ignition in HFTDs Remote GridWLDFRVegetation ContactAggregated | WLDFR | HFTD - Distribution - Tier 2 - 2QU CoRE ¦ 5QU LoRE | Red Flag Warning - Catastrophic Fires | Vegetation Contact | Aggregated | 2065 | 2.479e-05 | 1464.9153 | 0.036316 | 2065 | Mitigation | 0.95 | 45 | 0 | esc | 0.00097009 | 2.4049e-08 | 0.00097009 | 2.4049e-08
[79 empty] | WLDFR | HFTD - Distribution - Tier 3 - 3QU CoRE ¦ 3QU LoRE | Red Flag Warning - Catastrophic Fires | 2066 | 2.7346e-08 | 2.7346e-08 | 21325.9188 | 384.5316 | 12862.0997 | 8079.2876 | 0 | 0 | 2.8189e-05 | 0.00058317 | 0 | 0.00058317 | 0.00058317 | 0 | 0.00058317 | 0 | 4.8821e-07 | 1.0702e-06 | 0 | 1.0702e-06 | 0 | 2.7005e-06 | 3.5314e-06 | 0 | 3.5314e-06 | [12 empty] | 7.3.3.17.5 (Remote Grid) Updates to grid topology to minimize risk of ignition in HFTDs Remote GridWLDFRVegetation ContactAggregated | WLDFR | HFTD - Distribution - Tier 2 - 2QU CoRE ¦ 5QU LoRE | Red Flag Warning - Catastrophic Fires | Vegetation Contact | Aggregated | 2066 | 2.479e-05 | 1464.9153 | 0.036316 | 2066 | Mitigation | 0.95 | 45 | 0 | esc | 0.00097009 | 2.4049e-08 | 0.00097009 | 2.4049e-08
[79 empty] | WLDFR | HFTD - Distribution - Tier 3 - 3QU CoRE ¦ 3QU LoRE | Red Flag Warning - Catastrophic Fires | 2067 | 0 | 2.7346e-08 | 21325.9188 | 384.5316 | 12862.0997 | 8079.2876 | 0 | 0 | 2.8189e-05 | 0 | 0 | 0 | 0.00058317 | 0 | 0.00058317 | 0 | 4.8821e-07 | 1.0702e-06 | 0 | 1.0702e-06 | 0 | 2.7005e-06 | 3.5314e-06 | 0 | 3.5314e-06 | [12 empty] | 7.3.3.17.5 (Remote Grid) Updates to grid topology to minimize risk of ignition in HFTDs Remote GridWLDFRVegetation ContactAggregated | WLDFR | HFTD - Distribution - Tier 2 - 2QU CoRE ¦ 5QU LoRE | Red Flag Warning - Catastrophic Fires | Vegetation Contact | Aggregated | 2067 | 2.479e-05 | 1464.9153 | 0.036316 | 2067 | Mitigation | 0.95 | 45 | 0 | esc | 0 | 0 | 0.00097009 | 2.4049e-08
[79 empty] | WLDFR | HFTD - Distribution - Tier 3 - 3QU CoRE ¦ 3QU LoRE | Red Flag Warning - Destructive Fires | 2022 | 3.8001e-09 | 0 | 8807.9522 | 222.2294 | 8585.7228 | 0 | 0 | 0 | 3.9173e-06 | 3.3471e-05 | 0 | 3.3471e-05 | 0 | 0 | 0 | 0 | 4.8821e-07 | 1.0702e-06 | 0 | 1.0702e-06 | 0 | 2.7005e-06 | 3.5314e-06 | 0 | 3.5314e-06 | [12 empty] | 7.3.3.17.5 (Remote Grid) Updates to grid topology to minimize risk of ignition in HFTDs Remote GridWLDFREquipment / facility failureAggregated | WLDFR | HFTD - Distribution - Tier 2 - 2QU CoRE ¦ 5QU LoRE | Red Flag Warning - Destructive Fires | Equipment / facility failure | Aggregated | 2022 | 2.5913e-06 | 1464.9153 | 0.0037961 | 2022 | Mitigation | 0.95 | 45 | 0 | esc | 0.00097009 | 2.5138e-09 | 0 | 0
[79 empty] | WLDFR | HFTD - Distribution - Tier 3 - 3QU CoRE ¦ 3QU LoRE | Red Flag Warning - Destructive Fires | 2023 | 3.8001e-09 | 3.8001e-09 | 9129.7461 | 233.2301 | 8896.516 | 0 | 0 | 0 | 3.9173e-06 | 3.4694e-05 | 0 | 3.4694e-05 | 3.4694e-05 | 0 | 3.4694e-05 | 0 | 4.8821e-07 | 1.0702e-06 | 0 | 1.0702e-06 | 0 | 2.8244e-06 | 3.6934e-06 | 0 | 3.6934e-06 | [12 empty] | 7.3.3.17.5 (Remote Grid) Updates to grid topology to minimize risk of ignition in HFTDs Remote GridWLDFREquipment / facility failureAggregated | WLDFR | HFTD - Distribution - Tier 2 - 2QU CoRE ¦ 5QU LoRE | Red Flag Warning - Destructive Fires | Equipment / facility failure | Aggregated | 2023 | 2.5913e-06 | 1464.9153 | 0.0037961 | 2023 | Mitigation | 0.95 | 45 | 0 | esc | 0.00097009 | 2.5138e-09 | 0.00097009 | 2.5138e-09
[79 empty] | WLDFR | HFTD - Distribution - Tier 3 - 3QU CoRE ¦ 3QU LoRE | Red Flag Warning - Destructive Fires | 2024 | 3.8001e-09 | 3.8001e-09 | 9129.7461 | 233.2301 | 8896.516 | 0 | 0 | 0 | 3.9173e-06 | 3.4694e-05 | 0 | 3.4694e-05 | 3.4694e-05 | 0 | 3.4694e-05 | 0 | 5.1166e-07 | 1.1216e-06 | 0 | 1.1216e-06 | 0 | 2.8244e-06 | 3.6934e-06 | 0 | 3.6934e-06 | [12 empty] | 7.3.3.17.5 (Remote Grid) Updates to grid topology to minimize risk of ignition in HFTDs Remote GridWLDFREquipment / facility failureAggregated | WLDFR | HFTD - Distribution - Tier 2 - 2QU CoRE ¦ 5QU LoRE | Red Flag Warning - Destructive Fires | Equipment / facility failure | Aggregated | 2024 | 2.5913e-06 | 1464.9153 | 0.0037961 | 2024 | Mitigation | 0.95 | 45 | 0 | esc | 0.00097009 | 2.5138e-09 | 0.00097009 | 2.5138e-09
[79 empty] | WLDFR | HFTD - Distribution - Tier 3 - 3QU CoRE ¦ 3QU LoRE | Red Flag Warning - Destructive Fires | 2025 | 3.8001e-09 | 3.8001e-09 | 9129.7461 | 233.2301 | 8896.516 | 0 | 0 | 0 | 3.9173e-06 | 3.4694e-05 | 0 | 3.4694e-05 | 3.4694e-05 | 0 | 3.4694e-05 | 0 | 5.1166e-07 | 1.1216e-06 | 0 | 1.1216e-06 | 0 | 2.8244e-06 | 3.6934e-06 | 0 | 3.6934e-06 | [12 empty] | 7.3.3.17.5 (Remote Grid) Updates to grid topology to minimize risk of ignition in HFTDs Remote GridWLDFREquipment / facility failureAggregated | WLDFR | HFTD - Distribution - Tier 2 - 2QU CoRE ¦ 5QU LoRE | Red Flag Warning - Destructive Fires | Equipment / facility failure | Aggregated | 2025 | 2.5913e-06 | 1464.9153 | 0.0037961 | 2025 | Mitigation | 0.95 | 45 | 0 | esc | 0.00097009 | 2.5138e-09 | 0.00097009 | 2.5138e-09
[79 empty] | WLDFR | HFTD - Distribution - Tier 3 - 3QU CoRE ¦ 3QU LoRE | Red Flag Warning - Destructive Fires | 2026 | 3.8001e-09 | 3.8001e-09 | 9129.7461 | 233.2301 | 8896.516 | 0 | 0 | 0 | 3.9173e-06 | 3.4694e-05 | 0 | 3.4694e-05 | 3.4694e-05 | 0 | 3.4694e-05 | 0 | 5.1166e-07 | 1.1216e-06 | 0 | 1.1216e-06 | 0 | 2.8244e-06 | 3.6934e-06 | 0 | 3.6934e-06 | [12 empty] | 7.3.3.17.5 (Remote Grid) Updates to grid topology to minimize risk of ignition in HFTDs Remote GridWLDFREquipment / facility failureAggregated | WLDFR | HFTD - Distribution - Tier 2 - 2QU CoRE ¦ 5QU LoRE | Red Flag Warning - Destructive Fires | Equipment / facility failure | Aggregated | 2026 | 2.5913e-06 | 1464.9153 | 0.0037961 | 2026 | Mitigation | 0.95 | 45 | 0 | esc | 0.00097009 | 2.5138e-09 | 0.00097009 | 2.5138e-09
[79 empty] | WLDFR | HFTD - Distribution - Tier 3 - 3QU CoRE ¦ 3QU LoRE | Red Flag Warning - Destructive Fires | 2027 | 3.8001e-09 | 3.8001e-09 | 9129.7461 | 233.2301 | 8896.516 | 0 | 0 | 0 | 3.9173e-06 | 3.4694e-05 | 0 | 3.4694e-05 | 3.4694e-05 | 0 | 3.4694e-05 | 0 | 5.1166e-07 | 1.1216e-06 | 0 | 1.1216e-06 | 0 | 2.8244e-06 | 3.6934e-06 | 0 | 3.6934e-06 | [12 empty] | 7.3.3.17.5 (Remote Grid) Updates to grid topology to minimize risk of ignition in HFTDs Remote GridWLDFREquipment / facility failureAggregated | WLDFR | HFTD - Distribution - Tier 2 - 2QU CoRE ¦ 5QU LoRE | Red Flag Warning - Destructive Fires | Equipment / facility failure | Aggregated | 2027 | 2.5913e-06 | 1464.9153 | 0.0037961 | 2027 | Mitigation | 0.95 | 45 | 0 | esc | 0.00097009 | 2.5138e-09 | 0.00097009 | 2.5138e-09
[79 empty] | WLDFR | HFTD - Distribution - Tier 3 - 3QU CoRE ¦ 3QU LoRE | Red Flag Warning - Destructive Fires | 2028 | 3.8001e-09 | 3.8001e-09 | 9534.9221 | 247.273 | 9287.6491 | 0 | 0 | 0 | 3.9173e-06 | 3.6234e-05 | 0 | 3.6234e-05 | 3.6234e-05 | 0 | 3.6234e-05 | 0 | 5.1166e-07 | 1.1216e-06 | 0 | 1.1216e-06 | 0 | 2.9477e-06 | 3.8547e-06 | 0 | 3.8547e-06 | [12 empty] | 7.3.3.17.5 (Remote Grid) Updates to grid topology to minimize risk of ignition in HFTDs Remote GridWLDFREquipment / facility failureAggregated | WLDFR | HFTD - Distribution - Tier 2 - 2QU CoRE ¦ 5QU LoRE | Red Flag Warning - Destructive Fires | Equipment / facility failure | Aggregated | 2028 | 2.5913e-06 | 1464.9153 | 0.0037961 | 2028 | Mitigation | 0.95 | 45 | 0 | esc | 0.00097009 | 2.5138e-09 | 0.00097009 | 2.5138e-09
[79 empty] | WLDFR | HFTD - Distribution - Tier 3 - 3QU CoRE ¦ 3QU LoRE | Red Flag Warning - Destructive Fires | 2029 | 3.8001e-09 | 3.8001e-09 | 9534.9221 | 247.273 | 9287.6491 | 0 | 0 | 0 | 3.9173e-06 | 3.6234e-05 | 0 | 3.6234e-05 | 3.6234e-05 | 0 | 3.6234e-05 | 0 | 5.3632e-07 | 1.1756e-06 | 0 | 1.1756e-06 | 0 | 2.9477e-06 | 3.8547e-06 | 0 | 3.8547e-06 | [12 empty] | 7.3.3.17.5 (Remote Grid) Updates to grid topology to minimize risk of ignition in HFTDs Remote GridWLDFREquipment / facility failureAggregated | WLDFR | HFTD - Distribution - Tier 2 - 2QU CoRE ¦ 5QU LoRE | Red Flag Warning - Destructive Fires | Equipment / facility failure | Aggregated | 2029 | 2.5913e-06 | 1464.9153 | 0.0037961 | 2029 | Mitigation | 0.95 | 45 | 0 | esc | 0.00097009 | 2.5138e-09 | 0.00097009 | 2.5138e-09
[79 empty] | WLDFR | HFTD - Distribution - Tier 3 - 3QU CoRE ¦ 3QU LoRE | Red Flag Warning - Destructive Fires | 2030 | 3.8001e-09 | 3.8001e-09 | 9534.9221 | 247.273 | 9287.6491 | 0 | 0 | 0 | 3.9173e-06 | 3.6234e-05 | 0 | 3.6234e-05 | 3.6234e-05 | 0 | 3.6234e-05 | 0 | 5.3632e-07 | 1.1756e-06 | 0 | 1.1756e-06 | 0 | 2.9477e-06 | 3.8547e-06 | 0 | 3.8547e-06 | [12 empty] | 7.3.3.17.5 (Remote Grid) Updates to grid topology to minimize risk of ignition in HFTDs Remote GridWLDFREquipment / facility failureAggregated | WLDFR | HFTD - Distribution - Tier 2 - 2QU CoRE ¦ 5QU LoRE | Red Flag Warning - Destructive Fires | Equipment / facility failure | Aggregated | 2030 | 2.5913e-06 | 1464.9153 | 0.0037961 | 2030 | Mitigation | 0.95 | 45 | 0 | esc | 0.00097009 | 2.5138e-09 | 0.00097009 | 2.5138e-09
[79 empty] | WLDFR | HFTD - Distribution - Tier 3 - 3QU CoRE ¦ 3QU LoRE | Red Flag Warning - Destructive Fires | 2031 | 3.8001e-09 | 3.8001e-09 | 9534.9221 | 247.273 | 9287.6491 | 0 | 0 | 0 | 3.9173e-06 | 3.6234e-05 | 0 | 3.6234e-05 | 3.6234e-05 | 0 | 3.6234e-05 | 0 | 5.3632e-07 | 1.1756e-06 | 0 | 1.1756e-06 | 0 | 2.9477e-06 | 3.8547e-06 | 0 | 3.8547e-06 | [12 empty] | 7.3.3.17.5 (Remote Grid) Updates to grid topology to minimize risk of ignition in HFTDs Remote GridWLDFREquipment / facility failureAggregated | WLDFR | HFTD - Distribution - Tier 2 - 2QU CoRE ¦ 5QU LoRE | Red Flag Warning - Destructive Fires | Equipment / facility failure | Aggregated | 2031 | 2.5913e-06 | 1464.9153 | 0.0037961 | 2031 | Mitigation | 0.95 | 45 | 0 | esc | 0.00097009 | 2.5138e-09 | 0.00097009 | 2.5138e-09
[79 empty] | WLDFR | HFTD - Distribution - Tier 3 - 3QU CoRE ¦ 3QU LoRE | Red Flag Warning - Destructive Fires | 2032 | 3.8001e-09 | 3.8001e-09 | 9534.9221 | 247.273 | 9287.6491 | 0 | 0 | 0 | 3.9173e-06 | 3.6234e-05 | 0 | 3.6234e-05 | 3.6234e-05 | 0 | 3.6234e-05 | 0 | 5.3632e-07 | 1.1756e-06 | 0 | 1.1756e-06 | 0 | 2.9477e-06 | 3.8547e-06 | 0 | 3.8547e-06 | [12 empty] | 7.3.3.17.5 (Remote Grid) Updates to grid topology to minimize risk of ignition in HFTDs Remote GridWLDFREquipment / facility failureAggregated | WLDFR | HFTD - Distribution - Tier 2 - 2QU CoRE ¦ 5QU LoRE | Red Flag Warning - Destructive Fires | Equipment / facility failure | Aggregated | 2032 | 2.5913e-06 | 1464.9153 | 0.0037961 | 2032 | Mitigation | 0.95 | 45 | 0 | esc | 0.00097009 | 2.5138e-09 | 0.00097009 | 2.5138e-09
[79 empty] | WLDFR | HFTD - Distribution - Tier 3 - 3QU CoRE ¦ 3QU LoRE | Red Flag Warning - Destructive Fires | 2033 | 3.8001e-09 | 3.8001e-09 | 9984.8474 | 263.1074 | 9721.74 | 0 | 0 | 0 | 3.9173e-06 | 3.7944e-05 | 0 | 3.7944e-05 | 3.7944e-05 | 0 | 3.7944e-05 | 0 | 5.3632e-07 | 1.1756e-06 | 0 | 1.1756e-06 | 0 | 3.0691e-06 | 4.0134e-06 | 0 | 4.0134e-06 | [12 empty] | 7.3.3.17.5 (Remote Grid) Updates to grid topology to minimize risk of ignition in HFTDs Remote GridWLDFREquipment / facility failureAggregated | WLDFR | HFTD - Distribution - Tier 2 - 2QU CoRE ¦ 5QU LoRE | Red Flag Warning - Destructive Fires | Equipment / facility failure | Aggregated | 2033 | 2.5913e-06 | 1464.9153 | 0.0037961 | 2033 | Mitigation | 0.95 | 45 | 0 | esc | 0.00097009 | 2.5138e-09 | 0.00097009 | 2.5138e-09
[79 empty] | WLDFR | HFTD - Distribution - Tier 3 - 3QU CoRE ¦ 3QU LoRE | Red Flag Warning - Destructive Fires | 2034 | 3.8001e-09 | 3.8001e-09 | 9984.8474 | 263.1074 | 9721.74 | 0 | 0 | 0 | 3.9173e-06 | 3.7944e-05 | 0 | 3.7944e-05 | 3.7944e-05 | 0 | 3.7944e-05 | 0 | 5.6192e-07 | 1.2317e-06 | 0 | 1.2317e-06 | 0 | 3.0691e-06 | 4.0134e-06 | 0 | 4.0134e-06 | [12 empty] | 7.3.3.17.5 (Remote Grid) Updates to grid topology to minimize risk of ignition in HFTDs Remote GridWLDFREquipment / facility failureAggregated | WLDFR | HFTD - Distribution - Tier 2 - 2QU CoRE ¦ 5QU LoRE | Red Flag Warning - Destructive Fires | Equipment / facility failure | Aggregated | 2034 | 2.5913e-06 | 1464.9153 | 0.0037961 | 2034 | Mitigation | 0.95 | 45 | 0 | esc | 0.00097009 | 2.5138e-09 | 0.00097009 | 2.5138e-09
[79 empty] | WLDFR | HFTD - Distribution - Tier 3 - 3QU CoRE ¦ 3QU LoRE | Red Flag Warning - Destructive Fires | 2035 | 3.8001e-09 | 3.8001e-09 | 9984.8474 | 263.1074 | 9721.74 | 0 | 0 | 0 | 3.9173e-06 | 3.7944e-05 | 0 | 3.7944e-05 | 3.7944e-05 | 0 | 3.7944e-05 | 0 | 5.6192e-07 | 1.2317e-06 | 0 | 1.2317e-06 | 0 | 3.0691e-06 | 4.0134e-06 | 0 | 4.0134e-06 | [12 empty] | 7.3.3.17.5 (Remote Grid) Updates to grid topology to minimize risk of ignition in HFTDs Remote GridWLDFREquipment / facility failureAggregated | WLDFR | HFTD - Distribution - Tier 2 - 2QU CoRE ¦ 5QU LoRE | Red Flag Warning - Destructive Fires | Equipment / facility failure | Aggregated | 2035 | 2.5913e-06 | 1464.9153 | 0.0037961 | 2035 | Mitigation | 0.95 | 45 | 0 | esc | 0.00097009 | 2.5138e-09 | 0.00097009 | 2.5138e-09
[79 empty] | WLDFR | HFTD - Distribution - Tier 3 - 3QU CoRE ¦ 3QU LoRE | Red Flag Warning - Destructive Fires | 2036 | 3.8001e-09 | 3.8001e-09 | 9984.8474 | 263.1074 | 9721.74 | 0 | 0 | 0 | 3.9173e-06 | 3.7944e-05 | 0 | 3.7944e-05 | 3.7944e-05 | 0 | 3.7944e-05 | 0 | 5.6192e-07 | 1.2317e-06 | 0 | 1.2317e-06 | 0 | 3.0691e-06 | 4.0134e-06 | 0 | 4.0134e-06 | [12 empty] | 7.3.3.17.5 (Remote Grid) Updates to grid topology to minimize risk of ignition in HFTDs Remote GridWLDFREquipment / facility failureAggregated | WLDFR | HFTD - Distribution - Tier 2 - 2QU CoRE ¦ 5QU LoRE | Red Flag Warning - Destructive Fires | Equipment / facility failure | Aggregated | 2036 | 2.5913e-06 | 1464.9153 | 0.0037961 | 2036 | Mitigation | 0.95 | 45 | 0 | esc | 0.00097009 | 2.5138e-09 | 0.00097009 | 2.5138e-09
[79 empty] | WLDFR | HFTD - Distribution - Tier 3 - 3QU CoRE ¦ 3QU LoRE | Red Flag Warning - Destructive Fires | 2037 | 3.8001e-09 | 3.8001e-09 | 9984.8474 | 263.1074 | 9721.74 | 0 | 0 | 0 | 3.9173e-06 | 3.7944e-05 | 0 | 3.7944e-05 | 3.7944e-05 | 0 | 3.7944e-05 | 0 | 5.6192e-07 | 1.2317e-06 | 0 | 1.2317e-06 | 0 | 0 | 4.0134e-06 | 0 | 4.0134e-06 | [12 empty] | 7.3.3.17.5 (Remote Grid) Updates to grid topology to minimize risk of ignition in HFTDs Remote GridWLDFREquipment / facility failureAggregated | WLDFR | HFTD - Distribution - Tier 2 - 2QU CoRE ¦ 5QU LoRE | Red Flag Warning - Destructive Fires | Equipment / facility failure | Aggregated | 2037 | 2.5913e-06 | 1464.9153 | 0.0037961 | 2037 | Mitigation | 0.95 | 45 | 0 | esc | 0.00097009 | 2.5138e-09 | 0.00097009 | 2.5138e-09
[79 empty] | WLDFR | HFTD - Distribution - Tier 3 - 3QU CoRE ¦ 3QU LoRE | Red Flag Warning - Destructive Fires | 2038 | 3.8001e-09 | 3.8001e-09 | 10472.8261 | 280.5544 | 10192.2718 | 0 | 0 | 0 | 3.9173e-06 | 3.9798e-05 | 0 | 3.9798e-05 | 3.9798e-05 | 0 | 3.9798e-05 | 0 | 5.6192e-07 | 1.2317e-06 | 0 | 1.2317e-06 | 0 | 0 | 0 | 0 | 0 | [12 empty] | 7.3.3.17.5 (Remote Grid) Updates to grid topology to minimize risk of ignition in HFTDs Remote GridWLDFREquipment / facility failureAggregated | WLDFR | HFTD - Distribution - Tier 2 - 2QU CoRE ¦ 5QU LoRE | Red Flag Warning - Destructive Fires | Equipment / facility failure | Aggregated | 2038 | 2.5913e-06 | 1464.9153 | 0.0037961 | 2038 | Mitigation | 0.95 | 45 | 0 | esc | 0.00097009 | 2.5138e-09 | 0.00097009 | 2.5138e-09
[79 empty] | WLDFR | HFTD - Distribution - Tier 3 - 3QU CoRE ¦ 3QU LoRE | Red Flag Warning - Destructive Fires | 2039 | 3.8001e-09 | 3.8001e-09 | 10472.8261 | 280.5544 | 10192.2718 | 0 | 0 | 0 | 3.9173e-06 | 3.9798e-05 | 0 | 3.9798e-05 | 3.9798e-05 | 0 | 3.9798e-05 | 0 | 5.8818e-07 | 1.2893e-06 | 0 | 1.2893e-06 | 0 | 0 | 0 | 0 | 0 | [12 empty] | 7.3.3.17.5 (Remote Grid) Updates to grid topology to minimize risk of ignition in HFTDs Remote GridWLDFREquipment / facility failureAggregated | WLDFR | HFTD - Distribution - Tier 2 - 2QU CoRE ¦ 5QU LoRE | Red Flag Warning - Destructive Fires | Equipment / facility failure | Aggregated | 2039 | 2.5913e-06 | 1464.9153 | 0.0037961 | 2039 | Mitigation | 0.95 | 45 | 0 | esc | 0.00097009 | 2.5138e-09 | 0.00097009 | 2.5138e-09
[79 empty] | WLDFR | HFTD - Distribution - Tier 3 - 3QU CoRE ¦ 3QU LoRE | Red Flag Warning - Destructive Fires | 2040 | 3.8001e-09 | 3.8001e-09 | 10472.8261 | 280.5544 | 10192.2718 | 0 | 0 | 0 | 3.9173e-06 | 3.9798e-05 | 0 | 3.9798e-05 | 3.9798e-05 | 0 | 3.9798e-05 | 0 | 5.8818e-07 | 1.2893e-06 | 0 | 1.2893e-06 | 0 | 1.4402e-06 | 0 | 0 | 0 | [12 empty] | 7.3.3.17.5 (Remote Grid) Updates to grid topology to minimize risk of ignition in HFTDs Remote GridWLDFREquipment / facility failureAggregated | WLDFR | HFTD - Distribution - Tier 2 - 2QU CoRE ¦ 5QU LoRE | Red Flag Warning - Destructive Fires | Equipment / facility failure | Aggregated | 2040 | 2.5913e-06 | 1464.9153 | 0.0037961 | 2040 | Mitigation | 0.95 | 45 | 0 | esc | 0.00097009 | 2.5138e-09 | 0.00097009 | 2.5138e-09
[79 empty] | WLDFR | HFTD - Distribution - Tier 3 - 3QU CoRE ¦ 3QU LoRE | Red Flag Warning - Destructive Fires | 2041 | 3.8001e-09 | 3.8001e-09 | 10472.8261 | 280.5544 | 10192.2718 | 0 | 0 | 0 | 3.9173e-06 | 3.9798e-05 | 0 | 3.9798e-05 | 3.9798e-05 | 0 | 3.9798e-05 | 0 | 5.8818e-07 | 1.2893e-06 | 0 | 1.2893e-06 | 0 | 1.4928e-06 | 1.9522e-06 | 0 | 1.9522e-06 | [12 empty] | 7.3.3.17.5 (Remote Grid) Updates to grid topology to minimize risk of ignition in HFTDs Remote GridWLDFREquipment / facility failureAggregated | WLDFR | HFTD - Distribution - Tier 2 - 2QU CoRE ¦ 5QU LoRE | Red Flag Warning - Destructive Fires | Equipment / facility failure | Aggregated | 2041 | 2.5913e-06 | 1464.9153 | 0.0037961 | 2041 | Mitigation | 0.95 | 45 | 0 | esc | 0.00097009 | 2.5138e-09 | 0.00097009 | 2.5138e-09
[79 empty] | WLDFR | HFTD - Distribution - Tier 3 - 3QU CoRE ¦ 3QU LoRE | Red Flag Warning - Destructive Fires | 2042 | 3.8001e-09 | 3.8001e-09 | 10472.8261 | 280.5544 | 10192.2718 | 0 | 0 | 0 | 3.9173e-06 | 3.9798e-05 | 0 | 3.9798e-05 | 3.9798e-05 | 0 | 3.9798e-05 | 0 | 5.8818e-07 | 1.2893e-06 | 0 | 1.2893e-06 | 0 | 1.4928e-06 | 1.9522e-06 | 0 | 1.9522e-06 | [12 empty] | 7.3.3.17.5 (Remote Grid) Updates to grid topology to minimize risk of ignition in HFTDs Remote GridWLDFREquipment / facility failureAggregated | WLDFR | HFTD - Distribution - Tier 2 - 2QU CoRE ¦ 5QU LoRE | Red Flag Warning - Destructive Fires | Equipment / facility failure | Aggregated | 2042 | 2.5913e-06 | 1464.9153 | 0.0037961 | 2042 | Mitigation | 0.95 | 45 | 0 | esc | 0.00097009 | 2.5138e-09 | 0.00097009 | 2.5138e-09
[79 empty] | WLDFR | HFTD - Distribution - Tier 3 - 3QU CoRE ¦ 3QU LoRE | Red Flag Warning - Destructive Fires | 2043 | 3.8001e-09 | 3.8001e-09 | 10992.1562 | 299.42 | 10692.7362 | 0 | 0 | 0 | 3.9173e-06 | 4.1772e-05 | 0 | 4.1772e-05 | 4.1772e-05 | 0 | 4.1772e-05 | 0 | 5.8818e-07 | 1.2893e-06 | 0 | 1.2893e-06 | 0 | 1.4928e-06 | 1.9522e-06 | 0 | 1.9522e-06 | [12 empty] | 7.3.3.17.5 (Remote Grid) Updates to grid topology to minimize risk of ignition in HFTDs Remote GridWLDFREquipment / facility failureAggregated | WLDFR | HFTD - Distribution - Tier 2 - 2QU CoRE ¦ 5QU LoRE | Red Flag Warning - Destructive Fires | Equipment / facility failure | Aggregated | 2043 | 2.5913e-06 | 1464.9153 | 0.0037961 | 2043 | Mitigation | 0.95 | 45 | 0 | esc | 0.00097009 | 2.5138e-09 | 0.00097009 | 2.5138e-09
[79 empty] | WLDFR | HFTD - Distribution - Tier 3 - 3QU CoRE ¦ 3QU LoRE | Red Flag Warning - Destructive Fires | 2044 | 3.8001e-09 | 3.8001e-09 | 10992.1562 | 299.42 | 10692.7362 | 0 | 0 | 0 | 3.9173e-06 | 4.1772e-05 | 0 | 4.1772e-05 | 4.1772e-05 | 0 | 4.1772e-05 | 0 | 6.1479e-07 | 1.3476e-06 | 0 | 1.3476e-06 | 0 | 1.4928e-06 | 1.9522e-06 | 0 | 1.9522e-06 | [12 empty] | 7.3.3.17.5 (Remote Grid) Updates to grid topology to minimize risk of ignition in HFTDs Remote GridWLDFREquipment / facility failureAggregated | WLDFR | HFTD - Distribution - Tier 2 - 2QU CoRE ¦ 5QU LoRE | Red Flag Warning - Destructive Fires | Equipment / facility failure | Aggregated | 2044 | 2.5913e-06 | 1464.9153 | 0.0037961 | 2044 | Mitigation | 0.95 | 45 | 0 | esc | 0.00097009 | 2.5138e-09 | 0.00097009 | 2.5138e-09
[79 empty] | WLDFR | HFTD - Distribution - Tier 3 - 3QU CoRE ¦ 3QU LoRE | Red Flag Warning - Destructive Fires | 2045 | 3.8001e-09 | 3.8001e-09 | 10992.1562 | 299.42 | 10692.7362 | 0 | 0 | 0 | 3.9173e-06 | 4.1772e-05 | 0 | 4.1772e-05 | 4.1772e-05 | 0 | 4.1772e-05 | 0 | 6.1479e-07 | 1.3476e-06 | 0 | 1.3476e-06 | 0 | 1.4928e-06 | 1.9522e-06 | 0 | 1.9522e-06 | [12 empty] | 7.3.3.17.5 (Remote Grid) Updates to grid topology to minimize risk of ignition in HFTDs Remote GridWLDFREquipment / facility failureAggregated | WLDFR | HFTD - Distribution - Tier 2 - 2QU CoRE ¦ 5QU LoRE | Red Flag Warning - Destructive Fires | Equipment / facility failure | Aggregated | 2045 | 2.5913e-06 | 1464.9153 | 0.0037961 | 2045 | Mitigation | 0.95 | 45 | 0 | esc | 0.00097009 | 2.5138e-09 | 0.00097009 | 2.5138e-09
[79 empty] | WLDFR | HFTD - Distribution - Tier 3 - 3QU CoRE ¦ 3QU LoRE | Red Flag Warning - Destructive Fires | 2046 | 3.8001e-09 | 3.8001e-09 | 10992.1562 | 299.42 | 10692.7362 | 0 | 0 | 0 | 3.9173e-06 | 4.1772e-05 | 0 | 4.1772e-05 | 4.1772e-05 | 0 | 4.1772e-05 | 0 | 6.1479e-07 | 1.3476e-06 | 0 | 1.3476e-06 | 0 | 1.5591e-06 | 2.0388e-06 | 0 | 2.0388e-06 | [12 empty] | 7.3.3.17.5 (Remote Grid) Updates to grid topology to minimize risk of ignition in HFTDs Remote GridWLDFREquipment / facility failureAggregated | WLDFR | HFTD - Distribution - Tier 2 - 2QU CoRE ¦ 5QU LoRE | Red Flag Warning - Destructive Fires | Equipment / facility failure | Aggregated | 2046 | 2.5913e-06 | 1464.9153 | 0.0037961 | 2046 | Mitigation | 0.95 | 45 | 0 | esc | 0.00097009 | 2.5138e-09 | 0.00097009 | 2.5138e-09
[79 empty] | WLDFR | HFTD - Distribution - Tier 3 - 3QU CoRE ¦ 3QU LoRE | Red Flag Warning - Destructive Fires | 2047 | 3.8001e-09 | 3.8001e-09 | 10992.1562 | 299.42 | 10692.7362 | 0 | 0 | 0 | 3.9173e-06 | 4.1772e-05 | 0 | 4.1772e-05 | 4.1772e-05 | 0 | 4.1772e-05 | 0 | 0 | 1.3476e-06 | 0 | 1.3476e-06 | 0 | 1.5591e-06 | 2.0388e-06 | 0 | 2.0388e-06 | [12 empty] | 7.3.3.17.5 (Remote Grid) Updates to grid topology to minimize risk of ignition in HFTDs Remote GridWLDFREquipment / facility failureAggregated | WLDFR | HFTD - Distribution - Tier 2 - 2QU CoRE ¦ 5QU LoRE | Red Flag Warning - Destructive Fires | Equipment / facility failure | Aggregated | 2047 | 2.5913e-06 | 1464.9153 | 0.0037961 | 2047 | Mitigation | 0.95 | 45 | 0 | esc | 0.00097009 | 2.5138e-09 | 0.00097009 | 2.5138e-09
[79 empty] | WLDFR | HFTD - Distribution - Tier 3 - 3QU CoRE ¦ 3QU LoRE | Red Flag Warning - Destructive Fires | 2048 | 3.8001e-09 | 3.8001e-09 | 11536.0538 | 319.4911 | 11216.5626 | 0 | 0 | 0 | 3.9173e-06 | 4.3838e-05 | 0 | 4.3838e-05 | 4.3838e-05 | 0 | 4.3838e-05 | 0 | 0 | 0 | 0 | 0 | 0 | 1.5591e-06 | 2.0388e-06 | 0 | 2.0388e-06 | [12 empty] | 7.3.3.17.5 (Remote Grid) Updates to grid topology to minimize risk of ignition in HFTDs Remote GridWLDFREquipment / facility failureAggregated | WLDFR | HFTD - Distribution - Tier 2 - 2QU CoRE ¦ 5QU LoRE | Red Flag Warning - Destructive Fires | Equipment / facility failure | Aggregated | 2048 | 2.5913e-06 | 1464.9153 | 0.0037961 | 2048 | Mitigation | 0.95 | 45 | 0 | esc | 0.00097009 | 2.5138e-09 | 0.00097009 | 2.5138e-09
[79 empty] | WLDFR | HFTD - Distribution - Tier 3 - 3QU CoRE ¦ 3QU LoRE | Red Flag Warning - Destructive Fires | 2049 | 3.8001e-09 | 3.8001e-09 | 11536.0538 | 319.4911 | 11216.5626 | 0 | 0 | 0 | 3.9173e-06 | 4.3838e-05 | 0 | 4.3838e-05 | 4.3838e-05 | 0 | 4.3838e-05 | 0 | 0.00023718 | 0 | 0 | 0 | 0 | 1.5591e-06 | 2.0388e-06 | 0 | 2.0388e-06 | [12 empty] | 7.3.3.17.5 (Remote Grid) Updates to grid topology to minimize risk of ignition in HFTDs Remote GridWLDFREquipment / facility failureAggregated | WLDFR | HFTD - Distribution - Tier 2 - 2QU CoRE ¦ 5QU LoRE | Red Flag Warning - Destructive Fires | Equipment / facility failure | Aggregated | 2049 | 2.5913e-06 | 1464.9153 | 0.0037961 | 2049 | Mitigation | 0.95 | 45 | 0 | esc | 0.00097009 | 2.5138e-09 | 0.00097009 | 2.5138e-09
[79 empty] | WLDFR | HFTD - Distribution - Tier 3 - 3QU CoRE ¦ 3QU LoRE | Red Flag Warning - Destructive Fires | 2050 | 3.8001e-09 | 3.8001e-09 | 11536.0538 | 319.4911 | 11216.5626 | 0 | 0 | 0 | 3.9173e-06 | 4.3838e-05 | 0 | 4.3838e-05 | 4.3838e-05 | 0 | 4.3838e-05 | 0 | 0.00024588 | 0.00053897 | 0 | 0.00053897 | 0 | 1.5591e-06 | 2.0388e-06 | 0 | 2.0388e-06 | [12 empty] | 7.3.3.17.5 (Remote Grid) Updates to grid topology to minimize risk of ignition in HFTDs Remote GridWLDFREquipment / facility failureAggregated | WLDFR | HFTD - Distribution - Tier 2 - 2QU CoRE ¦ 5QU LoRE | Red Flag Warning - Destructive Fires | Equipment / facility failure | Aggregated | 2050 | 2.5913e-06 | 1464.9153 | 0.0037961 | 2050 | Mitigation | 0.95 | 45 | 0 | esc | 0.00097009 | 2.5138e-09 | 0.00097009 | 2.5138e-09
[79 empty] | WLDFR | HFTD - Distribution - Tier 3 - 3QU CoRE ¦ 3QU LoRE | Red Flag Warning - Destructive Fires | 2051 | 3.8001e-09 | 3.8001e-09 | 11536.0538 | 319.4911 | 11216.5626 | 0 | 0 | 0 | 3.9173e-06 | 4.3838e-05 | 0 | 4.3838e-05 | 4.3838e-05 | 0 | 4.3838e-05 | 0 | 0.00024588 | 0.00053897 | 0 | 0.00053897 | 0 | 1.6327e-06 | 2.135e-06 | 0 | 2.135e-06 | [12 empty] | 7.3.3.17.5 (Remote Grid) Updates to grid topology to minimize risk of ignition in HFTDs Remote GridWLDFREquipment / facility failureAggregated | WLDFR | HFTD - Distribution - Tier 2 - 2QU CoRE ¦ 5QU LoRE | Red Flag Warning - Destructive Fires | Equipment / facility failure | Aggregated | 2051 | 2.5913e-06 | 1464.9153 | 0.0037961 | 2051 | Mitigation | 0.95 | 45 | 0 | esc | 0.00097009 | 2.5138e-09 | 0.00097009 | 2.5138e-09
[79 empty] | WLDFR | HFTD - Distribution - Tier 3 - 3QU CoRE ¦ 3QU LoRE | Red Flag Warning - Destructive Fires | 2052 | 3.8001e-09 | 3.8001e-09 | 11536.0538 | 319.4911 | 11216.5626 | 0 | 0 | 0 | 3.9173e-06 | 4.3838e-05 | 0 | 4.3838e-05 | 4.3838e-05 | 0 | 4.3838e-05 | 0 | 0.00024588 | 0.00053897 | 0 | 0.00053897 | 0 | 1.6327e-06 | 2.135e-06 | 0 | 2.135e-06 | [12 empty] | 7.3.3.17.5 (Remote Grid) Updates to grid topology to minimize risk of ignition in HFTDs Remote GridWLDFREquipment / facility failureAggregated | WLDFR | HFTD - Distribution - Tier 2 - 2QU CoRE ¦ 5QU LoRE | Red Flag Warning - Destructive Fires | Equipment / facility failure | Aggregated | 2052 | 2.5913e-06 | 1464.9153 | 0.0037961 | 2052 | Mitigation | 0.95 | 45 | 0 | esc | 0.00097009 | 2.5138e-09 | 0.00097009 | 2.5138e-09
[79 empty] | WLDFR | HFTD - Distribution - Tier 3 - 3QU CoRE ¦ 3QU LoRE | Red Flag Warning - Destructive Fires | 2053 | 3.8001e-09 | 3.8001e-09 | 12097.6769 | 340.5356 | 11757.1413 | 0 | 0 | 0 | 3.9173e-06 | 4.5973e-05 | 0 | 4.5973e-05 | 4.5973e-05 | 0 | 4.5973e-05 | 0 | 0.00024588 | 0.00053897 | 0 | 0.00053897 | 0 | 1.6327e-06 | 2.135e-06 | 0 | 2.135e-06 | [12 empty] | 7.3.3.17.5 (Remote Grid) Updates to grid topology to minimize risk of ignition in HFTDs Remote GridWLDFREquipment / facility failureAggregated | WLDFR | HFTD - Distribution - Tier 2 - 2QU CoRE ¦ 5QU LoRE | Red Flag Warning - Destructive Fires | Equipment / facility failure | Aggregated | 2053 | 2.5913e-06 | 1464.9153 | 0.0037961 | 2053 | Mitigation | 0.95 | 45 | 0 | esc | 0.00097009 | 2.5138e-09 | 0.00097009 | 2.5138e-09
[79 empty] | WLDFR | HFTD - Distribution - Tier 3 - 3QU CoRE ¦ 3QU LoRE | Red Flag Warning - Destructive Fires | 2054 | 3.8001e-09 | 3.8001e-09 | 12097.6769 | 340.5356 | 11757.1413 | 0 | 0 | 0 | 3.9173e-06 | 4.5973e-05 | 0 | 4.5973e-05 | 4.5973e-05 | 0 | 4.5973e-05 | 0 | 0.00024588 | 0.00053897 | 0 | 0.00053897 | 0 | 1.6327e-06 | 2.135e-06 | 0 | 2.135e-06 | [12 empty] | 7.3.3.17.5 (Remote Grid) Updates to grid topology to minimize risk of ignition in HFTDs Remote GridWLDFREquipment / facility failureAggregated | WLDFR | HFTD - Distribution - Tier 2 - 2QU CoRE ¦ 5QU LoRE | Red Flag Warning - Destructive Fires | Equipment / facility failure | Aggregated | 2054 | 2.5913e-06 | 1464.9153 | 0.0037961 | 2054 | Mitigation | 0.95 | 45 | 0 | esc | 0.00097009 | 2.5138e-09 | 0.00097009 | 2.5138e-09
[79 empty] | WLDFR | HFTD - Distribution - Tier 3 - 3QU CoRE ¦ 3QU LoRE | Red Flag Warning - Destructive Fires | 2055 | 3.8001e-09 | 3.8001e-09 | 12097.6769 | 340.5356 | 11757.1413 | 0 | 0 | 0 | 3.9173e-06 | 4.5973e-05 | 0 | 4.5973e-05 | 4.5973e-05 | 0 | 4.5973e-05 | 0 | 0.00025683 | 0.00056298 | 0 | 0.00056298 | 0 | 1.6327e-06 | 2.135e-06 | 0 | 2.135e-06 | [12 empty] | 7.3.3.17.5 (Remote Grid) Updates to grid topology to minimize risk of ignition in HFTDs Remote GridWLDFREquipment / facility failureAggregated | WLDFR | HFTD - Distribution - Tier 2 - 2QU CoRE ¦ 5QU LoRE | Red Flag Warning - Destructive Fires | Equipment / facility failure | Aggregated | 2055 | 2.5913e-06 | 1464.9153 | 0.0037961 | 2055 | Mitigation | 0.95 | 45 | 0 | esc | 0.00097009 | 2.5138e-09 | 0.00097009 | 2.5138e-09
[79 empty] | WLDFR | HFTD - Distribution - Tier 3 - 3QU CoRE ¦ 3QU LoRE | Red Flag Warning - Destructive Fires | 2056 | 3.8001e-09 | 3.8001e-09 | 12097.6769 | 340.5356 | 11757.1413 | 0 | 0 | 0 | 3.9173e-06 | 4.5973e-05 | 0 | 4.5973e-05 | 4.5973e-05 | 0 | 4.5973e-05 | 0 | 0.00025683 | 0.00056298 | 0 | 0.00056298 | 0 | 1.7125e-06 | 2.2394e-06 | 0 | 2.2394e-06 | [12 empty] | 7.3.3.17.5 (Remote Grid) Updates to grid topology to minimize risk of ignition in HFTDs Remote GridWLDFREquipment / facility failureAggregated | WLDFR | HFTD - Distribution - Tier 2 - 2QU CoRE ¦ 5QU LoRE | Red Flag Warning - Destructive Fires | Equipment / facility failure | Aggregated | 2056 | 2.5913e-06 | 1464.9153 | 0.0037961 | 2056 | Mitigation | 0.95 | 45 | 0 | esc | 0.00097009 | 2.5138e-09 | 0.00097009 | 2.5138e-09
[79 empty] | WLDFR | HFTD - Distribution - Tier 3 - 3QU CoRE ¦ 3QU LoRE | Red Flag Warning - Destructive Fires | 2057 | 3.8001e-09 | 3.8001e-09 | 12097.6769 | 340.5356 | 11757.1413 | 0 | 0 | 0 | 3.9173e-06 | 4.5973e-05 | 0 | 4.5973e-05 | 4.5973e-05 | 0 | 4.5973e-05 | 0 | 0.00025683 | 0.00056298 | 0 | 0.00056298 | 0 | 1.7125e-06 | 2.2394e-06 | 0 | 2.2394e-06 | [12 empty] | 7.3.3.17.5 (Remote Grid) Updates to grid topology to minimize risk of ignition in HFTDs Remote GridWLDFREquipment / facility failureAggregated | WLDFR | HFTD - Distribution - Tier 2 - 2QU CoRE ¦ 5QU LoRE | Red Flag Warning - Destructive Fires | Equipment / facility failure | Aggregated | 2057 | 2.5913e-06 | 1464.9153 | 0.0037961 | 2057 | Mitigation | 0.95 | 45 | 0 | esc | 0.00097009 | 2.5138e-09 | 0.00097009 | 2.5138e-09
[79 empty] | WLDFR | HFTD - Distribution - Tier 3 - 3QU CoRE ¦ 3QU LoRE | Red Flag Warning - Destructive Fires | 2058 | 3.8001e-09 | 3.8001e-09 | 12670.1796 | 362.3049 | 12307.8747 | 0 | 0 | 0 | 3.9173e-06 | 4.8148e-05 | 0 | 4.8148e-05 | 4.8148e-05 | 0 | 4.8148e-05 | 0 | 0.00025683 | 0.00056298 | 0 | 0.00056298 | 0 | 1.7125e-06 | 2.2394e-06 | 0 | 2.2394e-06 | [12 empty] | 7.3.3.17.5 (Remote Grid) Updates to grid topology to minimize risk of ignition in HFTDs Remote GridWLDFREquipment / facility failureAggregated | WLDFR | HFTD - Distribution - Tier 2 - 2QU CoRE ¦ 5QU LoRE | Red Flag Warning - Destructive Fires | Equipment / facility failure | Aggregated | 2058 | 2.5913e-06 | 1464.9153 | 0.0037961 | 2058 | Mitigation | 0.95 | 45 | 0 | esc | 0.00097009 | 2.5138e-09 | 0.00097009 | 2.5138e-09
[79 empty] | WLDFR | HFTD - Distribution - Tier 3 - 3QU CoRE ¦ 3QU LoRE | Red Flag Warning - Destructive Fires | 2059 | 3.8001e-09 | 3.8001e-09 | 12670.1796 | 362.3049 | 12307.8747 | 0 | 0 | 0 | 3.9173e-06 | 4.8148e-05 | 0 | 4.8148e-05 | 4.8148e-05 | 0 | 4.8148e-05 | 0 | 0.00025683 | 0.00056298 | 0 | 0.00056298 | 0 | 1.7125e-06 | 2.2394e-06 | 0 | 2.2394e-06 | [12 empty] | 7.3.3.17.5 (Remote Grid) Updates to grid topology to minimize risk of ignition in HFTDs Remote GridWLDFREquipment / facility failureAggregated | WLDFR | HFTD - Distribution - Tier 2 - 2QU CoRE ¦ 5QU LoRE | Red Flag Warning - Destructive Fires | Equipment / facility failure | Aggregated | 2059 | 2.5913e-06 | 1464.9153 | 0.0037961 | 2059 | Mitigation | 0.95 | 45 | 0 | esc | 0.00097009 | 2.5138e-09 | 0.00097009 | 2.5138e-09
[79 empty] | WLDFR | HFTD - Distribution - Tier 3 - 3QU CoRE ¦ 3QU LoRE | Red Flag Warning - Destructive Fires | 2060 | 3.8001e-09 | 3.8001e-09 | 12670.1796 | 362.3049 | 12307.8747 | 0 | 0 | 0 | 3.9173e-06 | 4.8148e-05 | 0 | 4.8148e-05 | 4.8148e-05 | 0 | 4.8148e-05 | 0 | 0.00026901 | 0.00058967 | 0 | 0.00058967 | 0 | 1.7125e-06 | 2.2394e-06 | 0 | 2.2394e-06 | [12 empty] | 7.3.3.17.5 (Remote Grid) Updates to grid topology to minimize risk of ignition in HFTDs Remote GridWLDFREquipment / facility failureAggregated | WLDFR | HFTD - Distribution - Tier 2 - 2QU CoRE ¦ 5QU LoRE | Red Flag Warning - Destructive Fires | Equipment / facility failure | Aggregated | 2060 | 2.5913e-06 | 1464.9153 | 0.0037961 | 2060 | Mitigation | 0.95 | 45 | 0 | esc | 0.00097009 | 2.5138e-09 | 0.00097009 | 2.5138e-09
[79 empty] | WLDFR | HFTD - Distribution - Tier 3 - 3QU CoRE ¦ 3QU LoRE | Red Flag Warning - Destructive Fires | 2061 | 3.8001e-09 | 3.8001e-09 | 12670.1796 | 362.3049 | 12307.8747 | 0 | 0 | 0 | 3.9173e-06 | 4.8148e-05 | 0 | 4.8148e-05 | 4.8148e-05 | 0 | 4.8148e-05 | 0 | 0.00026901 | 0.00058967 | 0 | 0.00058967 | 0 | 1.7974e-06 | 2.3504e-06 | 0 | 2.3504e-06 | [12 empty] | 7.3.3.17.5 (Remote Grid) Updates to grid topology to minimize risk of ignition in HFTDs Remote GridWLDFREquipment / facility failureAggregated | WLDFR | HFTD - Distribution - Tier 2 - 2QU CoRE ¦ 5QU LoRE | Red Flag Warning - Destructive Fires | Equipment / facility failure | Aggregated | 2061 | 2.5913e-06 | 1464.9153 | 0.0037961 | 2061 | Mitigation | 0.95 | 45 | 0 | esc | 0.00097009 | 2.5138e-09 | 0.00097009 | 2.5138e-09
[79 empty] | WLDFR | HFTD - Distribution - Tier 3 - 3QU CoRE ¦ 3QU LoRE | Red Flag Warning - Destructive Fires | 2062 | 3.8001e-09 | 3.8001e-09 | 12670.1796 | 362.3049 | 12307.8747 | 0 | 0 | 0 | 3.9173e-06 | 4.8148e-05 | 0 | 4.8148e-05 | 4.8148e-05 | 0 | 4.8148e-05 | 0 | 0.00026901 | 0.00058967 | 0 | 0.00058967 | 0 | 1.7974e-06 | 2.3504e-06 | 0 | 2.3504e-06 | [12 empty] | 7.3.3.17.5 (Remote Grid) Updates to grid topology to minimize risk of ignition in HFTDs Remote GridWLDFREquipment / facility failureAggregated | WLDFR | HFTD - Distribution - Tier 2 - 2QU CoRE ¦ 5QU LoRE | Red Flag Warning - Destructive Fires | Equipment / facility failure | Aggregated | 2062 | 2.5913e-06 | 1464.9153 | 0.0037961 | 2062 | Mitigation | 0.95 | 45 | 0 | esc | 0.00097009 | 2.5138e-09 | 0.00097009 | 2.5138e-09
[79 empty] | WLDFR | HFTD - Distribution - Tier 3 - 3QU CoRE ¦ 3QU LoRE | Red Flag Warning - Destructive Fires | 2063 | 3.8001e-09 | 3.8001e-09 | 13246.6313 | 384.5316 | 12862.0997 | 0 | 0 | 0 | 3.9173e-06 | 5.0339e-05 | 0 | 5.0339e-05 | 5.0339e-05 | 0 | 5.0339e-05 | 0 | 0.00026901 | 0.00058967 | 0 | 0.00058967 | 0 | 1.7974e-06 | 2.3504e-06 | 0 | 2.3504e-06 | [12 empty] | 7.3.3.17.5 (Remote Grid) Updates to grid topology to minimize risk of ignition in HFTDs Remote GridWLDFREquipment / facility failureAggregated | WLDFR | HFTD - Distribution - Tier 2 - 2QU CoRE ¦ 5QU LoRE | Red Flag Warning - Destructive Fires | Equipment / facility failure | Aggregated | 2063 | 2.5913e-06 | 1464.9153 | 0.0037961 | 2063 | Mitigation | 0.95 | 45 | 0 | esc | 0.00097009 | 2.5138e-09 | 0.00097009 | 2.5138e-09
[79 empty] | WLDFR | HFTD - Distribution - Tier 3 - 3QU CoRE ¦ 3QU LoRE | Red Flag Warning - Destructive Fires | 2064 | 3.8001e-09 | 3.8001e-09 | 13246.6313 | 384.5316 | 12862.0997 | 0 | 0 | 0 | 3.9173e-06 | 5.0339e-05 | 0 | 5.0339e-05 | 5.0339e-05 | 0 | 5.0339e-05 | 0 | 0.00026901 | 0.00058967 | 0 | 0.00058967 | 0 | 1.7974e-06 | 2.3504e-06 | 0 | 2.3504e-06 | [12 empty] | 7.3.3.17.5 (Remote Grid) Updates to grid topology to minimize risk of ignition in HFTDs Remote GridWLDFREquipment / facility failureAggregated | WLDFR | HFTD - Distribution - Tier 2 - 2QU CoRE ¦ 5QU LoRE | Red Flag Warning - Destructive Fires | Equipment / facility failure | Aggregated | 2064 | 2.5913e-06 | 1464.9153 | 0.0037961 | 2064 | Mitigation | 0.95 | 45 | 0 | esc | 0.00097009 | 2.5138e-09 | 0.00097009 | 2.5138e-09
[79 empty] | WLDFR | HFTD - Distribution - Tier 3 - 3QU CoRE ¦ 3QU LoRE | Red Flag Warning - Destructive Fires | 2065 | 3.8001e-09 | 3.8001e-09 | 13246.6313 | 384.5316 | 12862.0997 | 0 | 0 | 0 | 3.9173e-06 | 5.0339e-05 | 0 | 5.0339e-05 | 5.0339e-05 | 0 | 5.0339e-05 | 0 | 0.00028222 | 0.00061864 | 0 | 0.00061864 | 0 | 1.7974e-06 | 2.3504e-06 | 0 | 2.3504e-06 | [12 empty] | 7.3.3.17.5 (Remote Grid) Updates to grid topology to minimize risk of ignition in HFTDs Remote GridWLDFREquipment / facility failureAggregated | WLDFR | HFTD - Distribution - Tier 2 - 2QU CoRE ¦ 5QU LoRE | Red Flag Warning - Destructive Fires | Equipment / facility failure | Aggregated | 2065 | 2.5913e-06 | 1464.9153 | 0.0037961 | 2065 | Mitigation | 0.95 | 45 | 0 | esc | 0.00097009 | 2.5138e-09 | 0.00097009 | 2.5138e-09
[79 empty] | WLDFR | HFTD - Distribution - Tier 3 - 3QU CoRE ¦ 3QU LoRE | Red Flag Warning - Destructive Fires | 2066 | 3.8001e-09 | 3.8001e-09 | 13246.6313 | 384.5316 | 12862.0997 | 0 | 0 | 0 | 3.9173e-06 | 5.0339e-05 | 0 | 5.0339e-05 | 5.0339e-05 | 0 | 5.0339e-05 | 0 | 0.00028222 | 0.00061864 | 0 | 0.00061864 | 0 | 1.8863e-06 | 2.4667e-06 | 0 | 2.4667e-06 | [12 empty] | 7.3.3.17.5 (Remote Grid) Updates to grid topology to minimize risk of ignition in HFTDs Remote GridWLDFREquipment / facility failureAggregated | WLDFR | HFTD - Distribution - Tier 2 - 2QU CoRE ¦ 5QU LoRE | Red Flag Warning - Destructive Fires | Equipment / facility failure | Aggregated | 2066 | 2.5913e-06 | 1464.9153 | 0.0037961 | 2066 | Mitigation | 0.95 | 45 | 0 | esc | 0.00097009 | 2.5138e-09 | 0.00097009 | 2.5138e-09
[79 empty] | WLDFR | HFTD - Distribution - Tier 3 - 3QU CoRE ¦ 3QU LoRE | Red Flag Warning - Destructive Fires | 2067 | 0 | 3.8001e-09 | 13246.6313 | 384.5316 | 12862.0997 | 0 | 0 | 0 | 3.9173e-06 | 0 | 0 | 0 | 5.0339e-05 | 0 | 5.0339e-05 | 0 | 0.00028222 | 0.00061864 | 0 | 0.00061864 | 0 | 1.8863e-06 | 2.4667e-06 | 0 | 2.4667e-06 | [12 empty] | 7.3.3.17.5 (Remote Grid) Updates to grid topology to minimize risk of ignition in HFTDs Remote GridWLDFREquipment / facility failureAggregated | WLDFR | HFTD - Distribution - Tier 2 - 2QU CoRE ¦ 5QU LoRE | Red Flag Warning - Destructive Fires | Equipment / facility failure | Aggregated | 2067 | 2.5913e-06 | 1464.9153 | 0.0037961 | 2067 | Mitigation | 0.95 | 45 | 0 | esc | 0 | 0 | 0.00097009 | 2.5138e-09
[79 empty] | WLDFR | HFTD - Distribution - Tier 3 - 3QU CoRE ¦ 3QU LoRE | Red Flag Warning - Large Fires | 2022 | 3.8885e-08 | 0 | 5.2406 | 0.69642 | 2.942 | 1.6022 | 0 | 0 | 4.0084e-05 | 2.0378e-07 | 0 | 2.0378e-07 | 0 | 0 | 0 | 0 | 0.00028222 | 0.00061864 | 0 | 0.00061864 | 0 | 1.8863e-06 | 2.4667e-06 | 0 | 2.4667e-06 | [12 empty] | 7.3.3.17.5 (Remote Grid) Updates to grid topology to minimize risk of ignition in HFTDs Remote GridWLDFRVegetation ContactAggregated | WLDFR | HFTD - Distribution - Tier 2 - 2QU CoRE ¦ 5QU LoRE | Red Flag Warning - Destructive Fires | Vegetation Contact | Aggregated | 2022 | 2.9627e-06 | 1464.9153 | 0.0043401 | 2022 | Mitigation | 0.95 | 45 | 0 | esc | 0.00097009 | 2.8741e-09 | 0 | 0
[79 empty] | WLDFR | HFTD - Distribution - Tier 3 - 3QU CoRE ¦ 3QU LoRE | Red Flag Warning - Large Fires | 2023 | 3.8885e-08 | 3.8885e-08 | 5.475 | 0.71896 | 3.0715 | 1.6846 | 0 | 0 | 4.0084e-05 | 2.129e-07 | 0 | 2.129e-07 | 2.129e-07 | 0 | 2.129e-07 | 0 | 0.00028222 | 0.00061864 | 0 | 0.00061864 | 0 | 1.8863e-06 | 2.4667e-06 | 0 | 2.4667e-06 | [12 empty] | 7.3.3.17.5 (Remote Grid) Updates to grid topology to minimize risk of ignition in HFTDs Remote GridWLDFRVegetation ContactAggregated | WLDFR | HFTD - Distribution - Tier 2 - 2QU CoRE ¦ 5QU LoRE | Red Flag Warning - Destructive Fires | Vegetation Contact | Aggregated | 2023 | 2.9627e-06 | 1464.9153 | 0.0043401 | 2023 | Mitigation | 0.95 | 45 | 0 | esc | 0.00097009 | 2.8741e-09 | 0.00097009 | 2.8741e-09
[79 empty] | WLDFR | HFTD - Distribution - Tier 3 - 3QU CoRE ¦ 3QU LoRE | Red Flag Warning - Large Fires | 2024 | 3.8885e-08 | 3.8885e-08 | 5.475 | 0.71896 | 3.0715 | 1.6846 | 0 | 0 | 4.0084e-05 | 2.129e-07 | 0 | 2.129e-07 | 2.129e-07 | 0 | 2.129e-07 | 0 | 0.0002963 | 0.00064951 | 0 | 0.00064951 | 0 | 1.8863e-06 | 2.4667e-06 | 0 | 2.4667e-06 | [12 empty] | 7.3.3.17.5 (Remote Grid) Updates to grid topology to minimize risk of ignition in HFTDs Remote GridWLDFRVegetation ContactAggregated | WLDFR | HFTD - Distribution - Tier 2 - 2QU CoRE ¦ 5QU LoRE | Red Flag Warning - Destructive Fires | Vegetation Contact | Aggregated | 2024 | 2.9627e-06 | 1464.9153 | 0.0043401 | 2024 | Mitigation | 0.95 | 45 | 0 | esc | 0.00097009 | 2.8741e-09 | 0.00097009 | 2.8741e-09
[79 empty] | WLDFR | HFTD - Distribution - Tier 3 - 3QU CoRE ¦ 3QU LoRE | Red Flag Warning - Large Fires | 2025 | 3.8885e-08 | 3.8885e-08 | 5.475 | 0.71896 | 3.0715 | 1.6846 | 0 | 0 | 4.0084e-05 | 2.129e-07 | 0 | 2.129e-07 | 2.129e-07 | 0 | 2.129e-07 | 0 | 0.0002963 | 0.00064951 | 0 | 0.00064951 | 0 | 1.9781e-06 | 2.5868e-06 | 0 | 2.5868e-06 | [12 empty] | 7.3.3.17.5 (Remote Grid) Updates to grid topology to minimize risk of ignition in HFTDs Remote GridWLDFRVegetation ContactAggregated | WLDFR | HFTD - Distribution - Tier 2 - 2QU CoRE ¦ 5QU LoRE | Red Flag Warning - Destructive Fires | Vegetation Contact | Aggregated | 2025 | 2.9627e-06 | 1464.9153 | 0.0043401 | 2025 | Mitigation | 0.95 | 45 | 0 | esc | 0.00097009 | 2.8741e-09 | 0.00097009 | 2.8741e-09
[79 empty] | WLDFR | HFTD - Distribution - Tier 3 - 3QU CoRE ¦ 3QU LoRE | Red Flag Warning - Large Fires | 2026 | 3.8885e-08 | 3.8885e-08 | 5.475 | 0.71896 | 3.0715 | 1.6846 | 0 | 0 | 4.0084e-05 | 2.129e-07 | 0 | 2.129e-07 | 2.129e-07 | 0 | 2.129e-07 | 0 | 0.0002963 | 0.00064951 | 0 | 0.00064951 | 0 | 1.9781e-06 | 2.5868e-06 | 0 | 2.5868e-06 | [12 empty] | 7.3.3.17.5 (Remote Grid) Updates to grid topology to minimize risk of ignition in HFTDs Remote GridWLDFRVegetation ContactAggregated | WLDFR | HFTD - Distribution - Tier 2 - 2QU CoRE ¦ 5QU LoRE | Red Flag Warning - Destructive Fires | Vegetation Contact | Aggregated | 2026 | 2.9627e-06 | 1464.9153 | 0.0043401 | 2026 | Mitigation | 0.95 | 45 | 0 | esc | 0.00097009 | 2.8741e-09 | 0.00097009 | 2.8741e-09
[79 empty] | WLDFR | HFTD - Distribution - Tier 3 - 3QU CoRE ¦ 3QU LoRE | Red Flag Warning - Large Fires | 2027 | 3.8885e-08 | 3.8885e-08 | 5.475 | 0.71896 | 3.0715 | 1.6846 | 0 | 0 | 4.0084e-05 | 2.129e-07 | 0 | 2.129e-07 | 2.129e-07 | 0 | 2.129e-07 | 0 | 0.0002963 | 0.00064951 | 0 | 0.00064951 | 0 | 1.9781e-06 | 2.5868e-06 | 0 | 2.5868e-06 | [12 empty] | 7.3.3.17.5 (Remote Grid) Updates to grid topology to minimize risk of ignition in HFTDs Remote GridWLDFRVegetation ContactAggregated | WLDFR | HFTD - Distribution - Tier 2 - 2QU CoRE ¦ 5QU LoRE | Red Flag Warning - Destructive Fires | Vegetation Contact | Aggregated | 2027 | 2.9627e-06 | 1464.9153 | 0.0043401 | 2027 | Mitigation | 0.95 | 45 | 0 | esc | 0.00097009 | 2.8741e-09 | 0.00097009 | 2.8741e-09
[79 empty] | WLDFR | HFTD - Distribution - Tier 3 - 3QU CoRE ¦ 3QU LoRE | Red Flag Warning - Large Fires | 2028 | 3.8885e-08 | 3.8885e-08 | 5.777 | 0.74734 | 3.238 | 1.7917 | 0 | 0 | 4.0084e-05 | 2.2464e-07 | 0 | 2.2464e-07 | 2.2464e-07 | 0 | 2.2464e-07 | 0 | 0.0002963 | 0.00064951 | 0 | 0.00064951 | 0 | 1.9781e-06 | 2.5868e-06 | 0 | 2.5868e-06 | [12 empty] | 7.3.3.17.5 (Remote Grid) Updates to grid topology to minimize risk of ignition in HFTDs Remote GridWLDFRVegetation ContactAggregated | WLDFR | HFTD - Distribution - Tier 2 - 2QU CoRE ¦ 5QU LoRE | Red Flag Warning - Destructive Fires | Vegetation Contact | Aggregated | 2028 | 2.9627e-06 | 1464.9153 | 0.0043401 | 2028 | Mitigation | 0.95 | 45 | 0 | esc | 0.00097009 | 2.8741e-09 | 0.00097009 | 2.8741e-09
[79 empty] | WLDFR | HFTD - Distribution - Tier 3 - 3QU CoRE ¦ 3QU LoRE | Red Flag Warning - Large Fires | 2029 | 3.8885e-08 | 3.8885e-08 | 5.777 | 0.74734 | 3.238 | 1.7917 | 0 | 0 | 4.0084e-05 | 2.2464e-07 | 0 | 2.2464e-07 | 2.2464e-07 | 0 | 2.2464e-07 | 0 | 0.00031106 | 0.00068186 | 0 | 0.00068186 | 0 | 1.9781e-06 | 2.5868e-06 | 0 | 2.5868e-06 | [12 empty] | 7.3.3.17.5 (Remote Grid) Updates to grid topology to minimize risk of ignition in HFTDs Remote GridWLDFRVegetation ContactAggregated | WLDFR | HFTD - Distribution - Tier 2 - 2QU CoRE ¦ 5QU LoRE | Red Flag Warning - Destructive Fires | Vegetation Contact | Aggregated | 2029 | 2.9627e-06 | 1464.9153 | 0.0043401 | 2029 | Mitigation | 0.95 | 45 | 0 | esc | 0.00097009 | 2.8741e-09 | 0.00097009 | 2.8741e-09
[79 empty] | WLDFR | HFTD - Distribution - Tier 3 - 3QU CoRE ¦ 3QU LoRE | Red Flag Warning - Large Fires | 2030 | 3.8885e-08 | 3.8885e-08 | 5.777 | 0.74734 | 3.238 | 1.7917 | 0 | 0 | 4.0084e-05 | 2.2464e-07 | 0 | 2.2464e-07 | 2.2464e-07 | 0 | 2.2464e-07 | 0 | 0.00031106 | 0.00068186 | 0 | 0.00068186 | 0 | 2.0718e-06 | 2.7092e-06 | 0 | 2.7092e-06 | [12 empty] | 7.3.3.17.5 (Remote Grid) Updates to grid topology to minimize risk of ignition in HFTDs Remote GridWLDFRVegetation ContactAggregated | WLDFR | HFTD - Distribution - Tier 2 - 2QU CoRE ¦ 5QU LoRE | Red Flag Warning - Destructive Fires | Vegetation Contact | Aggregated | 2030 | 2.9627e-06 | 1464.9153 | 0.0043401 | 2030 | Mitigation | 0.95 | 45 | 0 | esc | 0.00097009 | 2.8741e-09 | 0.00097009 | 2.8741e-09
[79 empty] | WLDFR | HFTD - Distribution - Tier 3 - 3QU CoRE ¦ 3QU LoRE | Red Flag Warning - Large Fires | 2031 | 3.8885e-08 | 3.8885e-08 | 5.777 | 0.74734 | 3.238 | 1.7917 | 0 | 0 | 4.0084e-05 | 2.2464e-07 | 0 | 2.2464e-07 | 2.2464e-07 | 0 | 2.2464e-07 | 0 | 0.00031106 | 0.00068186 | 0 | 0.00068186 | 0 | 2.0718e-06 | 2.7092e-06 | 0 | 2.7092e-06 | [12 empty] | 7.3.3.17.5 (Remote Grid) Updates to grid topology to minimize risk of ignition in HFTDs Remote GridWLDFRVegetation ContactAggregated | WLDFR | HFTD - Distribution - Tier 2 - 2QU CoRE ¦ 5QU LoRE | Red Flag Warning - Destructive Fires | Vegetation Contact | Aggregated | 2031 | 2.9627e-06 | 1464.9153 | 0.0043401 | 2031 | Mitigation | 0.95 | 45 | 0 | esc | 0.00097009 | 2.8741e-09 | 0.00097009 | 2.8741e-09
[79 empty] | WLDFR | HFTD - Distribution - Tier 3 - 3QU CoRE ¦ 3QU LoRE | Red Flag Warning - Large Fires | 2032 | 3.8885e-08 | 3.8885e-08 | 5.777 | 0.74734 | 3.238 | 1.7917 | 0 | 0 | 4.0084e-05 | 2.2464e-07 | 0 | 2.2464e-07 | 2.2464e-07 | 0 | 2.2464e-07 | 0 | 0.00031106 | 0.00068186 | 0 | 0.00068186 | 0 | 2.0718e-06 | 2.7092e-06 | 0 | 2.7092e-06 | [12 empty] | 7.3.3.17.5 (Remote Grid) Updates to grid topology to minimize risk of ignition in HFTDs Remote GridWLDFRVegetation ContactAggregated | WLDFR | HFTD - Distribution - Tier 2 - 2QU CoRE ¦ 5QU LoRE | Red Flag Warning - Destructive Fires | Vegetation Contact | Aggregated | 2032 | 2.9627e-06 | 1464.9153 | 0.0043401 | 2032 | Mitigation | 0.95 | 45 | 0 | esc | 0.00097009 | 2.8741e-09 | 0.00097009 | 2.8741e-09
[79 empty] | WLDFR | HFTD - Distribution - Tier 3 - 3QU CoRE ¦ 3QU LoRE | Red Flag Warning - Large Fires | 2033 | 3.8885e-08 | 3.8885e-08 | 6.1205 | 0.77885 | 3.4265 | 1.9151 | 0 | 0 | 4.0084e-05 | 2.3799e-07 | 0 | 2.3799e-07 | 2.3799e-07 | 0 | 2.3799e-07 | 0 | 0.00031106 | 0.00068186 | 0 | 0.00068186 | 0 | 2.0718e-06 | 2.7092e-06 | 0 | 2.7092e-06 | [12 empty] | 7.3.3.17.5 (Remote Grid) Updates to grid topology to minimize risk of ignition in HFTDs Remote GridWLDFRVegetation ContactAggregated | WLDFR | HFTD - Distribution - Tier 2 - 2QU CoRE ¦ 5QU LoRE | Red Flag Warning - Destructive Fires | Vegetation Contact | Aggregated | 2033 | 2.9627e-06 | 1464.9153 | 0.0043401 | 2033 | Mitigation | 0.95 | 45 | 0 | esc | 0.00097009 | 2.8741e-09 | 0.00097009 | 2.8741e-09
[79 empty] | WLDFR | HFTD - Distribution - Tier 3 - 3QU CoRE ¦ 3QU LoRE | Red Flag Warning - Large Fires | 2034 | 3.8885e-08 | 3.8885e-08 | 6.1205 | 0.77885 | 3.4265 | 1.9151 | 0 | 0 | 4.0084e-05 | 2.3799e-07 | 0 | 2.3799e-07 | 2.3799e-07 | 0 | 2.3799e-07 | 0 | 0.00032632 | 0.00071529 | 0 | 0.00071529 | 0 | 2.0718e-06 | 2.7092e-06 | 0 | 2.7092e-06 | [12 empty] | 7.3.3.17.5 (Remote Grid) Updates to grid topology to minimize risk of ignition in HFTDs Remote GridWLDFRVegetation ContactAggregated | WLDFR | HFTD - Distribution - Tier 2 - 2QU CoRE ¦ 5QU LoRE | Red Flag Warning - Destructive Fires | Vegetation Contact | Aggregated | 2034 | 2.9627e-06 | 1464.9153 | 0.0043401 | 2034 | Mitigation | 0.95 | 45 | 0 | esc | 0.00097009 | 2.8741e-09 | 0.00097009 | 2.8741e-09
[79 empty] | WLDFR | HFTD - Distribution - Tier 3 - 3QU CoRE ¦ 3QU LoRE | Red Flag Warning - Large Fires | 2035 | 3.8885e-08 | 3.8885e-08 | 6.1205 | 0.77885 | 3.4265 | 1.9151 | 0 | 0 | 4.0084e-05 | 2.3799e-07 | 0 | 2.3799e-07 | 2.3799e-07 | 0 | 2.3799e-07 | 0 | 0.00032632 | 0.00071529 | 0 | 0.00071529 | 0 | 2.166e-06 | 2.8325e-06 | 0 | 2.8325e-06 | [12 empty] | 7.3.3.17.5 (Remote Grid) Updates to grid topology to minimize risk of ignition in HFTDs Remote GridWLDFRVegetation ContactAggregated | WLDFR | HFTD - Distribution - Tier 2 - 2QU CoRE ¦ 5QU LoRE | Red Flag Warning - Destructive Fires | Vegetation Contact | Aggregated | 2035 | 2.9627e-06 | 1464.9153 | 0.0043401 | 2035 | Mitigation | 0.95 | 45 | 0 | esc | 0.00097009 | 2.8741e-09 | 0.00097009 | 2.8741e-09
[79 empty] | WLDFR | HFTD - Distribution - Tier 3 - 3QU CoRE ¦ 3QU LoRE | Red Flag Warning - Large Fires | 2036 | 3.8885e-08 | 3.8885e-08 | 6.1205 | 0.77885 | 3.4265 | 1.9151 | 0 | 0 | 4.0084e-05 | 2.3799e-07 | 0 | 2.3799e-07 | 2.3799e-07 | 0 | 2.3799e-07 | 0 | 0.00032632 | 0.00071529 | 0 | 0.00071529 | 0 | 2.166e-06 | 2.8325e-06 | 0 | 2.8325e-06 | [12 empty] | 7.3.3.17.5 (Remote Grid) Updates to grid topology to minimize risk of ignition in HFTDs Remote GridWLDFRVegetation ContactAggregated | WLDFR | HFTD - Distribution - Tier 2 - 2QU CoRE ¦ 5QU LoRE | Red Flag Warning - Destructive Fires | Vegetation Contact | Aggregated | 2036 | 2.9627e-06 | 1464.9153 | 0.0043401 | 2036 | Mitigation | 0.95 | 45 | 0 | esc | 0.00097009 | 2.8741e-09 | 0.00097009 | 2.8741e-09
[79 empty] | WLDFR | HFTD - Distribution - Tier 3 - 3QU CoRE ¦ 3QU LoRE | Red Flag Warning - Large Fires | 2037 | 3.8885e-08 | 3.8885e-08 | 6.1205 | 0.77885 | 3.4265 | 1.9151 | 0 | 0 | 4.0084e-05 | 2.3799e-07 | 0 | 2.3799e-07 | 2.3799e-07 | 0 | 2.3799e-07 | 0 | 0.00032632 | 0.00071529 | 0 | 0.00071529 | 0 | 2.166e-06 | 2.8325e-06 | 0 | 2.8325e-06 | [12 empty] | 7.3.3.17.5 (Remote Grid) Updates to grid topology to minimize risk of ignition in HFTDs Remote GridWLDFRVegetation ContactAggregated | WLDFR | HFTD - Distribution - Tier 2 - 2QU CoRE ¦ 5QU LoRE | Red Flag Warning - Destructive Fires | Vegetation Contact | Aggregated | 2037 | 2.9627e-06 | 1464.9153 | 0.0043401 | 2037 | Mitigation | 0.95 | 45 | 0 | esc | 0.00097009 | 2.8741e-09 | 0.00097009 | 2.8741e-09
[79 empty] | WLDFR | HFTD - Distribution - Tier 3 - 3QU CoRE ¦ 3QU LoRE | Red Flag Warning - Large Fires | 2038 | 3.8885e-08 | 3.8885e-08 | 6.5028 | 0.81304 | 3.6355 | 2.0543 | 0 | 0 | 4.0084e-05 | 2.5286e-07 | 0 | 2.5286e-07 | 2.5286e-07 | 0 | 2.5286e-07 | 0 | 0.00032632 | 0.00071529 | 0 | 0.00071529 | 0 | 2.166e-06 | 2.8325e-06 | 0 | 2.8325e-06 | [12 empty] | 7.3.3.17.5 (Remote Grid) Updates to grid topology to minimize risk of ignition in HFTDs Remote GridWLDFRVegetation ContactAggregated | WLDFR | HFTD - Distribution - Tier 2 - 2QU CoRE ¦ 5QU LoRE | Red Flag Warning - Destructive Fires | Vegetation Contact | Aggregated | 2038 | 2.9627e-06 | 1464.9153 | 0.0043401 | 2038 | Mitigation | 0.95 | 45 | 0 | esc | 0.00097009 | 2.8741e-09 | 0.00097009 | 2.8741e-09
[79 empty] | WLDFR | HFTD - Distribution - Tier 3 - 3QU CoRE ¦ 3QU LoRE | Red Flag Warning - Large Fires | 2039 | 3.8885e-08 | 3.8885e-08 | 6.5028 | 0.81304 | 3.6355 | 2.0543 | 0 | 0 | 4.0084e-05 | 2.5286e-07 | 0 | 2.5286e-07 | 2.5286e-07 | 0 | 2.5286e-07 | 0 | 0.00034188 | 0.00074941 | 0 | 0.00074941 | 0 | 2.166e-06 | 2.8325e-06 | 0 | 2.8325e-06 | [12 empty] | 7.3.3.17.5 (Remote Grid) Updates to grid topology to minimize risk of ignition in HFTDs Remote GridWLDFRVegetation ContactAggregated | WLDFR | HFTD - Distribution - Tier 2 - 2QU CoRE ¦ 5QU LoRE | Red Flag Warning - Destructive Fires | Vegetation Contact | Aggregated | 2039 | 2.9627e-06 | 1464.9153 | 0.0043401 | 2039 | Mitigation | 0.95 | 45 | 0 | esc | 0.00097009 | 2.8741e-09 | 0.00097009 | 2.8741e-09
[79 empty] | WLDFR | HFTD - Distribution - Tier 3 - 3QU CoRE ¦ 3QU LoRE | Red Flag Warning - Large Fires | 2040 | 3.8885e-08 | 3.8885e-08 | 6.5028 | 0.81304 | 3.6355 | 2.0543 | 0 | 0 | 4.0084e-05 | 2.5286e-07 | 0 | 2.5286e-07 | 2.5286e-07 | 0 | 2.5286e-07 | 0 | 0.00034188 | 0.00074941 | 0 | 0.00074941 | 0 | 2.2598e-06 | 2.9551e-06 | 0 | 2.9551e-06 | [12 empty] | 7.3.3.17.5 (Remote Grid) Updates to grid topology to minimize risk of ignition in HFTDs Remote GridWLDFRVegetation ContactAggregated | WLDFR | HFTD - Distribution - Tier 2 - 2QU CoRE ¦ 5QU LoRE | Red Flag Warning - Destructive Fires | Vegetation Contact | Aggregated | 2040 | 2.9627e-06 | 1464.9153 | 0.0043401 | 2040 | Mitigation | 0.95 | 45 | 0 | esc | 0.00097009 | 2.8741e-09 | 0.00097009 | 2.8741e-09
[79 empty] | WLDFR | HFTD - Distribution - Tier 3 - 3QU CoRE ¦ 3QU LoRE | Red Flag Warning - Large Fires | 2041 | 3.8885e-08 | 3.8885e-08 | 6.5028 | 0.81304 | 3.6355 | 2.0543 | 0 | 0 | 4.0084e-05 | 2.5286e-07 | 0 | 2.5286e-07 | 2.5286e-07 | 0 | 2.5286e-07 | 0 | 0.00034188 | 0.00074941 | 0 | 0.00074941 | 0 | 2.2598e-06 | 2.9551e-06 | 0 | 2.9551e-06 | [12 empty] | 7.3.3.17.5 (Remote Grid) Updates to grid topology to minimize risk of ignition in HFTDs Remote GridWLDFRVegetation ContactAggregated | WLDFR | HFTD - Distribution - Tier 2 - 2QU CoRE ¦ 5QU LoRE | Red Flag Warning - Destructive Fires | Vegetation Contact | Aggregated | 2041 | 2.9627e-06 | 1464.9153 | 0.0043401 | 2041 | Mitigation | 0.95 | 45 | 0 | esc | 0.00097009 | 2.8741e-09 | 0.00097009 | 2.8741e-09
[79 empty] | WLDFR | HFTD - Distribution - Tier 3 - 3QU CoRE ¦ 3QU LoRE | Red Flag Warning - Large Fires | 2042 | 3.8885e-08 | 3.8885e-08 | 6.5028 | 0.81304 | 3.6355 | 2.0543 | 0 | 0 | 4.0084e-05 | 2.5286e-07 | 0 | 2.5286e-07 | 2.5286e-07 | 0 | 2.5286e-07 | 0 | 0.00034188 | 0.00074941 | 0 | 0.00074941 | 0 | 2.2598e-06 | 2.9551e-06 | 0 | 2.9551e-06 | [12 empty] | 7.3.3.17.5 (Remote Grid) Updates to grid topology to minimize risk of ignition in HFTDs Remote GridWLDFRVegetation ContactAggregated | WLDFR | HFTD - Distribution - Tier 2 - 2QU CoRE ¦ 5QU LoRE | Red Flag Warning - Destructive Fires | Vegetation Contact | Aggregated | 2042 | 2.9627e-06 | 1464.9153 | 0.0043401 | 2042 | Mitigation | 0.95 | 45 | 0 | esc | 0.00097009 | 2.8741e-09 | 0.00097009 | 2.8741e-09
[79 empty] | WLDFR | HFTD - Distribution - Tier 3 - 3QU CoRE ¦ 3QU LoRE | Red Flag Warning - Large Fires | 2043 | 3.8885e-08 | 3.8885e-08 | 6.9209 | 0.84944 | 3.8632 | 2.2083 | 0 | 0 | 4.0084e-05 | 2.6912e-07 | 0 | 2.6912e-07 | 2.6912e-07 | 0 | 2.6912e-07 | 0 | 0.00034188 | 0.00074941 | 0 | 0.00074941 | 0 | 2.2598e-06 | 2.9551e-06 | 0 | 2.9551e-06 | [12 empty] | 7.3.3.17.5 (Remote Grid) Updates to grid topology to minimize risk of ignition in HFTDs Remote GridWLDFRVegetation ContactAggregated | WLDFR | HFTD - Distribution - Tier 2 - 2QU CoRE ¦ 5QU LoRE | Red Flag Warning - Destructive Fires | Vegetation Contact | Aggregated | 2043 | 2.9627e-06 | 1464.9153 | 0.0043401 | 2043 | Mitigation | 0.95 | 45 | 0 | esc | 0.00097009 | 2.8741e-09 | 0.00097009 | 2.8741e-09
[79 empty] | WLDFR | HFTD - Distribution - Tier 3 - 3QU CoRE ¦ 3QU LoRE | Red Flag Warning - Large Fires | 2044 | 3.8885e-08 | 3.8885e-08 | 6.9209 | 0.84944 | 3.8632 | 2.2083 | 0 | 0 | 4.0084e-05 | 2.6912e-07 | 0 | 2.6912e-07 | 2.6912e-07 | 0 | 2.6912e-07 | 0 | 0.00035757 | 0.00078379 | 0 | 0.00078379 | 0 | 2.2598e-06 | 2.9551e-06 | 0 | 2.9551e-06 | [12 empty] | 7.3.3.17.5 (Remote Grid) Updates to grid topology to minimize risk of ignition in HFTDs Remote GridWLDFRVegetation ContactAggregated | WLDFR | HFTD - Distribution - Tier 2 - 2QU CoRE ¦ 5QU LoRE | Red Flag Warning - Destructive Fires | Vegetation Contact | Aggregated | 2044 | 2.9627e-06 | 1464.9153 | 0.0043401 | 2044 | Mitigation | 0.95 | 45 | 0 | esc | 0.00097009 | 2.8741e-09 | 0.00097009 | 2.8741e-09
[79 empty] | WLDFR | HFTD - Distribution - Tier 3 - 3QU CoRE ¦ 3QU LoRE | Red Flag Warning - Large Fires | 2045 | 3.8885e-08 | 3.8885e-08 | 6.9209 | 0.84944 | 3.8632 | 2.2083 | 0 | 0 | 4.0084e-05 | 2.6912e-07 | 0 | 2.6912e-07 | 2.6912e-07 | 0 | 2.6912e-07 | 0 | 0.00035757 | 0.00078379 | 0 | 0.00078379 | 0 | 2.3519e-06 | 3.0756e-06 | 0 | 3.0756e-06 | [12 empty] | 7.3.3.17.5 (Remote Grid) Updates to grid topology to minimize risk of ignition in HFTDs Remote GridWLDFRVegetation ContactAggregated | WLDFR | HFTD - Distribution - Tier 2 - 2QU CoRE ¦ 5QU LoRE | Red Flag Warning - Destructive Fires | Vegetation Contact | Aggregated | 2045 | 2.9627e-06 | 1464.9153 | 0.0043401 | 2045 | Mitigation | 0.95 | 45 | 0 | esc | 0.00097009 | 2.8741e-09 | 0.00097009 | 2.8741e-09
[79 empty] | WLDFR | HFTD - Distribution - Tier 3 - 3QU CoRE ¦ 3QU LoRE | Red Flag Warning - Large Fires | 2046 | 3.8885e-08 | 3.8885e-08 | 6.9209 | 0.84944 | 3.8632 | 2.2083 | 0 | 0 | 4.0084e-05 | 2.6912e-07 | 0 | 2.6912e-07 | 2.6912e-07 | 0 | 2.6912e-07 | 0 | 0.00035757 | 0.00078379 | 0 | 0.00078379 | 0 | 2.3519e-06 | 3.0756e-06 | 0 | 3.0756e-06 | [12 empty] | 7.3.3.17.5 (Remote Grid) Updates to grid topology to minimize risk of ignition in HFTDs Remote GridWLDFRVegetation ContactAggregated | WLDFR | HFTD - Distribution - Tier 2 - 2QU CoRE ¦ 5QU LoRE | Red Flag Warning - Destructive Fires | Vegetation Contact | Aggregated | 2046 | 2.9627e-06 | 1464.9153 | 0.0043401 | 2046 | Mitigation | 0.95 | 45 | 0 | esc | 0.00097009 | 2.8741e-09 | 0.00097009 | 2.8741e-09
[79 empty] | WLDFR | HFTD - Distribution - Tier 3 - 3QU CoRE ¦ 3QU LoRE | Red Flag Warning - Large Fires | 2047 | 3.8885e-08 | 3.8885e-08 | 6.9209 | 0.84944 | 3.8632 | 2.2083 | 0 | 0 | 4.0084e-05 | 2.6912e-07 | 0 | 2.6912e-07 | 2.6912e-07 | 0 | 2.6912e-07 | 0 | 0.00035757 | 0.00078379 | 0 | 0.00078379 | 0 | 2.3519e-06 | 3.0756e-06 | 0 | 3.0756e-06 | [12 empty] | 7.3.3.17.5 (Remote Grid) Updates to grid topology to minimize risk of ignition in HFTDs Remote GridWLDFRVegetation ContactAggregated | WLDFR | HFTD - Distribution - Tier 2 - 2QU CoRE ¦ 5QU LoRE | Red Flag Warning - Destructive Fires | Vegetation Contact | Aggregated | 2047 | 2.9627e-06 | 1464.9153 | 0.0043401 | 2047 | Mitigation | 0.95 | 45 | 0 | esc | 0.00097009 | 2.8741e-09 | 0.00097009 | 2.8741e-09
[79 empty] | WLDFR | HFTD - Distribution - Tier 3 - 3QU CoRE ¦ 3QU LoRE | Red Flag Warning - Large Fires | 2048 | 3.8885e-08 | 3.8885e-08 | 7.3713 | 0.88759 | 4.1075 | 2.3763 | 0 | 0 | 4.0084e-05 | 2.8663e-07 | 0 | 2.8663e-07 | 2.8663e-07 | 0 | 2.8663e-07 | 0 | 0.00035757 | 0.00078379 | 0 | 0.00078379 | 0 | 2.3519e-06 | 3.0756e-06 | 0 | 3.0756e-06 | [12 empty] | 7.3.3.17.5 (Remote Grid) Updates to grid topology to minimize risk of ignition in HFTDs Remote GridWLDFRVegetation ContactAggregated | WLDFR | HFTD - Distribution - Tier 2 - 2QU CoRE ¦ 5QU LoRE | Red Flag Warning - Destructive Fires | Vegetation Contact | Aggregated | 2048 | 2.9627e-06 | 1464.9153 | 0.0043401 | 2048 | Mitigation | 0.95 | 45 | 0 | esc | 0.00097009 | 2.8741e-09 | 0.00097009 | 2.8741e-09
[79 empty] | WLDFR | HFTD - Distribution - Tier 3 - 3QU CoRE ¦ 3QU LoRE | Red Flag Warning - Large Fires | 2049 | 3.8885e-08 | 3.8885e-08 | 7.3713 | 0.88759 | 4.1075 | 2.3763 | 0 | 0 | 4.0084e-05 | 2.8663e-07 | 0 | 2.8663e-07 | 2.8663e-07 | 0 | 2.8663e-07 | 0 | 0.00037319 | 0.00081803 | 0 | 0.00081803 | 0 | 0 | 3.0756e-06 | 0 | 3.0756e-06 | [12 empty] | 7.3.3.17.5 (Remote Grid) Updates to grid topology to minimize risk of ignition in HFTDs Remote GridWLDFRVegetation ContactAggregated | WLDFR | HFTD - Distribution - Tier 2 - 2QU CoRE ¦ 5QU LoRE | Red Flag Warning - Destructive Fires | Vegetation Contact | Aggregated | 2049 | 2.9627e-06 | 1464.9153 | 0.0043401 | 2049 | Mitigation | 0.95 | 45 | 0 | esc | 0.00097009 | 2.8741e-09 | 0.00097009 | 2.8741e-09
[79 empty] | WLDFR | HFTD - Distribution - Tier 3 - 3QU CoRE ¦ 3QU LoRE | Red Flag Warning - Large Fires | 2050 | 3.8885e-08 | 3.8885e-08 | 7.3713 | 0.88759 | 4.1075 | 2.3763 | 0 | 0 | 4.0084e-05 | 2.8663e-07 | 0 | 2.8663e-07 | 2.8663e-07 | 0 | 2.8663e-07 | 0 | 0.00037319 | 0.00081803 | 0 | 0.00081803 | 0 | 0 | 0 | 0 | 0 | [12 empty] | 7.3.3.17.5 (Remote Grid) Updates to grid topology to minimize risk of ignition in HFTDs Remote GridWLDFRVegetation ContactAggregated | WLDFR | HFTD - Distribution - Tier 2 - 2QU CoRE ¦ 5QU LoRE | Red Flag Warning - Destructive Fires | Vegetation Contact | Aggregated | 2050 | 2.9627e-06 | 1464.9153 | 0.0043401 | 2050 | Mitigation | 0.95 | 45 | 0 | esc | 0.00097009 | 2.8741e-09 | 0.00097009 | 2.8741e-09
[79 empty] | WLDFR | HFTD - Distribution - Tier 3 - 3QU CoRE ¦ 3QU LoRE | Red Flag Warning - Large Fires | 2051 | 3.8885e-08 | 3.8885e-08 | 7.3713 | 0.88759 | 4.1075 | 2.3763 | 0 | 0 | 4.0084e-05 | 2.8663e-07 | 0 | 2.8663e-07 | 2.8663e-07 | 0 | 2.8663e-07 | 0 | 0.00037319 | 0.00081803 | 0 | 0.00081803 | 0 | 0 | 0 | 0 | 0 | [12 empty] | 7.3.3.17.5 (Remote Grid) Updates to grid topology to minimize risk of ignition in HFTDs Remote GridWLDFRVegetation ContactAggregated | WLDFR | HFTD - Distribution - Tier 2 - 2QU CoRE ¦ 5QU LoRE | Red Flag Warning - Destructive Fires | Vegetation Contact | Aggregated | 2051 | 2.9627e-06 | 1464.9153 | 0.0043401 | 2051 | Mitigation | 0.95 | 45 | 0 | esc | 0.00097009 | 2.8741e-09 | 0.00097009 | 2.8741e-09
[79 empty] | WLDFR | HFTD - Distribution - Tier 3 - 3QU CoRE ¦ 3QU LoRE | Red Flag Warning - Large Fires | 2052 | 3.8885e-08 | 3.8885e-08 | 7.3713 | 0.88759 | 4.1075 | 2.3763 | 0 | 0 | 4.0084e-05 | 2.8663e-07 | 0 | 2.8663e-07 | 2.8663e-07 | 0 | 2.8663e-07 | 0 | 0 | 0.00081803 | 0 | 0.00081803 | 0 | 1.0684e-07 | 0 | 0 | 0 | [12 empty] | 7.3.3.17.5 (Remote Grid) Updates to grid topology to minimize risk of ignition in HFTDs Remote GridWLDFRVegetation ContactAggregated | WLDFR | HFTD - Distribution - Tier 2 - 2QU CoRE ¦ 5QU LoRE | Red Flag Warning - Destructive Fires | Vegetation Contact | Aggregated | 2052 | 2.9627e-06 | 1464.9153 | 0.0043401 | 2052 | Mitigation | 0.95 | 45 | 0 | esc | 0.00097009 | 2.8741e-09 | 0.00097009 | 2.8741e-09
[79 empty] | WLDFR | HFTD - Distribution - Tier 3 - 3QU CoRE ¦ 3QU LoRE | Red Flag Warning - Large Fires | 2053 | 3.8885e-08 | 3.8885e-08 | 7.8503 | 0.92702 | 4.3664 | 2.5569 | 0 | 0 | 4.0084e-05 | 3.0526e-07 | 0 | 3.0526e-07 | 3.0526e-07 | 0 | 3.0526e-07 | 0 | 0 | 0 | 0 | 0 | 0 | 1.1162e-07 | 1.4596e-07 | 0 | 1.4596e-07 | [12 empty] | 7.3.3.17.5 (Remote Grid) Updates to grid topology to minimize risk of ignition in HFTDs Remote GridWLDFRVegetation ContactAggregated | WLDFR | HFTD - Distribution - Tier 2 - 2QU CoRE ¦ 5QU LoRE | Red Flag Warning - Destructive Fires | Vegetation Contact | Aggregated | 2053 | 2.9627e-06 | 1464.9153 | 0.0043401 | 2053 | Mitigation | 0.95 | 45 | 0 | esc | 0.00097009 | 2.8741e-09 | 0.00097009 | 2.8741e-09
[79 empty] | WLDFR | HFTD - Distribution - Tier 3 - 3QU CoRE ¦ 3QU LoRE | Red Flag Warning - Large Fires | 2054 | 3.8885e-08 | 3.8885e-08 | 7.8503 | 0.92702 | 4.3664 | 2.5569 | 0 | 0 | 4.0084e-05 | 3.0526e-07 | 0 | 3.0526e-07 | 3.0526e-07 | 0 | 3.0526e-07 | 0 | 0.00016744 | 0 | 0 | 0 | 0 | 1.1162e-07 | 1.4596e-07 | 0 | 1.4596e-07 | [12 empty] | 7.3.3.17.5 (Remote Grid) Updates to grid topology to minimize risk of ignition in HFTDs Remote GridWLDFRVegetation ContactAggregated | WLDFR | HFTD - Distribution - Tier 2 - 2QU CoRE ¦ 5QU LoRE | Red Flag Warning - Destructive Fires | Vegetation Contact | Aggregated | 2054 | 2.9627e-06 | 1464.9153 | 0.0043401 | 2054 | Mitigation | 0.95 | 45 | 0 | esc | 0.00097009 | 2.8741e-09 | 0.00097009 | 2.8741e-09
[79 empty] | WLDFR | HFTD - Distribution - Tier 3 - 3QU CoRE ¦ 3QU LoRE | Red Flag Warning - Large Fires | 2055 | 3.8885e-08 | 3.8885e-08 | 7.8503 | 0.92702 | 4.3664 | 2.5569 | 0 | 0 | 4.0084e-05 | 3.0526e-07 | 0 | 3.0526e-07 | 3.0526e-07 | 0 | 3.0526e-07 | 0 | 0.00017355 | 0.00038043 | 0 | 0.00038043 | 0 | 1.1162e-07 | 1.4596e-07 | 0 | 1.4596e-07 | [12 empty] | 7.3.3.17.5 (Remote Grid) Updates to grid topology to minimize risk of ignition in HFTDs Remote GridWLDFRVegetation ContactAggregated | WLDFR | HFTD - Distribution - Tier 2 - 2QU CoRE ¦ 5QU LoRE | Red Flag Warning - Destructive Fires | Vegetation Contact | Aggregated | 2055 | 2.9627e-06 | 1464.9153 | 0.0043401 | 2055 | Mitigation | 0.95 | 45 | 0 | esc | 0.00097009 | 2.8741e-09 | 0.00097009 | 2.8741e-09
[79 empty] | WLDFR | HFTD - Distribution - Tier 3 - 3QU CoRE ¦ 3QU LoRE | Red Flag Warning - Large Fires | 2056 | 3.8885e-08 | 3.8885e-08 | 7.8503 | 0.92702 | 4.3664 | 2.5569 | 0 | 0 | 4.0084e-05 | 3.0526e-07 | 0 | 3.0526e-07 | 3.0526e-07 | 0 | 3.0526e-07 | 0 | 0.00017355 | 0.00038043 | 0 | 0.00038043 | 0 | 1.1162e-07 | 1.4596e-07 | 0 | 1.4596e-07 | [12 empty] | 7.3.3.17.5 (Remote Grid) Updates to grid topology to minimize risk of ignition in HFTDs Remote GridWLDFRVegetation ContactAggregated | WLDFR | HFTD - Distribution - Tier 2 - 2QU CoRE ¦ 5QU LoRE | Red Flag Warning - Destructive Fires | Vegetation Contact | Aggregated | 2056 | 2.9627e-06 | 1464.9153 | 0.0043401 | 2056 | Mitigation | 0.95 | 45 | 0 | esc | 0.00097009 | 2.8741e-09 | 0.00097009 | 2.8741e-09
[79 empty] | WLDFR | HFTD - Distribution - Tier 3 - 3QU CoRE ¦ 3QU LoRE | Red Flag Warning - Large Fires | 2057 | 3.8885e-08 | 3.8885e-08 | 7.8503 | 0.92702 | 4.3664 | 2.5569 | 0 | 0 | 4.0084e-05 | 3.0526e-07 | 0 | 3.0526e-07 | 3.0526e-07 | 0 | 3.0526e-07 | 0 | 0.00017355 | 0.00038043 | 0 | 0.00038043 | 0 | 1.1162e-07 | 1.4596e-07 | 0 | 1.4596e-07 | [12 empty] | 7.3.3.17.5 (Remote Grid) Updates to grid topology to minimize risk of ignition in HFTDs Remote GridWLDFRVegetation ContactAggregated | WLDFR | HFTD - Distribution - Tier 2 - 2QU CoRE ¦ 5QU LoRE | Red Flag Warning - Destructive Fires | Vegetation Contact | Aggregated | 2057 | 2.9627e-06 | 1464.9153 | 0.0043401 | 2057 | Mitigation | 0.95 | 45 | 0 | esc | 0.00097009 | 2.8741e-09 | 0.00097009 | 2.8741e-09
[79 empty] | WLDFR | HFTD - Distribution - Tier 3 - 3QU CoRE ¦ 3QU LoRE | Red Flag Warning - Large Fires | 2058 | 3.8885e-08 | 3.8885e-08 | 8.3524 | 0.96727 | 4.6367 | 2.7484 | 0 | 0 | 4.0084e-05 | 3.2478e-07 | 0 | 3.2478e-07 | 3.2478e-07 | 0 | 3.2478e-07 | 0 | 0.00017355 | 0.00038043 | 0 | 0.00038043 | 0 | 1.1777e-07 | 1.5401e-07 | 0 | 1.5401e-07 | [12 empty] | 7.3.3.17.5 (Remote Grid) Updates to grid topology to minimize risk of ignition in HFTDs Remote GridWLDFRVegetation ContactAggregated | WLDFR | HFTD - Distribution - Tier 2 - 2QU CoRE ¦ 5QU LoRE | Red Flag Warning - Destructive Fires | Vegetation Contact | Aggregated | 2058 | 2.9627e-06 | 1464.9153 | 0.0043401 | 2058 | Mitigation | 0.95 | 45 | 0 | esc | 0.00097009 | 2.8741e-09 | 0.00097009 | 2.8741e-09
[79 empty] | WLDFR | HFTD - Distribution - Tier 3 - 3QU CoRE ¦ 3QU LoRE | Red Flag Warning - Large Fires | 2059 | 3.8885e-08 | 3.8885e-08 | 8.3524 | 0.96727 | 4.6367 | 2.7484 | 0 | 0 | 4.0084e-05 | 3.2478e-07 | 0 | 3.2478e-07 | 3.2478e-07 | 0 | 3.2478e-07 | 0 | 0.00017355 | 0.00038043 | 0 | 0.00038043 | 0 | 1.1777e-07 | 1.5401e-07 | 0 | 1.5401e-07 | [12 empty] | 7.3.3.17.5 (Remote Grid) Updates to grid topology to minimize risk of ignition in HFTDs Remote GridWLDFRVegetation ContactAggregated | WLDFR | HFTD - Distribution - Tier 2 - 2QU CoRE ¦ 5QU LoRE | Red Flag Warning - Destructive Fires | Vegetation Contact | Aggregated | 2059 | 2.9627e-06 | 1464.9153 | 0.0043401 | 2059 | Mitigation | 0.95 | 45 | 0 | esc | 0.00097009 | 2.8741e-09 | 0.00097009 | 2.8741e-09
[79 empty] | WLDFR | HFTD - Distribution - Tier 3 - 3QU CoRE ¦ 3QU LoRE | Red Flag Warning - Large Fires | 2060 | 3.8885e-08 | 3.8885e-08 | 8.3524 | 0.96727 | 4.6367 | 2.7484 | 0 | 0 | 4.0084e-05 | 3.2478e-07 | 0 | 3.2478e-07 | 3.2478e-07 | 0 | 3.2478e-07 | 0 | 0.00018125 | 0.00039731 | 0 | 0.00039731 | 0 | 1.1777e-07 | 1.5401e-07 | 0 | 1.5401e-07 | [12 empty] | 7.3.3.17.5 (Remote Grid) Updates to grid topology to minimize risk of ignition in HFTDs Remote GridWLDFRVegetation ContactAggregated | WLDFR | HFTD - Distribution - Tier 2 - 2QU CoRE ¦ 5QU LoRE | Red Flag Warning - Destructive Fires | Vegetation Contact | Aggregated | 2060 | 2.9627e-06 | 1464.9153 | 0.0043401 | 2060 | Mitigation | 0.95 | 45 | 0 | esc | 0.00097009 | 2.8741e-09 | 0.00097009 | 2.8741e-09
[79 empty] | WLDFR | HFTD - Distribution - Tier 3 - 3QU CoRE ¦ 3QU LoRE | Red Flag Warning - Large Fires | 2061 | 3.8885e-08 | 3.8885e-08 | 8.3524 | 0.96727 | 4.6367 | 2.7484 | 0 | 0 | 4.0084e-05 | 3.2478e-07 | 0 | 3.2478e-07 | 3.2478e-07 | 0 | 3.2478e-07 | 0 | 0.00018125 | 0.00039731 | 0 | 0.00039731 | 0 | 1.1777e-07 | 1.5401e-07 | 0 | 1.5401e-07 | [12 empty] | 7.3.3.17.5 (Remote Grid) Updates to grid topology to minimize risk of ignition in HFTDs Remote GridWLDFRVegetation ContactAggregated | WLDFR | HFTD - Distribution - Tier 2 - 2QU CoRE ¦ 5QU LoRE | Red Flag Warning - Destructive Fires | Vegetation Contact | Aggregated | 2061 | 2.9627e-06 | 1464.9153 | 0.0043401 | 2061 | Mitigation | 0.95 | 45 | 0 | esc | 0.00097009 | 2.8741e-09 | 0.00097009 | 2.8741e-09
[79 empty] | WLDFR | HFTD - Distribution - Tier 3 - 3QU CoRE ¦ 3QU LoRE | Red Flag Warning - Large Fires | 2062 | 3.8885e-08 | 3.8885e-08 | 8.3524 | 0.96727 | 4.6367 | 2.7484 | 0 | 0 | 4.0084e-05 | 3.2478e-07 | 0 | 3.2478e-07 | 3.2478e-07 | 0 | 3.2478e-07 | 0 | 0.00018125 | 0.00039731 | 0 | 0.00039731 | 0 | 1.1777e-07 | 1.5401e-07 | 0 | 1.5401e-07 | [12 empty] | 7.3.3.17.5 (Remote Grid) Updates to grid topology to minimize risk of ignition in HFTDs Remote GridWLDFRVegetation ContactAggregated | WLDFR | HFTD - Distribution - Tier 2 - 2QU CoRE ¦ 5QU LoRE | Red Flag Warning - Destructive Fires | Vegetation Contact | Aggregated | 2062 | 2.9627e-06 | 1464.9153 | 0.0043401 | 2062 | Mitigation | 0.95 | 45 | 0 | esc | 0.00097009 | 2.8741e-09 | 0.00097009 | 2.8741e-09
[79 empty] | WLDFR | HFTD - Distribution - Tier 3 - 3QU CoRE ¦ 3QU LoRE | Red Flag Warning - Large Fires | 2063 | 3.8885e-08 | 3.8885e-08 | 8.872 | 1.0079 | 4.9153 | 2.9488 | 0 | 0 | 4.0084e-05 | 3.4499e-07 | 0 | 3.4499e-07 | 3.4499e-07 | 0 | 3.4499e-07 | 0 | 0.00018125 | 0.00039731 | 0 | 0.00039731 | 0 | 1.2478e-07 | 1.6317e-07 | 0 | 1.6317e-07 | [12 empty] | 7.3.3.17.5 (Remote Grid) Updates to grid topology to minimize risk of ignition in HFTDs Remote GridWLDFRVegetation ContactAggregated | WLDFR | HFTD - Distribution - Tier 2 - 2QU CoRE ¦ 5QU LoRE | Red Flag Warning - Destructive Fires | Vegetation Contact | Aggregated | 2063 | 2.9627e-06 | 1464.9153 | 0.0043401 | 2063 | Mitigation | 0.95 | 45 | 0 | esc | 0.00097009 | 2.8741e-09 | 0.00097009 | 2.8741e-09
[79 empty] | WLDFR | HFTD - Distribution - Tier 3 - 3QU CoRE ¦ 3QU LoRE | Red Flag Warning - Large Fires | 2064 | 3.8885e-08 | 3.8885e-08 | 8.872 | 1.0079 | 4.9153 | 2.9488 | 0 | 0 | 4.0084e-05 | 3.4499e-07 | 0 | 3.4499e-07 | 3.4499e-07 | 0 | 3.4499e-07 | 0 | 0.00018125 | 0.00039731 | 0 | 0.00039731 | 0 | 1.2478e-07 | 1.6317e-07 | 0 | 1.6317e-07 | [12 empty] | 7.3.3.17.5 (Remote Grid) Updates to grid topology to minimize risk of ignition in HFTDs Remote GridWLDFRVegetation ContactAggregated | WLDFR | HFTD - Distribution - Tier 2 - 2QU CoRE ¦ 5QU LoRE | Red Flag Warning - Destructive Fires | Vegetation Contact | Aggregated | 2064 | 2.9627e-06 | 1464.9153 | 0.0043401 | 2064 | Mitigation | 0.95 | 45 | 0 | esc | 0.00097009 | 2.8741e-09 | 0.00097009 | 2.8741e-09
[79 empty] | WLDFR | HFTD - Distribution - Tier 3 - 3QU CoRE ¦ 3QU LoRE | Red Flag Warning - Large Fires | 2065 | 3.8885e-08 | 3.8885e-08 | 8.872 | 1.0079 | 4.9153 | 2.9488 | 0 | 0 | 4.0084e-05 | 3.4499e-07 | 0 | 3.4499e-07 | 3.4499e-07 | 0 | 3.4499e-07 | 0 | 0.00018981 | 0.00041606 | 0 | 0.00041606 | 0 | 1.2478e-07 | 1.6317e-07 | 0 | 1.6317e-07 | [12 empty] | 7.3.3.17.5 (Remote Grid) Updates to grid topology to minimize risk of ignition in HFTDs Remote GridWLDFRVegetation ContactAggregated | WLDFR | HFTD - Distribution - Tier 2 - 2QU CoRE ¦ 5QU LoRE | Red Flag Warning - Destructive Fires | Vegetation Contact | Aggregated | 2065 | 2.9627e-06 | 1464.9153 | 0.0043401 | 2065 | Mitigation | 0.95 | 45 | 0 | esc | 0.00097009 | 2.8741e-09 | 0.00097009 | 2.8741e-09
[79 empty] | WLDFR | HFTD - Distribution - Tier 3 - 3QU CoRE ¦ 3QU LoRE | Red Flag Warning - Large Fires | 2066 | 3.8885e-08 | 3.8885e-08 | 8.872 | 1.0079 | 4.9153 | 2.9488 | 0 | 0 | 4.0084e-05 | 3.4499e-07 | 0 | 3.4499e-07 | 3.4499e-07 | 0 | 3.4499e-07 | 0 | 0.00018981 | 0.00041606 | 0 | 0.00041606 | 0 | 1.2478e-07 | 1.6317e-07 | 0 | 1.6317e-07 | [12 empty] | 7.3.3.17.5 (Remote Grid) Updates to grid topology to minimize risk of ignition in HFTDs Remote GridWLDFRVegetation ContactAggregated | WLDFR | HFTD - Distribution - Tier 2 - 2QU CoRE ¦ 5QU LoRE | Red Flag Warning - Destructive Fires | Vegetation Contact | Aggregated | 2066 | 2.9627e-06 | 1464.9153 | 0.0043401 | 2066 | Mitigation | 0.95 | 45 | 0 | esc | 0.00097009 | 2.8741e-09 | 0.00097009 | 2.8741e-09
[79 empty] | WLDFR | HFTD - Distribution - Tier 3 - 3QU CoRE ¦ 3QU LoRE | Red Flag Warning - Large Fires | 2067 | 0 | 3.8885e-08 | 8.872 | 1.0079 | 4.9153 | 2.9488 | 0 | 0 | 4.0084e-05 | 0 | 0 | 0 | 3.4499e-07 | 0 | 3.4499e-07 | 0 | 0.00018981 | 0.00041606 | 0 | 0.00041606 | 0 | 1.2478e-07 | 1.6317e-07 | 0 | 1.6317e-07 | [12 empty] | 7.3.3.17.5 (Remote Grid) Updates to grid topology to minimize risk of ignition in HFTDs Remote GridWLDFRVegetation ContactAggregated | WLDFR | HFTD - Distribution - Tier 2 - 2QU CoRE ¦ 5QU LoRE | Red Flag Warning - Destructive Fires | Vegetation Contact | Aggregated | 2067 | 2.9627e-06 | 1464.9153 | 0.0043401 | 2067 | Mitigation | 0.95 | 45 | 0 | esc | 0 | 0 | 0.00097009 | 2.8741e-09
[79 empty] | WLDFR | HFTD - Distribution - Tier 3 - 3QU CoRE ¦ 3QU LoRE | Red Flag Warning - Small Fires | 2022 | 6.4133e-07 | 0 | 0.077901 | 0.036425 | 0.0015809 | 0.039895 | 0 | 0 | 0.00066993 | 4.996e-08 | 0 | 4.996e-08 | 0 | 0 | 0 | 0 | 0.00018981 | 0.00041606 | 0 | 0.00041606 | 0 | 1.3257e-07 | 1.7336e-07 | 0 | 1.7336e-07 | [12 empty] | 7.3.3.17.5 (Remote Grid) Updates to grid topology to minimize risk of ignition in HFTDs Remote GridWLDFREquipment / facility failureAggregated | WLDFR | HFTD - Distribution - Tier 2 - 2QU CoRE ¦ 5QU LoRE | Red Flag Warning - Large Fires | Equipment / facility failure | Aggregated | 2022 | 1.7388e-05 | 1464.9153 | 0.025471 | 2022 | Mitigation | 0.95 | 45 | 0 | esc | 0.00097009 | 1.6867e-08 | 0 | 0
[79 empty] | WLDFR | HFTD - Distribution - Tier 3 - 3QU CoRE ¦ 3QU LoRE | Red Flag Warning - Small Fires | 2023 | 6.4133e-07 | 6.4133e-07 | 0.080408 | 0.03759 | 0.0016314 | 0.041187 | 0 | 0 | 0.00066993 | 5.1569e-08 | 0 | 5.1569e-08 | 5.1569e-08 | 0 | 5.1569e-08 | 0 | 0.00018981 | 0.00041606 | 0 | 0.00041606 | 0 | 1.3257e-07 | 1.7336e-07 | 0 | 1.7336e-07 | [12 empty] | 7.3.3.17.5 (Remote Grid) Updates to grid topology to minimize risk of ignition in HFTDs Remote GridWLDFREquipment / facility failureAggregated | WLDFR | HFTD - Distribution - Tier 2 - 2QU CoRE ¦ 5QU LoRE | Red Flag Warning - Large Fires | Equipment / facility failure | Aggregated | 2023 | 1.7388e-05 | 1464.9153 | 0.025471 | 2023 | Mitigation | 0.95 | 45 | 0 | esc | 0.00097009 | 1.6867e-08 | 0.00097009 | 1.6867e-08
[79 empty] | WLDFR | HFTD - Distribution - Tier 3 - 3QU CoRE ¦ 3QU LoRE | Red Flag Warning - Small Fires | 2024 | 6.4133e-07 | 6.4133e-07 | 0.080408 | 0.03759 | 0.0016314 | 0.041187 | 0 | 0 | 0.00066993 | 5.1569e-08 | 0 | 5.1569e-08 | 5.1569e-08 | 0 | 5.1569e-08 | 0 | 0.00019908 | 0.0004364 | 0 | 0.0004364 | 0 | 1.3257e-07 | 1.7336e-07 | 0 | 1.7336e-07 | [12 empty] | 7.3.3.17.5 (Remote Grid) Updates to grid topology to minimize risk of ignition in HFTDs Remote GridWLDFREquipment / facility failureAggregated | WLDFR | HFTD - Distribution - Tier 2 - 2QU CoRE ¦ 5QU LoRE | Red Flag Warning - Large Fires | Equipment / facility failure | Aggregated | 2024 | 1.7388e-05 | 1464.9153 | 0.025471 | 2024 | Mitigation | 0.95 | 45 | 0 | esc | 0.00097009 | 1.6867e-08 | 0.00097009 | 1.6867e-08
[79 empty] | WLDFR | HFTD - Distribution - Tier 3 - 3QU CoRE ¦ 3QU LoRE | Red Flag Warning - Small Fires | 2025 | 6.4133e-07 | 6.4133e-07 | 0.080408 | 0.03759 | 0.0016314 | 0.041187 | 0 | 0 | 0.00066993 | 5.1569e-08 | 0 | 5.1569e-08 | 5.1569e-08 | 0 | 5.1569e-08 | 0 | 0.00019908 | 0.0004364 | 0 | 0.0004364 | 0 | 1.3257e-07 | 1.7336e-07 | 0 | 1.7336e-07 | [12 empty] | 7.3.3.17.5 (Remote Grid) Updates to grid topology to minimize risk of ignition in HFTDs Remote GridWLDFREquipment / facility failureAggregated | WLDFR | HFTD - Distribution - Tier 2 - 2QU CoRE ¦ 5QU LoRE | Red Flag Warning - Large Fires | Equipment / facility failure | Aggregated | 2025 | 1.7388e-05 | 1464.9153 | 0.025471 | 2025 | Mitigation | 0.95 | 45 | 0 | esc | 0.00097009 | 1.6867e-08 | 0.00097009 | 1.6867e-08
[79 empty] | WLDFR | HFTD - Distribution - Tier 3 - 3QU CoRE ¦ 3QU LoRE | Red Flag Warning - Small Fires | 2026 | 6.4133e-07 | 6.4133e-07 | 0.080408 | 0.03759 | 0.0016314 | 0.041187 | 0 | 0 | 0.00066993 | 5.1569e-08 | 0 | 5.1569e-08 | 5.1569e-08 | 0 | 5.1569e-08 | 0 | 0.00019908 | 0.0004364 | 0 | 0.0004364 | 0 | 1.3257e-07 | 1.7336e-07 | 0 | 1.7336e-07 | [12 empty] | 7.3.3.17.5 (Remote Grid) Updates to grid topology to minimize risk of ignition in HFTDs Remote GridWLDFREquipment / facility failureAggregated | WLDFR | HFTD - Distribution - Tier 2 - 2QU CoRE ¦ 5QU LoRE | Red Flag Warning - Large Fires | Equipment / facility failure | Aggregated | 2026 | 1.7388e-05 | 1464.9153 | 0.025471 | 2026 | Mitigation | 0.95 | 45 | 0 | esc | 0.00097009 | 1.6867e-08 | 0.00097009 | 1.6867e-08
[79 empty] | WLDFR | HFTD - Distribution - Tier 3 - 3QU CoRE ¦ 3QU LoRE | Red Flag Warning - Small Fires | 2027 | 6.4133e-07 | 6.4133e-07 | 0.080408 | 0.03759 | 0.0016314 | 0.041187 | 0 | 0 | 0.00066993 | 5.1569e-08 | 0 | 5.1569e-08 | 5.1569e-08 | 0 | 5.1569e-08 | 0 | 0.00019908 | 0.0004364 | 0 | 0.0004364 | 0 | 1.4109e-07 | 1.8451e-07 | 0 | 1.8451e-07 | [12 empty] | 7.3.3.17.5 (Remote Grid) Updates to grid topology to minimize risk of ignition in HFTDs Remote GridWLDFREquipment / facility failureAggregated | WLDFR | HFTD - Distribution - Tier 2 - 2QU CoRE ¦ 5QU LoRE | Red Flag Warning - Large Fires | Equipment / facility failure | Aggregated | 2027 | 1.7388e-05 | 1464.9153 | 0.025471 | 2027 | Mitigation | 0.95 | 45 | 0 | esc | 0.00097009 | 1.6867e-08 | 0.00097009 | 1.6867e-08
[79 empty] | WLDFR | HFTD - Distribution - Tier 3 - 3QU CoRE ¦ 3QU LoRE | Red Flag Warning - Small Fires | 2028 | 6.4133e-07 | 6.4133e-07 | 0.083606 | 0.039055 | 0.001695 | 0.042856 | 0 | 0 | 0.00066993 | 5.362e-08 | 0 | 5.362e-08 | 5.362e-08 | 0 | 5.362e-08 | 0 | 0.00019908 | 0.0004364 | 0 | 0.0004364 | 0 | 1.4109e-07 | 1.8451e-07 | 0 | 1.8451e-07 | [12 empty] | 7.3.3.17.5 (Remote Grid) Updates to grid topology to minimize risk of ignition in HFTDs Remote GridWLDFREquipment / facility failureAggregated | WLDFR | HFTD - Distribution - Tier 2 - 2QU CoRE ¦ 5QU LoRE | Red Flag Warning - Large Fires | Equipment / facility failure | Aggregated | 2028 | 1.7388e-05 | 1464.9153 | 0.025471 | 2028 | Mitigation | 0.95 | 45 | 0 | esc | 0.00097009 | 1.6867e-08 | 0.00097009 | 1.6867e-08
[79 empty] | WLDFR | HFTD - Distribution - Tier 3 - 3QU CoRE ¦ 3QU LoRE | Red Flag Warning - Small Fires | 2029 | 6.4133e-07 | 6.4133e-07 | 0.083606 | 0.039055 | 0.001695 | 0.042856 | 0 | 0 | 0.00066993 | 5.362e-08 | 0 | 5.362e-08 | 5.362e-08 | 0 | 5.362e-08 | 0 | 0.00020896 | 0.00045804 | 0 | 0.00045804 | 0 | 1.4109e-07 | 1.8451e-07 | 0 | 1.8451e-07 | [12 empty] | 7.3.3.17.5 (Remote Grid) Updates to grid topology to minimize risk of ignition in HFTDs Remote GridWLDFREquipment / facility failureAggregated | WLDFR | HFTD - Distribution - Tier 2 - 2QU CoRE ¦ 5QU LoRE | Red Flag Warning - Large Fires | Equipment / facility failure | Aggregated | 2029 | 1.7388e-05 | 1464.9153 | 0.025471 | 2029 | Mitigation | 0.95 | 45 | 0 | esc | 0.00097009 | 1.6867e-08 | 0.00097009 | 1.6867e-08
[79 empty] | WLDFR | HFTD - Distribution - Tier 3 - 3QU CoRE ¦ 3QU LoRE | Red Flag Warning - Small Fires | 2030 | 6.4133e-07 | 6.4133e-07 | 0.083606 | 0.039055 | 0.001695 | 0.042856 | 0 | 0 | 0.00066993 | 5.362e-08 | 0 | 5.362e-08 | 5.362e-08 | 0 | 5.362e-08 | 0 | 0.00020896 | 0.00045804 | 0 | 0.00045804 | 0 | 1.4109e-07 | 1.8451e-07 | 0 | 1.8451e-07 | [12 empty] | 7.3.3.17.5 (Remote Grid) Updates to grid topology to minimize risk of ignition in HFTDs Remote GridWLDFREquipment / facility failureAggregated | WLDFR | HFTD - Distribution - Tier 2 - 2QU CoRE ¦ 5QU LoRE | Red Flag Warning - Large Fires | Equipment / facility failure | Aggregated | 2030 | 1.7388e-05 | 1464.9153 | 0.025471 | 2030 | Mitigation | 0.95 | 45 | 0 | esc | 0.00097009 | 1.6867e-08 | 0.00097009 | 1.6867e-08
[79 empty] | WLDFR | HFTD - Distribution - Tier 3 - 3QU CoRE ¦ 3QU LoRE | Red Flag Warning - Small Fires | 2031 | 6.4133e-07 | 6.4133e-07 | 0.083606 | 0.039055 | 0.001695 | 0.042856 | 0 | 0 | 0.00066993 | 5.362e-08 | 0 | 5.362e-08 | 5.362e-08 | 0 | 5.362e-08 | 0 | 0.00020896 | 0.00045804 | 0 | 0.00045804 | 0 | 1.4109e-07 | 1.8451e-07 | 0 | 1.8451e-07 | [12 empty] | 7.3.3.17.5 (Remote Grid) Updates to grid topology to minimize risk of ignition in HFTDs Remote GridWLDFREquipment / facility failureAggregated | WLDFR | HFTD - Distribution - Tier 2 - 2QU CoRE ¦ 5QU LoRE | Red Flag Warning - Large Fires | Equipment / facility failure | Aggregated | 2031 | 1.7388e-05 | 1464.9153 | 0.025471 | 2031 | Mitigation | 0.95 | 45 | 0 | esc | 0.00097009 | 1.6867e-08 | 0.00097009 | 1.6867e-08
[79 empty] | WLDFR | HFTD - Distribution - Tier 3 - 3QU CoRE ¦ 3QU LoRE | Red Flag Warning - Small Fires | 2032 | 6.4133e-07 | 6.4133e-07 | 0.083606 | 0.039055 | 0.001695 | 0.042856 | 0 | 0 | 0.00066993 | 5.362e-08 | 0 | 5.362e-08 | 5.362e-08 | 0 | 5.362e-08 | 0 | 0.00020896 | 0.00045804 | 0 | 0.00045804 | 0 | 1.5028e-07 | 1.9652e-07 | 0 | 1.9652e-07 | [12 empty] | 7.3.3.17.5 (Remote Grid) Updates to grid topology to minimize risk of ignition in HFTDs Remote GridWLDFREquipment / facility failureAggregated | WLDFR | HFTD - Distribution - Tier 2 - 2QU CoRE ¦ 5QU LoRE | Red Flag Warning - Large Fires | Equipment / facility failure | Aggregated | 2032 | 1.7388e-05 | 1464.9153 | 0.025471 | 2032 | Mitigation | 0.95 | 45 | 0 | esc | 0.00097009 | 1.6867e-08 | 0.00097009 | 1.6867e-08
[79 empty] | WLDFR | HFTD - Distribution - Tier 3 - 3QU CoRE ¦ 3QU LoRE | Red Flag Warning - Small Fires | 2033 | 6.4133e-07 | 6.4133e-07 | 0.087211 | 0.040679 | 0.0017655 | 0.044766 | 0 | 0 | 0.00066993 | 5.5931e-08 | 0 | 5.5931e-08 | 5.5931e-08 | 0 | 5.5931e-08 | 0 | 0.00020896 | 0.00045804 | 0 | 0.00045804 | 0 | 1.5028e-07 | 1.9652e-07 | 0 | 1.9652e-07 | [12 empty] | 7.3.3.17.5 (Remote Grid) Updates to grid topology to minimize risk of ignition in HFTDs Remote GridWLDFREquipment / facility failureAggregated | WLDFR | HFTD - Distribution - Tier 2 - 2QU CoRE ¦ 5QU LoRE | Red Flag Warning - Large Fires | Equipment / facility failure | Aggregated | 2033 | 1.7388e-05 | 1464.9153 | 0.025471 | 2033 | Mitigation | 0.95 | 45 | 0 | esc | 0.00097009 | 1.6867e-08 | 0.00097009 | 1.6867e-08
[79 empty] | WLDFR | HFTD - Distribution - Tier 3 - 3QU CoRE ¦ 3QU LoRE | Red Flag Warning - Small Fires | 2034 | 6.4133e-07 | 6.4133e-07 | 0.087211 | 0.040679 | 0.0017655 | 0.044766 | 0 | 0 | 0.00066993 | 5.5931e-08 | 0 | 5.5931e-08 | 5.5931e-08 | 0 | 5.5931e-08 | 0 | 0.00021929 | 0.0004807 | 0 | 0.0004807 | 0 | 1.5028e-07 | 1.9652e-07 | 0 | 1.9652e-07 | [12 empty] | 7.3.3.17.5 (Remote Grid) Updates to grid topology to minimize risk of ignition in HFTDs Remote GridWLDFREquipment / facility failureAggregated | WLDFR | HFTD - Distribution - Tier 2 - 2QU CoRE ¦ 5QU LoRE | Red Flag Warning - Large Fires | Equipment / facility failure | Aggregated | 2034 | 1.7388e-05 | 1464.9153 | 0.025471 | 2034 | Mitigation | 0.95 | 45 | 0 | esc | 0.00097009 | 1.6867e-08 | 0.00097009 | 1.6867e-08
[79 empty] | WLDFR | HFTD - Distribution - Tier 3 - 3QU CoRE ¦ 3QU LoRE | Red Flag Warning - Small Fires | 2035 | 6.4133e-07 | 6.4133e-07 | 0.087211 | 0.040679 | 0.0017655 | 0.044766 | 0 | 0 | 0.00066993 | 5.5931e-08 | 0 | 5.5931e-08 | 5.5931e-08 | 0 | 5.5931e-08 | 0 | 0.00021929 | 0.0004807 | 0 | 0.0004807 | 0 | 1.5028e-07 | 1.9652e-07 | 0 | 1.9652e-07 | [12 empty] | 7.3.3.17.5 (Remote Grid) Updates to grid topology to minimize risk of ignition in HFTDs Remote GridWLDFREquipment / facility failureAggregated | WLDFR | HFTD - Distribution - Tier 2 - 2QU CoRE ¦ 5QU LoRE | Red Flag Warning - Large Fires | Equipment / facility failure | Aggregated | 2035 | 1.7388e-05 | 1464.9153 | 0.025471 | 2035 | Mitigation | 0.95 | 45 | 0 | esc | 0.00097009 | 1.6867e-08 | 0.00097009 | 1.6867e-08
[79 empty] | WLDFR | HFTD - Distribution - Tier 3 - 3QU CoRE ¦ 3QU LoRE | Red Flag Warning - Small Fires | 2036 | 6.4133e-07 | 6.4133e-07 | 0.087211 | 0.040679 | 0.0017655 | 0.044766 | 0 | 0 | 0.00066993 | 5.5931e-08 | 0 | 5.5931e-08 | 5.5931e-08 | 0 | 5.5931e-08 | 0 | 0.00021929 | 0.0004807 | 0 | 0.0004807 | 0 | 1.5028e-07 | 1.9652e-07 | 0 | 1.9652e-07 | [12 empty] | 7.3.3.17.5 (Remote Grid) Updates to grid topology to minimize risk of ignition in HFTDs Remote GridWLDFREquipment / facility failureAggregated | WLDFR | HFTD - Distribution - Tier 2 - 2QU CoRE ¦ 5QU LoRE | Red Flag Warning - Large Fires | Equipment / facility failure | Aggregated | 2036 | 1.7388e-05 | 1464.9153 | 0.025471 | 2036 | Mitigation | 0.95 | 45 | 0 | esc | 0.00097009 | 1.6867e-08 | 0.00097009 | 1.6867e-08
[79 empty] | WLDFR | HFTD - Distribution - Tier 3 - 3QU CoRE ¦ 3QU LoRE | Red Flag Warning - Small Fires | 2037 | 6.4133e-07 | 6.4133e-07 | 0.087211 | 0.040679 | 0.0017655 | 0.044766 | 0 | 0 | 0.00066993 | 5.5931e-08 | 0 | 5.5931e-08 | 5.5931e-08 | 0 | 5.5931e-08 | 0 | 0.00021929 | 0.0004807 | 0 | 0.0004807 | 0 | 1.6004e-07 | 2.0928e-07 | 0 | 2.0928e-07 | [12 empty] | 7.3.3.17.5 (Remote Grid) Updates to grid topology to minimize risk of ignition in HFTDs Remote GridWLDFREquipment / facility failureAggregated | WLDFR | HFTD - Distribution - Tier 2 - 2QU CoRE ¦ 5QU LoRE | Red Flag Warning - Large Fires | Equipment / facility failure | Aggregated | 2037 | 1.7388e-05 | 1464.9153 | 0.025471 | 2037 | Mitigation | 0.95 | 45 | 0 | esc | 0.00097009 | 1.6867e-08 | 0.00097009 | 1.6867e-08
[79 empty] | WLDFR | HFTD - Distribution - Tier 3 - 3QU CoRE ¦ 3QU LoRE | Red Flag Warning - Small Fires | 2038 | 6.4133e-07 | 6.4133e-07 | 0.091184 | 0.042438 | 0.0018418 | 0.046905 | 0 | 0 | 0.00066993 | 5.8479e-08 | 0 | 5.8479e-08 | 5.8479e-08 | 0 | 5.8479e-08 | 0 | 0.00021929 | 0.0004807 | 0 | 0.0004807 | 0 | 1.6004e-07 | 2.0928e-07 | 0 | 2.0928e-07 | [12 empty] | 7.3.3.17.5 (Remote Grid) Updates to grid topology to minimize risk of ignition in HFTDs Remote GridWLDFREquipment / facility failureAggregated | WLDFR | HFTD - Distribution - Tier 2 - 2QU CoRE ¦ 5QU LoRE | Red Flag Warning - Large Fires | Equipment / facility failure | Aggregated | 2038 | 1.7388e-05 | 1464.9153 | 0.025471 | 2038 | Mitigation | 0.95 | 45 | 0 | esc | 0.00097009 | 1.6867e-08 | 0.00097009 | 1.6867e-08
[79 empty] | WLDFR | HFTD - Distribution - Tier 3 - 3QU CoRE ¦ 3QU LoRE | Red Flag Warning - Small Fires | 2039 | 6.4133e-07 | 6.4133e-07 | 0.091184 | 0.042438 | 0.0018418 | 0.046905 | 0 | 0 | 0.00066993 | 5.8479e-08 | 0 | 5.8479e-08 | 5.8479e-08 | 0 | 5.8479e-08 | 0 | 0.00022997 | 0.0005041 | 0 | 0.0005041 | 0 | 1.6004e-07 | 2.0928e-07 | 0 | 2.0928e-07 | [12 empty] | 7.3.3.17.5 (Remote Grid) Updates to grid topology to minimize risk of ignition in HFTDs Remote GridWLDFREquipment / facility failureAggregated | WLDFR | HFTD - Distribution - Tier 2 - 2QU CoRE ¦ 5QU LoRE | Red Flag Warning - Large Fires | Equipment / facility failure | Aggregated | 2039 | 1.7388e-05 | 1464.9153 | 0.025471 | 2039 | Mitigation | 0.95 | 45 | 0 | esc | 0.00097009 | 1.6867e-08 | 0.00097009 | 1.6867e-08
[79 empty] | WLDFR | HFTD - Distribution - Tier 3 - 3QU CoRE ¦ 3QU LoRE | Red Flag Warning - Small Fires | 2040 | 6.4133e-07 | 6.4133e-07 | 0.091184 | 0.042438 | 0.0018418 | 0.046905 | 0 | 0 | 0.00066993 | 5.8479e-08 | 0 | 5.8479e-08 | 5.8479e-08 | 0 | 5.8479e-08 | 0 | 0.00022997 | 0.0005041 | 0 | 0.0005041 | 0 | 1.6004e-07 | 2.0928e-07 | 0 | 2.0928e-07 | [12 empty] | 7.3.3.17.5 (Remote Grid) Updates to grid topology to minimize risk of ignition in HFTDs Remote GridWLDFREquipment / facility failureAggregated | WLDFR | HFTD - Distribution - Tier 2 - 2QU CoRE ¦ 5QU LoRE | Red Flag Warning - Large Fires | Equipment / facility failure | Aggregated | 2040 | 1.7388e-05 | 1464.9153 | 0.025471 | 2040 | Mitigation | 0.95 | 45 | 0 | esc | 0.00097009 | 1.6867e-08 | 0.00097009 | 1.6867e-08
[79 empty] | WLDFR | HFTD - Distribution - Tier 3 - 3QU CoRE ¦ 3QU LoRE | Red Flag Warning - Small Fires | 2041 | 6.4133e-07 | 6.4133e-07 | 0.091184 | 0.042438 | 0.0018418 | 0.046905 | 0 | 0 | 0.00066993 | 5.8479e-08 | 0 | 5.8479e-08 | 5.8479e-08 | 0 | 5.8479e-08 | 0 | 0.00022997 | 0.0005041 | 0 | 0.0005041 | 0 | 1.6004e-07 | 2.0928e-07 | 0 | 2.0928e-07 | [12 empty] | 7.3.3.17.5 (Remote Grid) Updates to grid topology to minimize risk of ignition in HFTDs Remote GridWLDFREquipment / facility failureAggregated | WLDFR | HFTD - Distribution - Tier 2 - 2QU CoRE ¦ 5QU LoRE | Red Flag Warning - Large Fires | Equipment / facility failure | Aggregated | 2041 | 1.7388e-05 | 1464.9153 | 0.025471 | 2041 | Mitigation | 0.95 | 45 | 0 | esc | 0.00097009 | 1.6867e-08 | 0.00097009 | 1.6867e-08
[79 empty] | WLDFR | HFTD - Distribution - Tier 3 - 3QU CoRE ¦ 3QU LoRE | Red Flag Warning - Small Fires | 2042 | 6.4133e-07 | 6.4133e-07 | 0.091184 | 0.042438 | 0.0018418 | 0.046905 | 0 | 0 | 0.00066993 | 5.8479e-08 | 0 | 5.8479e-08 | 5.8479e-08 | 0 | 5.8479e-08 | 0 | 0.00022997 | 0.0005041 | 0 | 0.0005041 | 0 | 1.7028e-07 | 2.2267e-07 | 0 | 2.2267e-07 | [12 empty] | 7.3.3.17.5 (Remote Grid) Updates to grid topology to minimize risk of ignition in HFTDs Remote GridWLDFREquipment / facility failureAggregated | WLDFR | HFTD - Distribution - Tier 2 - 2QU CoRE ¦ 5QU LoRE | Red Flag Warning - Large Fires | Equipment / facility failure | Aggregated | 2042 | 1.7388e-05 | 1464.9153 | 0.025471 | 2042 | Mitigation | 0.95 | 45 | 0 | esc | 0.00097009 | 1.6867e-08 | 0.00097009 | 1.6867e-08
[79 empty] | WLDFR | HFTD - Distribution - Tier 3 - 3QU CoRE ¦ 3QU LoRE | Red Flag Warning - Small Fires | 2043 | 6.4133e-07 | 6.4133e-07 | 0.095486 | 0.044306 | 0.0019228 | 0.049257 | 0 | 0 | 0.00066993 | 6.1238e-08 | 0 | 6.1238e-08 | 6.1238e-08 | 0 | 6.1238e-08 | 0 | 0.00022997 | 0.0005041 | 0 | 0.0005041 | 0 | 1.7028e-07 | 2.2267e-07 | 0 | 2.2267e-07 | [12 empty] | 7.3.3.17.5 (Remote Grid) Updates to grid topology to minimize risk of ignition in HFTDs Remote GridWLDFREquipment / facility failureAggregated | WLDFR | HFTD - Distribution - Tier 2 - 2QU CoRE ¦ 5QU LoRE | Red Flag Warning - Large Fires | Equipment / facility failure | Aggregated | 2043 | 1.7388e-05 | 1464.9153 | 0.025471 | 2043 | Mitigation | 0.95 | 45 | 0 | esc | 0.00097009 | 1.6867e-08 | 0.00097009 | 1.6867e-08
[79 empty] | WLDFR | HFTD - Distribution - Tier 3 - 3QU CoRE ¦ 3QU LoRE | Red Flag Warning - Small Fires | 2044 | 6.4133e-07 | 6.4133e-07 | 0.095486 | 0.044306 | 0.0019228 | 0.049257 | 0 | 0 | 0.00066993 | 6.1238e-08 | 0 | 6.1238e-08 | 6.1238e-08 | 0 | 6.1238e-08 | 0 | 0.00024085 | 0.00052796 | 0 | 0.00052796 | 0 | 1.7028e-07 | 2.2267e-07 | 0 | 2.2267e-07 | [12 empty] | 7.3.3.17.5 (Remote Grid) Updates to grid topology to minimize risk of ignition in HFTDs Remote GridWLDFREquipment / facility failureAggregated | WLDFR | HFTD - Distribution - Tier 2 - 2QU CoRE ¦ 5QU LoRE | Red Flag Warning - Large Fires | Equipment / facility failure | Aggregated | 2044 | 1.7388e-05 | 1464.9153 | 0.025471 | 2044 | Mitigation | 0.95 | 45 | 0 | esc | 0.00097009 | 1.6867e-08 | 0.00097009 | 1.6867e-08
[79 empty] | WLDFR | HFTD - Distribution - Tier 3 - 3QU CoRE ¦ 3QU LoRE | Red Flag Warning - Small Fires | 2045 | 6.4133e-07 | 6.4133e-07 | 0.095486 | 0.044306 | 0.0019228 | 0.049257 | 0 | 0 | 0.00066993 | 6.1238e-08 | 0 | 6.1238e-08 | 6.1238e-08 | 0 | 6.1238e-08 | 0 | 0.00024085 | 0.00052796 | 0 | 0.00052796 | 0 | 1.7028e-07 | 2.2267e-07 | 0 | 2.2267e-07 | [12 empty] | 7.3.3.17.5 (Remote Grid) Updates to grid topology to minimize risk of ignition in HFTDs Remote GridWLDFREquipment / facility failureAggregated | WLDFR | HFTD - Distribution - Tier 2 - 2QU CoRE ¦ 5QU LoRE | Red Flag Warning - Large Fires | Equipment / facility failure | Aggregated | 2045 | 1.7388e-05 | 1464.9153 | 0.025471 | 2045 | Mitigation | 0.95 | 45 | 0 | esc | 0.00097009 | 1.6867e-08 | 0.00097009 | 1.6867e-08
[79 empty] | WLDFR | HFTD - Distribution - Tier 3 - 3QU CoRE ¦ 3QU LoRE | Red Flag Warning - Small Fires | 2046 | 6.4133e-07 | 6.4133e-07 | 0.095486 | 0.044306 | 0.0019228 | 0.049257 | 0 | 0 | 0.00066993 | 6.1238e-08 | 0 | 6.1238e-08 | 6.1238e-08 | 0 | 6.1238e-08 | 0 | 0.00024085 | 0.00052796 | 0 | 0.00052796 | 0 | 1.7028e-07 | 2.2267e-07 | 0 | 2.2267e-07 | [12 empty] | 7.3.3.17.5 (Remote Grid) Updates to grid topology to minimize risk of ignition in HFTDs Remote GridWLDFREquipment / facility failureAggregated | WLDFR | HFTD - Distribution - Tier 2 - 2QU CoRE ¦ 5QU LoRE | Red Flag Warning - Large Fires | Equipment / facility failure | Aggregated | 2046 | 1.7388e-05 | 1464.9153 | 0.025471 | 2046 | Mitigation | 0.95 | 45 | 0 | esc | 0.00097009 | 1.6867e-08 | 0.00097009 | 1.6867e-08
[79 empty] | WLDFR | HFTD - Distribution - Tier 3 - 3QU CoRE ¦ 3QU LoRE | Red Flag Warning - Small Fires | 2047 | 6.4133e-07 | 6.4133e-07 | 0.095486 | 0.044306 | 0.0019228 | 0.049257 | 0 | 0 | 0.00066993 | 6.1238e-08 | 0 | 6.1238e-08 | 6.1238e-08 | 0 | 6.1238e-08 | 0 | 0.00024085 | 0.00052796 | 0 | 0.00052796 | 0 | 1.8087e-07 | 2.3652e-07 | 0 | 2.3652e-07 | [12 empty] | 7.3.3.17.5 (Remote Grid) Updates to grid topology to minimize risk of ignition in HFTDs Remote GridWLDFREquipment / facility failureAggregated | WLDFR | HFTD - Distribution - Tier 2 - 2QU CoRE ¦ 5QU LoRE | Red Flag Warning - Large Fires | Equipment / facility failure | Aggregated | 2047 | 1.7388e-05 | 1464.9153 | 0.025471 | 2047 | Mitigation | 0.95 | 45 | 0 | esc | 0.00097009 | 1.6867e-08 | 0.00097009 | 1.6867e-08
[79 empty] | WLDFR | HFTD - Distribution - Tier 3 - 3QU CoRE ¦ 3QU LoRE | Red Flag Warning - Small Fires | 2048 | 6.4133e-07 | 6.4133e-07 | 0.10007 | 0.04626 | 0.0020076 | 0.051804 | 0 | 0 | 0.00066993 | 6.4179e-08 | 0 | 6.4179e-08 | 6.4179e-08 | 0 | 6.4179e-08 | 0 | 0.00024085 | 0.00052796 | 0 | 0.00052796 | 0 | 1.8087e-07 | 2.3652e-07 | 0 | 2.3652e-07 | [12 empty] | 7.3.3.17.5 (Remote Grid) Updates to grid topology to minimize risk of ignition in HFTDs Remote GridWLDFREquipment / facility failureAggregated | WLDFR | HFTD - Distribution - Tier 2 - 2QU CoRE ¦ 5QU LoRE | Red Flag Warning - Large Fires | Equipment / facility failure | Aggregated | 2048 | 1.7388e-05 | 1464.9153 | 0.025471 | 2048 | Mitigation | 0.95 | 45 | 0 | esc | 0.00097009 | 1.6867e-08 | 0.00097009 | 1.6867e-08
[79 empty] | WLDFR | HFTD - Distribution - Tier 3 - 3QU CoRE ¦ 3QU LoRE | Red Flag Warning - Small Fires | 2049 | 6.4133e-07 | 6.4133e-07 | 0.10007 | 0.04626 | 0.0020076 | 0.051804 | 0 | 0 | 0.00066993 | 6.4179e-08 | 0 | 6.4179e-08 | 6.4179e-08 | 0 | 6.4179e-08 | 0 | 0.00025181 | 0.00055198 | 0 | 0.00055198 | 0 | 1.8087e-07 | 2.3652e-07 | 0 | 2.3652e-07 | [12 empty] | 7.3.3.17.5 (Remote Grid) Updates to grid topology to minimize risk of ignition in HFTDs Remote GridWLDFREquipment / facility failureAggregated | WLDFR | HFTD - Distribution - Tier 2 - 2QU CoRE ¦ 5QU LoRE | Red Flag Warning - Large Fires | Equipment / facility failure | Aggregated | 2049 | 1.7388e-05 | 1464.9153 | 0.025471 | 2049 | Mitigation | 0.95 | 45 | 0 | esc | 0.00097009 | 1.6867e-08 | 0.00097009 | 1.6867e-08
[79 empty] | WLDFR | HFTD - Distribution - Tier 3 - 3QU CoRE ¦ 3QU LoRE | Red Flag Warning - Small Fires | 2050 | 6.4133e-07 | 6.4133e-07 | 0.10007 | 0.04626 | 0.0020076 | 0.051804 | 0 | 0 | 0.00066993 | 6.4179e-08 | 0 | 6.4179e-08 | 6.4179e-08 | 0 | 6.4179e-08 | 0 | 0.00025181 | 0.00055198 | 0 | 0.00055198 | 0 | 1.8087e-07 | 2.3652e-07 | 0 | 2.3652e-07 | [12 empty] | 7.3.3.17.5 (Remote Grid) Updates to grid topology to minimize risk of ignition in HFTDs Remote GridWLDFREquipment / facility failureAggregated | WLDFR | HFTD - Distribution - Tier 2 - 2QU CoRE ¦ 5QU LoRE | Red Flag Warning - Large Fires | Equipment / facility failure | Aggregated | 2050 | 1.7388e-05 | 1464.9153 | 0.025471 | 2050 | Mitigation | 0.95 | 45 | 0 | esc | 0.00097009 | 1.6867e-08 | 0.00097009 | 1.6867e-08
[79 empty] | WLDFR | HFTD - Distribution - Tier 3 - 3QU CoRE ¦ 3QU LoRE | Red Flag Warning - Small Fires | 2051 | 6.4133e-07 | 6.4133e-07 | 0.10007 | 0.04626 | 0.0020076 | 0.051804 | 0 | 0 | 0.00066993 | 6.4179e-08 | 0 | 6.4179e-08 | 6.4179e-08 | 0 | 6.4179e-08 | 0 | 0.00025181 | 0.00055198 | 0 | 0.00055198 | 0 | 1.8087e-07 | 2.3652e-07 | 0 | 2.3652e-07 | [12 empty] | 7.3.3.17.5 (Remote Grid) Updates to grid topology to minimize risk of ignition in HFTDs Remote GridWLDFREquipment / facility failureAggregated | WLDFR | HFTD - Distribution - Tier 2 - 2QU CoRE ¦ 5QU LoRE | Red Flag Warning - Large Fires | Equipment / facility failure | Aggregated | 2051 | 1.7388e-05 | 1464.9153 | 0.025471 | 2051 | Mitigation | 0.95 | 45 | 0 | esc | 0.00097009 | 1.6867e-08 | 0.00097009 | 1.6867e-08
[79 empty] | WLDFR | HFTD - Distribution - Tier 3 - 3QU CoRE ¦ 3QU LoRE | Red Flag Warning - Small Fires | 2052 | 6.4133e-07 | 6.4133e-07 | 0.10007 | 0.04626 | 0.0020076 | 0.051804 | 0 | 0 | 0.00066993 | 6.4179e-08 | 0 | 6.4179e-08 | 6.4179e-08 | 0 | 6.4179e-08 | 0 | 0.00025181 | 0.00055198 | 0 | 0.00055198 | 0 | 1.917e-07 | 2.5069e-07 | 0 | 2.5069e-07 | [12 empty] | 7.3.3.17.5 (Remote Grid) Updates to grid topology to minimize risk of ignition in HFTDs Remote GridWLDFREquipment / facility failureAggregated | WLDFR | HFTD - Distribution - Tier 2 - 2QU CoRE ¦ 5QU LoRE | Red Flag Warning - Large Fires | Equipment / facility failure | Aggregated | 2052 | 1.7388e-05 | 1464.9153 | 0.025471 | 2052 | Mitigation | 0.95 | 45 | 0 | esc | 0.00097009 | 1.6867e-08 | 0.00097009 | 1.6867e-08
[79 empty] | WLDFR | HFTD - Distribution - Tier 3 - 3QU CoRE ¦ 3QU LoRE | Red Flag Warning - Small Fires | 2053 | 6.4133e-07 | 6.4133e-07 | 0.10489 | 0.048274 | 0.002095 | 0.054525 | 0 | 0 | 0.00066993 | 6.7272e-08 | 0 | 6.7272e-08 | 6.7272e-08 | 0 | 6.7272e-08 | 0 | 0.00025181 | 0.00055198 | 0 | 0.00055198 | 0 | 1.917e-07 | 2.5069e-07 | 0 | 2.5069e-07 | [12 empty] | 7.3.3.17.5 (Remote Grid) Updates to grid topology to minimize risk of ignition in HFTDs Remote GridWLDFREquipment / facility failureAggregated | WLDFR | HFTD - Distribution - Tier 2 - 2QU CoRE ¦ 5QU LoRE | Red Flag Warning - Large Fires | Equipment / facility failure | Aggregated | 2053 | 1.7388e-05 | 1464.9153 | 0.025471 | 2053 | Mitigation | 0.95 | 45 | 0 | esc | 0.00097009 | 1.6867e-08 | 0.00097009 | 1.6867e-08
[79 empty] | WLDFR | HFTD - Distribution - Tier 3 - 3QU CoRE ¦ 3QU LoRE | Red Flag Warning - Small Fires | 2054 | 6.4133e-07 | 6.4133e-07 | 0.10489 | 0.048274 | 0.002095 | 0.054525 | 0 | 0 | 0.00066993 | 6.7272e-08 | 0 | 6.7272e-08 | 6.7272e-08 | 0 | 6.7272e-08 | 0 | 0.00026271 | 0.00057588 | 0 | 0.00057588 | 0 | 1.917e-07 | 2.5069e-07 | 0 | 2.5069e-07 | [12 empty] | 7.3.3.17.5 (Remote Grid) Updates to grid topology to minimize risk of ignition in HFTDs Remote GridWLDFREquipment / facility failureAggregated | WLDFR | HFTD - Distribution - Tier 2 - 2QU CoRE ¦ 5QU LoRE | Red Flag Warning - Large Fires | Equipment / facility failure | Aggregated | 2054 | 1.7388e-05 | 1464.9153 | 0.025471 | 2054 | Mitigation | 0.95 | 45 | 0 | esc | 0.00097009 | 1.6867e-08 | 0.00097009 | 1.6867e-08
[79 empty] | WLDFR | HFTD - Distribution - Tier 3 - 3QU CoRE ¦ 3QU LoRE | Red Flag Warning - Small Fires | 2055 | 6.4133e-07 | 6.4133e-07 | 0.10489 | 0.048274 | 0.002095 | 0.054525 | 0 | 0 | 0.00066993 | 6.7272e-08 | 0 | 6.7272e-08 | 6.7272e-08 | 0 | 6.7272e-08 | 0 | 0.00026271 | 0.00057588 | 0 | 0.00057588 | 0 | 1.917e-07 | 2.5069e-07 | 0 | 2.5069e-07 | [12 empty] | 7.3.3.17.5 (Remote Grid) Updates to grid topology to minimize risk of ignition in HFTDs Remote GridWLDFREquipment / facility failureAggregated | WLDFR | HFTD - Distribution - Tier 2 - 2QU CoRE ¦ 5QU LoRE | Red Flag Warning - Large Fires | Equipment / facility failure | Aggregated | 2055 | 1.7388e-05 | 1464.9153 | 0.025471 | 2055 | Mitigation | 0.95 | 45 | 0 | esc | 0.00097009 | 1.6867e-08 | 0.00097009 | 1.6867e-08
[79 empty] | WLDFR | HFTD - Distribution - Tier 3 - 3QU CoRE ¦ 3QU LoRE | Red Flag Warning - Small Fires | 2056 | 6.4133e-07 | 6.4133e-07 | 0.10489 | 0.048274 | 0.002095 | 0.054525 | 0 | 0 | 0.00066993 | 6.7272e-08 | 0 | 6.7272e-08 | 6.7272e-08 | 0 | 6.7272e-08 | 0 | 0.00026271 | 0.00057588 | 0 | 0.00057588 | 0 | 1.917e-07 | 2.5069e-07 | 0 | 2.5069e-07 | [12 empty] | 7.3.3.17.5 (Remote Grid) Updates to grid topology to minimize risk of ignition in HFTDs Remote GridWLDFREquipment / facility failureAggregated | WLDFR | HFTD - Distribution - Tier 2 - 2QU CoRE ¦ 5QU LoRE | Red Flag Warning - Large Fires | Equipment / facility failure | Aggregated | 2056 | 1.7388e-05 | 1464.9153 | 0.025471 | 2056 | Mitigation | 0.95 | 45 | 0 | esc | 0.00097009 | 1.6867e-08 | 0.00097009 | 1.6867e-08
[79 empty] | WLDFR | HFTD - Distribution - Tier 3 - 3QU CoRE ¦ 3QU LoRE | Red Flag Warning - Small Fires | 2057 | 6.4133e-07 | 6.4133e-07 | 0.10489 | 0.048274 | 0.002095 | 0.054525 | 0 | 0 | 0.00066993 | 6.7272e-08 | 0 | 6.7272e-08 | 6.7272e-08 | 0 | 6.7272e-08 | 0 | 0 | 0.00057588 | 0 | 0.00057588 | 0 | 2.0263e-07 | 2.6497e-07 | 0 | 2.6497e-07 | [12 empty] | 7.3.3.17.5 (Remote Grid) Updates to grid topology to minimize risk of ignition in HFTDs Remote GridWLDFREquipment / facility failureAggregated | WLDFR | HFTD - Distribution - Tier 2 - 2QU CoRE ¦ 5QU LoRE | Red Flag Warning - Large Fires | Equipment / facility failure | Aggregated | 2057 | 1.7388e-05 | 1464.9153 | 0.025471 | 2057 | Mitigation | 0.95 | 45 | 0 | esc | 0.00097009 | 1.6867e-08 | 0.00097009 | 1.6867e-08
[79 empty] | WLDFR | HFTD - Distribution - Tier 3 - 3QU CoRE ¦ 3QU LoRE | Red Flag Warning - Small Fires | 2058 | 6.4133e-07 | 6.4133e-07 | 0.1099 | 0.050325 | 0.0021839 | 0.057393 | 0 | 0 | 0.00066993 | 7.0484e-08 | 0 | 7.0484e-08 | 7.0484e-08 | 0 | 7.0484e-08 | 0 | 0 | 0 | 0 | 0 | 0 | 2.0263e-07 | 2.6497e-07 | 0 | 2.6497e-07 | [12 empty] | 7.3.3.17.5 (Remote Grid) Updates to grid topology to minimize risk of ignition in HFTDs Remote GridWLDFREquipment / facility failureAggregated | WLDFR | HFTD - Distribution - Tier 2 - 2QU CoRE ¦ 5QU LoRE | Red Flag Warning - Large Fires | Equipment / facility failure | Aggregated | 2058 | 1.7388e-05 | 1464.9153 | 0.025471 | 2058 | Mitigation | 0.95 | 45 | 0 | esc | 0.00097009 | 1.6867e-08 | 0.00097009 | 1.6867e-08
[79 empty] | WLDFR | HFTD - Distribution - Tier 3 - 3QU CoRE ¦ 3QU LoRE | Red Flag Warning - Small Fires | 2059 | 6.4133e-07 | 6.4133e-07 | 0.1099 | 0.050325 | 0.0021839 | 0.057393 | 0 | 0 | 0.00066993 | 7.0484e-08 | 0 | 7.0484e-08 | 7.0484e-08 | 0 | 7.0484e-08 | 0 | 8.7424e-07 | 0 | 0 | 0 | 0 | 2.0263e-07 | 2.6497e-07 | 0 | 2.6497e-07 | [12 empty] | 7.3.3.17.5 (Remote Grid) Updates to grid topology to minimize risk of ignition in HFTDs Remote GridWLDFREquipment / facility failureAggregated | WLDFR | HFTD - Distribution - Tier 2 - 2QU CoRE ¦ 5QU LoRE | Red Flag Warning - Large Fires | Equipment / facility failure | Aggregated | 2059 | 1.7388e-05 | 1464.9153 | 0.025471 | 2059 | Mitigation | 0.95 | 45 | 0 | esc | 0.00097009 | 1.6867e-08 | 0.00097009 | 1.6867e-08
[79 empty] | WLDFR | HFTD - Distribution - Tier 3 - 3QU CoRE ¦ 3QU LoRE | Red Flag Warning - Small Fires | 2060 | 6.4133e-07 | 6.4133e-07 | 0.1099 | 0.050325 | 0.0021839 | 0.057393 | 0 | 0 | 0.00066993 | 7.0484e-08 | 0 | 7.0484e-08 | 7.0484e-08 | 0 | 7.0484e-08 | 0 | 9.1335e-07 | 2.0021e-06 | 0 | 2.0021e-06 | 0 | 2.0263e-07 | 2.6497e-07 | 0 | 2.6497e-07 | [12 empty] | 7.3.3.17.5 (Remote Grid) Updates to grid topology to minimize risk of ignition in HFTDs Remote GridWLDFREquipment / facility failureAggregated | WLDFR | HFTD - Distribution - Tier 2 - 2QU CoRE ¦ 5QU LoRE | Red Flag Warning - Large Fires | Equipment / facility failure | Aggregated | 2060 | 1.7388e-05 | 1464.9153 | 0.025471 | 2060 | Mitigation | 0.95 | 45 | 0 | esc | 0.00097009 | 1.6867e-08 | 0.00097009 | 1.6867e-08
[79 empty] | WLDFR | HFTD - Distribution - Tier 3 - 3QU CoRE ¦ 3QU LoRE | Red Flag Warning - Small Fires | 2061 | 6.4133e-07 | 6.4133e-07 | 0.1099 | 0.050325 | 0.0021839 | 0.057393 | 0 | 0 | 0.00066993 | 7.0484e-08 | 0 | 7.0484e-08 | 7.0484e-08 | 0 | 7.0484e-08 | 0 | 9.1335e-07 | 2.0021e-06 | 0 | 2.0021e-06 | 0 | 0 | 2.6497e-07 | 0 | 2.6497e-07 | [12 empty] | 7.3.3.17.5 (Remote Grid) Updates to grid topology to minimize risk of ignition in HFTDs Remote GridWLDFREquipment / facility failureAggregated | WLDFR | HFTD - Distribution - Tier 2 - 2QU CoRE ¦ 5QU LoRE | Red Flag Warning - Large Fires | Equipment / facility failure | Aggregated | 2061 | 1.7388e-05 | 1464.9153 | 0.025471 | 2061 | Mitigation | 0.95 | 45 | 0 | esc | 0.00097009 | 1.6867e-08 | 0.00097009 | 1.6867e-08
[79 empty] | WLDFR | HFTD - Distribution - Tier 3 - 3QU CoRE ¦ 3QU LoRE | Red Flag Warning - Small Fires | 2062 | 6.4133e-07 | 6.4133e-07 | 0.1099 | 0.050325 | 0.0021839 | 0.057393 | 0 | 0 | 0.00066993 | 7.0484e-08 | 0 | 7.0484e-08 | 7.0484e-08 | 0 | 7.0484e-08 | 0 | 9.1335e-07 | 2.0021e-06 | 0 | 2.0021e-06 | 0 | 0 | 0 | 0 | 0 | [12 empty] | 7.3.3.17.5 (Remote Grid) Updates to grid topology to minimize risk of ignition in HFTDs Remote GridWLDFREquipment / facility failureAggregated | WLDFR | HFTD - Distribution - Tier 2 - 2QU CoRE ¦ 5QU LoRE | Red Flag Warning - Large Fires | Equipment / facility failure | Aggregated | 2062 | 1.7388e-05 | 1464.9153 | 0.025471 | 2062 | Mitigation | 0.95 | 45 | 0 | esc | 0.00097009 | 1.6867e-08 | 0.00097009 | 1.6867e-08
[79 empty] | WLDFR | HFTD - Distribution - Tier 3 - 3QU CoRE ¦ 3QU LoRE | Red Flag Warning - Small Fires | 2063 | 6.4133e-07 | 6.4133e-07 | 0.11504 | 0.052388 | 0.0022734 | 0.060377 | 0 | 0 | 0.00066993 | 7.3778e-08 | 0 | 7.3778e-08 | 7.3778e-08 | 0 | 7.3778e-08 | 0 | 9.1335e-07 | 2.0021e-06 | 0 | 2.0021e-06 | 0 | 0 | 0 | 0 | 0 | [12 empty] | 7.3.3.17.5 (Remote Grid) Updates to grid topology to minimize risk of ignition in HFTDs Remote GridWLDFREquipment / facility failureAggregated | WLDFR | HFTD - Distribution - Tier 2 - 2QU CoRE ¦ 5QU LoRE | Red Flag Warning - Large Fires | Equipment / facility failure | Aggregated | 2063 | 1.7388e-05 | 1464.9153 | 0.025471 | 2063 | Mitigation | 0.95 | 45 | 0 | esc | 0.00097009 | 1.6867e-08 | 0.00097009 | 1.6867e-08
[79 empty] | WLDFR | HFTD - Distribution - Tier 3 - 3QU CoRE ¦ 3QU LoRE | Red Flag Warning - Small Fires | 2064 | 6.4133e-07 | 6.4133e-07 | 0.11504 | 0.052388 | 0.0022734 | 0.060377 | 0 | 0 | 0.00066993 | 7.3778e-08 | 0 | 7.3778e-08 | 7.3778e-08 | 0 | 7.3778e-08 | 0 | 9.1335e-07 | 2.0021e-06 | 0 | 2.0021e-06 | 0 | 6.8255e-07 | 0 | 0 | 0 | [12 empty] | 7.3.3.17.5 (Remote Grid) Updates to grid topology to minimize risk of ignition in HFTDs Remote GridWLDFREquipment / facility failureAggregated | WLDFR | HFTD - Distribution - Tier 2 - 2QU CoRE ¦ 5QU LoRE | Red Flag Warning - Large Fires | Equipment / facility failure | Aggregated | 2064 | 1.7388e-05 | 1464.9153 | 0.025471 | 2064 | Mitigation | 0.95 | 45 | 0 | esc | 0.00097009 | 1.6867e-08 | 0.00097009 | 1.6867e-08
[79 empty] | WLDFR | HFTD - Distribution - Tier 3 - 3QU CoRE ¦ 3QU LoRE | Red Flag Warning - Small Fires | 2065 | 6.4133e-07 | 6.4133e-07 | 0.11504 | 0.052388 | 0.0022734 | 0.060377 | 0 | 0 | 0.00066993 | 7.3778e-08 | 0 | 7.3778e-08 | 7.3778e-08 | 0 | 7.3778e-08 | 0 | 9.6373e-07 | 2.1125e-06 | 0 | 2.1125e-06 | 0 | 7.0453e-07 | 9.213e-07 | 0 | 9.213e-07 | [12 empty] | 7.3.3.17.5 (Remote Grid) Updates to grid topology to minimize risk of ignition in HFTDs Remote GridWLDFREquipment / facility failureAggregated | WLDFR | HFTD - Distribution - Tier 2 - 2QU CoRE ¦ 5QU LoRE | Red Flag Warning - Large Fires | Equipment / facility failure | Aggregated | 2065 | 1.7388e-05 | 1464.9153 | 0.025471 | 2065 | Mitigation | 0.95 | 45 | 0 | esc | 0.00097009 | 1.6867e-08 | 0.00097009 | 1.6867e-08
[79 empty] | WLDFR | HFTD - Distribution - Tier 3 - 3QU CoRE ¦ 3QU LoRE | Red Flag Warning - Small Fires | 2066 | 6.4133e-07 | 6.4133e-07 | 0.11504 | 0.052388 | 0.0022734 | 0.060377 | 0 | 0 | 0.00066993 | 7.3778e-08 | 0 | 7.3778e-08 | 7.3778e-08 | 0 | 7.3778e-08 | 0 | 9.6373e-07 | 2.1125e-06 | 0 | 2.1125e-06 | 0 | 7.0453e-07 | 9.213e-07 | 0 | 9.213e-07 | [12 empty] | 7.3.3.17.5 (Remote Grid) Updates to grid topology to minimize risk of ignition in HFTDs Remote GridWLDFREquipment / facility failureAggregated | WLDFR | HFTD - Distribution - Tier 2 - 2QU CoRE ¦ 5QU LoRE | Red Flag Warning - Large Fires | Equipment / facility failure | Aggregated | 2066 | 1.7388e-05 | 1464.9153 | 0.025471 | 2066 | Mitigation | 0.95 | 45 | 0 | esc | 0.00097009 | 1.6867e-08 | 0.00097009 | 1.6867e-08
[79 empty] | WLDFR | HFTD - Distribution - Tier 3 - 3QU CoRE ¦ 3QU LoRE | Red Flag Warning - Small Fires | 2067 | 0 | 6.4133e-07 | 0.11504 | 0.052388 | 0.0022734 | 0.060377 | 0 | 0 | 0.00066993 | 0 | 0 | 0 | 7.3778e-08 | 0 | 7.3778e-08 | 0 | 9.6373e-07 | 2.1125e-06 | 0 | 2.1125e-06 | 0 | 7.0453e-07 | 9.213e-07 | 0 | 9.213e-07 | [12 empty] | 7.3.3.17.5 (Remote Grid) Updates to grid topology to minimize risk of ignition in HFTDs Remote GridWLDFREquipment / facility failureAggregated | WLDFR | HFTD - Distribution - Tier 2 - 2QU CoRE ¦ 5QU LoRE | Red Flag Warning - Large Fires | Equipment / facility failure | Aggregated | 2067 | 1.7388e-05 | 1464.9153 | 0.025471 | 2067 | Mitigation | 0.95 | 45 | 0 | esc | 0 | 0 | 0.00097009 | 1.6867e-08
[79 empty] | WLDFR | HFTD - Distribution - Tier 3 - 3QU CoRE ¦ 4QU LoRE | Non-Red Flag Warning - Catastrophic Fires | 2022 | 6.2121e-10 | 0 | 14146.1306 | 222.2294 | 8585.7228 | 5338.1784 | 0 | 0 | 8.8418e-07 | 8.7877e-06 | 0 | 8.7877e-06 | 0 | 0 | 0 | 0 | 9.6373e-07 | 2.1125e-06 | 0 | 2.1125e-06 | 0 | 7.0453e-07 | 9.213e-07 | 0 | 9.213e-07 | [12 empty] | 7.3.3.17.5 (Remote Grid) Updates to grid topology to minimize risk of ignition in HFTDs Remote GridWLDFRVegetation ContactAggregated | WLDFR | HFTD - Distribution - Tier 2 - 2QU CoRE ¦ 5QU LoRE | Red Flag Warning - Large Fires | Vegetation Contact | Aggregated | 2022 | 1.7067e-05 | 1464.9153 | 0.025002 | 2022 | Mitigation | 0.95 | 45 | 0 | esc | 0.00097009 | 1.6556e-08 | 0 | 0
[79 empty] | WLDFR | HFTD - Distribution - Tier 3 - 3QU CoRE ¦ 4QU LoRE | Non-Red Flag Warning - Catastrophic Fires | 2023 | 6.2121e-10 | 6.2121e-10 | 14664.6376 | 233.2301 | 8896.516 | 5534.8915 | 0 | 0 | 8.8418e-07 | 9.1098e-06 | 0 | 9.1098e-06 | 9.1098e-06 | 0 | 9.1098e-06 | 0 | 9.6373e-07 | 2.1125e-06 | 0 | 2.1125e-06 | 0 | 7.0453e-07 | 9.213e-07 | 0 | 9.213e-07 | [12 empty] | 7.3.3.17.5 (Remote Grid) Updates to grid topology to minimize risk of ignition in HFTDs Remote GridWLDFRVegetation ContactAggregated | WLDFR | HFTD - Distribution - Tier 2 - 2QU CoRE ¦ 5QU LoRE | Red Flag Warning - Large Fires | Vegetation Contact | Aggregated | 2023 | 1.7067e-05 | 1464.9153 | 0.025002 | 2023 | Mitigation | 0.95 | 45 | 0 | esc | 0.00097009 | 1.6556e-08 | 0.00097009 | 1.6556e-08
[79 empty] | WLDFR | HFTD - Distribution - Tier 3 - 3QU CoRE ¦ 4QU LoRE | Non-Red Flag Warning - Catastrophic Fires | 2024 | 6.2121e-10 | 6.2121e-10 | 14664.6376 | 233.2301 | 8896.516 | 5534.8915 | 0 | 0 | 8.8418e-07 | 9.1098e-06 | 0 | 9.1098e-06 | 9.1098e-06 | 0 | 9.1098e-06 | 0 | 1.021e-06 | 2.2381e-06 | 0 | 2.2381e-06 | 0 | 7.3255e-07 | 9.5795e-07 | 0 | 9.5795e-07 | [12 empty] | 7.3.3.17.5 (Remote Grid) Updates to grid topology to minimize risk of ignition in HFTDs Remote GridWLDFRVegetation ContactAggregated | WLDFR | HFTD - Distribution - Tier 2 - 2QU CoRE ¦ 5QU LoRE | Red Flag Warning - Large Fires | Vegetation Contact | Aggregated | 2024 | 1.7067e-05 | 1464.9153 | 0.025002 | 2024 | Mitigation | 0.95 | 45 | 0 | esc | 0.00097009 | 1.6556e-08 | 0.00097009 | 1.6556e-08
[79 empty] | WLDFR | HFTD - Distribution - Tier 3 - 3QU CoRE ¦ 4QU LoRE | Non-Red Flag Warning - Catastrophic Fires | 2025 | 6.2121e-10 | 6.2121e-10 | 14664.6376 | 233.2301 | 8896.516 | 5534.8915 | 0 | 0 | 8.8418e-07 | 9.1098e-06 | 0 | 9.1098e-06 | 9.1098e-06 | 0 | 9.1098e-06 | 0 | 1.021e-06 | 2.2381e-06 | 0 | 2.2381e-06 | 0 | 7.3255e-07 | 9.5795e-07 | 0 | 9.5795e-07 | [12 empty] | 7.3.3.17.5 (Remote Grid) Updates to grid topology to minimize risk of ignition in HFTDs Remote GridWLDFRVegetation ContactAggregated | WLDFR | HFTD - Distribution - Tier 2 - 2QU CoRE ¦ 5QU LoRE | Red Flag Warning - Large Fires | Vegetation Contact | Aggregated | 2025 | 1.7067e-05 | 1464.9153 | 0.025002 | 2025 | Mitigation | 0.95 | 45 | 0 | esc | 0.00097009 | 1.6556e-08 | 0.00097009 | 1.6556e-08
[79 empty] | WLDFR | HFTD - Distribution - Tier 3 - 3QU CoRE ¦ 4QU LoRE | Non-Red Flag Warning - Catastrophic Fires | 2026 | 6.2121e-10 | 6.2121e-10 | 14664.6376 | 233.2301 | 8896.516 | 5534.8915 | 0 | 0 | 8.8418e-07 | 9.1098e-06 | 0 | 9.1098e-06 | 9.1098e-06 | 0 | 9.1098e-06 | 0 | 1.021e-06 | 2.2381e-06 | 0 | 2.2381e-06 | 0 | 7.3255e-07 | 9.5795e-07 | 0 | 9.5795e-07 | [12 empty] | 7.3.3.17.5 (Remote Grid) Updates to grid topology to minimize risk of ignition in HFTDs Remote GridWLDFRVegetation ContactAggregated | WLDFR | HFTD - Distribution - Tier 2 - 2QU CoRE ¦ 5QU LoRE | Red Flag Warning - Large Fires | Vegetation Contact | Aggregated | 2026 | 1.7067e-05 | 1464.9153 | 0.025002 | 2026 | Mitigation | 0.95 | 45 | 0 | esc | 0.00097009 | 1.6556e-08 | 0.00097009 | 1.6556e-08
[79 empty] | WLDFR | HFTD - Distribution - Tier 3 - 3QU CoRE ¦ 4QU LoRE | Non-Red Flag Warning - Catastrophic Fires | 2027 | 6.2121e-10 | 6.2121e-10 | 14664.6376 | 233.2301 | 8896.516 | 5534.8915 | 0 | 0 | 8.8418e-07 | 9.1098e-06 | 0 | 9.1098e-06 | 9.1098e-06 | 0 | 9.1098e-06 | 0 | 1.021e-06 | 2.2381e-06 | 0 | 2.2381e-06 | 0 | 7.3255e-07 | 9.5795e-07 | 0 | 9.5795e-07 | [12 empty] | 7.3.3.17.5 (Remote Grid) Updates to grid topology to minimize risk of ignition in HFTDs Remote GridWLDFRVegetation ContactAggregated | WLDFR | HFTD - Distribution - Tier 2 - 2QU CoRE ¦ 5QU LoRE | Red Flag Warning - Large Fires | Vegetation Contact | Aggregated | 2027 | 1.7067e-05 | 1464.9153 | 0.025002 | 2027 | Mitigation | 0.95 | 45 | 0 | esc | 0.00097009 | 1.6556e-08 | 0.00097009 | 1.6556e-08
[79 empty] | WLDFR | HFTD - Distribution - Tier 3 - 3QU CoRE ¦ 4QU LoRE | Non-Red Flag Warning - Catastrophic Fires | 2028 | 6.2121e-10 | 6.2121e-10 | 15317.9909 | 247.273 | 9287.6491 | 5783.0689 | 0 | 0 | 8.8418e-07 | 9.5156e-06 | 0 | 9.5156e-06 | 9.5156e-06 | 0 | 9.5156e-06 | 0 | 1.021e-06 | 2.2381e-06 | 0 | 2.2381e-06 | 0 | 7.3255e-07 | 9.5795e-07 | 0 | 9.5795e-07 | [12 empty] | 7.3.3.17.5 (Remote Grid) Updates to grid topology to minimize risk of ignition in HFTDs Remote GridWLDFRVegetation ContactAggregated | WLDFR | HFTD - Distribution - Tier 2 - 2QU CoRE ¦ 5QU LoRE | Red Flag Warning - Large Fires | Vegetation Contact | Aggregated | 2028 | 1.7067e-05 | 1464.9153 | 0.025002 | 2028 | Mitigation | 0.95 | 45 | 0 | esc | 0.00097009 | 1.6556e-08 | 0.00097009 | 1.6556e-08
[79 empty] | WLDFR | HFTD - Distribution - Tier 3 - 3QU CoRE ¦ 4QU LoRE | Non-Red Flag Warning - Catastrophic Fires | 2029 | 6.2121e-10 | 6.2121e-10 | 15317.9909 | 247.273 | 9287.6491 | 5783.0689 | 0 | 0 | 8.8418e-07 | 9.5156e-06 | 0 | 9.5156e-06 | 9.5156e-06 | 0 | 9.5156e-06 | 0 | 1.0848e-06 | 2.3779e-06 | 0 | 2.3779e-06 | 0 | 7.6413e-07 | 9.9925e-07 | 0 | 9.9925e-07 | [12 empty] | 7.3.3.17.5 (Remote Grid) Updates to grid topology to minimize risk of ignition in HFTDs Remote GridWLDFRVegetation ContactAggregated | WLDFR | HFTD - Distribution - Tier 2 - 2QU CoRE ¦ 5QU LoRE | Red Flag Warning - Large Fires | Vegetation Contact | Aggregated | 2029 | 1.7067e-05 | 1464.9153 | 0.025002 | 2029 | Mitigation | 0.95 | 45 | 0 | esc | 0.00097009 | 1.6556e-08 | 0.00097009 | 1.6556e-08
[79 empty] | WLDFR | HFTD - Distribution - Tier 3 - 3QU CoRE ¦ 4QU LoRE | Non-Red Flag Warning - Catastrophic Fires | 2030 | 6.2121e-10 | 6.2121e-10 | 15317.9909 | 247.273 | 9287.6491 | 5783.0689 | 0 | 0 | 8.8418e-07 | 9.5156e-06 | 0 | 9.5156e-06 | 9.5156e-06 | 0 | 9.5156e-06 | 0 | 1.0848e-06 | 2.3779e-06 | 0 | 2.3779e-06 | 0 | 7.6413e-07 | 9.9925e-07 | 0 | 9.9925e-07 | [12 empty] | 7.3.3.17.5 (Remote Grid) Updates to grid topology to minimize risk of ignition in HFTDs Remote GridWLDFRVegetation ContactAggregated | WLDFR | HFTD - Distribution - Tier 2 - 2QU CoRE ¦ 5QU LoRE | Red Flag Warning - Large Fires | Vegetation Contact | Aggregated | 2030 | 1.7067e-05 | 1464.9153 | 0.025002 | 2030 | Mitigation | 0.95 | 45 | 0 | esc | 0.00097009 | 1.6556e-08 | 0.00097009 | 1.6556e-08
[79 empty] | WLDFR | HFTD - Distribution - Tier 3 - 3QU CoRE ¦ 4QU LoRE | Non-Red Flag Warning - Catastrophic Fires | 2031 | 6.2121e-10 | 6.2121e-10 | 15317.9909 | 247.273 | 9287.6491 | 5783.0689 | 0 | 0 | 8.8418e-07 | 9.5156e-06 | 0 | 9.5156e-06 | 9.5156e-06 | 0 | 9.5156e-06 | 0 | 1.0848e-06 | 2.3779e-06 | 0 | 2.3779e-06 | 0 | 7.6413e-07 | 9.9925e-07 | 0 | 9.9925e-07 | [12 empty] | 7.3.3.17.5 (Remote Grid) Updates to grid topology to minimize risk of ignition in HFTDs Remote GridWLDFRVegetation ContactAggregated | WLDFR | HFTD - Distribution - Tier 2 - 2QU CoRE ¦ 5QU LoRE | Red Flag Warning - Large Fires | Vegetation Contact | Aggregated | 2031 | 1.7067e-05 | 1464.9153 | 0.025002 | 2031 | Mitigation | 0.95 | 45 | 0 | esc | 0.00097009 | 1.6556e-08 | 0.00097009 | 1.6556e-08
[79 empty] | WLDFR | HFTD - Distribution - Tier 3 - 3QU CoRE ¦ 4QU LoRE | Non-Red Flag Warning - Catastrophic Fires | 2032 | 6.2121e-10 | 6.2121e-10 | 15317.9909 | 247.273 | 9287.6491 | 5783.0689 | 0 | 0 | 8.8418e-07 | 9.5156e-06 | 0 | 9.5156e-06 | 9.5156e-06 | 0 | 9.5156e-06 | 0 | 1.0848e-06 | 2.3779e-06 | 0 | 2.3779e-06 | 0 | 7.6413e-07 | 9.9925e-07 | 0 | 9.9925e-07 | [12 empty] | 7.3.3.17.5 (Remote Grid) Updates to grid topology to minimize risk of ignition in HFTDs Remote GridWLDFRVegetation ContactAggregated | WLDFR | HFTD - Distribution - Tier 2 - 2QU CoRE ¦ 5QU LoRE | Red Flag Warning - Large Fires | Vegetation Contact | Aggregated | 2032 | 1.7067e-05 | 1464.9153 | 0.025002 | 2032 | Mitigation | 0.95 | 45 | 0 | esc | 0.00097009 | 1.6556e-08 | 0.00097009 | 1.6556e-08
[79 empty] | WLDFR | HFTD - Distribution - Tier 3 - 3QU CoRE ¦ 4QU LoRE | Non-Red Flag Warning - Catastrophic Fires | 2033 | 6.2121e-10 | 6.2121e-10 | 16044.1264 | 263.1074 | 9721.74 | 6059.2791 | 0 | 0 | 8.8418e-07 | 9.9667e-06 | 0 | 9.9667e-06 | 9.9667e-06 | 0 | 9.9667e-06 | 0 | 1.0848e-06 | 2.3779e-06 | 0 | 2.3779e-06 | 0 | 7.6413e-07 | 9.9925e-07 | 0 | 9.9925e-07 | [12 empty] | 7.3.3.17.5 (Remote Grid) Updates to grid topology to minimize risk of ignition in HFTDs Remote GridWLDFRVegetation ContactAggregated | WLDFR | HFTD - Distribution - Tier 2 - 2QU CoRE ¦ 5QU LoRE | Red Flag Warning - Large Fires | Vegetation Contact | Aggregated | 2033 | 1.7067e-05 | 1464.9153 | 0.025002 | 2033 | Mitigation | 0.95 | 45 | 0 | esc | 0.00097009 | 1.6556e-08 | 0.00097009 | 1.6556e-08
[79 empty] | WLDFR | HFTD - Distribution - Tier 3 - 3QU CoRE ¦ 4QU LoRE | Non-Red Flag Warning - Catastrophic Fires | 2034 | 6.2121e-10 | 6.2121e-10 | 16044.1264 | 263.1074 | 9721.74 | 6059.2791 | 0 | 0 | 8.8418e-07 | 9.9667e-06 | 0 | 9.9667e-06 | 9.9667e-06 | 0 | 9.9667e-06 | 0 | 1.1546e-06 | 2.5308e-06 | 0 | 2.5308e-06 | 0 | 7.9894e-07 | 1.0448e-06 | 0 | 1.0448e-06 | [12 empty] | 7.3.3.17.5 (Remote Grid) Updates to grid topology to minimize risk of ignition in HFTDs Remote GridWLDFRVegetation ContactAggregated | WLDFR | HFTD - Distribution - Tier 2 - 2QU CoRE ¦ 5QU LoRE | Red Flag Warning - Large Fires | Vegetation Contact | Aggregated | 2034 | 1.7067e-05 | 1464.9153 | 0.025002 | 2034 | Mitigation | 0.95 | 45 | 0 | esc | 0.00097009 | 1.6556e-08 | 0.00097009 | 1.6556e-08
[79 empty] | WLDFR | HFTD - Distribution - Tier 3 - 3QU CoRE ¦ 4QU LoRE | Non-Red Flag Warning - Catastrophic Fires | 2035 | 6.2121e-10 | 6.2121e-10 | 16044.1264 | 263.1074 | 9721.74 | 6059.2791 | 0 | 0 | 8.8418e-07 | 9.9667e-06 | 0 | 9.9667e-06 | 9.9667e-06 | 0 | 9.9667e-06 | 0 | 1.1546e-06 | 2.5308e-06 | 0 | 2.5308e-06 | 0 | 7.9894e-07 | 1.0448e-06 | 0 | 1.0448e-06 | [12 empty] | 7.3.3.17.5 (Remote Grid) Updates to grid topology to minimize risk of ignition in HFTDs Remote GridWLDFRVegetation ContactAggregated | WLDFR | HFTD - Distribution - Tier 2 - 2QU CoRE ¦ 5QU LoRE | Red Flag Warning - Large Fires | Vegetation Contact | Aggregated | 2035 | 1.7067e-05 | 1464.9153 | 0.025002 | 2035 | Mitigation | 0.95 | 45 | 0 | esc | 0.00097009 | 1.6556e-08 | 0.00097009 | 1.6556e-08
[79 empty] | WLDFR | HFTD - Distribution - Tier 3 - 3QU CoRE ¦ 4QU LoRE | Non-Red Flag Warning - Catastrophic Fires | 2036 | 6.2121e-10 | 6.2121e-10 | 16044.1264 | 263.1074 | 9721.74 | 6059.2791 | 0 | 0 | 8.8418e-07 | 9.9667e-06 | 0 | 9.9667e-06 | 9.9667e-06 | 0 | 9.9667e-06 | 0 | 1.1546e-06 | 2.5308e-06 | 0 | 2.5308e-06 | 0 | 7.9894e-07 | 1.0448e-06 | 0 | 1.0448e-06 | [12 empty] | 7.3.3.17.5 (Remote Grid) Updates to grid topology to minimize risk of ignition in HFTDs Remote GridWLDFRVegetation ContactAggregated | WLDFR | HFTD - Distribution - Tier 2 - 2QU CoRE ¦ 5QU LoRE | Red Flag Warning - Large Fires | Vegetation Contact | Aggregated | 2036 | 1.7067e-05 | 1464.9153 | 0.025002 | 2036 | Mitigation | 0.95 | 45 | 0 | esc | 0.00097009 | 1.6556e-08 | 0.00097009 | 1.6556e-08
[79 empty] | WLDFR | HFTD - Distribution - Tier 3 - 3QU CoRE ¦ 4QU LoRE | Non-Red Flag Warning - Catastrophic Fires | 2037 | 6.2121e-10 | 6.2121e-10 | 16044.1264 | 263.1074 | 9721.74 | 6059.2791 | 0 | 0 | 8.8418e-07 | 9.9667e-06 | 0 | 9.9667e-06 | 9.9667e-06 | 0 | 9.9667e-06 | 0 | 1.1546e-06 | 2.5308e-06 | 0 | 2.5308e-06 | 0 | 7.9894e-07 | 1.0448e-06 | 0 | 1.0448e-06 | [12 empty] | 7.3.3.17.5 (Remote Grid) Updates to grid topology to minimize risk of ignition in HFTDs Remote GridWLDFRVegetation ContactAggregated | WLDFR | HFTD - Distribution - Tier 2 - 2QU CoRE ¦ 5QU LoRE | Red Flag Warning - Large Fires | Vegetation Contact | Aggregated | 2037 | 1.7067e-05 | 1464.9153 | 0.025002 | 2037 | Mitigation | 0.95 | 45 | 0 | esc | 0.00097009 | 1.6556e-08 | 0.00097009 | 1.6556e-08
[79 empty] | WLDFR | HFTD - Distribution - Tier 3 - 3QU CoRE ¦ 4QU LoRE | Non-Red Flag Warning - Catastrophic Fires | 2038 | 6.2121e-10 | 6.2121e-10 | 16832.3912 | 280.5544 | 10192.2718 | 6359.5651 | 0 | 0 | 8.8418e-07 | 1.0456e-05 | 0 | 1.0456e-05 | 1.0456e-05 | 0 | 1.0456e-05 | 0 | 1.1546e-06 | 2.5308e-06 | 0 | 2.5308e-06 | 0 | 7.9894e-07 | 1.0448e-06 | 0 | 1.0448e-06 | [12 empty] | 7.3.3.17.5 (Remote Grid) Updates to grid topology to minimize risk of ignition in HFTDs Remote GridWLDFRVegetation ContactAggregated | WLDFR | HFTD - Distribution - Tier 2 - 2QU CoRE ¦ 5QU LoRE | Red Flag Warning - Large Fires | Vegetation Contact | Aggregated | 2038 | 1.7067e-05 | 1464.9153 | 0.025002 | 2038 | Mitigation | 0.95 | 45 | 0 | esc | 0.00097009 | 1.6556e-08 | 0.00097009 | 1.6556e-08
[79 empty] | WLDFR | HFTD - Distribution - Tier 3 - 3QU CoRE ¦ 4QU LoRE | Non-Red Flag Warning - Catastrophic Fires | 2039 | 6.2121e-10 | 6.2121e-10 | 16832.3912 | 280.5544 | 10192.2718 | 6359.5651 | 0 | 0 | 8.8418e-07 | 1.0456e-05 | 0 | 1.0456e-05 | 1.0456e-05 | 0 | 1.0456e-05 | 0 | 1.2297e-06 | 2.6955e-06 | 0 | 2.6955e-06 | 0 | 8.3663e-07 | 1.0941e-06 | 0 | 1.0941e-06 | [12 empty] | 7.3.3.17.5 (Remote Grid) Updates to grid topology to minimize risk of ignition in HFTDs Remote GridWLDFRVegetation ContactAggregated | WLDFR | HFTD - Distribution - Tier 2 - 2QU CoRE ¦ 5QU LoRE | Red Flag Warning - Large Fires | Vegetation Contact | Aggregated | 2039 | 1.7067e-05 | 1464.9153 | 0.025002 | 2039 | Mitigation | 0.95 | 45 | 0 | esc | 0.00097009 | 1.6556e-08 | 0.00097009 | 1.6556e-08
[79 empty] | WLDFR | HFTD - Distribution - Tier 3 - 3QU CoRE ¦ 4QU LoRE | Non-Red Flag Warning - Catastrophic Fires | 2040 | 6.2121e-10 | 6.2121e-10 | 16832.3912 | 280.5544 | 10192.2718 | 6359.5651 | 0 | 0 | 8.8418e-07 | 1.0456e-05 | 0 | 1.0456e-05 | 1.0456e-05 | 0 | 1.0456e-05 | 0 | 1.2297e-06 | 2.6955e-06 | 0 | 2.6955e-06 | 0 | 8.3663e-07 | 1.0941e-06 | 0 | 1.0941e-06 | [12 empty] | 7.3.3.17.5 (Remote Grid) Updates to grid topology to minimize risk of ignition in HFTDs Remote GridWLDFRVegetation ContactAggregated | WLDFR | HFTD - Distribution - Tier 2 - 2QU CoRE ¦ 5QU LoRE | Red Flag Warning - Large Fires | Vegetation Contact | Aggregated | 2040 | 1.7067e-05 | 1464.9153 | 0.025002 | 2040 | Mitigation | 0.95 | 45 | 0 | esc | 0.00097009 | 1.6556e-08 | 0.00097009 | 1.6556e-08
[79 empty] | WLDFR | HFTD - Distribution - Tier 3 - 3QU CoRE ¦ 4QU LoRE | Non-Red Flag Warning - Catastrophic Fires | 2041 | 6.2121e-10 | 6.2121e-10 | 16832.3912 | 280.5544 | 10192.2718 | 6359.5651 | 0 | 0 | 8.8418e-07 | 1.0456e-05 | 0 | 1.0456e-05 | 1.0456e-05 | 0 | 1.0456e-05 | 0 | 1.2297e-06 | 2.6955e-06 | 0 | 2.6955e-06 | 0 | 8.3663e-07 | 1.0941e-06 | 0 | 1.0941e-06 | [12 empty] | 7.3.3.17.5 (Remote Grid) Updates to grid topology to minimize risk of ignition in HFTDs Remote GridWLDFRVegetation ContactAggregated | WLDFR | HFTD - Distribution - Tier 2 - 2QU CoRE ¦ 5QU LoRE | Red Flag Warning - Large Fires | Vegetation Contact | Aggregated | 2041 | 1.7067e-05 | 1464.9153 | 0.025002 | 2041 | Mitigation | 0.95 | 45 | 0 | esc | 0.00097009 | 1.6556e-08 | 0.00097009 | 1.6556e-08
[79 empty] | WLDFR | HFTD - Distribution - Tier 3 - 3QU CoRE ¦ 4QU LoRE | Non-Red Flag Warning - Catastrophic Fires | 2042 | 6.2121e-10 | 6.2121e-10 | 16832.3912 | 280.5544 | 10192.2718 | 6359.5651 | 0 | 0 | 8.8418e-07 | 1.0456e-05 | 0 | 1.0456e-05 | 1.0456e-05 | 0 | 1.0456e-05 | 0 | 1.2297e-06 | 2.6955e-06 | 0 | 2.6955e-06 | 0 | 8.3663e-07 | 1.0941e-06 | 0 | 1.0941e-06 | [12 empty] | 7.3.3.17.5 (Remote Grid) Updates to grid topology to minimize risk of ignition in HFTDs Remote GridWLDFRVegetation ContactAggregated | WLDFR | HFTD - Distribution - Tier 2 - 2QU CoRE ¦ 5QU LoRE | Red Flag Warning - Large Fires | Vegetation Contact | Aggregated | 2042 | 1.7067e-05 | 1464.9153 | 0.025002 | 2042 | Mitigation | 0.95 | 45 | 0 | esc | 0.00097009 | 1.6556e-08 | 0.00097009 | 1.6556e-08
[79 empty] | WLDFR | HFTD - Distribution - Tier 3 - 3QU CoRE ¦ 4QU LoRE | Non-Red Flag Warning - Catastrophic Fires | 2043 | 6.2121e-10 | 6.2121e-10 | 17672.0852 | 299.42 | 10692.7362 | 6679.929 | 0 | 0 | 8.8418e-07 | 1.0978e-05 | 0 | 1.0978e-05 | 1.0978e-05 | 0 | 1.0978e-05 | 0 | 1.2297e-06 | 2.6955e-06 | 0 | 2.6955e-06 | 0 | 8.3663e-07 | 1.0941e-06 | 0 | 1.0941e-06 | [12 empty] | 7.3.3.17.5 (Remote Grid) Updates to grid topology to minimize risk of ignition in HFTDs Remote GridWLDFRVegetation ContactAggregated | WLDFR | HFTD - Distribution - Tier 2 - 2QU CoRE ¦ 5QU LoRE | Red Flag Warning - Large Fires | Vegetation Contact | Aggregated | 2043 | 1.7067e-05 | 1464.9153 | 0.025002 | 2043 | Mitigation | 0.95 | 45 | 0 | esc | 0.00097009 | 1.6556e-08 | 0.00097009 | 1.6556e-08
[79 empty] | WLDFR | HFTD - Distribution - Tier 3 - 3QU CoRE ¦ 4QU LoRE | Non-Red Flag Warning - Catastrophic Fires | 2044 | 6.2121e-10 | 6.2121e-10 | 17672.0852 | 299.42 | 10692.7362 | 6679.929 | 0 | 0 | 8.8418e-07 | 1.0978e-05 | 0 | 1.0978e-05 | 1.0978e-05 | 0 | 1.0978e-05 | 0 | 1.3096e-06 | 2.8707e-06 | 0 | 2.8707e-06 | 0 | 8.7681e-07 | 1.1466e-06 | 0 | 1.1466e-06 | [12 empty] | 7.3.3.17.5 (Remote Grid) Updates to grid topology to minimize risk of ignition in HFTDs Remote GridWLDFRVegetation ContactAggregated | WLDFR | HFTD - Distribution - Tier 2 - 2QU CoRE ¦ 5QU LoRE | Red Flag Warning - Large Fires | Vegetation Contact | Aggregated | 2044 | 1.7067e-05 | 1464.9153 | 0.025002 | 2044 | Mitigation | 0.95 | 45 | 0 | esc | 0.00097009 | 1.6556e-08 | 0.00097009 | 1.6556e-08
[79 empty] | WLDFR | HFTD - Distribution - Tier 3 - 3QU CoRE ¦ 4QU LoRE | Non-Red Flag Warning - Catastrophic Fires | 2045 | 6.2121e-10 | 6.2121e-10 | 17672.0852 | 299.42 | 10692.7362 | 6679.929 | 0 | 0 | 8.8418e-07 | 1.0978e-05 | 0 | 1.0978e-05 | 1.0978e-05 | 0 | 1.0978e-05 | 0 | 1.3096e-06 | 2.8707e-06 | 0 | 2.8707e-06 | 0 | 8.7681e-07 | 1.1466e-06 | 0 | 1.1466e-06 | [12 empty] | 7.3.3.17.5 (Remote Grid) Updates to grid topology to minimize risk of ignition in HFTDs Remote GridWLDFRVegetation ContactAggregated | WLDFR | HFTD - Distribution - Tier 2 - 2QU CoRE ¦ 5QU LoRE | Red Flag Warning - Large Fires | Vegetation Contact | Aggregated | 2045 | 1.7067e-05 | 1464.9153 | 0.025002 | 2045 | Mitigation | 0.95 | 45 | 0 | esc | 0.00097009 | 1.6556e-08 | 0.00097009 | 1.6556e-08
[79 empty] | WLDFR | HFTD - Distribution - Tier 3 - 3QU CoRE ¦ 4QU LoRE | Non-Red Flag Warning - Catastrophic Fires | 2046 | 6.2121e-10 | 6.2121e-10 | 17672.0852 | 299.42 | 10692.7362 | 6679.929 | 0 | 0 | 8.8418e-07 | 1.0978e-05 | 0 | 1.0978e-05 | 1.0978e-05 | 0 | 1.0978e-05 | 0 | 1.3096e-06 | 2.8707e-06 | 0 | 2.8707e-06 | 0 | 8.7681e-07 | 1.1466e-06 | 0 | 1.1466e-06 | [12 empty] | 7.3.3.17.5 (Remote Grid) Updates to grid topology to minimize risk of ignition in HFTDs Remote GridWLDFRVegetation ContactAggregated | WLDFR | HFTD - Distribution - Tier 2 - 2QU CoRE ¦ 5QU LoRE | Red Flag Warning - Large Fires | Vegetation Contact | Aggregated | 2046 | 1.7067e-05 | 1464.9153 | 0.025002 | 2046 | Mitigation | 0.95 | 45 | 0 | esc | 0.00097009 | 1.6556e-08 | 0.00097009 | 1.6556e-08
[79 empty] | WLDFR | HFTD - Distribution - Tier 3 - 3QU CoRE ¦ 4QU LoRE | Non-Red Flag Warning - Catastrophic Fires | 2047 | 6.2121e-10 | 6.2121e-10 | 17672.0852 | 299.42 | 10692.7362 | 6679.929 | 0 | 0 | 8.8418e-07 | 1.0978e-05 | 0 | 1.0978e-05 | 1.0978e-05 | 0 | 1.0978e-05 | 0 | 1.3096e-06 | 2.8707e-06 | 0 | 2.8707e-06 | 0 | 8.7681e-07 | 1.1466e-06 | 0 | 1.1466e-06 | [12 empty] | 7.3.3.17.5 (Remote Grid) Updates to grid topology to minimize risk of ignition in HFTDs Remote GridWLDFRVegetation ContactAggregated | WLDFR | HFTD - Distribution - Tier 2 - 2QU CoRE ¦ 5QU LoRE | Red Flag Warning - Large Fires | Vegetation Contact | Aggregated | 2047 | 1.7067e-05 | 1464.9153 | 0.025002 | 2047 | Mitigation | 0.95 | 45 | 0 | esc | 0.00097009 | 1.6556e-08 | 0.00097009 | 1.6556e-08
[79 empty] | WLDFR | HFTD - Distribution - Tier 3 - 3QU CoRE ¦ 4QU LoRE | Non-Red Flag Warning - Catastrophic Fires | 2048 | 6.2121e-10 | 6.2121e-10 | 18552.3348 | 319.4911 | 11216.5626 | 7016.281 | 0 | 0 | 8.8418e-07 | 1.1525e-05 | 0 | 1.1525e-05 | 1.1525e-05 | 0 | 1.1525e-05 | 0 | 1.3096e-06 | 2.8707e-06 | 0 | 2.8707e-06 | 0 | 8.7681e-07 | 1.1466e-06 | 0 | 1.1466e-06 | [12 empty] | 7.3.3.17.5 (Remote Grid) Updates to grid topology to minimize risk of ignition in HFTDs Remote GridWLDFRVegetation ContactAggregated | WLDFR | HFTD - Distribution - Tier 2 - 2QU CoRE ¦ 5QU LoRE | Red Flag Warning - Large Fires | Vegetation Contact | Aggregated | 2048 | 1.7067e-05 | 1464.9153 | 0.025002 | 2048 | Mitigation | 0.95 | 45 | 0 | esc | 0.00097009 | 1.6556e-08 | 0.00097009 | 1.6556e-08
[79 empty] | WLDFR | HFTD - Distribution - Tier 3 - 3QU CoRE ¦ 4QU LoRE | Non-Red Flag Warning - Catastrophic Fires | 2049 | 6.2121e-10 | 6.2121e-10 | 18552.3348 | 319.4911 | 11216.5626 | 7016.281 | 0 | 0 | 8.8418e-07 | 1.1525e-05 | 0 | 1.1525e-05 | 1.1525e-05 | 0 | 1.1525e-05 | 0 | 1.3934e-06 | 3.0543e-06 | 0 | 3.0543e-06 | 0 | 9.1907e-07 | 1.2019e-06 | 0 | 1.2019e-06 | [12 empty] | 7.3.3.17.5 (Remote Grid) Updates to grid topology to minimize risk of ignition in HFTDs Remote GridWLDFRVegetation ContactAggregated | WLDFR | HFTD - Distribution - Tier 2 - 2QU CoRE ¦ 5QU LoRE | Red Flag Warning - Large Fires | Vegetation Contact | Aggregated | 2049 | 1.7067e-05 | 1464.9153 | 0.025002 | 2049 | Mitigation | 0.95 | 45 | 0 | esc | 0.00097009 | 1.6556e-08 | 0.00097009 | 1.6556e-08
[79 empty] | WLDFR | HFTD - Distribution - Tier 3 - 3QU CoRE ¦ 4QU LoRE | Non-Red Flag Warning - Catastrophic Fires | 2050 | 6.2121e-10 | 6.2121e-10 | 18552.3348 | 319.4911 | 11216.5626 | 7016.281 | 0 | 0 | 8.8418e-07 | 1.1525e-05 | 0 | 1.1525e-05 | 1.1525e-05 | 0 | 1.1525e-05 | 0 | 1.3934e-06 | 3.0543e-06 | 0 | 3.0543e-06 | 0 | 9.1907e-07 | 1.2019e-06 | 0 | 1.2019e-06 | [12 empty] | 7.3.3.17.5 (Remote Grid) Updates to grid topology to minimize risk of ignition in HFTDs Remote GridWLDFRVegetation ContactAggregated | WLDFR | HFTD - Distribution - Tier 2 - 2QU CoRE ¦ 5QU LoRE | Red Flag Warning - Large Fires | Vegetation Contact | Aggregated | 2050 | 1.7067e-05 | 1464.9153 | 0.025002 | 2050 | Mitigation | 0.95 | 45 | 0 | esc | 0.00097009 | 1.6556e-08 | 0.00097009 | 1.6556e-08
[79 empty] | WLDFR | HFTD - Distribution - Tier 3 - 3QU CoRE ¦ 4QU LoRE | Non-Red Flag Warning - Catastrophic Fires | 2051 | 6.2121e-10 | 6.2121e-10 | 18552.3348 | 319.4911 | 11216.5626 | 7016.281 | 0 | 0 | 8.8418e-07 | 1.1525e-05 | 0 | 1.1525e-05 | 1.1525e-05 | 0 | 1.1525e-05 | 0 | 1.3934e-06 | 3.0543e-06 | 0 | 3.0543e-06 | 0 | 9.1907e-07 | 1.2019e-06 | 0 | 1.2019e-06 | [12 empty] | 7.3.3.17.5 (Remote Grid) Updates to grid topology to minimize risk of ignition in HFTDs Remote GridWLDFRVegetation ContactAggregated | WLDFR | HFTD - Distribution - Tier 2 - 2QU CoRE ¦ 5QU LoRE | Red Flag Warning - Large Fires | Vegetation Contact | Aggregated | 2051 | 1.7067e-05 | 1464.9153 | 0.025002 | 2051 | Mitigation | 0.95 | 45 | 0 | esc | 0.00097009 | 1.6556e-08 | 0.00097009 | 1.6556e-08
[79 empty] | WLDFR | HFTD - Distribution - Tier 3 - 3QU CoRE ¦ 4QU LoRE | Non-Red Flag Warning - Catastrophic Fires | 2052 | 6.2121e-10 | 6.2121e-10 | 18552.3348 | 319.4911 | 11216.5626 | 7016.281 | 0 | 0 | 8.8418e-07 | 1.1525e-05 | 0 | 1.1525e-05 | 1.1525e-05 | 0 | 1.1525e-05 | 0 | 1.3934e-06 | 3.0543e-06 | 0 | 3.0543e-06 | 0 | 9.1907e-07 | 1.2019e-06 | 0 | 1.2019e-06 | [12 empty] | 7.3.3.17.5 (Remote Grid) Updates to grid topology to minimize risk of ignition in HFTDs Remote GridWLDFRVegetation ContactAggregated | WLDFR | HFTD - Distribution - Tier 2 - 2QU CoRE ¦ 5QU LoRE | Red Flag Warning - Large Fires | Vegetation Contact | Aggregated | 2052 | 1.7067e-05 | 1464.9153 | 0.025002 | 2052 | Mitigation | 0.95 | 45 | 0 | esc | 0.00097009 | 1.6556e-08 | 0.00097009 | 1.6556e-08
[79 empty] | WLDFR | HFTD - Distribution - Tier 3 - 3QU CoRE ¦ 4QU LoRE | Non-Red Flag Warning - Catastrophic Fires | 2053 | 6.2121e-10 | 6.2121e-10 | 19462.1283 | 340.5356 | 11757.1413 | 7364.4514 | 0 | 0 | 8.8418e-07 | 1.209e-05 | 0 | 1.209e-05 | 1.209e-05 | 0 | 1.209e-05 | 0 | 1.3934e-06 | 3.0543e-06 | 0 | 3.0543e-06 | 0 | 9.1907e-07 | 1.2019e-06 | 0 | 1.2019e-06 | [12 empty] | 7.3.3.17.5 (Remote Grid) Updates to grid topology to minimize risk of ignition in HFTDs Remote GridWLDFRVegetation ContactAggregated | WLDFR | HFTD - Distribution - Tier 2 - 2QU CoRE ¦ 5QU LoRE | Red Flag Warning - Large Fires | Vegetation Contact | Aggregated | 2053 | 1.7067e-05 | 1464.9153 | 0.025002 | 2053 | Mitigation | 0.95 | 45 | 0 | esc | 0.00097009 | 1.6556e-08 | 0.00097009 | 1.6556e-08
[79 empty] | WLDFR | HFTD - Distribution - Tier 3 - 3QU CoRE ¦ 4QU LoRE | Non-Red Flag Warning - Catastrophic Fires | 2054 | 6.2121e-10 | 6.2121e-10 | 19462.1283 | 340.5356 | 11757.1413 | 7364.4514 | 0 | 0 | 8.8418e-07 | 1.209e-05 | 0 | 1.209e-05 | 1.209e-05 | 0 | 1.209e-05 | 0 | 1.48e-06 | 3.2443e-06 | 0 | 3.2443e-06 | 0 | 9.6295e-07 | 1.2592e-06 | 0 | 1.2592e-06 | [12 empty] | 7.3.3.17.5 (Remote Grid) Updates to grid topology to minimize risk of ignition in HFTDs Remote GridWLDFRVegetation ContactAggregated | WLDFR | HFTD - Distribution - Tier 2 - 2QU CoRE ¦ 5QU LoRE | Red Flag Warning - Large Fires | Vegetation Contact | Aggregated | 2054 | 1.7067e-05 | 1464.9153 | 0.025002 | 2054 | Mitigation | 0.95 | 45 | 0 | esc | 0.00097009 | 1.6556e-08 | 0.00097009 | 1.6556e-08
[79 empty] | WLDFR | HFTD - Distribution - Tier 3 - 3QU CoRE ¦ 4QU LoRE | Non-Red Flag Warning - Catastrophic Fires | 2055 | 6.2121e-10 | 6.2121e-10 | 19462.1283 | 340.5356 | 11757.1413 | 7364.4514 | 0 | 0 | 8.8418e-07 | 1.209e-05 | 0 | 1.209e-05 | 1.209e-05 | 0 | 1.209e-05 | 0 | 1.48e-06 | 3.2443e-06 | 0 | 3.2443e-06 | 0 | 9.6295e-07 | 1.2592e-06 | 0 | 1.2592e-06 | [12 empty] | 7.3.3.17.5 (Remote Grid) Updates to grid topology to minimize risk of ignition in HFTDs Remote GridWLDFRVegetation ContactAggregated | WLDFR | HFTD - Distribution - Tier 2 - 2QU CoRE ¦ 5QU LoRE | Red Flag Warning - Large Fires | Vegetation Contact | Aggregated | 2055 | 1.7067e-05 | 1464.9153 | 0.025002 | 2055 | Mitigation | 0.95 | 45 | 0 | esc | 0.00097009 | 1.6556e-08 | 0.00097009 | 1.6556e-08
[79 empty] | WLDFR | HFTD - Distribution - Tier 3 - 3QU CoRE ¦ 4QU LoRE | Non-Red Flag Warning - Catastrophic Fires | 2056 | 6.2121e-10 | 6.2121e-10 | 19462.1283 | 340.5356 | 11757.1413 | 7364.4514 | 0 | 0 | 8.8418e-07 | 1.209e-05 | 0 | 1.209e-05 | 1.209e-05 | 0 | 1.209e-05 | 0 | 1.48e-06 | 3.2443e-06 | 0 | 3.2443e-06 | 0 | 9.6295e-07 | 1.2592e-06 | 0 | 1.2592e-06 | [12 empty] | 7.3.3.17.5 (Remote Grid) Updates to grid topology to minimize risk of ignition in HFTDs Remote GridWLDFRVegetation ContactAggregated | WLDFR | HFTD - Distribution - Tier 2 - 2QU CoRE ¦ 5QU LoRE | Red Flag Warning - Large Fires | Vegetation Contact | Aggregated | 2056 | 1.7067e-05 | 1464.9153 | 0.025002 | 2056 | Mitigation | 0.95 | 45 | 0 | esc | 0.00097009 | 1.6556e-08 | 0.00097009 | 1.6556e-08
[79 empty] | WLDFR | HFTD - Distribution - Tier 3 - 3QU CoRE ¦ 4QU LoRE | Non-Red Flag Warning - Catastrophic Fires | 2057 | 6.2121e-10 | 6.2121e-10 | 19462.1283 | 340.5356 | 11757.1413 | 7364.4514 | 0 | 0 | 8.8418e-07 | 1.209e-05 | 0 | 1.209e-05 | 1.209e-05 | 0 | 1.209e-05 | 0 | 1.48e-06 | 3.2443e-06 | 0 | 3.2443e-06 | 0 | 9.6295e-07 | 1.2592e-06 | 0 | 1.2592e-06 | [12 empty] | 7.3.3.17.5 (Remote Grid) Updates to grid topology to minimize risk of ignition in HFTDs Remote GridWLDFRVegetation ContactAggregated | WLDFR | HFTD - Distribution - Tier 2 - 2QU CoRE ¦ 5QU LoRE | Red Flag Warning - Large Fires | Vegetation Contact | Aggregated | 2057 | 1.7067e-05 | 1464.9153 | 0.025002 | 2057 | Mitigation | 0.95 | 45 | 0 | esc | 0.00097009 | 1.6556e-08 | 0.00097009 | 1.6556e-08
[79 empty] | WLDFR | HFTD - Distribution - Tier 3 - 3QU CoRE ¦ 4QU LoRE | Non-Red Flag Warning - Catastrophic Fires | 2058 | 6.2121e-10 | 6.2121e-10 | 20390.4035 | 362.3049 | 12307.8747 | 7720.2238 | 0 | 0 | 8.8418e-07 | 1.2667e-05 | 0 | 1.2667e-05 | 1.2667e-05 | 0 | 1.2667e-05 | 0 | 1.48e-06 | 3.2443e-06 | 0 | 3.2443e-06 | 0 | 9.6295e-07 | 1.2592e-06 | 0 | 1.2592e-06 | [12 empty] | 7.3.3.17.5 (Remote Grid) Updates to grid topology to minimize risk of ignition in HFTDs Remote GridWLDFRVegetation ContactAggregated | WLDFR | HFTD - Distribution - Tier 2 - 2QU CoRE ¦ 5QU LoRE | Red Flag Warning - Large Fires | Vegetation Contact | Aggregated | 2058 | 1.7067e-05 | 1464.9153 | 0.025002 | 2058 | Mitigation | 0.95 | 45 | 0 | esc | 0.00097009 | 1.6556e-08 | 0.00097009 | 1.6556e-08
[79 empty] | WLDFR | HFTD - Distribution - Tier 3 - 3QU CoRE ¦ 4QU LoRE | Non-Red Flag Warning - Catastrophic Fires | 2059 | 6.2121e-10 | 6.2121e-10 | 20390.4035 | 362.3049 | 12307.8747 | 7720.2238 | 0 | 0 | 8.8418e-07 | 1.2667e-05 | 0 | 1.2667e-05 | 1.2667e-05 | 0 | 1.2667e-05 | 0 | 1.5687e-06 | 3.4385e-06 | 0 | 3.4385e-06 | 0 | 1.0079e-06 | 1.3181e-06 | 0 | 1.3181e-06 | [12 empty] | 7.3.3.17.5 (Remote Grid) Updates to grid topology to minimize risk of ignition in HFTDs Remote GridWLDFRVegetation ContactAggregated | WLDFR | HFTD - Distribution - Tier 2 - 2QU CoRE ¦ 5QU LoRE | Red Flag Warning - Large Fires | Vegetation Contact | Aggregated | 2059 | 1.7067e-05 | 1464.9153 | 0.025002 | 2059 | Mitigation | 0.95 | 45 | 0 | esc | 0.00097009 | 1.6556e-08 | 0.00097009 | 1.6556e-08
[79 empty] | WLDFR | HFTD - Distribution - Tier 3 - 3QU CoRE ¦ 4QU LoRE | Non-Red Flag Warning - Catastrophic Fires | 2060 | 6.2121e-10 | 6.2121e-10 | 20390.4035 | 362.3049 | 12307.8747 | 7720.2238 | 0 | 0 | 8.8418e-07 | 1.2667e-05 | 0 | 1.2667e-05 | 1.2667e-05 | 0 | 1.2667e-05 | 0 | 1.5687e-06 | 3.4385e-06 | 0 | 3.4385e-06 | 0 | 1.0079e-06 | 1.3181e-06 | 0 | 1.3181e-06 | [12 empty] | 7.3.3.17.5 (Remote Grid) Updates to grid topology to minimize risk of ignition in HFTDs Remote GridWLDFRVegetation ContactAggregated | WLDFR | HFTD - Distribution - Tier 2 - 2QU CoRE ¦ 5QU LoRE | Red Flag Warning - Large Fires | Vegetation Contact | Aggregated | 2060 | 1.7067e-05 | 1464.9153 | 0.025002 | 2060 | Mitigation | 0.95 | 45 | 0 | esc | 0.00097009 | 1.6556e-08 | 0.00097009 | 1.6556e-08
[79 empty] | WLDFR | HFTD - Distribution - Tier 3 - 3QU CoRE ¦ 4QU LoRE | Non-Red Flag Warning - Catastrophic Fires | 2061 | 6.2121e-10 | 6.2121e-10 | 20390.4035 | 362.3049 | 12307.8747 | 7720.2238 | 0 | 0 | 8.8418e-07 | 1.2667e-05 | 0 | 1.2667e-05 | 1.2667e-05 | 0 | 1.2667e-05 | 0 | 1.5687e-06 | 3.4385e-06 | 0 | 3.4385e-06 | 0 | 1.0079e-06 | 1.3181e-06 | 0 | 1.3181e-06 | [12 empty] | 7.3.3.17.5 (Remote Grid) Updates to grid topology to minimize risk of ignition in HFTDs Remote GridWLDFRVegetation ContactAggregated | WLDFR | HFTD - Distribution - Tier 2 - 2QU CoRE ¦ 5QU LoRE | Red Flag Warning - Large Fires | Vegetation Contact | Aggregated | 2061 | 1.7067e-05 | 1464.9153 | 0.025002 | 2061 | Mitigation | 0.95 | 45 | 0 | esc | 0.00097009 | 1.6556e-08 | 0.00097009 | 1.6556e-08
[79 empty] | WLDFR | HFTD - Distribution - Tier 3 - 3QU CoRE ¦ 4QU LoRE | Non-Red Flag Warning - Catastrophic Fires | 2062 | 6.2121e-10 | 6.2121e-10 | 20390.4035 | 362.3049 | 12307.8747 | 7720.2238 | 0 | 0 | 8.8418e-07 | 1.2667e-05 | 0 | 1.2667e-05 | 1.2667e-05 | 0 | 1.2667e-05 | 0 | 0 | 3.4385e-06 | 0 | 3.4385e-06 | 0 | 1.0079e-06 | 1.3181e-06 | 0 | 1.3181e-06 | [12 empty] | 7.3.3.17.5 (Remote Grid) Updates to grid topology to minimize risk of ignition in HFTDs Remote GridWLDFRVegetation ContactAggregated | WLDFR | HFTD - Distribution - Tier 2 - 2QU CoRE ¦ 5QU LoRE | Red Flag Warning - Large Fires | Vegetation Contact | Aggregated | 2062 | 1.7067e-05 | 1464.9153 | 0.025002 | 2062 | Mitigation | 0.95 | 45 | 0 | esc | 0.00097009 | 1.6556e-08 | 0.00097009 | 1.6556e-08
[79 empty] | WLDFR | HFTD - Distribution - Tier 3 - 3QU CoRE ¦ 4QU LoRE | Non-Red Flag Warning - Catastrophic Fires | 2063 | 6.2121e-10 | 6.2121e-10 | 21325.9188 | 384.5316 | 12862.0997 | 8079.2876 | 0 | 0 | 8.8418e-07 | 1.3248e-05 | 0 | 1.3248e-05 | 1.3248e-05 | 0 | 1.3248e-05 | 0 | 0 | 0 | 0 | 0 | 0 | 1.0079e-06 | 1.3181e-06 | 0 | 1.3181e-06 | [12 empty] | 7.3.3.17.5 (Remote Grid) Updates to grid topology to minimize risk of ignition in HFTDs Remote GridWLDFRVegetation ContactAggregated | WLDFR | HFTD - Distribution - Tier 2 - 2QU CoRE ¦ 5QU LoRE | Red Flag Warning - Large Fires | Vegetation Contact | Aggregated | 2063 | 1.7067e-05 | 1464.9153 | 0.025002 | 2063 | Mitigation | 0.95 | 45 | 0 | esc | 0.00097009 | 1.6556e-08 | 0.00097009 | 1.6556e-08
[79 empty] | WLDFR | HFTD - Distribution - Tier 3 - 3QU CoRE ¦ 4QU LoRE | Non-Red Flag Warning - Catastrophic Fires | 2064 | 6.2121e-10 | 6.2121e-10 | 21325.9188 | 384.5316 | 12862.0997 | 8079.2876 | 0 | 0 | 8.8418e-07 | 1.3248e-05 | 0 | 1.3248e-05 | 1.3248e-05 | 0 | 1.3248e-05 | 0 | 1.7673e-06 | 0 | 0 | 0 | 0 | 1.0535e-06 | 1.3777e-06 | 0 | 1.3777e-06 | [12 empty] | 7.3.3.17.5 (Remote Grid) Updates to grid topology to minimize risk of ignition in HFTDs Remote GridWLDFRVegetation ContactAggregated | WLDFR | HFTD - Distribution - Tier 2 - 2QU CoRE ¦ 5QU LoRE | Red Flag Warning - Large Fires | Vegetation Contact | Aggregated | 2064 | 1.7067e-05 | 1464.9153 | 0.025002 | 2064 | Mitigation | 0.95 | 45 | 0 | esc | 0.00097009 | 1.6556e-08 | 0.00097009 | 1.6556e-08
[79 empty] | WLDFR | HFTD - Distribution - Tier 3 - 3QU CoRE ¦ 4QU LoRE | Non-Red Flag Warning - Catastrophic Fires | 2065 | 6.2121e-10 | 6.2121e-10 | 21325.9188 | 384.5316 | 12862.0997 | 8079.2876 | 0 | 0 | 8.8418e-07 | 1.3248e-05 | 0 | 1.3248e-05 | 1.3248e-05 | 0 | 1.3248e-05 | 0 | 1.8242e-06 | 3.9986e-06 | 0 | 3.9986e-06 | 0 | 1.0535e-06 | 1.3777e-06 | 0 | 1.3777e-06 | [12 empty] | 7.3.3.17.5 (Remote Grid) Updates to grid topology to minimize risk of ignition in HFTDs Remote GridWLDFRVegetation ContactAggregated | WLDFR | HFTD - Distribution - Tier 2 - 2QU CoRE ¦ 5QU LoRE | Red Flag Warning - Large Fires | Vegetation Contact | Aggregated | 2065 | 1.7067e-05 | 1464.9153 | 0.025002 | 2065 | Mitigation | 0.95 | 45 | 0 | esc | 0.00097009 | 1.6556e-08 | 0.00097009 | 1.6556e-08
[79 empty] | WLDFR | HFTD - Distribution - Tier 3 - 3QU CoRE ¦ 4QU LoRE | Non-Red Flag Warning - Catastrophic Fires | 2066 | 6.2121e-10 | 6.2121e-10 | 21325.9188 | 384.5316 | 12862.0997 | 8079.2876 | 0 | 0 | 8.8418e-07 | 1.3248e-05 | 0 | 1.3248e-05 | 1.3248e-05 | 0 | 1.3248e-05 | 0 | 1.8242e-06 | 3.9986e-06 | 0 | 3.9986e-06 | 0 | 1.0535e-06 | 1.3777e-06 | 0 | 1.3777e-06 | [12 empty] | 7.3.3.17.5 (Remote Grid) Updates to grid topology to minimize risk of ignition in HFTDs Remote GridWLDFRVegetation ContactAggregated | WLDFR | HFTD - Distribution - Tier 2 - 2QU CoRE ¦ 5QU LoRE | Red Flag Warning - Large Fires | Vegetation Contact | Aggregated | 2066 | 1.7067e-05 | 1464.9153 | 0.025002 | 2066 | Mitigation | 0.95 | 45 | 0 | esc | 0.00097009 | 1.6556e-08 | 0.00097009 | 1.6556e-08
[79 empty] | WLDFR | HFTD - Distribution - Tier 3 - 3QU CoRE ¦ 4QU LoRE | Non-Red Flag Warning - Catastrophic Fires | 2067 | 0 | 6.2121e-10 | 21325.9188 | 384.5316 | 12862.0997 | 8079.2876 | 0 | 0 | 8.8418e-07 | 0 | 0 | 0 | 1.3248e-05 | 0 | 1.3248e-05 | 0 | 1.8242e-06 | 3.9986e-06 | 0 | 3.9986e-06 | 0 | 1.0535e-06 | 1.3777e-06 | 0 | 1.3777e-06 | [12 empty] | 7.3.3.17.5 (Remote Grid) Updates to grid topology to minimize risk of ignition in HFTDs Remote GridWLDFRVegetation ContactAggregated | WLDFR | HFTD - Distribution - Tier 2 - 2QU CoRE ¦ 5QU LoRE | Red Flag Warning - Large Fires | Vegetation Contact | Aggregated | 2067 | 1.7067e-05 | 1464.9153 | 0.025002 | 2067 | Mitigation | 0.95 | 45 | 0 | esc | 0 | 0 | 0.00097009 | 1.6556e-08
[79 empty] | WLDFR | HFTD - Distribution - Tier 3 - 3QU CoRE ¦ 4QU LoRE | Non-Red Flag Warning - Destructive Fires | 2022 | 8.501e-10 | 0 | 8807.9522 | 222.2294 | 8585.7228 | 0 | 0 | 0 | 1.0384e-06 | 7.4877e-06 | 0 | 7.4877e-06 | 0 | 0 | 0 | 0 | 1.8242e-06 | 3.9986e-06 | 0 | 3.9986e-06 | 0 | 1.0535e-06 | 1.3777e-06 | 0 | 1.3777e-06 | [12 empty] | 7.3.3.17.5 (Remote Grid) Updates to grid topology to minimize risk of ignition in HFTDs Remote GridWLDFRContact from objectAggregated | WLDFR | HFTD - Distribution - Tier 2 - 2QU CoRE ¦ 5QU LoRE | Red Flag Warning - Small Fires | Contact from object | Aggregated | 2022 | 1.229e-05 | 1464.9153 | 0.018004 | 2022 | Mitigation | 0.95 | 45 | 0 | esc | 0.00097009 | 1.1922e-08 | 0 | 0
[79 empty] | WLDFR | HFTD - Distribution - Tier 3 - 3QU CoRE ¦ 4QU LoRE | Non-Red Flag Warning - Destructive Fires | 2023 | 8.501e-10 | 8.501e-10 | 9129.7461 | 233.2301 | 8896.516 | 0 | 0 | 0 | 1.0384e-06 | 7.7612e-06 | 0 | 7.7612e-06 | 7.7612e-06 | 0 | 7.7612e-06 | 0 | 1.8242e-06 | 3.9986e-06 | 0 | 3.9986e-06 | 0 | 1.0991e-06 | 1.4373e-06 | 0 | 1.4373e-06 | [12 empty] | 7.3.3.17.5 (Remote Grid) Updates to grid topology to minimize risk of ignition in HFTDs Remote GridWLDFRContact from objectAggregated | WLDFR | HFTD - Distribution - Tier 2 - 2QU CoRE ¦ 5QU LoRE | Red Flag Warning - Small Fires | Contact from object | Aggregated | 2023 | 1.229e-05 | 1464.9153 | 0.018004 | 2023 | Mitigation | 0.95 | 45 | 0 | esc | 0.00097009 | 1.1922e-08 | 0.00097009 | 1.1922e-08
[79 empty] | WLDFR | HFTD - Distribution - Tier 3 - 3QU CoRE ¦ 4QU LoRE | Non-Red Flag Warning - Destructive Fires | 2024 | 8.501e-10 | 8.501e-10 | 9129.7461 | 233.2301 | 8896.516 | 0 | 0 | 0 | 1.0384e-06 | 7.7612e-06 | 0 | 7.7612e-06 | 7.7612e-06 | 0 | 7.7612e-06 | 0 | 1.8967e-06 | 4.1577e-06 | 0 | 4.1577e-06 | 0 | 1.0991e-06 | 1.4373e-06 | 0 | 1.4373e-06 | [12 empty] | 7.3.3.17.5 (Remote Grid) Updates to grid topology to minimize risk of ignition in HFTDs Remote GridWLDFRContact from objectAggregated | WLDFR | HFTD - Distribution - Tier 2 - 2QU CoRE ¦ 5QU LoRE | Red Flag Warning - Small Fires | Contact from object | Aggregated | 2024 | 1.229e-05 | 1464.9153 | 0.018004 | 2024 | Mitigation | 0.95 | 45 | 0 | esc | 0.00097009 | 1.1922e-08 | 0.00097009 | 1.1922e-08
[79 empty] | WLDFR | HFTD - Distribution - Tier 3 - 3QU CoRE ¦ 4QU LoRE | Non-Red Flag Warning - Destructive Fires | 2025 | 8.501e-10 | 8.501e-10 | 9129.7461 | 233.2301 | 8896.516 | 0 | 0 | 0 | 1.0384e-06 | 7.7612e-06 | 0 | 7.7612e-06 | 7.7612e-06 | 0 | 7.7612e-06 | 0 | 1.8967e-06 | 4.1577e-06 | 0 | 4.1577e-06 | 0 | 1.0991e-06 | 1.4373e-06 | 0 | 1.4373e-06 | [12 empty] | 7.3.3.17.5 (Remote Grid) Updates to grid topology to minimize risk of ignition in HFTDs Remote GridWLDFRContact from objectAggregated | WLDFR | HFTD - Distribution - Tier 2 - 2QU CoRE ¦ 5QU LoRE | Red Flag Warning - Small Fires | Contact from object | Aggregated | 2025 | 1.229e-05 | 1464.9153 | 0.018004 | 2025 | Mitigation | 0.95 | 45 | 0 | esc | 0.00097009 | 1.1922e-08 | 0.00097009 | 1.1922e-08
[79 empty] | WLDFR | HFTD - Distribution - Tier 3 - 3QU CoRE ¦ 4QU LoRE | Non-Red Flag Warning - Destructive Fires | 2026 | 8.501e-10 | 8.501e-10 | 9129.7461 | 233.2301 | 8896.516 | 0 | 0 | 0 | 1.0384e-06 | 7.7612e-06 | 0 | 7.7612e-06 | 7.7612e-06 | 0 | 7.7612e-06 | 0 | 1.8967e-06 | 4.1577e-06 | 0 | 4.1577e-06 | 0 | 1.0991e-06 | 1.4373e-06 | 0 | 1.4373e-06 | [12 empty] | 7.3.3.17.5 (Remote Grid) Updates to grid topology to minimize risk of ignition in HFTDs Remote GridWLDFRContact from objectAggregated | WLDFR | HFTD - Distribution - Tier 2 - 2QU CoRE ¦ 5QU LoRE | Red Flag Warning - Small Fires | Contact from object | Aggregated | 2026 | 1.229e-05 | 1464.9153 | 0.018004 | 2026 | Mitigation | 0.95 | 45 | 0 | esc | 0.00097009 | 1.1922e-08 | 0.00097009 | 1.1922e-08
[79 empty] | WLDFR | HFTD - Distribution - Tier 3 - 3QU CoRE ¦ 4QU LoRE | Non-Red Flag Warning - Destructive Fires | 2027 | 8.501e-10 | 8.501e-10 | 9129.7461 | 233.2301 | 8896.516 | 0 | 0 | 0 | 1.0384e-06 | 7.7612e-06 | 0 | 7.7612e-06 | 7.7612e-06 | 0 | 7.7612e-06 | 0 | 1.8967e-06 | 4.1577e-06 | 0 | 4.1577e-06 | 0 | 0 | 1.4373e-06 | 0 | 1.4373e-06 | [12 empty] | 7.3.3.17.5 (Remote Grid) Updates to grid topology to minimize risk of ignition in HFTDs Remote GridWLDFRContact from objectAggregated | WLDFR | HFTD - Distribution - Tier 2 - 2QU CoRE ¦ 5QU LoRE | Red Flag Warning - Small Fires | Contact from object | Aggregated | 2027 | 1.229e-05 | 1464.9153 | 0.018004 | 2027 | Mitigation | 0.95 | 45 | 0 | esc | 0.00097009 | 1.1922e-08 | 0.00097009 | 1.1922e-08
[79 empty] | WLDFR | HFTD - Distribution - Tier 3 - 3QU CoRE ¦ 4QU LoRE | Non-Red Flag Warning - Destructive Fires | 2028 | 8.501e-10 | 8.501e-10 | 9534.9221 | 247.273 | 9287.6491 | 0 | 0 | 0 | 1.0384e-06 | 8.1056e-06 | 0 | 8.1056e-06 | 8.1056e-06 | 0 | 8.1056e-06 | 0 | 1.8967e-06 | 4.1577e-06 | 0 | 4.1577e-06 | 0 | 0 | 0 | 0 | 0 | [12 empty] | 7.3.3.17.5 (Remote Grid) Updates to grid topology to minimize risk of ignition in HFTDs Remote GridWLDFRContact from objectAggregated | WLDFR | HFTD - Distribution - Tier 2 - 2QU CoRE ¦ 5QU LoRE | Red Flag Warning - Small Fires | Contact from object | Aggregated | 2028 | 1.229e-05 | 1464.9153 | 0.018004 | 2028 | Mitigation | 0.95 | 45 | 0 | esc | 0.00097009 | 1.1922e-08 | 0.00097009 | 1.1922e-08
[79 empty] | WLDFR | HFTD - Distribution - Tier 3 - 3QU CoRE ¦ 4QU LoRE | Non-Red Flag Warning - Destructive Fires | 2029 | 8.501e-10 | 8.501e-10 | 9534.9221 | 247.273 | 9287.6491 | 0 | 0 | 0 | 1.0384e-06 | 8.1056e-06 | 0 | 8.1056e-06 | 8.1056e-06 | 0 | 8.1056e-06 | 0 | 1.9785e-06 | 4.3369e-06 | 0 | 4.3369e-06 | 0 | 0 | 0 | 0 | 0 | [12 empty] | 7.3.3.17.5 (Remote Grid) Updates to grid topology to minimize risk of ignition in HFTDs Remote GridWLDFRContact from objectAggregated | WLDFR | HFTD - Distribution - Tier 2 - 2QU CoRE ¦ 5QU LoRE | Red Flag Warning - Small Fires | Contact from object | Aggregated | 2029 | 1.229e-05 | 1464.9153 | 0.018004 | 2029 | Mitigation | 0.95 | 45 | 0 | esc | 0.00097009 | 1.1922e-08 | 0.00097009 | 1.1922e-08
[79 empty] | WLDFR | HFTD - Distribution - Tier 3 - 3QU CoRE ¦ 4QU LoRE | Non-Red Flag Warning - Destructive Fires | 2030 | 8.501e-10 | 8.501e-10 | 9534.9221 | 247.273 | 9287.6491 | 0 | 0 | 0 | 1.0384e-06 | 8.1056e-06 | 0 | 8.1056e-06 | 8.1056e-06 | 0 | 8.1056e-06 | 0 | 1.9785e-06 | 4.3369e-06 | 0 | 4.3369e-06 | 0 | 4.661e-05 | 0 | 0 | 0 | [12 empty] | 7.3.3.17.5 (Remote Grid) Updates to grid topology to minimize risk of ignition in HFTDs Remote GridWLDFRContact from objectAggregated | WLDFR | HFTD - Distribution - Tier 2 - 2QU CoRE ¦ 5QU LoRE | Red Flag Warning - Small Fires | Contact from object | Aggregated | 2030 | 1.229e-05 | 1464.9153 | 0.018004 | 2030 | Mitigation | 0.95 | 45 | 0 | esc | 0.00097009 | 1.1922e-08 | 0.00097009 | 1.1922e-08
[79 empty] | WLDFR | HFTD - Distribution - Tier 3 - 3QU CoRE ¦ 4QU LoRE | Non-Red Flag Warning - Destructive Fires | 2031 | 8.501e-10 | 8.501e-10 | 9534.9221 | 247.273 | 9287.6491 | 0 | 0 | 0 | 1.0384e-06 | 8.1056e-06 | 0 | 8.1056e-06 | 8.1056e-06 | 0 | 8.1056e-06 | 0 | 1.9785e-06 | 4.3369e-06 | 0 | 4.3369e-06 | 0 | 4.8318e-05 | 6.3185e-05 | 0 | 6.3185e-05 | [12 empty] | 7.3.3.17.5 (Remote Grid) Updates to grid topology to minimize risk of ignition in HFTDs Remote GridWLDFRContact from objectAggregated | WLDFR | HFTD - Distribution - Tier 2 - 2QU CoRE ¦ 5QU LoRE | Red Flag Warning - Small Fires | Contact from object | Aggregated | 2031 | 1.229e-05 | 1464.9153 | 0.018004 | 2031 | Mitigation | 0.95 | 45 | 0 | esc | 0.00097009 | 1.1922e-08 | 0.00097009 | 1.1922e-08
[79 empty] | WLDFR | HFTD - Distribution - Tier 3 - 3QU CoRE ¦ 4QU LoRE | Non-Red Flag Warning - Destructive Fires | 2032 | 8.501e-10 | 8.501e-10 | 9534.9221 | 247.273 | 9287.6491 | 0 | 0 | 0 | 1.0384e-06 | 8.1056e-06 | 0 | 8.1056e-06 | 8.1056e-06 | 0 | 8.1056e-06 | 0 | 1.9785e-06 | 4.3369e-06 | 0 | 4.3369e-06 | 0 | 4.8318e-05 | 6.3185e-05 | 0 | 6.3185e-05 | [12 empty] | 7.3.3.17.5 (Remote Grid) Updates to grid topology to minimize risk of ignition in HFTDs Remote GridWLDFRContact from objectAggregated | WLDFR | HFTD - Distribution - Tier 2 - 2QU CoRE ¦ 5QU LoRE | Red Flag Warning - Small Fires | Contact from object | Aggregated | 2032 | 1.229e-05 | 1464.9153 | 0.018004 | 2032 | Mitigation | 0.95 | 45 | 0 | esc | 0.00097009 | 1.1922e-08 | 0.00097009 | 1.1922e-08
[79 empty] | WLDFR | HFTD - Distribution - Tier 3 - 3QU CoRE ¦ 4QU LoRE | Non-Red Flag Warning - Destructive Fires | 2033 | 8.501e-10 | 8.501e-10 | 9984.8474 | 263.1074 | 9721.74 | 0 | 0 | 0 | 1.0384e-06 | 8.4881e-06 | 0 | 8.4881e-06 | 8.4881e-06 | 0 | 8.4881e-06 | 0 | 1.9785e-06 | 4.3369e-06 | 0 | 4.3369e-06 | 0 | 4.8318e-05 | 6.3185e-05 | 0 | 6.3185e-05 | [12 empty] | 7.3.3.17.5 (Remote Grid) Updates to grid topology to minimize risk of ignition in HFTDs Remote GridWLDFRContact from objectAggregated | WLDFR | HFTD - Distribution - Tier 2 - 2QU CoRE ¦ 5QU LoRE | Red Flag Warning - Small Fires | Contact from object | Aggregated | 2033 | 1.229e-05 | 1464.9153 | 0.018004 | 2033 | Mitigation | 0.95 | 45 | 0 | esc | 0.00097009 | 1.1922e-08 | 0.00097009 | 1.1922e-08
[79 empty] | WLDFR | HFTD - Distribution - Tier 3 - 3QU CoRE ¦ 4QU LoRE | Non-Red Flag Warning - Destructive Fires | 2034 | 8.501e-10 | 8.501e-10 | 9984.8474 | 263.1074 | 9721.74 | 0 | 0 | 0 | 1.0384e-06 | 8.4881e-06 | 0 | 8.4881e-06 | 8.4881e-06 | 0 | 8.4881e-06 | 0 | 2.0686e-06 | 4.5345e-06 | 0 | 4.5345e-06 | 0 | 4.8318e-05 | 6.3185e-05 | 0 | 6.3185e-05 | [12 empty] | 7.3.3.17.5 (Remote Grid) Updates to grid topology to minimize risk of ignition in HFTDs Remote GridWLDFRContact from objectAggregated | WLDFR | HFTD - Distribution - Tier 2 - 2QU CoRE ¦ 5QU LoRE | Red Flag Warning - Small Fires | Contact from object | Aggregated | 2034 | 1.229e-05 | 1464.9153 | 0.018004 | 2034 | Mitigation | 0.95 | 45 | 0 | esc | 0.00097009 | 1.1922e-08 | 0.00097009 | 1.1922e-08
[79 empty] | WLDFR | HFTD - Distribution - Tier 3 - 3QU CoRE ¦ 4QU LoRE | Non-Red Flag Warning - Destructive Fires | 2035 | 8.501e-10 | 8.501e-10 | 9984.8474 | 263.1074 | 9721.74 | 0 | 0 | 0 | 1.0384e-06 | 8.4881e-06 | 0 | 8.4881e-06 | 8.4881e-06 | 0 | 8.4881e-06 | 0 | 2.0686e-06 | 4.5345e-06 | 0 | 4.5345e-06 | 0 | 4.8318e-05 | 6.3185e-05 | 0 | 6.3185e-05 | [12 empty] | 7.3.3.17.5 (Remote Grid) Updates to grid topology to minimize risk of ignition in HFTDs Remote GridWLDFRContact from objectAggregated | WLDFR | HFTD - Distribution - Tier 2 - 2QU CoRE ¦ 5QU LoRE | Red Flag Warning - Small Fires | Contact from object | Aggregated | 2035 | 1.229e-05 | 1464.9153 | 0.018004 | 2035 | Mitigation | 0.95 | 45 | 0 | esc | 0.00097009 | 1.1922e-08 | 0.00097009 | 1.1922e-08
[79 empty] | WLDFR | HFTD - Distribution - Tier 3 - 3QU CoRE ¦ 4QU LoRE | Non-Red Flag Warning - Destructive Fires | 2036 | 8.501e-10 | 8.501e-10 | 9984.8474 | 263.1074 | 9721.74 | 0 | 0 | 0 | 1.0384e-06 | 8.4881e-06 | 0 | 8.4881e-06 | 8.4881e-06 | 0 | 8.4881e-06 | 0 | 2.0686e-06 | 4.5345e-06 | 0 | 4.5345e-06 | 0 | 5.0471e-05 | 6.6e-05 | 0 | 6.6e-05 | [12 empty] | 7.3.3.17.5 (Remote Grid) Updates to grid topology to minimize risk of ignition in HFTDs Remote GridWLDFRContact from objectAggregated | WLDFR | HFTD - Distribution - Tier 2 - 2QU CoRE ¦ 5QU LoRE | Red Flag Warning - Small Fires | Contact from object | Aggregated | 2036 | 1.229e-05 | 1464.9153 | 0.018004 | 2036 | Mitigation | 0.95 | 45 | 0 | esc | 0.00097009 | 1.1922e-08 | 0.00097009 | 1.1922e-08
[79 empty] | WLDFR | HFTD - Distribution - Tier 3 - 3QU CoRE ¦ 4QU LoRE | Non-Red Flag Warning - Destructive Fires | 2037 | 8.501e-10 | 8.501e-10 | 9984.8474 | 263.1074 | 9721.74 | 0 | 0 | 0 | 1.0384e-06 | 8.4881e-06 | 0 | 8.4881e-06 | 8.4881e-06 | 0 | 8.4881e-06 | 0 | 2.0686e-06 | 4.5345e-06 | 0 | 4.5345e-06 | 0 | 5.0471e-05 | 6.6e-05 | 0 | 6.6e-05 | [12 empty] | 7.3.3.17.5 (Remote Grid) Updates to grid topology to minimize risk of ignition in HFTDs Remote GridWLDFRContact from objectAggregated | WLDFR | HFTD - Distribution - Tier 2 - 2QU CoRE ¦ 5QU LoRE | Red Flag Warning - Small Fires | Contact from object | Aggregated | 2037 | 1.229e-05 | 1464.9153 | 0.018004 | 2037 | Mitigation | 0.95 | 45 | 0 | esc | 0.00097009 | 1.1922e-08 | 0.00097009 | 1.1922e-08
[79 empty] | WLDFR | HFTD - Distribution - Tier 3 - 3QU CoRE ¦ 4QU LoRE | Non-Red Flag Warning - Destructive Fires | 2038 | 8.501e-10 | 8.501e-10 | 10472.8261 | 280.5544 | 10192.2718 | 0 | 0 | 0 | 1.0384e-06 | 8.903e-06 | 0 | 8.903e-06 | 8.903e-06 | 0 | 8.903e-06 | 0 | 2.0686e-06 | 4.5345e-06 | 0 | 4.5345e-06 | 0 | 5.0471e-05 | 6.6e-05 | 0 | 6.6e-05 | [12 empty] | 7.3.3.17.5 (Remote Grid) Updates to grid topology to minimize risk of ignition in HFTDs Remote GridWLDFRContact from objectAggregated | WLDFR | HFTD - Distribution - Tier 2 - 2QU CoRE ¦ 5QU LoRE | Red Flag Warning - Small Fires | Contact from object | Aggregated | 2038 | 1.229e-05 | 1464.9153 | 0.018004 | 2038 | Mitigation | 0.95 | 45 | 0 | esc | 0.00097009 | 1.1922e-08 | 0.00097009 | 1.1922e-08
[79 empty] | WLDFR | HFTD - Distribution - Tier 3 - 3QU CoRE ¦ 4QU LoRE | Non-Red Flag Warning - Destructive Fires | 2039 | 8.501e-10 | 8.501e-10 | 10472.8261 | 280.5544 | 10192.2718 | 0 | 0 | 0 | 1.0384e-06 | 8.903e-06 | 0 | 8.903e-06 | 8.903e-06 | 0 | 8.903e-06 | 0 | 2.1662e-06 | 4.7484e-06 | 0 | 4.7484e-06 | 0 | 5.0471e-05 | 6.6e-05 | 0 | 6.6e-05 | [12 empty] | 7.3.3.17.5 (Remote Grid) Updates to grid topology to minimize risk of ignition in HFTDs Remote GridWLDFRContact from objectAggregated | WLDFR | HFTD - Distribution - Tier 2 - 2QU CoRE ¦ 5QU LoRE | Red Flag Warning - Small Fires | Contact from object | Aggregated | 2039 | 1.229e-05 | 1464.9153 | 0.018004 | 2039 | Mitigation | 0.95 | 45 | 0 | esc | 0.00097009 | 1.1922e-08 | 0.00097009 | 1.1922e-08
[79 empty] | WLDFR | HFTD - Distribution - Tier 3 - 3QU CoRE ¦ 4QU LoRE | Non-Red Flag Warning - Destructive Fires | 2040 | 8.501e-10 | 8.501e-10 | 10472.8261 | 280.5544 | 10192.2718 | 0 | 0 | 0 | 1.0384e-06 | 8.903e-06 | 0 | 8.903e-06 | 8.903e-06 | 0 | 8.903e-06 | 0 | 2.1662e-06 | 4.7484e-06 | 0 | 4.7484e-06 | 0 | 5.0471e-05 | 6.6e-05 | 0 | 6.6e-05 | [12 empty] | 7.3.3.17.5 (Remote Grid) Updates to grid topology to minimize risk of ignition in HFTDs Remote GridWLDFRContact from objectAggregated | WLDFR | HFTD - Distribution - Tier 2 - 2QU CoRE ¦ 5QU LoRE | Red Flag Warning - Small Fires | Contact from object | Aggregated | 2040 | 1.229e-05 | 1464.9153 | 0.018004 | 2040 | Mitigation | 0.95 | 45 | 0 | esc | 0.00097009 | 1.1922e-08 | 0.00097009 | 1.1922e-08
[79 empty] | WLDFR | HFTD - Distribution - Tier 3 - 3QU CoRE ¦ 4QU LoRE | Non-Red Flag Warning - Destructive Fires | 2041 | 8.501e-10 | 8.501e-10 | 10472.8261 | 280.5544 | 10192.2718 | 0 | 0 | 0 | 1.0384e-06 | 8.903e-06 | 0 | 8.903e-06 | 8.903e-06 | 0 | 8.903e-06 | 0 | 2.1662e-06 | 4.7484e-06 | 0 | 4.7484e-06 | 0 | 5.2863e-05 | 6.9129e-05 | 0 | 6.9129e-05 | [12 empty] | 7.3.3.17.5 (Remote Grid) Updates to grid topology to minimize risk of ignition in HFTDs Remote GridWLDFRContact from objectAggregated | WLDFR | HFTD - Distribution - Tier 2 - 2QU CoRE ¦ 5QU LoRE | Red Flag Warning - Small Fires | Contact from object | Aggregated | 2041 | 1.229e-05 | 1464.9153 | 0.018004 | 2041 | Mitigation | 0.95 | 45 | 0 | esc | 0.00097009 | 1.1922e-08 | 0.00097009 | 1.1922e-08
[79 empty] | WLDFR | HFTD - Distribution - Tier 3 - 3QU CoRE ¦ 4QU LoRE | Non-Red Flag Warning - Destructive Fires | 2042 | 8.501e-10 | 8.501e-10 | 10472.8261 | 280.5544 | 10192.2718 | 0 | 0 | 0 | 1.0384e-06 | 8.903e-06 | 0 | 8.903e-06 | 8.903e-06 | 0 | 8.903e-06 | 0 | 2.1662e-06 | 4.7484e-06 | 0 | 4.7484e-06 | 0 | 5.2863e-05 | 6.9129e-05 | 0 | 6.9129e-05 | [12 empty] | 7.3.3.17.5 (Remote Grid) Updates to grid topology to minimize risk of ignition in HFTDs Remote GridWLDFRContact from objectAggregated | WLDFR | HFTD - Distribution - Tier 2 - 2QU CoRE ¦ 5QU LoRE | Red Flag Warning - Small Fires | Contact from object | Aggregated | 2042 | 1.229e-05 | 1464.9153 | 0.018004 | 2042 | Mitigation | 0.95 | 45 | 0 | esc | 0.00097009 | 1.1922e-08 | 0.00097009 | 1.1922e-08
[79 empty] | WLDFR | HFTD - Distribution - Tier 3 - 3QU CoRE ¦ 4QU LoRE | Non-Red Flag Warning - Destructive Fires | 2043 | 8.501e-10 | 8.501e-10 | 10992.1562 | 299.42 | 10692.7362 | 0 | 0 | 0 | 1.0384e-06 | 9.3444e-06 | 0 | 9.3444e-06 | 9.3444e-06 | 0 | 9.3444e-06 | 0 | 2.1662e-06 | 4.7484e-06 | 0 | 4.7484e-06 | 0 | 5.2863e-05 | 6.9129e-05 | 0 | 6.9129e-05 | [12 empty] | 7.3.3.17.5 (Remote Grid) Updates to grid topology to minimize risk of ignition in HFTDs Remote GridWLDFRContact from objectAggregated | WLDFR | HFTD - Distribution - Tier 2 - 2QU CoRE ¦ 5QU LoRE | Red Flag Warning - Small Fires | Contact from object | Aggregated | 2043 | 1.229e-05 | 1464.9153 | 0.018004 | 2043 | Mitigation | 0.95 | 45 | 0 | esc | 0.00097009 | 1.1922e-08 | 0.00097009 | 1.1922e-08
[79 empty] | WLDFR | HFTD - Distribution - Tier 3 - 3QU CoRE ¦ 4QU LoRE | Non-Red Flag Warning - Destructive Fires | 2044 | 8.501e-10 | 8.501e-10 | 10992.1562 | 299.42 | 10692.7362 | 0 | 0 | 0 | 1.0384e-06 | 9.3444e-06 | 0 | 9.3444e-06 | 9.3444e-06 | 0 | 9.3444e-06 | 0 | 2.2703e-06 | 4.9765e-06 | 0 | 4.9765e-06 | 0 | 5.2863e-05 | 6.9129e-05 | 0 | 6.9129e-05 | [12 empty] | 7.3.3.17.5 (Remote Grid) Updates to grid topology to minimize risk of ignition in HFTDs Remote GridWLDFRContact from objectAggregated | WLDFR | HFTD - Distribution - Tier 2 - 2QU CoRE ¦ 5QU LoRE | Red Flag Warning - Small Fires | Contact from object | Aggregated | 2044 | 1.229e-05 | 1464.9153 | 0.018004 | 2044 | Mitigation | 0.95 | 45 | 0 | esc | 0.00097009 | 1.1922e-08 | 0.00097009 | 1.1922e-08
[79 empty] | WLDFR | HFTD - Distribution - Tier 3 - 3QU CoRE ¦ 4QU LoRE | Non-Red Flag Warning - Destructive Fires | 2045 | 8.501e-10 | 8.501e-10 | 10992.1562 | 299.42 | 10692.7362 | 0 | 0 | 0 | 1.0384e-06 | 9.3444e-06 | 0 | 9.3444e-06 | 9.3444e-06 | 0 | 9.3444e-06 | 0 | 2.2703e-06 | 4.9765e-06 | 0 | 4.9765e-06 | 0 | 5.2863e-05 | 6.9129e-05 | 0 | 6.9129e-05 | [12 empty] | 7.3.3.17.5 (Remote Grid) Updates to grid topology to minimize risk of ignition in HFTDs Remote GridWLDFRContact from objectAggregated | WLDFR | HFTD - Distribution - Tier 2 - 2QU CoRE ¦ 5QU LoRE | Red Flag Warning - Small Fires | Contact from object | Aggregated | 2045 | 1.229e-05 | 1464.9153 | 0.018004 | 2045 | Mitigation | 0.95 | 45 | 0 | esc | 0.00097009 | 1.1922e-08 | 0.00097009 | 1.1922e-08
[79 empty] | WLDFR | HFTD - Distribution - Tier 3 - 3QU CoRE ¦ 4QU LoRE | Non-Red Flag Warning - Destructive Fires | 2046 | 8.501e-10 | 8.501e-10 | 10992.1562 | 299.42 | 10692.7362 | 0 | 0 | 0 | 1.0384e-06 | 9.3444e-06 | 0 | 9.3444e-06 | 9.3444e-06 | 0 | 9.3444e-06 | 0 | 2.2703e-06 | 4.9765e-06 | 0 | 4.9765e-06 | 0 | 5.5461e-05 | 7.2525e-05 | 0 | 7.2525e-05 | [12 empty] | 7.3.3.17.5 (Remote Grid) Updates to grid topology to minimize risk of ignition in HFTDs Remote GridWLDFRContact from objectAggregated | WLDFR | HFTD - Distribution - Tier 2 - 2QU CoRE ¦ 5QU LoRE | Red Flag Warning - Small Fires | Contact from object | Aggregated | 2046 | 1.229e-05 | 1464.9153 | 0.018004 | 2046 | Mitigation | 0.95 | 45 | 0 | esc | 0.00097009 | 1.1922e-08 | 0.00097009 | 1.1922e-08
[79 empty] | WLDFR | HFTD - Distribution - Tier 3 - 3QU CoRE ¦ 4QU LoRE | Non-Red Flag Warning - Destructive Fires | 2047 | 8.501e-10 | 8.501e-10 | 10992.1562 | 299.42 | 10692.7362 | 0 | 0 | 0 | 1.0384e-06 | 9.3444e-06 | 0 | 9.3444e-06 | 9.3444e-06 | 0 | 9.3444e-06 | 0 | 2.2703e-06 | 4.9765e-06 | 0 | 4.9765e-06 | 0 | 5.5461e-05 | 7.2525e-05 | 0 | 7.2525e-05 | [12 empty] | 7.3.3.17.5 (Remote Grid) Updates to grid topology to minimize risk of ignition in HFTDs Remote GridWLDFRContact from objectAggregated | WLDFR | HFTD - Distribution - Tier 2 - 2QU CoRE ¦ 5QU LoRE | Red Flag Warning - Small Fires | Contact from object | Aggregated | 2047 | 1.229e-05 | 1464.9153 | 0.018004 | 2047 | Mitigation | 0.95 | 45 | 0 | esc | 0.00097009 | 1.1922e-08 | 0.00097009 | 1.1922e-08
[79 empty] | WLDFR | HFTD - Distribution - Tier 3 - 3QU CoRE ¦ 4QU LoRE | Non-Red Flag Warning - Destructive Fires | 2048 | 8.501e-10 | 8.501e-10 | 11536.0538 | 319.4911 | 11216.5626 | 0 | 0 | 0 | 1.0384e-06 | 9.8068e-06 | 0 | 9.8068e-06 | 9.8068e-06 | 0 | 9.8068e-06 | 0 | 2.2703e-06 | 4.9765e-06 | 0 | 4.9765e-06 | 0 | 5.5461e-05 | 7.2525e-05 | 0 | 7.2525e-05 | [12 empty] | 7.3.3.17.5 (Remote Grid) Updates to grid topology to minimize risk of ignition in HFTDs Remote GridWLDFRContact from objectAggregated | WLDFR | HFTD - Distribution - Tier 2 - 2QU CoRE ¦ 5QU LoRE | Red Flag Warning - Small Fires | Contact from object | Aggregated | 2048 | 1.229e-05 | 1464.9153 | 0.018004 | 2048 | Mitigation | 0.95 | 45 | 0 | esc | 0.00097009 | 1.1922e-08 | 0.00097009 | 1.1922e-08
[79 empty] | WLDFR | HFTD - Distribution - Tier 3 - 3QU CoRE ¦ 4QU LoRE | Non-Red Flag Warning - Destructive Fires | 2049 | 8.501e-10 | 8.501e-10 | 11536.0538 | 319.4911 | 11216.5626 | 0 | 0 | 0 | 1.0384e-06 | 9.8068e-06 | 0 | 9.8068e-06 | 9.8068e-06 | 0 | 9.8068e-06 | 0 | 2.3797e-06 | 5.2163e-06 | 0 | 5.2163e-06 | 0 | 5.5461e-05 | 7.2525e-05 | 0 | 7.2525e-05 | [12 empty] | 7.3.3.17.5 (Remote Grid) Updates to grid topology to minimize risk of ignition in HFTDs Remote GridWLDFRContact from objectAggregated | WLDFR | HFTD - Distribution - Tier 2 - 2QU CoRE ¦ 5QU LoRE | Red Flag Warning - Small Fires | Contact from object | Aggregated | 2049 | 1.229e-05 | 1464.9153 | 0.018004 | 2049 | Mitigation | 0.95 | 45 | 0 | esc | 0.00097009 | 1.1922e-08 | 0.00097009 | 1.1922e-08
[79 empty] | WLDFR | HFTD - Distribution - Tier 3 - 3QU CoRE ¦ 4QU LoRE | Non-Red Flag Warning - Destructive Fires | 2050 | 8.501e-10 | 8.501e-10 | 11536.0538 | 319.4911 | 11216.5626 | 0 | 0 | 0 | 1.0384e-06 | 9.8068e-06 | 0 | 9.8068e-06 | 9.8068e-06 | 0 | 9.8068e-06 | 0 | 2.3797e-06 | 5.2163e-06 | 0 | 5.2163e-06 | 0 | 5.5461e-05 | 7.2525e-05 | 0 | 7.2525e-05 | [12 empty] | 7.3.3.17.5 (Remote Grid) Updates to grid topology to minimize risk of ignition in HFTDs Remote GridWLDFRContact from objectAggregated | WLDFR | HFTD - Distribution - Tier 2 - 2QU CoRE ¦ 5QU LoRE | Red Flag Warning - Small Fires | Contact from object | Aggregated | 2050 | 1.229e-05 | 1464.9153 | 0.018004 | 2050 | Mitigation | 0.95 | 45 | 0 | esc | 0.00097009 | 1.1922e-08 | 0.00097009 | 1.1922e-08
[79 empty] | WLDFR | HFTD - Distribution - Tier 3 - 3QU CoRE ¦ 4QU LoRE | Non-Red Flag Warning - Destructive Fires | 2051 | 8.501e-10 | 8.501e-10 | 11536.0538 | 319.4911 | 11216.5626 | 0 | 0 | 0 | 1.0384e-06 | 9.8068e-06 | 0 | 9.8068e-06 | 9.8068e-06 | 0 | 9.8068e-06 | 0 | 2.3797e-06 | 5.2163e-06 | 0 | 5.2163e-06 | 0 | 5.8227e-05 | 7.6143e-05 | 0 | 7.6143e-05 | [12 empty] | 7.3.3.17.5 (Remote Grid) Updates to grid topology to minimize risk of ignition in HFTDs Remote GridWLDFRContact from objectAggregated | WLDFR | HFTD - Distribution - Tier 2 - 2QU CoRE ¦ 5QU LoRE | Red Flag Warning - Small Fires | Contact from object | Aggregated | 2051 | 1.229e-05 | 1464.9153 | 0.018004 | 2051 | Mitigation | 0.95 | 45 | 0 | esc | 0.00097009 | 1.1922e-08 | 0.00097009 | 1.1922e-08
[79 empty] | WLDFR | HFTD - Distribution - Tier 3 - 3QU CoRE ¦ 4QU LoRE | Non-Red Flag Warning - Destructive Fires | 2052 | 8.501e-10 | 8.501e-10 | 11536.0538 | 319.4911 | 11216.5626 | 0 | 0 | 0 | 1.0384e-06 | 9.8068e-06 | 0 | 9.8068e-06 | 9.8068e-06 | 0 | 9.8068e-06 | 0 | 2.3797e-06 | 5.2163e-06 | 0 | 5.2163e-06 | 0 | 5.8227e-05 | 7.6143e-05 | 0 | 7.6143e-05 | [12 empty] | 7.3.3.17.5 (Remote Grid) Updates to grid topology to minimize risk of ignition in HFTDs Remote GridWLDFRContact from objectAggregated | WLDFR | HFTD - Distribution - Tier 2 - 2QU CoRE ¦ 5QU LoRE | Red Flag Warning - Small Fires | Contact from object | Aggregated | 2052 | 1.229e-05 | 1464.9153 | 0.018004 | 2052 | Mitigation | 0.95 | 45 | 0 | esc | 0.00097009 | 1.1922e-08 | 0.00097009 | 1.1922e-08
[79 empty] | WLDFR | HFTD - Distribution - Tier 3 - 3QU CoRE ¦ 4QU LoRE | Non-Red Flag Warning - Destructive Fires | 2053 | 8.501e-10 | 8.501e-10 | 12097.6769 | 340.5356 | 11757.1413 | 0 | 0 | 0 | 1.0384e-06 | 1.0284e-05 | 0 | 1.0284e-05 | 1.0284e-05 | 0 | 1.0284e-05 | 0 | 2.3797e-06 | 5.2163e-06 | 0 | 5.2163e-06 | 0 | 5.8227e-05 | 7.6143e-05 | 0 | 7.6143e-05 | [12 empty] | 7.3.3.17.5 (Remote Grid) Updates to grid topology to minimize risk of ignition in HFTDs Remote GridWLDFRContact from objectAggregated | WLDFR | HFTD - Distribution - Tier 2 - 2QU CoRE ¦ 5QU LoRE | Red Flag Warning - Small Fires | Contact from object | Aggregated | 2053 | 1.229e-05 | 1464.9153 | 0.018004 | 2053 | Mitigation | 0.95 | 45 | 0 | esc | 0.00097009 | 1.1922e-08 | 0.00097009 | 1.1922e-08
[79 empty] | WLDFR | HFTD - Distribution - Tier 3 - 3QU CoRE ¦ 4QU LoRE | Non-Red Flag Warning - Destructive Fires | 2054 | 8.501e-10 | 8.501e-10 | 12097.6769 | 340.5356 | 11757.1413 | 0 | 0 | 0 | 1.0384e-06 | 1.0284e-05 | 0 | 1.0284e-05 | 1.0284e-05 | 0 | 1.0284e-05 | 0 | 2.4933e-06 | 5.4653e-06 | 0 | 5.4653e-06 | 0 | 5.8227e-05 | 7.6143e-05 | 0 | 7.6143e-05 | [12 empty] | 7.3.3.17.5 (Remote Grid) Updates to grid topology to minimize risk of ignition in HFTDs Remote GridWLDFRContact from objectAggregated | WLDFR | HFTD - Distribution - Tier 2 - 2QU CoRE ¦ 5QU LoRE | Red Flag Warning - Small Fires | Contact from object | Aggregated | 2054 | 1.229e-05 | 1464.9153 | 0.018004 | 2054 | Mitigation | 0.95 | 45 | 0 | esc | 0.00097009 | 1.1922e-08 | 0.00097009 | 1.1922e-08
[79 empty] | WLDFR | HFTD - Distribution - Tier 3 - 3QU CoRE ¦ 4QU LoRE | Non-Red Flag Warning - Destructive Fires | 2055 | 8.501e-10 | 8.501e-10 | 12097.6769 | 340.5356 | 11757.1413 | 0 | 0 | 0 | 1.0384e-06 | 1.0284e-05 | 0 | 1.0284e-05 | 1.0284e-05 | 0 | 1.0284e-05 | 0 | 2.4933e-06 | 5.4653e-06 | 0 | 5.4653e-06 | 0 | 5.8227e-05 | 7.6143e-05 | 0 | 7.6143e-05 | [12 empty] | 7.3.3.17.5 (Remote Grid) Updates to grid topology to minimize risk of ignition in HFTDs Remote GridWLDFRContact from objectAggregated | WLDFR | HFTD - Distribution - Tier 2 - 2QU CoRE ¦ 5QU LoRE | Red Flag Warning - Small Fires | Contact from object | Aggregated | 2055 | 1.229e-05 | 1464.9153 | 0.018004 | 2055 | Mitigation | 0.95 | 45 | 0 | esc | 0.00097009 | 1.1922e-08 | 0.00097009 | 1.1922e-08
[79 empty] | WLDFR | HFTD - Distribution - Tier 3 - 3QU CoRE ¦ 4QU LoRE | Non-Red Flag Warning - Destructive Fires | 2056 | 8.501e-10 | 8.501e-10 | 12097.6769 | 340.5356 | 11757.1413 | 0 | 0 | 0 | 1.0384e-06 | 1.0284e-05 | 0 | 1.0284e-05 | 1.0284e-05 | 0 | 1.0284e-05 | 0 | 2.4933e-06 | 5.4653e-06 | 0 | 5.4653e-06 | 0 | 6.1128e-05 | 7.9936e-05 | 0 | 7.9936e-05 | [12 empty] | 7.3.3.17.5 (Remote Grid) Updates to grid topology to minimize risk of ignition in HFTDs Remote GridWLDFRContact from objectAggregated | WLDFR | HFTD - Distribution - Tier 2 - 2QU CoRE ¦ 5QU LoRE | Red Flag Warning - Small Fires | Contact from object | Aggregated | 2056 | 1.229e-05 | 1464.9153 | 0.018004 | 2056 | Mitigation | 0.95 | 45 | 0 | esc | 0.00097009 | 1.1922e-08 | 0.00097009 | 1.1922e-08
[79 empty] | WLDFR | HFTD - Distribution - Tier 3 - 3QU CoRE ¦ 4QU LoRE | Non-Red Flag Warning - Destructive Fires | 2057 | 8.501e-10 | 8.501e-10 | 12097.6769 | 340.5356 | 11757.1413 | 0 | 0 | 0 | 1.0384e-06 | 1.0284e-05 | 0 | 1.0284e-05 | 1.0284e-05 | 0 | 1.0284e-05 | 0 | 2.4933e-06 | 5.4653e-06 | 0 | 5.4653e-06 | 0 | 6.1128e-05 | 7.9936e-05 | 0 | 7.9936e-05 | [12 empty] | 7.3.3.17.5 (Remote Grid) Updates to grid topology to minimize risk of ignition in HFTDs Remote GridWLDFRContact from objectAggregated | WLDFR | HFTD - Distribution - Tier 2 - 2QU CoRE ¦ 5QU LoRE | Red Flag Warning - Small Fires | Contact from object | Aggregated | 2057 | 1.229e-05 | 1464.9153 | 0.018004 | 2057 | Mitigation | 0.95 | 45 | 0 | esc | 0.00097009 | 1.1922e-08 | 0.00097009 | 1.1922e-08
[79 empty] | WLDFR | HFTD - Distribution - Tier 3 - 3QU CoRE ¦ 4QU LoRE | Non-Red Flag Warning - Destructive Fires | 2058 | 8.501e-10 | 8.501e-10 | 12670.1796 | 362.3049 | 12307.8747 | 0 | 0 | 0 | 1.0384e-06 | 1.0771e-05 | 0 | 1.0771e-05 | 1.0771e-05 | 0 | 1.0771e-05 | 0 | 2.4933e-06 | 5.4653e-06 | 0 | 5.4653e-06 | 0 | 6.1128e-05 | 7.9936e-05 | 0 | 7.9936e-05 | [12 empty] | 7.3.3.17.5 (Remote Grid) Updates to grid topology to minimize risk of ignition in HFTDs Remote GridWLDFRContact from objectAggregated | WLDFR | HFTD - Distribution - Tier 2 - 2QU CoRE ¦ 5QU LoRE | Red Flag Warning - Small Fires | Contact from object | Aggregated | 2058 | 1.229e-05 | 1464.9153 | 0.018004 | 2058 | Mitigation | 0.95 | 45 | 0 | esc | 0.00097009 | 1.1922e-08 | 0.00097009 | 1.1922e-08
[79 empty] | WLDFR | HFTD - Distribution - Tier 3 - 3QU CoRE ¦ 4QU LoRE | Non-Red Flag Warning - Destructive Fires | 2059 | 8.501e-10 | 8.501e-10 | 12670.1796 | 362.3049 | 12307.8747 | 0 | 0 | 0 | 1.0384e-06 | 1.0771e-05 | 0 | 1.0771e-05 | 1.0771e-05 | 0 | 1.0771e-05 | 0 | 2.6098e-06 | 5.7207e-06 | 0 | 5.7207e-06 | 0 | 6.1128e-05 | 7.9936e-05 | 0 | 7.9936e-05 | [12 empty] | 7.3.3.17.5 (Remote Grid) Updates to grid topology to minimize risk of ignition in HFTDs Remote GridWLDFRContact from objectAggregated | WLDFR | HFTD - Distribution - Tier 2 - 2QU CoRE ¦ 5QU LoRE | Red Flag Warning - Small Fires | Contact from object | Aggregated | 2059 | 1.229e-05 | 1464.9153 | 0.018004 | 2059 | Mitigation | 0.95 | 45 | 0 | esc | 0.00097009 | 1.1922e-08 | 0.00097009 | 1.1922e-08
[79 empty] | WLDFR | HFTD - Distribution - Tier 3 - 3QU CoRE ¦ 4QU LoRE | Non-Red Flag Warning - Destructive Fires | 2060 | 8.501e-10 | 8.501e-10 | 12670.1796 | 362.3049 | 12307.8747 | 0 | 0 | 0 | 1.0384e-06 | 1.0771e-05 | 0 | 1.0771e-05 | 1.0771e-05 | 0 | 1.0771e-05 | 0 | 2.6098e-06 | 5.7207e-06 | 0 | 5.7207e-06 | 0 | 6.1128e-05 | 7.9936e-05 | 0 | 7.9936e-05 | [12 empty] | 7.3.3.17.5 (Remote Grid) Updates to grid topology to minimize risk of ignition in HFTDs Remote GridWLDFRContact from objectAggregated | WLDFR | HFTD - Distribution - Tier 2 - 2QU CoRE ¦ 5QU LoRE | Red Flag Warning - Small Fires | Contact from object | Aggregated | 2060 | 1.229e-05 | 1464.9153 | 0.018004 | 2060 | Mitigation | 0.95 | 45 | 0 | esc | 0.00097009 | 1.1922e-08 | 0.00097009 | 1.1922e-08
[79 empty] | WLDFR | HFTD - Distribution - Tier 3 - 3QU CoRE ¦ 4QU LoRE | Non-Red Flag Warning - Destructive Fires | 2061 | 8.501e-10 | 8.501e-10 | 12670.1796 | 362.3049 | 12307.8747 | 0 | 0 | 0 | 1.0384e-06 | 1.0771e-05 | 0 | 1.0771e-05 | 1.0771e-05 | 0 | 1.0771e-05 | 0 | 2.6098e-06 | 5.7207e-06 | 0 | 5.7207e-06 | 0 | 6.4125e-05 | 8.3856e-05 | 0 | 8.3856e-05 | [12 empty] | 7.3.3.17.5 (Remote Grid) Updates to grid topology to minimize risk of ignition in HFTDs Remote GridWLDFRContact from objectAggregated | WLDFR | HFTD - Distribution - Tier 2 - 2QU CoRE ¦ 5QU LoRE | Red Flag Warning - Small Fires | Contact from object | Aggregated | 2061 | 1.229e-05 | 1464.9153 | 0.018004 | 2061 | Mitigation | 0.95 | 45 | 0 | esc | 0.00097009 | 1.1922e-08 | 0.00097009 | 1.1922e-08
[79 empty] | WLDFR | HFTD - Distribution - Tier 3 - 3QU CoRE ¦ 4QU LoRE | Non-Red Flag Warning - Destructive Fires | 2062 | 8.501e-10 | 8.501e-10 | 12670.1796 | 362.3049 | 12307.8747 | 0 | 0 | 0 | 1.0384e-06 | 1.0771e-05 | 0 | 1.0771e-05 | 1.0771e-05 | 0 | 1.0771e-05 | 0 | 2.6098e-06 | 5.7207e-06 | 0 | 5.7207e-06 | 0 | 6.4125e-05 | 8.3856e-05 | 0 | 8.3856e-05 | [12 empty] | 7.3.3.17.5 (Remote Grid) Updates to grid topology to minimize risk of ignition in HFTDs Remote GridWLDFRContact from objectAggregated | WLDFR | HFTD - Distribution - Tier 2 - 2QU CoRE ¦ 5QU LoRE | Red Flag Warning - Small Fires | Contact from object | Aggregated | 2062 | 1.229e-05 | 1464.9153 | 0.018004 | 2062 | Mitigation | 0.95 | 45 | 0 | esc | 0.00097009 | 1.1922e-08 | 0.00097009 | 1.1922e-08
[79 empty] | WLDFR | HFTD - Distribution - Tier 3 - 3QU CoRE ¦ 4QU LoRE | Non-Red Flag Warning - Destructive Fires | 2063 | 8.501e-10 | 8.501e-10 | 13246.6313 | 384.5316 | 12862.0997 | 0 | 0 | 0 | 1.0384e-06 | 1.1261e-05 | 0 | 1.1261e-05 | 1.1261e-05 | 0 | 1.1261e-05 | 0 | 2.6098e-06 | 5.7207e-06 | 0 | 5.7207e-06 | 0 | 6.4125e-05 | 8.3856e-05 | 0 | 8.3856e-05 | [12 empty] | 7.3.3.17.5 (Remote Grid) Updates to grid topology to minimize risk of ignition in HFTDs Remote GridWLDFRContact from objectAggregated | WLDFR | HFTD - Distribution - Tier 2 - 2QU CoRE ¦ 5QU LoRE | Red Flag Warning - Small Fires | Contact from object | Aggregated | 2063 | 1.229e-05 | 1464.9153 | 0.018004 | 2063 | Mitigation | 0.95 | 45 | 0 | esc | 0.00097009 | 1.1922e-08 | 0.00097009 | 1.1922e-08
[79 empty] | WLDFR | HFTD - Distribution - Tier 3 - 3QU CoRE ¦ 4QU LoRE | Non-Red Flag Warning - Destructive Fires | 2064 | 8.501e-10 | 8.501e-10 | 13246.6313 | 384.5316 | 12862.0997 | 0 | 0 | 0 | 1.0384e-06 | 1.1261e-05 | 0 | 1.1261e-05 | 1.1261e-05 | 0 | 1.1261e-05 | 0 | 2.7278e-06 | 5.9795e-06 | 0 | 5.9795e-06 | 0 | 6.4125e-05 | 8.3856e-05 | 0 | 8.3856e-05 | [12 empty] | 7.3.3.17.5 (Remote Grid) Updates to grid topology to minimize risk of ignition in HFTDs Remote GridWLDFRContact from objectAggregated | WLDFR | HFTD - Distribution - Tier 2 - 2QU CoRE ¦ 5QU LoRE | Red Flag Warning - Small Fires | Contact from object | Aggregated | 2064 | 1.229e-05 | 1464.9153 | 0.018004 | 2064 | Mitigation | 0.95 | 45 | 0 | esc | 0.00097009 | 1.1922e-08 | 0.00097009 | 1.1922e-08
[79 empty] | WLDFR | HFTD - Distribution - Tier 3 - 3QU CoRE ¦ 4QU LoRE | Non-Red Flag Warning - Destructive Fires | 2065 | 8.501e-10 | 8.501e-10 | 13246.6313 | 384.5316 | 12862.0997 | 0 | 0 | 0 | 1.0384e-06 | 1.1261e-05 | 0 | 1.1261e-05 | 1.1261e-05 | 0 | 1.1261e-05 | 0 | 2.7278e-06 | 5.9795e-06 | 0 | 5.9795e-06 | 0 | 6.4125e-05 | 8.3856e-05 | 0 | 8.3856e-05 | [12 empty] | 7.3.3.17.5 (Remote Grid) Updates to grid topology to minimize risk of ignition in HFTDs Remote GridWLDFRContact from objectAggregated | WLDFR | HFTD - Distribution - Tier 2 - 2QU CoRE ¦ 5QU LoRE | Red Flag Warning - Small Fires | Contact from object | Aggregated | 2065 | 1.229e-05 | 1464.9153 | 0.018004 | 2065 | Mitigation | 0.95 | 45 | 0 | esc | 0.00097009 | 1.1922e-08 | 0.00097009 | 1.1922e-08
[79 empty] | WLDFR | HFTD - Distribution - Tier 3 - 3QU CoRE ¦ 4QU LoRE | Non-Red Flag Warning - Destructive Fires | 2066 | 8.501e-10 | 8.501e-10 | 13246.6313 | 384.5316 | 12862.0997 | 0 | 0 | 0 | 1.0384e-06 | 1.1261e-05 | 0 | 1.1261e-05 | 1.1261e-05 | 0 | 1.1261e-05 | 0 | 2.7278e-06 | 5.9795e-06 | 0 | 5.9795e-06 | 0 | 6.7184e-05 | 8.7856e-05 | 0 | 8.7856e-05 | [12 empty] | 7.3.3.17.5 (Remote Grid) Updates to grid topology to minimize risk of ignition in HFTDs Remote GridWLDFRContact from objectAggregated | WLDFR | HFTD - Distribution - Tier 2 - 2QU CoRE ¦ 5QU LoRE | Red Flag Warning - Small Fires | Contact from object | Aggregated | 2066 | 1.229e-05 | 1464.9153 | 0.018004 | 2066 | Mitigation | 0.95 | 45 | 0 | esc | 0.00097009 | 1.1922e-08 | 0.00097009 | 1.1922e-08
[79 empty] | WLDFR | HFTD - Distribution - Tier 3 - 3QU CoRE ¦ 4QU LoRE | Non-Red Flag Warning - Destructive Fires | 2067 | 0 | 8.501e-10 | 13246.6313 | 384.5316 | 12862.0997 | 0 | 0 | 0 | 1.0384e-06 | 0 | 0 | 0 | 1.1261e-05 | 0 | 1.1261e-05 | 0 | 0 | 5.9795e-06 | 0 | 5.9795e-06 | 0 | 6.7184e-05 | 8.7856e-05 | 0 | 8.7856e-05 | [12 empty] | 7.3.3.17.5 (Remote Grid) Updates to grid topology to minimize risk of ignition in HFTDs Remote GridWLDFRContact from objectAggregated | WLDFR | HFTD - Distribution - Tier 2 - 2QU CoRE ¦ 5QU LoRE | Red Flag Warning - Small Fires | Contact from object | Aggregated | 2067 | 1.229e-05 | 1464.9153 | 0.018004 | 2067 | Mitigation | 0.95 | 45 | 0 | esc | 0 | 0 | 0.00097009 | 1.1922e-08
[79 empty] | WLDFR | HFTD - Distribution - Tier 3 - 3QU CoRE ¦ 4QU LoRE | Non-Red Flag Warning - Large Fires | 2022 | 9.4583e-09 | 0 | 5.2406 | 0.69642 | 2.942 | 1.6022 | 0 | 0 | 1.1075e-05 | 4.9567e-08 | 0 | 4.9567e-08 | 0 | 0 | 0 | 0 | 0 | 0 | 0 | 0 | 0 | 6.7184e-05 | 8.7856e-05 | 0 | 8.7856e-05 | [12 empty] | 7.3.3.17.5 (Remote Grid) Updates to grid topology to minimize risk of ignition in HFTDs Remote GridWLDFRContaminationAggregated | WLDFR | HFTD - Distribution - Tier 2 - 2QU CoRE ¦ 5QU LoRE | Red Flag Warning - Small Fires | Contamination | Aggregated | 2022 | 1.167e-07 | 1464.9153 | 0.00017096 | 2022 | Mitigation | 0.95 | 45 | 0 | esc | 0.00097009 | 1.1321e-10 | 0 | 0
[79 empty] | WLDFR | HFTD - Distribution - Tier 3 - 3QU CoRE ¦ 4QU LoRE | Non-Red Flag Warning - Large Fires | 2023 | 9.4583e-09 | 9.4583e-09 | 5.475 | 0.71896 | 3.0715 | 1.6846 | 0 | 0 | 1.1075e-05 | 5.1784e-08 | 0 | 5.1784e-08 | 5.1784e-08 | 0 | 5.1784e-08 | 0 | 0.0059684 | 0 | 0 | 0 | 0 | 6.7184e-05 | 8.7856e-05 | 0 | 8.7856e-05 | [12 empty] | 7.3.3.17.5 (Remote Grid) Updates to grid topology to minimize risk of ignition in HFTDs Remote GridWLDFRContaminationAggregated | WLDFR | HFTD - Distribution - Tier 2 - 2QU CoRE ¦ 5QU LoRE | Red Flag Warning - Small Fires | Contamination | Aggregated | 2023 | 1.167e-07 | 1464.9153 | 0.00017096 | 2023 | Mitigation | 0.95 | 45 | 0 | esc | 0.00097009 | 1.1321e-10 | 0.00097009 | 1.1321e-10
[79 empty] | WLDFR | HFTD - Distribution - Tier 3 - 3QU CoRE ¦ 4QU LoRE | Non-Red Flag Warning - Large Fires | 2024 | 9.4583e-09 | 9.4583e-09 | 5.475 | 0.71896 | 3.0715 | 1.6846 | 0 | 0 | 1.1075e-05 | 5.1784e-08 | 0 | 5.1784e-08 | 5.1784e-08 | 0 | 5.1784e-08 | 0 | 0.0061871 | 0.013562 | 0 | 0.013562 | 0 | 6.7184e-05 | 8.7856e-05 | 0 | 8.7856e-05 | [12 empty] | 7.3.3.17.5 (Remote Grid) Updates to grid topology to minimize risk of ignition in HFTDs Remote GridWLDFRContaminationAggregated | WLDFR | HFTD - Distribution - Tier 2 - 2QU CoRE ¦ 5QU LoRE | Red Flag Warning - Small Fires | Contamination | Aggregated | 2024 | 1.167e-07 | 1464.9153 | 0.00017096 | 2024 | Mitigation | 0.95 | 45 | 0 | esc | 0.00097009 | 1.1321e-10 | 0.00097009 | 1.1321e-10
[79 empty] | WLDFR | HFTD - Distribution - Tier 3 - 3QU CoRE ¦ 4QU LoRE | Non-Red Flag Warning - Large Fires | 2025 | 9.4583e-09 | 9.4583e-09 | 5.475 | 0.71896 | 3.0715 | 1.6846 | 0 | 0 | 1.1075e-05 | 5.1784e-08 | 0 | 5.1784e-08 | 5.1784e-08 | 0 | 5.1784e-08 | 0 | 0.0061871 | 0.013562 | 0 | 0.013562 | 0 | 7.0266e-05 | 9.1887e-05 | 0 | 9.1887e-05 | [12 empty] | 7.3.3.17.5 (Remote Grid) Updates to grid topology to minimize risk of ignition in HFTDs Remote GridWLDFRContaminationAggregated | WLDFR | HFTD - Distribution - Tier 2 - 2QU CoRE ¦ 5QU LoRE | Red Flag Warning - Small Fires | Contamination | Aggregated | 2025 | 1.167e-07 | 1464.9153 | 0.00017096 | 2025 | Mitigation | 0.95 | 45 | 0 | esc | 0.00097009 | 1.1321e-10 | 0.00097009 | 1.1321e-10
[79 empty] | WLDFR | HFTD - Distribution - Tier 3 - 3QU CoRE ¦ 4QU LoRE | Non-Red Flag Warning - Large Fires | 2026 | 9.4583e-09 | 9.4583e-09 | 5.475 | 0.71896 | 3.0715 | 1.6846 | 0 | 0 | 1.1075e-05 | 5.1784e-08 | 0 | 5.1784e-08 | 5.1784e-08 | 0 | 5.1784e-08 | 0 | 0.0061871 | 0.013562 | 0 | 0.013562 | 0 | 7.0266e-05 | 9.1887e-05 | 0 | 9.1887e-05 | [12 empty] | 7.3.3.17.5 (Remote Grid) Updates to grid topology to minimize risk of ignition in HFTDs Remote GridWLDFRContaminationAggregated | WLDFR | HFTD - Distribution - Tier 2 - 2QU CoRE ¦ 5QU LoRE | Red Flag Warning - Small Fires | Contamination | Aggregated | 2026 | 1.167e-07 | 1464.9153 | 0.00017096 | 2026 | Mitigation | 0.95 | 45 | 0 | esc | 0.00097009 | 1.1321e-10 | 0.00097009 | 1.1321e-10
[79 empty] | WLDFR | HFTD - Distribution - Tier 3 - 3QU CoRE ¦ 4QU LoRE | Non-Red Flag Warning - Large Fires | 2027 | 9.4583e-09 | 9.4583e-09 | 5.475 | 0.71896 | 3.0715 | 1.6846 | 0 | 0 | 1.1075e-05 | 5.1784e-08 | 0 | 5.1784e-08 | 5.1784e-08 | 0 | 5.1784e-08 | 0 | 0.0061871 | 0.013562 | 0 | 0.013562 | 0 | 7.0266e-05 | 9.1887e-05 | 0 | 9.1887e-05 | [12 empty] | 7.3.3.17.5 (Remote Grid) Updates to grid topology to minimize risk of ignition in HFTDs Remote GridWLDFRContaminationAggregated | WLDFR | HFTD - Distribution - Tier 2 - 2QU CoRE ¦ 5QU LoRE | Red Flag Warning - Small Fires | Contamination | Aggregated | 2027 | 1.167e-07 | 1464.9153 | 0.00017096 | 2027 | Mitigation | 0.95 | 45 | 0 | esc | 0.00097009 | 1.1321e-10 | 0.00097009 | 1.1321e-10
[79 empty] | WLDFR | HFTD - Distribution - Tier 3 - 3QU CoRE ¦ 4QU LoRE | Non-Red Flag Warning - Large Fires | 2028 | 9.4583e-09 | 9.4583e-09 | 5.777 | 0.74734 | 3.238 | 1.7917 | 0 | 0 | 1.1075e-05 | 5.4641e-08 | 0 | 5.4641e-08 | 5.4641e-08 | 0 | 5.4641e-08 | 0 | 0.0061871 | 0.013562 | 0 | 0.013562 | 0 | 7.0266e-05 | 9.1887e-05 | 0 | 9.1887e-05 | [12 empty] | 7.3.3.17.5 (Remote Grid) Updates to grid topology to minimize risk of ignition in HFTDs Remote GridWLDFRContaminationAggregated | WLDFR | HFTD - Distribution - Tier 2 - 2QU CoRE ¦ 5QU LoRE | Red Flag Warning - Small Fires | Contamination | Aggregated | 2028 | 1.167e-07 | 1464.9153 | 0.00017096 | 2028 | Mitigation | 0.95 | 45 | 0 | esc | 0.00097009 | 1.1321e-10 | 0.00097009 | 1.1321e-10
[79 empty] | WLDFR | HFTD - Distribution - Tier 3 - 3QU CoRE ¦ 4QU LoRE | Non-Red Flag Warning - Large Fires | 2029 | 9.4583e-09 | 9.4583e-09 | 5.777 | 0.74734 | 3.238 | 1.7917 | 0 | 0 | 1.1075e-05 | 5.4641e-08 | 0 | 5.4641e-08 | 5.4641e-08 | 0 | 5.4641e-08 | 0 | 0.0064628 | 0.014167 | 0 | 0.014167 | 0 | 7.0266e-05 | 9.1887e-05 | 0 | 9.1887e-05 | [12 empty] | 7.3.3.17.5 (Remote Grid) Updates to grid topology to minimize risk of ignition in HFTDs Remote GridWLDFRContaminationAggregated | WLDFR | HFTD - Distribution - Tier 2 - 2QU CoRE ¦ 5QU LoRE | Red Flag Warning - Small Fires | Contamination | Aggregated | 2029 | 1.167e-07 | 1464.9153 | 0.00017096 | 2029 | Mitigation | 0.95 | 45 | 0 | esc | 0.00097009 | 1.1321e-10 | 0.00097009 | 1.1321e-10
[79 empty] | WLDFR | HFTD - Distribution - Tier 3 - 3QU CoRE ¦ 4QU LoRE | Non-Red Flag Warning - Large Fires | 2030 | 9.4583e-09 | 9.4583e-09 | 5.777 | 0.74734 | 3.238 | 1.7917 | 0 | 0 | 1.1075e-05 | 5.4641e-08 | 0 | 5.4641e-08 | 5.4641e-08 | 0 | 5.4641e-08 | 0 | 0.0064628 | 0.014167 | 0 | 0.014167 | 0 | 7.3335e-05 | 9.59e-05 | 0 | 9.59e-05 | [12 empty] | 7.3.3.17.5 (Remote Grid) Updates to grid topology to minimize risk of ignition in HFTDs Remote GridWLDFRContaminationAggregated | WLDFR | HFTD - Distribution - Tier 2 - 2QU CoRE ¦ 5QU LoRE | Red Flag Warning - Small Fires | Contamination | Aggregated | 2030 | 1.167e-07 | 1464.9153 | 0.00017096 | 2030 | Mitigation | 0.95 | 45 | 0 | esc | 0.00097009 | 1.1321e-10 | 0.00097009 | 1.1321e-10
[79 empty] | WLDFR | HFTD - Distribution - Tier 3 - 3QU CoRE ¦ 4QU LoRE | Non-Red Flag Warning - Large Fires | 2031 | 9.4583e-09 | 9.4583e-09 | 5.777 | 0.74734 | 3.238 | 1.7917 | 0 | 0 | 1.1075e-05 | 5.4641e-08 | 0 | 5.4641e-08 | 5.4641e-08 | 0 | 5.4641e-08 | 0 | 0.0064628 | 0.014167 | 0 | 0.014167 | 0 | 7.3335e-05 | 9.59e-05 | 0 | 9.59e-05 | [12 empty] | 7.3.3.17.5 (Remote Grid) Updates to grid topology to minimize risk of ignition in HFTDs Remote GridWLDFRContaminationAggregated | WLDFR | HFTD - Distribution - Tier 2 - 2QU CoRE ¦ 5QU LoRE | Red Flag Warning - Small Fires | Contamination | Aggregated | 2031 | 1.167e-07 | 1464.9153 | 0.00017096 | 2031 | Mitigation | 0.95 | 45 | 0 | esc | 0.00097009 | 1.1321e-10 | 0.00097009 | 1.1321e-10
[79 empty] | WLDFR | HFTD - Distribution - Tier 3 - 3QU CoRE ¦ 4QU LoRE | Non-Red Flag Warning - Large Fires | 2032 | 9.4583e-09 | 9.4583e-09 | 5.777 | 0.74734 | 3.238 | 1.7917 | 0 | 0 | 1.1075e-05 | 5.4641e-08 | 0 | 5.4641e-08 | 5.4641e-08 | 0 | 5.4641e-08 | 0 | 0.0064628 | 0.014167 | 0 | 0.014167 | 0 | 7.3335e-05 | 9.59e-05 | 0 | 9.59e-05 | [12 empty] | 7.3.3.17.5 (Remote Grid) Updates to grid topology to minimize risk of ignition in HFTDs Remote GridWLDFRContaminationAggregated | WLDFR | HFTD - Distribution - Tier 2 - 2QU CoRE ¦ 5QU LoRE | Red Flag Warning - Small Fires | Contamination | Aggregated | 2032 | 1.167e-07 | 1464.9153 | 0.00017096 | 2032 | Mitigation | 0.95 | 45 | 0 | esc | 0.00097009 | 1.1321e-10 | 0.00097009 | 1.1321e-10
[79 empty] | WLDFR | HFTD - Distribution - Tier 3 - 3QU CoRE ¦ 4QU LoRE | Non-Red Flag Warning - Large Fires | 2033 | 9.4583e-09 | 9.4583e-09 | 6.1205 | 0.77885 | 3.4265 | 1.9151 | 0 | 0 | 1.1075e-05 | 5.7889e-08 | 0 | 5.7889e-08 | 5.7889e-08 | 0 | 5.7889e-08 | 0 | 0.0064628 | 0.014167 | 0 | 0.014167 | 0 | 7.3335e-05 | 9.59e-05 | 0 | 9.59e-05 | [12 empty] | 7.3.3.17.5 (Remote Grid) Updates to grid topology to minimize risk of ignition in HFTDs Remote GridWLDFRContaminationAggregated | WLDFR | HFTD - Distribution - Tier 2 - 2QU CoRE ¦ 5QU LoRE | Red Flag Warning - Small Fires | Contamination | Aggregated | 2033 | 1.167e-07 | 1464.9153 | 0.00017096 | 2033 | Mitigation | 0.95 | 45 | 0 | esc | 0.00097009 | 1.1321e-10 | 0.00097009 | 1.1321e-10
[79 empty] | WLDFR | HFTD - Distribution - Tier 3 - 3QU CoRE ¦ 4QU LoRE | Non-Red Flag Warning - Large Fires | 2034 | 9.4583e-09 | 9.4583e-09 | 6.1205 | 0.77885 | 3.4265 | 1.9151 | 0 | 0 | 1.1075e-05 | 5.7889e-08 | 0 | 5.7889e-08 | 5.7889e-08 | 0 | 5.7889e-08 | 0 | 0.0067692 | 0.014838 | 0 | 0.014838 | 0 | 7.3335e-05 | 9.59e-05 | 0 | 9.59e-05 | [12 empty] | 7.3.3.17.5 (Remote Grid) Updates to grid topology to minimize risk of ignition in HFTDs Remote GridWLDFRContaminationAggregated | WLDFR | HFTD - Distribution - Tier 2 - 2QU CoRE ¦ 5QU LoRE | Red Flag Warning - Small Fires | Contamination | Aggregated | 2034 | 1.167e-07 | 1464.9153 | 0.00017096 | 2034 | Mitigation | 0.95 | 45 | 0 | esc | 0.00097009 | 1.1321e-10 | 0.00097009 | 1.1321e-10
[79 empty] | WLDFR | HFTD - Distribution - Tier 3 - 3QU CoRE ¦ 4QU LoRE | Non-Red Flag Warning - Large Fires | 2035 | 9.4583e-09 | 9.4583e-09 | 6.1205 | 0.77885 | 3.4265 | 1.9151 | 0 | 0 | 1.1075e-05 | 5.7889e-08 | 0 | 5.7889e-08 | 5.7889e-08 | 0 | 5.7889e-08 | 0 | 0.0067692 | 0.014838 | 0 | 0.014838 | 0 | 7.6354e-05 | 9.9847e-05 | 0 | 9.9847e-05 | [12 empty] | 7.3.3.17.5 (Remote Grid) Updates to grid topology to minimize risk of ignition in HFTDs Remote GridWLDFRContaminationAggregated | WLDFR | HFTD - Distribution - Tier 2 - 2QU CoRE ¦ 5QU LoRE | Red Flag Warning - Small Fires | Contamination | Aggregated | 2035 | 1.167e-07 | 1464.9153 | 0.00017096 | 2035 | Mitigation | 0.95 | 45 | 0 | esc | 0.00097009 | 1.1321e-10 | 0.00097009 | 1.1321e-10
[79 empty] | WLDFR | HFTD - Distribution - Tier 3 - 3QU CoRE ¦ 4QU LoRE | Non-Red Flag Warning - Large Fires | 2036 | 9.4583e-09 | 9.4583e-09 | 6.1205 | 0.77885 | 3.4265 | 1.9151 | 0 | 0 | 1.1075e-05 | 5.7889e-08 | 0 | 5.7889e-08 | 5.7889e-08 | 0 | 5.7889e-08 | 0 | 0.0067692 | 0.014838 | 0 | 0.014838 | 0 | 7.6354e-05 | 9.9847e-05 | 0 | 9.9847e-05 | [12 empty] | 7.3.3.17.5 (Remote Grid) Updates to grid topology to minimize risk of ignition in HFTDs Remote GridWLDFRContaminationAggregated | WLDFR | HFTD - Distribution - Tier 2 - 2QU CoRE ¦ 5QU LoRE | Red Flag Warning - Small Fires | Contamination | Aggregated | 2036 | 1.167e-07 | 1464.9153 | 0.00017096 | 2036 | Mitigation | 0.95 | 45 | 0 | esc | 0.00097009 | 1.1321e-10 | 0.00097009 | 1.1321e-10
[79 empty] | WLDFR | HFTD - Distribution - Tier 3 - 3QU CoRE ¦ 4QU LoRE | Non-Red Flag Warning - Large Fires | 2037 | 9.4583e-09 | 9.4583e-09 | 6.1205 | 0.77885 | 3.4265 | 1.9151 | 0 | 0 | 1.1075e-05 | 5.7889e-08 | 0 | 5.7889e-08 | 5.7889e-08 | 0 | 5.7889e-08 | 0 | 0.0067692 | 0.014838 | 0 | 0.014838 | 0 | 7.6354e-05 | 9.9847e-05 | 0 | 9.9847e-05 | [12 empty] | 7.3.3.17.5 (Remote Grid) Updates to grid topology to minimize risk of ignition in HFTDs Remote GridWLDFRContaminationAggregated | WLDFR | HFTD - Distribution - Tier 2 - 2QU CoRE ¦ 5QU LoRE | Red Flag Warning - Small Fires | Contamination | Aggregated | 2037 | 1.167e-07 | 1464.9153 | 0.00017096 | 2037 | Mitigation | 0.95 | 45 | 0 | esc | 0.00097009 | 1.1321e-10 | 0.00097009 | 1.1321e-10
[79 empty] | WLDFR | HFTD - Distribution - Tier 3 - 3QU CoRE ¦ 4QU LoRE | Non-Red Flag Warning - Large Fires | 2038 | 9.4583e-09 | 9.4583e-09 | 6.5028 | 0.81304 | 3.6355 | 2.0543 | 0 | 0 | 1.1075e-05 | 6.1505e-08 | 0 | 6.1505e-08 | 6.1505e-08 | 0 | 6.1505e-08 | 0 | 0.0067692 | 0.014838 | 0 | 0.014838 | 0 | 7.6354e-05 | 9.9847e-05 | 0 | 9.9847e-05 | [12 empty] | 7.3.3.17.5 (Remote Grid) Updates to grid topology to minimize risk of ignition in HFTDs Remote GridWLDFRContaminationAggregated | WLDFR | HFTD - Distribution - Tier 2 - 2QU CoRE ¦ 5QU LoRE | Red Flag Warning - Small Fires | Contamination | Aggregated | 2038 | 1.167e-07 | 1464.9153 | 0.00017096 | 2038 | Mitigation | 0.95 | 45 | 0 | esc | 0.00097009 | 1.1321e-10 | 0.00097009 | 1.1321e-10
[79 empty] | WLDFR | HFTD - Distribution - Tier 3 - 3QU CoRE ¦ 4QU LoRE | Non-Red Flag Warning - Large Fires | 2039 | 9.4583e-09 | 9.4583e-09 | 6.5028 | 0.81304 | 3.6355 | 2.0543 | 0 | 0 | 1.1075e-05 | 6.1505e-08 | 0 | 6.1505e-08 | 6.1505e-08 | 0 | 6.1505e-08 | 0 | 0.0071017 | 0.015567 | 0 | 0.015567 | 0 | 0 | 9.9847e-05 | 0 | 9.9847e-05 | [12 empty] | 7.3.3.17.5 (Remote Grid) Updates to grid topology to minimize risk of ignition in HFTDs Remote GridWLDFRContaminationAggregated | WLDFR | HFTD - Distribution - Tier 2 - 2QU CoRE ¦ 5QU LoRE | Red Flag Warning - Small Fires | Contamination | Aggregated | 2039 | 1.167e-07 | 1464.9153 | 0.00017096 | 2039 | Mitigation | 0.95 | 45 | 0 | esc | 0.00097009 | 1.1321e-10 | 0.00097009 | 1.1321e-10
[79 empty] | WLDFR | HFTD - Distribution - Tier 3 - 3QU CoRE ¦ 4QU LoRE | Non-Red Flag Warning - Large Fires | 2040 | 9.4583e-09 | 9.4583e-09 | 6.5028 | 0.81304 | 3.6355 | 2.0543 | 0 | 0 | 1.1075e-05 | 6.1505e-08 | 0 | 6.1505e-08 | 6.1505e-08 | 0 | 6.1505e-08 | 0 | 0.0071017 | 0.015567 | 0 | 0.015567 | 0 | 0 | 0 | 0 | 0 | [12 empty] | 7.3.3.17.5 (Remote Grid) Updates to grid topology to minimize risk of ignition in HFTDs Remote GridWLDFRContaminationAggregated | WLDFR | HFTD - Distribution - Tier 2 - 2QU CoRE ¦ 5QU LoRE | Red Flag Warning - Small Fires | Contamination | Aggregated | 2040 | 1.167e-07 | 1464.9153 | 0.00017096 | 2040 | Mitigation | 0.95 | 45 | 0 | esc | 0.00097009 | 1.1321e-10 | 0.00097009 | 1.1321e-10
[79 empty] | WLDFR | HFTD - Distribution - Tier 3 - 3QU CoRE ¦ 4QU LoRE | Non-Red Flag Warning - Large Fires | 2041 | 9.4583e-09 | 9.4583e-09 | 6.5028 | 0.81304 | 3.6355 | 2.0543 | 0 | 0 | 1.1075e-05 | 6.1505e-08 | 0 | 6.1505e-08 | 6.1505e-08 | 0 | 6.1505e-08 | 0 | 0.0071017 | 0.015567 | 0 | 0.015567 | 0 | 0 | 0 | 0 | 0 | [12 empty] | 7.3.3.17.5 (Remote Grid) Updates to grid topology to minimize risk of ignition in HFTDs Remote GridWLDFRContaminationAggregated | WLDFR | HFTD - Distribution - Tier 2 - 2QU CoRE ¦ 5QU LoRE | Red Flag Warning - Small Fires | Contamination | Aggregated | 2041 | 1.167e-07 | 1464.9153 | 0.00017096 | 2041 | Mitigation | 0.95 | 45 | 0 | esc | 0.00097009 | 1.1321e-10 | 0.00097009 | 1.1321e-10
[79 empty] | WLDFR | HFTD - Distribution - Tier 3 - 3QU CoRE ¦ 4QU LoRE | Non-Red Flag Warning - Large Fires | 2042 | 9.4583e-09 | 9.4583e-09 | 6.5028 | 0.81304 | 3.6355 | 2.0543 | 0 | 0 | 1.1075e-05 | 6.1505e-08 | 0 | 6.1505e-08 | 6.1505e-08 | 0 | 6.1505e-08 | 0 | 0.0071017 | 0.015567 | 0 | 0.015567 | 0 | 4.801e-06 | 0 | 0 | 0 | [12 empty] | 7.3.3.17.5 (Remote Grid) Updates to grid topology to minimize risk of ignition in HFTDs Remote GridWLDFRContaminationAggregated | WLDFR | HFTD - Distribution - Tier 2 - 2QU CoRE ¦ 5QU LoRE | Red Flag Warning - Small Fires | Contamination | Aggregated | 2042 | 1.167e-07 | 1464.9153 | 0.00017096 | 2042 | Mitigation | 0.95 | 45 | 0 | esc | 0.00097009 | 1.1321e-10 | 0.00097009 | 1.1321e-10
[79 empty] | WLDFR | HFTD - Distribution - Tier 3 - 3QU CoRE ¦ 4QU LoRE | Non-Red Flag Warning - Large Fires | 2043 | 9.4583e-09 | 9.4583e-09 | 6.9209 | 0.84944 | 3.8632 | 2.2083 | 0 | 0 | 1.1075e-05 | 6.546e-08 | 0 | 6.546e-08 | 6.546e-08 | 0 | 6.546e-08 | 0 | 0.0071017 | 0.015567 | 0 | 0.015567 | 0 | 4.9764e-06 | 6.5076e-06 | 0 | 6.5076e-06 | [12 empty] | 7.3.3.17.5 (Remote Grid) Updates to grid topology to minimize risk of ignition in HFTDs Remote GridWLDFRContaminationAggregated | WLDFR | HFTD - Distribution - Tier 2 - 2QU CoRE ¦ 5QU LoRE | Red Flag Warning - Small Fires | Contamination | Aggregated | 2043 | 1.167e-07 | 1464.9153 | 0.00017096 | 2043 | Mitigation | 0.95 | 45 | 0 | esc | 0.00097009 | 1.1321e-10 | 0.00097009 | 1.1321e-10
[79 empty] | WLDFR | HFTD - Distribution - Tier 3 - 3QU CoRE ¦ 4QU LoRE | Non-Red Flag Warning - Large Fires | 2044 | 9.4583e-09 | 9.4583e-09 | 6.9209 | 0.84944 | 3.8632 | 2.2083 | 0 | 0 | 1.1075e-05 | 6.546e-08 | 0 | 6.546e-08 | 6.546e-08 | 0 | 6.546e-08 | 0 | 0.007456 | 0.016344 | 0 | 0.016344 | 0 | 4.9764e-06 | 6.5076e-06 | 0 | 6.5076e-06 | [12 empty] | 7.3.3.17.5 (Remote Grid) Updates to grid topology to minimize risk of ignition in HFTDs Remote GridWLDFRContaminationAggregated | WLDFR | HFTD - Distribution - Tier 2 - 2QU CoRE ¦ 5QU LoRE | Red Flag Warning - Small Fires | Contamination | Aggregated | 2044 | 1.167e-07 | 1464.9153 | 0.00017096 | 2044 | Mitigation | 0.95 | 45 | 0 | esc | 0.00097009 | 1.1321e-10 | 0.00097009 | 1.1321e-10
[79 empty] | WLDFR | HFTD - Distribution - Tier 3 - 3QU CoRE ¦ 4QU LoRE | Non-Red Flag Warning - Large Fires | 2045 | 9.4583e-09 | 9.4583e-09 | 6.9209 | 0.84944 | 3.8632 | 2.2083 | 0 | 0 | 1.1075e-05 | 6.546e-08 | 0 | 6.546e-08 | 6.546e-08 | 0 | 6.546e-08 | 0 | 0.007456 | 0.016344 | 0 | 0.016344 | 0 | 4.9764e-06 | 6.5076e-06 | 0 | 6.5076e-06 | [12 empty] | 7.3.3.17.5 (Remote Grid) Updates to grid topology to minimize risk of ignition in HFTDs Remote GridWLDFRContaminationAggregated | WLDFR | HFTD - Distribution - Tier 2 - 2QU CoRE ¦ 5QU LoRE | Red Flag Warning - Small Fires | Contamination | Aggregated | 2045 | 1.167e-07 | 1464.9153 | 0.00017096 | 2045 | Mitigation | 0.95 | 45 | 0 | esc | 0.00097009 | 1.1321e-10 | 0.00097009 | 1.1321e-10
[79 empty] | WLDFR | HFTD - Distribution - Tier 3 - 3QU CoRE ¦ 4QU LoRE | Non-Red Flag Warning - Large Fires | 2046 | 9.4583e-09 | 9.4583e-09 | 6.9209 | 0.84944 | 3.8632 | 2.2083 | 0 | 0 | 1.1075e-05 | 6.546e-08 | 0 | 6.546e-08 | 6.546e-08 | 0 | 6.546e-08 | 0 | 0.007456 | 0.016344 | 0 | 0.016344 | 0 | 4.9764e-06 | 6.5076e-06 | 0 | 6.5076e-06 | [12 empty] | 7.3.3.17.5 (Remote Grid) Updates to grid topology to minimize risk of ignition in HFTDs Remote GridWLDFRContaminationAggregated | WLDFR | HFTD - Distribution - Tier 2 - 2QU CoRE ¦ 5QU LoRE | Red Flag Warning - Small Fires | Contamination | Aggregated | 2046 | 1.167e-07 | 1464.9153 | 0.00017096 | 2046 | Mitigation | 0.95 | 45 | 0 | esc | 0.00097009 | 1.1321e-10 | 0.00097009 | 1.1321e-10
[79 empty] | WLDFR | HFTD - Distribution - Tier 3 - 3QU CoRE ¦ 4QU LoRE | Non-Red Flag Warning - Large Fires | 2047 | 9.4583e-09 | 9.4583e-09 | 6.9209 | 0.84944 | 3.8632 | 2.2083 | 0 | 0 | 1.1075e-05 | 6.546e-08 | 0 | 6.546e-08 | 6.546e-08 | 0 | 6.546e-08 | 0 | 0.007456 | 0.016344 | 0 | 0.016344 | 0 | 4.9764e-06 | 6.5076e-06 | 0 | 6.5076e-06 | [12 empty] | 7.3.3.17.5 (Remote Grid) Updates to grid topology to minimize risk of ignition in HFTDs Remote GridWLDFRContaminationAggregated | WLDFR | HFTD - Distribution - Tier 2 - 2QU CoRE ¦ 5QU LoRE | Red Flag Warning - Small Fires | Contamination | Aggregated | 2047 | 1.167e-07 | 1464.9153 | 0.00017096 | 2047 | Mitigation | 0.95 | 45 | 0 | esc | 0.00097009 | 1.1321e-10 | 0.00097009 | 1.1321e-10
[79 empty] | WLDFR | HFTD - Distribution - Tier 3 - 3QU CoRE ¦ 4QU LoRE | Non-Red Flag Warning - Large Fires | 2048 | 9.4583e-09 | 9.4583e-09 | 7.3713 | 0.88759 | 4.1075 | 2.3763 | 0 | 0 | 1.1075e-05 | 6.972e-08 | 0 | 6.972e-08 | 6.972e-08 | 0 | 6.972e-08 | 0 | 0.007456 | 0.016344 | 0 | 0.016344 | 0 | 5.1973e-06 | 6.7964e-06 | 0 | 6.7964e-06 | [12 empty] | 7.3.3.17.5 (Remote Grid) Updates to grid topology to minimize risk of ignition in HFTDs Remote GridWLDFRContaminationAggregated | WLDFR | HFTD - Distribution - Tier 2 - 2QU CoRE ¦ 5QU LoRE | Red Flag Warning - Small Fires | Contamination | Aggregated | 2048 | 1.167e-07 | 1464.9153 | 0.00017096 | 2048 | Mitigation | 0.95 | 45 | 0 | esc | 0.00097009 | 1.1321e-10 | 0.00097009 | 1.1321e-10
[79 empty] | WLDFR | HFTD - Distribution - Tier 3 - 3QU CoRE ¦ 4QU LoRE | Non-Red Flag Warning - Large Fires | 2049 | 9.4583e-09 | 9.4583e-09 | 7.3713 | 0.88759 | 4.1075 | 2.3763 | 0 | 0 | 1.1075e-05 | 6.972e-08 | 0 | 6.972e-08 | 6.972e-08 | 0 | 6.972e-08 | 0 | 0.0078274 | 0.017158 | 0 | 0.017158 | 0 | 5.1973e-06 | 6.7964e-06 | 0 | 6.7964e-06 | [12 empty] | 7.3.3.17.5 (Remote Grid) Updates to grid topology to minimize risk of ignition in HFTDs Remote GridWLDFRContaminationAggregated | WLDFR | HFTD - Distribution - Tier 2 - 2QU CoRE ¦ 5QU LoRE | Red Flag Warning - Small Fires | Contamination | Aggregated | 2049 | 1.167e-07 | 1464.9153 | 0.00017096 | 2049 | Mitigation | 0.95 | 45 | 0 | esc | 0.00097009 | 1.1321e-10 | 0.00097009 | 1.1321e-10
[79 empty] | WLDFR | HFTD - Distribution - Tier 3 - 3QU CoRE ¦ 4QU LoRE | Non-Red Flag Warning - Large Fires | 2050 | 9.4583e-09 | 9.4583e-09 | 7.3713 | 0.88759 | 4.1075 | 2.3763 | 0 | 0 | 1.1075e-05 | 6.972e-08 | 0 | 6.972e-08 | 6.972e-08 | 0 | 6.972e-08 | 0 | 0.0078274 | 0.017158 | 0 | 0.017158 | 0 | 5.1973e-06 | 6.7964e-06 | 0 | 6.7964e-06 | [12 empty] | 7.3.3.17.5 (Remote Grid) Updates to grid topology to minimize risk of ignition in HFTDs Remote GridWLDFRContaminationAggregated | WLDFR | HFTD - Distribution - Tier 2 - 2QU CoRE ¦ 5QU LoRE | Red Flag Warning - Small Fires | Contamination | Aggregated | 2050 | 1.167e-07 | 1464.9153 | 0.00017096 | 2050 | Mitigation | 0.95 | 45 | 0 | esc | 0.00097009 | 1.1321e-10 | 0.00097009 | 1.1321e-10
[79 empty] | WLDFR | HFTD - Distribution - Tier 3 - 3QU CoRE ¦ 4QU LoRE | Non-Red Flag Warning - Large Fires | 2051 | 9.4583e-09 | 9.4583e-09 | 7.3713 | 0.88759 | 4.1075 | 2.3763 | 0 | 0 | 1.1075e-05 | 6.972e-08 | 0 | 6.972e-08 | 6.972e-08 | 0 | 6.972e-08 | 0 | 0.0078274 | 0.017158 | 0 | 0.017158 | 0 | 5.1973e-06 | 6.7964e-06 | 0 | 6.7964e-06 | [12 empty] | 7.3.3.17.5 (Remote Grid) Updates to grid topology to minimize risk of ignition in HFTDs Remote GridWLDFRContaminationAggregated | WLDFR | HFTD - Distribution - Tier 2 - 2QU CoRE ¦ 5QU LoRE | Red Flag Warning - Small Fires | Contamination | Aggregated | 2051 | 1.167e-07 | 1464.9153 | 0.00017096 | 2051 | Mitigation | 0.95 | 45 | 0 | esc | 0.00097009 | 1.1321e-10 | 0.00097009 | 1.1321e-10
[79 empty] | WLDFR | HFTD - Distribution - Tier 3 - 3QU CoRE ¦ 4QU LoRE | Non-Red Flag Warning - Large Fires | 2052 | 9.4583e-09 | 9.4583e-09 | 7.3713 | 0.88759 | 4.1075 | 2.3763 | 0 | 0 | 1.1075e-05 | 6.972e-08 | 0 | 6.972e-08 | 6.972e-08 | 0 | 6.972e-08 | 0 | 0.0078274 | 0.017158 | 0 | 0.017158 | 0 | 5.1973e-06 | 6.7964e-06 | 0 | 6.7964e-06 | [12 empty] | 7.3.3.17.5 (Remote Grid) Updates to grid topology to minimize risk of ignition in HFTDs Remote GridWLDFRContaminationAggregated | WLDFR | HFTD - Distribution - Tier 2 - 2QU CoRE ¦ 5QU LoRE | Red Flag Warning - Small Fires | Contamination | Aggregated | 2052 | 1.167e-07 | 1464.9153 | 0.00017096 | 2052 | Mitigation | 0.95 | 45 | 0 | esc | 0.00097009 | 1.1321e-10 | 0.00097009 | 1.1321e-10
[79 empty] | WLDFR | HFTD - Distribution - Tier 3 - 3QU CoRE ¦ 4QU LoRE | Non-Red Flag Warning - Large Fires | 2053 | 9.4583e-09 | 9.4583e-09 | 7.8503 | 0.92702 | 4.3664 | 2.5569 | 0 | 0 | 1.1075e-05 | 7.425e-08 | 0 | 7.425e-08 | 7.425e-08 | 0 | 7.425e-08 | 0 | 0.0078274 | 0.017158 | 0 | 0.017158 | 0 | 5.4425e-06 | 7.1171e-06 | 0 | 7.1171e-06 | [12 empty] | 7.3.3.17.5 (Remote Grid) Updates to grid topology to minimize risk of ignition in HFTDs Remote GridWLDFRContaminationAggregated | WLDFR | HFTD - Distribution - Tier 2 - 2QU CoRE ¦ 5QU LoRE | Red Flag Warning - Small Fires | Contamination | Aggregated | 2053 | 1.167e-07 | 1464.9153 | 0.00017096 | 2053 | Mitigation | 0.95 | 45 | 0 | esc | 0.00097009 | 1.1321e-10 | 0.00097009 | 1.1321e-10
[79 empty] | WLDFR | HFTD - Distribution - Tier 3 - 3QU CoRE ¦ 4QU LoRE | Non-Red Flag Warning - Large Fires | 2054 | 9.4583e-09 | 9.4583e-09 | 7.8503 | 0.92702 | 4.3664 | 2.5569 | 0 | 0 | 1.1075e-05 | 7.425e-08 | 0 | 7.425e-08 | 7.425e-08 | 0 | 7.425e-08 | 0 | 0.0082112 | 0.017999 | 0 | 0.017999 | 0 | 5.4425e-06 | 7.1171e-06 | 0 | 7.1171e-06 | [12 empty] | 7.3.3.17.5 (Remote Grid) Updates to grid topology to minimize risk of ignition in HFTDs Remote GridWLDFRContaminationAggregated | WLDFR | HFTD - Distribution - Tier 2 - 2QU CoRE ¦ 5QU LoRE | Red Flag Warning - Small Fires | Contamination | Aggregated | 2054 | 1.167e-07 | 1464.9153 | 0.00017096 | 2054 | Mitigation | 0.95 | 45 | 0 | esc | 0.00097009 | 1.1321e-10 | 0.00097009 | 1.1321e-10
[79 empty] | WLDFR | HFTD - Distribution - Tier 3 - 3QU CoRE ¦ 4QU LoRE | Non-Red Flag Warning - Large Fires | 2055 | 9.4583e-09 | 9.4583e-09 | 7.8503 | 0.92702 | 4.3664 | 2.5569 | 0 | 0 | 1.1075e-05 | 7.425e-08 | 0 | 7.425e-08 | 7.425e-08 | 0 | 7.425e-08 | 0 | 0.0082112 | 0.017999 | 0 | 0.017999 | 0 | 5.4425e-06 | 7.1171e-06 | 0 | 7.1171e-06 | [12 empty] | 7.3.3.17.5 (Remote Grid) Updates to grid topology to minimize risk of ignition in HFTDs Remote GridWLDFRContaminationAggregated | WLDFR | HFTD - Distribution - Tier 2 - 2QU CoRE ¦ 5QU LoRE | Red Flag Warning - Small Fires | Contamination | Aggregated | 2055 | 1.167e-07 | 1464.9153 | 0.00017096 | 2055 | Mitigation | 0.95 | 45 | 0 | esc | 0.00097009 | 1.1321e-10 | 0.00097009 | 1.1321e-10
[79 empty] | WLDFR | HFTD - Distribution - Tier 3 - 3QU CoRE ¦ 4QU LoRE | Non-Red Flag Warning - Large Fires | 2056 | 9.4583e-09 | 9.4583e-09 | 7.8503 | 0.92702 | 4.3664 | 2.5569 | 0 | 0 | 1.1075e-05 | 7.425e-08 | 0 | 7.425e-08 | 7.425e-08 | 0 | 7.425e-08 | 0 | 0.0082112 | 0.017999 | 0 | 0.017999 | 0 | 5.4425e-06 | 7.1171e-06 | 0 | 7.1171e-06 | [12 empty] | 7.3.3.17.5 (Remote Grid) Updates to grid topology to minimize risk of ignition in HFTDs Remote GridWLDFRContaminationAggregated | WLDFR | HFTD - Distribution - Tier 2 - 2QU CoRE ¦ 5QU LoRE | Red Flag Warning - Small Fires | Contamination | Aggregated | 2056 | 1.167e-07 | 1464.9153 | 0.00017096 | 2056 | Mitigation | 0.95 | 45 | 0 | esc | 0.00097009 | 1.1321e-10 | 0.00097009 | 1.1321e-10
[79 empty] | WLDFR | HFTD - Distribution - Tier 3 - 3QU CoRE ¦ 4QU LoRE | Non-Red Flag Warning - Large Fires | 2057 | 9.4583e-09 | 9.4583e-09 | 7.8503 | 0.92702 | 4.3664 | 2.5569 | 0 | 0 | 1.1075e-05 | 7.425e-08 | 0 | 7.425e-08 | 7.425e-08 | 0 | 7.425e-08 | 0 | 0.0082112 | 0.017999 | 0 | 0.017999 | 0 | 5.4425e-06 | 7.1171e-06 | 0 | 7.1171e-06 | [12 empty] | 7.3.3.17.5 (Remote Grid) Updates to grid topology to minimize risk of ignition in HFTDs Remote GridWLDFRContaminationAggregated | WLDFR | HFTD - Distribution - Tier 2 - 2QU CoRE ¦ 5QU LoRE | Red Flag Warning - Small Fires | Contamination | Aggregated | 2057 | 1.167e-07 | 1464.9153 | 0.00017096 | 2057 | Mitigation | 0.95 | 45 | 0 | esc | 0.00097009 | 1.1321e-10 | 0.00097009 | 1.1321e-10
[79 empty] | WLDFR | HFTD - Distribution - Tier 3 - 3QU CoRE ¦ 4QU LoRE | Non-Red Flag Warning - Large Fires | 2058 | 9.4583e-09 | 9.4583e-09 | 8.3524 | 0.96727 | 4.6367 | 2.7484 | 0 | 0 | 1.1075e-05 | 7.8999e-08 | 0 | 7.8999e-08 | 7.8999e-08 | 0 | 7.8999e-08 | 0 | 0.0082112 | 0.017999 | 0 | 0.017999 | 0 | 5.7085e-06 | 7.465e-06 | 0 | 7.465e-06 | [12 empty] | 7.3.3.17.5 (Remote Grid) Updates to grid topology to minimize risk of ignition in HFTDs Remote GridWLDFRContaminationAggregated | WLDFR | HFTD - Distribution - Tier 2 - 2QU CoRE ¦ 5QU LoRE | Red Flag Warning - Small Fires | Contamination | Aggregated | 2058 | 1.167e-07 | 1464.9153 | 0.00017096 | 2058 | Mitigation | 0.95 | 45 | 0 | esc | 0.00097009 | 1.1321e-10 | 0.00097009 | 1.1321e-10
[79 empty] | WLDFR | HFTD - Distribution - Tier 3 - 3QU CoRE ¦ 4QU LoRE | Non-Red Flag Warning - Large Fires | 2059 | 9.4583e-09 | 9.4583e-09 | 8.3524 | 0.96727 | 4.6367 | 2.7484 | 0 | 0 | 1.1075e-05 | 7.8999e-08 | 0 | 7.8999e-08 | 7.8999e-08 | 0 | 7.8999e-08 | 0 | 0.0086029 | 0.018858 | 0 | 0.018858 | 0 | 5.7085e-06 | 7.465e-06 | 0 | 7.465e-06 | [12 empty] | 7.3.3.17.5 (Remote Grid) Updates to grid topology to minimize risk of ignition in HFTDs Remote GridWLDFRContaminationAggregated | WLDFR | HFTD - Distribution - Tier 2 - 2QU CoRE ¦ 5QU LoRE | Red Flag Warning - Small Fires | Contamination | Aggregated | 2059 | 1.167e-07 | 1464.9153 | 0.00017096 | 2059 | Mitigation | 0.95 | 45 | 0 | esc | 0.00097009 | 1.1321e-10 | 0.00097009 | 1.1321e-10
[79 empty] | WLDFR | HFTD - Distribution - Tier 3 - 3QU CoRE ¦ 4QU LoRE | Non-Red Flag Warning - Large Fires | 2060 | 9.4583e-09 | 9.4583e-09 | 8.3524 | 0.96727 | 4.6367 | 2.7484 | 0 | 0 | 1.1075e-05 | 7.8999e-08 | 0 | 7.8999e-08 | 7.8999e-08 | 0 | 7.8999e-08 | 0 | 0.0086029 | 0.018858 | 0 | 0.018858 | 0 | 5.7085e-06 | 7.465e-06 | 0 | 7.465e-06 | [12 empty] | 7.3.3.17.5 (Remote Grid) Updates to grid topology to minimize risk of ignition in HFTDs Remote GridWLDFRContaminationAggregated | WLDFR | HFTD - Distribution - Tier 2 - 2QU CoRE ¦ 5QU LoRE | Red Flag Warning - Small Fires | Contamination | Aggregated | 2060 | 1.167e-07 | 1464.9153 | 0.00017096 | 2060 | Mitigation | 0.95 | 45 | 0 | esc | 0.00097009 | 1.1321e-10 | 0.00097009 | 1.1321e-10
[79 empty] | WLDFR | HFTD - Distribution - Tier 3 - 3QU CoRE ¦ 4QU LoRE | Non-Red Flag Warning - Large Fires | 2061 | 9.4583e-09 | 9.4583e-09 | 8.3524 | 0.96727 | 4.6367 | 2.7484 | 0 | 0 | 1.1075e-05 | 7.8999e-08 | 0 | 7.8999e-08 | 7.8999e-08 | 0 | 7.8999e-08 | 0 | 0.0086029 | 0.018858 | 0 | 0.018858 | 0 | 5.7085e-06 | 7.465e-06 | 0 | 7.465e-06 | [12 empty] | 7.3.3.17.5 (Remote Grid) Updates to grid topology to minimize risk of ignition in HFTDs Remote GridWLDFRContaminationAggregated | WLDFR | HFTD - Distribution - Tier 2 - 2QU CoRE ¦ 5QU LoRE | Red Flag Warning - Small Fires | Contamination | Aggregated | 2061 | 1.167e-07 | 1464.9153 | 0.00017096 | 2061 | Mitigation | 0.95 | 45 | 0 | esc | 0.00097009 | 1.1321e-10 | 0.00097009 | 1.1321e-10
[79 empty] | WLDFR | HFTD - Distribution - Tier 3 - 3QU CoRE ¦ 4QU LoRE | Non-Red Flag Warning - Large Fires | 2062 | 9.4583e-09 | 9.4583e-09 | 8.3524 | 0.96727 | 4.6367 | 2.7484 | 0 | 0 | 1.1075e-05 | 7.8999e-08 | 0 | 7.8999e-08 | 7.8999e-08 | 0 | 7.8999e-08 | 0 | 0.0086029 | 0.018858 | 0 | 0.018858 | 0 | 5.7085e-06 | 7.465e-06 | 0 | 7.465e-06 | [12 empty] | 7.3.3.17.5 (Remote Grid) Updates to grid topology to minimize risk of ignition in HFTDs Remote GridWLDFRContaminationAggregated | WLDFR | HFTD - Distribution - Tier 2 - 2QU CoRE ¦ 5QU LoRE | Red Flag Warning - Small Fires | Contamination | Aggregated | 2062 | 1.167e-07 | 1464.9153 | 0.00017096 | 2062 | Mitigation | 0.95 | 45 | 0 | esc | 0.00097009 | 1.1321e-10 | 0.00097009 | 1.1321e-10
[79 empty] | WLDFR | HFTD - Distribution - Tier 3 - 3QU CoRE ¦ 4QU LoRE | Non-Red Flag Warning - Large Fires | 2063 | 9.4583e-09 | 9.4583e-09 | 8.872 | 1.0079 | 4.9153 | 2.9488 | 0 | 0 | 1.1075e-05 | 8.3914e-08 | 0 | 8.3914e-08 | 8.3914e-08 | 0 | 8.3914e-08 | 0 | 0.0086029 | 0.018858 | 0 | 0.018858 | 0 | 5.9916e-06 | 7.8351e-06 | 0 | 7.8351e-06 | [12 empty] | 7.3.3.17.5 (Remote Grid) Updates to grid topology to minimize risk of ignition in HFTDs Remote GridWLDFRContaminationAggregated | WLDFR | HFTD - Distribution - Tier 2 - 2QU CoRE ¦ 5QU LoRE | Red Flag Warning - Small Fires | Contamination | Aggregated | 2063 | 1.167e-07 | 1464.9153 | 0.00017096 | 2063 | Mitigation | 0.95 | 45 | 0 | esc | 0.00097009 | 1.1321e-10 | 0.00097009 | 1.1321e-10
[79 empty] | WLDFR | HFTD - Distribution - Tier 3 - 3QU CoRE ¦ 4QU LoRE | Non-Red Flag Warning - Large Fires | 2064 | 9.4583e-09 | 9.4583e-09 | 8.872 | 1.0079 | 4.9153 | 2.9488 | 0 | 0 | 1.1075e-05 | 8.3914e-08 | 0 | 8.3914e-08 | 8.3914e-08 | 0 | 8.3914e-08 | 0 | 0.0089976 | 0.019723 | 0 | 0.019723 | 0 | 5.9916e-06 | 7.8351e-06 | 0 | 7.8351e-06 | [12 empty] | 7.3.3.17.5 (Remote Grid) Updates to grid topology to minimize risk of ignition in HFTDs Remote GridWLDFRContaminationAggregated | WLDFR | HFTD - Distribution - Tier 2 - 2QU CoRE ¦ 5QU LoRE | Red Flag Warning - Small Fires | Contamination | Aggregated | 2064 | 1.167e-07 | 1464.9153 | 0.00017096 | 2064 | Mitigation | 0.95 | 45 | 0 | esc | 0.00097009 | 1.1321e-10 | 0.00097009 | 1.1321e-10
[79 empty] | WLDFR | HFTD - Distribution - Tier 3 - 3QU CoRE ¦ 4QU LoRE | Non-Red Flag Warning - Large Fires | 2065 | 9.4583e-09 | 9.4583e-09 | 8.872 | 1.0079 | 4.9153 | 2.9488 | 0 | 0 | 1.1075e-05 | 8.3914e-08 | 0 | 8.3914e-08 | 8.3914e-08 | 0 | 8.3914e-08 | 0 | 0.0089976 | 0.019723 | 0 | 0.019723 | 0 | 5.9916e-06 | 7.8351e-06 | 0 | 7.8351e-06 | [12 empty] | 7.3.3.17.5 (Remote Grid) Updates to grid topology to minimize risk of ignition in HFTDs Remote GridWLDFRContaminationAggregated | WLDFR | HFTD - Distribution - Tier 2 - 2QU CoRE ¦ 5QU LoRE | Red Flag Warning - Small Fires | Contamination | Aggregated | 2065 | 1.167e-07 | 1464.9153 | 0.00017096 | 2065 | Mitigation | 0.95 | 45 | 0 | esc | 0.00097009 | 1.1321e-10 | 0.00097009 | 1.1321e-10
[79 empty] | WLDFR | HFTD - Distribution - Tier 3 - 3QU CoRE ¦ 4QU LoRE | Non-Red Flag Warning - Large Fires | 2066 | 9.4583e-09 | 9.4583e-09 | 8.872 | 1.0079 | 4.9153 | 2.9488 | 0 | 0 | 1.1075e-05 | 8.3914e-08 | 0 | 8.3914e-08 | 8.3914e-08 | 0 | 8.3914e-08 | 0 | 0.0089976 | 0.019723 | 0 | 0.019723 | 0 | 5.9916e-06 | 7.8351e-06 | 0 | 7.8351e-06 | [12 empty] | 7.3.3.17.5 (Remote Grid) Updates to grid topology to minimize risk of ignition in HFTDs Remote GridWLDFRContaminationAggregated | WLDFR | HFTD - Distribution - Tier 2 - 2QU CoRE ¦ 5QU LoRE | Red Flag Warning - Small Fires | Contamination | Aggregated | 2066 | 1.167e-07 | 1464.9153 | 0.00017096 | 2066 | Mitigation | 0.95 | 45 | 0 | esc | 0.00097009 | 1.1321e-10 | 0.00097009 | 1.1321e-10
[79 empty] | WLDFR | HFTD - Distribution - Tier 3 - 3QU CoRE ¦ 4QU LoRE | Non-Red Flag Warning - Large Fires | 2067 | 0 | 9.4583e-09 | 8.872 | 1.0079 | 4.9153 | 2.9488 | 0 | 0 | 1.1075e-05 | 0 | 0 | 0 | 8.3914e-08 | 0 | 8.3914e-08 | 0 | 0.0089976 | 0.019723 | 0 | 0.019723 | 0 | 5.9916e-06 | 7.8351e-06 | 0 | 7.8351e-06 | [12 empty] | 7.3.3.17.5 (Remote Grid) Updates to grid topology to minimize risk of ignition in HFTDs Remote GridWLDFRContaminationAggregated | WLDFR | HFTD - Distribution - Tier 2 - 2QU CoRE ¦ 5QU LoRE | Red Flag Warning - Small Fires | Contamination | Aggregated | 2067 | 1.167e-07 | 1464.9153 | 0.00017096 | 2067 | Mitigation | 0.95 | 45 | 0 | esc | 0 | 0 | 0.00097009 | 1.1321e-10
[79 empty] | WLDFR | HFTD - Distribution - Tier 3 - 3QU CoRE ¦ 4QU LoRE | Non-Red Flag Warning - Small Fires | 2022 | 2.93e-06 | 0 | 0.077901 | 0.036425 | 0.0015809 | 0.039895 | 0 | 0 | 0.0032174 | 2.2825e-07 | 0 | 2.2825e-07 | 0 | 0 | 0 | 0 | 0.0089976 | 0.019723 | 0 | 0.019723 | 0 | 6.288e-06 | 8.2228e-06 | 0 | 8.2228e-06 | [12 empty] | 7.3.3.17.5 (Remote Grid) Updates to grid topology to minimize risk of ignition in HFTDs Remote GridWLDFREquipment / facility failureAggregated | WLDFR | HFTD - Distribution - Tier 2 - 2QU CoRE ¦ 5QU LoRE | Red Flag Warning - Small Fires | Equipment / facility failure | Aggregated | 2022 | 6.0006e-05 | 1464.9153 | 0.087904 | 2022 | Mitigation | 0.95 | 45 | 0 | esc | 0.00097009 | 5.8211e-08 | 0 | 0
[79 empty] | WLDFR | HFTD - Distribution - Tier 3 - 3QU CoRE ¦ 4QU LoRE | Non-Red Flag Warning - Small Fires | 2023 | 2.93e-06 | 2.93e-06 | 0.080408 | 0.03759 | 0.0016314 | 0.041187 | 0 | 0 | 0.0032174 | 2.356e-07 | 0 | 2.356e-07 | 2.356e-07 | 0 | 2.356e-07 | 0 | 0.0093906 | 0.020584 | 0 | 0.020584 | 0 | 6.288e-06 | 8.2228e-06 | 0 | 8.2228e-06 | [12 empty] | 7.3.3.17.5 (Remote Grid) Updates to grid topology to minimize risk of ignition in HFTDs Remote GridWLDFREquipment / facility failureAggregated | WLDFR | HFTD - Distribution - Tier 2 - 2QU CoRE ¦ 5QU LoRE | Red Flag Warning - Small Fires | Equipment / facility failure | Aggregated | 2023 | 6.0006e-05 | 1464.9153 | 0.087904 | 2023 | Mitigation | 0.95 | 45 | 0 | esc | 0.00097009 | 5.8211e-08 | 0.00097009 | 5.8211e-08
[79 empty] | WLDFR | HFTD - Distribution - Tier 3 - 3QU CoRE ¦ 4QU LoRE | Non-Red Flag Warning - Small Fires | 2024 | 2.93e-06 | 2.93e-06 | 0.080408 | 0.03759 | 0.0016314 | 0.041187 | 0 | 0 | 0.0032174 | 2.356e-07 | 0 | 2.356e-07 | 2.356e-07 | 0 | 2.356e-07 | 0 | 0.0093906 | 0.020584 | 0 | 0.020584 | 0 | 6.288e-06 | 8.2228e-06 | 0 | 8.2228e-06 | [12 empty] | 7.3.3.17.5 (Remote Grid) Updates to grid topology to minimize risk of ignition in HFTDs Remote GridWLDFREquipment / facility failureAggregated | WLDFR | HFTD - Distribution - Tier 2 - 2QU CoRE ¦ 5QU LoRE | Red Flag Warning - Small Fires | Equipment / facility failure | Aggregated | 2024 | 6.0006e-05 | 1464.9153 | 0.087904 | 2024 | Mitigation | 0.95 | 45 | 0 | esc | 0.00097009 | 5.8211e-08 | 0.00097009 | 5.8211e-08
[79 empty] | WLDFR | HFTD - Distribution - Tier 3 - 3QU CoRE ¦ 4QU LoRE | Non-Red Flag Warning - Small Fires | 2025 | 2.93e-06 | 2.93e-06 | 0.080408 | 0.03759 | 0.0016314 | 0.041187 | 0 | 0 | 0.0032174 | 2.356e-07 | 0 | 2.356e-07 | 2.356e-07 | 0 | 2.356e-07 | 0 | 0.0093906 | 0.020584 | 0 | 0.020584 | 0 | 6.288e-06 | 8.2228e-06 | 0 | 8.2228e-06 | [12 empty] | 7.3.3.17.5 (Remote Grid) Updates to grid topology to minimize risk of ignition in HFTDs Remote GridWLDFREquipment / facility failureAggregated | WLDFR | HFTD - Distribution - Tier 2 - 2QU CoRE ¦ 5QU LoRE | Red Flag Warning - Small Fires | Equipment / facility failure | Aggregated | 2025 | 6.0006e-05 | 1464.9153 | 0.087904 | 2025 | Mitigation | 0.95 | 45 | 0 | esc | 0.00097009 | 5.8211e-08 | 0.00097009 | 5.8211e-08
[79 empty] | WLDFR | HFTD - Distribution - Tier 3 - 3QU CoRE ¦ 4QU LoRE | Non-Red Flag Warning - Small Fires | 2026 | 2.93e-06 | 2.93e-06 | 0.080408 | 0.03759 | 0.0016314 | 0.041187 | 0 | 0 | 0.0032174 | 2.356e-07 | 0 | 2.356e-07 | 2.356e-07 | 0 | 2.356e-07 | 0 | 0 | 0.020584 | 0 | 0.020584 | 0 | 6.288e-06 | 8.2228e-06 | 0 | 8.2228e-06 | [12 empty] | 7.3.3.17.5 (Remote Grid) Updates to grid topology to minimize risk of ignition in HFTDs Remote GridWLDFREquipment / facility failureAggregated | WLDFR | HFTD - Distribution - Tier 2 - 2QU CoRE ¦ 5QU LoRE | Red Flag Warning - Small Fires | Equipment / facility failure | Aggregated | 2026 | 6.0006e-05 | 1464.9153 | 0.087904 | 2026 | Mitigation | 0.95 | 45 | 0 | esc | 0.00097009 | 5.8211e-08 | 0.00097009 | 5.8211e-08
[79 empty] | WLDFR | HFTD - Distribution - Tier 3 - 3QU CoRE ¦ 4QU LoRE | Non-Red Flag Warning - Small Fires | 2027 | 2.93e-06 | 2.93e-06 | 0.080408 | 0.03759 | 0.0016314 | 0.041187 | 0 | 0 | 0.0032174 | 2.356e-07 | 0 | 2.356e-07 | 2.356e-07 | 0 | 2.356e-07 | 0 | 0 | 0 | 0 | 0 | 0 | 6.5942e-06 | 8.6231e-06 | 0 | 8.6231e-06 | [12 empty] | 7.3.3.17.5 (Remote Grid) Updates to grid topology to minimize risk of ignition in HFTDs Remote GridWLDFREquipment / facility failureAggregated | WLDFR | HFTD - Distribution - Tier 2 - 2QU CoRE ¦ 5QU LoRE | Red Flag Warning - Small Fires | Equipment / facility failure | Aggregated | 2027 | 6.0006e-05 | 1464.9153 | 0.087904 | 2027 | Mitigation | 0.95 | 45 | 0 | esc | 0.00097009 | 5.8211e-08 | 0.00097009 | 5.8211e-08
[79 empty] | WLDFR | HFTD - Distribution - Tier 3 - 3QU CoRE ¦ 4QU LoRE | Non-Red Flag Warning - Small Fires | 2028 | 2.93e-06 | 2.93e-06 | 0.083606 | 0.039055 | 0.001695 | 0.042856 | 0 | 0 | 0.0032174 | 2.4497e-07 | 0 | 2.4497e-07 | 2.4497e-07 | 0 | 2.4497e-07 | 0 | 0.00049105 | 0 | 0 | 0 | 0 | 6.5942e-06 | 8.6231e-06 | 0 | 8.6231e-06 | [12 empty] | 7.3.3.17.5 (Remote Grid) Updates to grid topology to minimize risk of ignition in HFTDs Remote GridWLDFREquipment / facility failureAggregated | WLDFR | HFTD - Distribution - Tier 2 - 2QU CoRE ¦ 5QU LoRE | Red Flag Warning - Small Fires | Equipment / facility failure | Aggregated | 2028 | 6.0006e-05 | 1464.9153 | 0.087904 | 2028 | Mitigation | 0.95 | 45 | 0 | esc | 0.00097009 | 5.8211e-08 | 0.00097009 | 5.8211e-08
[79 empty] | WLDFR | HFTD - Distribution - Tier 3 - 3QU CoRE ¦ 4QU LoRE | Non-Red Flag Warning - Small Fires | 2029 | 2.93e-06 | 2.93e-06 | 0.083606 | 0.039055 | 0.001695 | 0.042856 | 0 | 0 | 0.0032174 | 2.4497e-07 | 0 | 2.4497e-07 | 2.4497e-07 | 0 | 2.4497e-07 | 0 | 0.00050899 | 0.0011157 | 0 | 0.0011157 | 0 | 6.5942e-06 | 8.6231e-06 | 0 | 8.6231e-06 | [12 empty] | 7.3.3.17.5 (Remote Grid) Updates to grid topology to minimize risk of ignition in HFTDs Remote GridWLDFREquipment / facility failureAggregated | WLDFR | HFTD - Distribution - Tier 2 - 2QU CoRE ¦ 5QU LoRE | Red Flag Warning - Small Fires | Equipment / facility failure | Aggregated | 2029 | 6.0006e-05 | 1464.9153 | 0.087904 | 2029 | Mitigation | 0.95 | 45 | 0 | esc | 0.00097009 | 5.8211e-08 | 0.00097009 | 5.8211e-08
[79 empty] | WLDFR | HFTD - Distribution - Tier 3 - 3QU CoRE ¦ 4QU LoRE | Non-Red Flag Warning - Small Fires | 2030 | 2.93e-06 | 2.93e-06 | 0.083606 | 0.039055 | 0.001695 | 0.042856 | 0 | 0 | 0.0032174 | 2.4497e-07 | 0 | 2.4497e-07 | 2.4497e-07 | 0 | 2.4497e-07 | 0 | 0.00050899 | 0.0011157 | 0 | 0.0011157 | 0 | 6.5942e-06 | 8.6231e-06 | 0 | 8.6231e-06 | [12 empty] | 7.3.3.17.5 (Remote Grid) Updates to grid topology to minimize risk of ignition in HFTDs Remote GridWLDFREquipment / facility failureAggregated | WLDFR | HFTD - Distribution - Tier 2 - 2QU CoRE ¦ 5QU LoRE | Red Flag Warning - Small Fires | Equipment / facility failure | Aggregated | 2030 | 6.0006e-05 | 1464.9153 | 0.087904 | 2030 | Mitigation | 0.95 | 45 | 0 | esc | 0.00097009 | 5.8211e-08 | 0.00097009 | 5.8211e-08
[79 empty] | WLDFR | HFTD - Distribution - Tier 3 - 3QU CoRE ¦ 4QU LoRE | Non-Red Flag Warning - Small Fires | 2031 | 2.93e-06 | 2.93e-06 | 0.083606 | 0.039055 | 0.001695 | 0.042856 | 0 | 0 | 0.0032174 | 2.4497e-07 | 0 | 2.4497e-07 | 2.4497e-07 | 0 | 2.4497e-07 | 0 | 0.00050899 | 0.0011157 | 0 | 0.0011157 | 0 | 6.5942e-06 | 8.6231e-06 | 0 | 8.6231e-06 | [12 empty] | 7.3.3.17.5 (Remote Grid) Updates to grid topology to minimize risk of ignition in HFTDs Remote GridWLDFREquipment / facility failureAggregated | WLDFR | HFTD - Distribution - Tier 2 - 2QU CoRE ¦ 5QU LoRE | Red Flag Warning - Small Fires | Equipment / facility failure | Aggregated | 2031 | 6.0006e-05 | 1464.9153 | 0.087904 | 2031 | Mitigation | 0.95 | 45 | 0 | esc | 0.00097009 | 5.8211e-08 | 0.00097009 | 5.8211e-08
[79 empty] | WLDFR | HFTD - Distribution - Tier 3 - 3QU CoRE ¦ 4QU LoRE | Non-Red Flag Warning - Small Fires | 2032 | 2.93e-06 | 2.93e-06 | 0.083606 | 0.039055 | 0.001695 | 0.042856 | 0 | 0 | 0.0032174 | 2.4497e-07 | 0 | 2.4497e-07 | 2.4497e-07 | 0 | 2.4497e-07 | 0 | 0.00050899 | 0.0011157 | 0 | 0.0011157 | 0 | 6.9062e-06 | 9.0312e-06 | 0 | 9.0312e-06 | [12 empty] | 7.3.3.17.5 (Remote Grid) Updates to grid topology to minimize risk of ignition in HFTDs Remote GridWLDFREquipment / facility failureAggregated | WLDFR | HFTD - Distribution - Tier 2 - 2QU CoRE ¦ 5QU LoRE | Red Flag Warning - Small Fires | Equipment / facility failure | Aggregated | 2032 | 6.0006e-05 | 1464.9153 | 0.087904 | 2032 | Mitigation | 0.95 | 45 | 0 | esc | 0.00097009 | 5.8211e-08 | 0.00097009 | 5.8211e-08
[79 empty] | WLDFR | HFTD - Distribution - Tier 3 - 3QU CoRE ¦ 4QU LoRE | Non-Red Flag Warning - Small Fires | 2033 | 2.93e-06 | 2.93e-06 | 0.087211 | 0.040679 | 0.0017655 | 0.044766 | 0 | 0 | 0.0032174 | 2.5553e-07 | 0 | 2.5553e-07 | 2.5553e-07 | 0 | 2.5553e-07 | 0 | 0.00050899 | 0.0011157 | 0 | 0.0011157 | 0 | 6.9062e-06 | 9.0312e-06 | 0 | 9.0312e-06 | [12 empty] | 7.3.3.17.5 (Remote Grid) Updates to grid topology to minimize risk of ignition in HFTDs Remote GridWLDFREquipment / facility failureAggregated | WLDFR | HFTD - Distribution - Tier 2 - 2QU CoRE ¦ 5QU LoRE | Red Flag Warning - Small Fires | Equipment / facility failure | Aggregated | 2033 | 6.0006e-05 | 1464.9153 | 0.087904 | 2033 | Mitigation | 0.95 | 45 | 0 | esc | 0.00097009 | 5.8211e-08 | 0.00097009 | 5.8211e-08
[79 empty] | WLDFR | HFTD - Distribution - Tier 3 - 3QU CoRE ¦ 4QU LoRE | Non-Red Flag Warning - Small Fires | 2034 | 2.93e-06 | 2.93e-06 | 0.087211 | 0.040679 | 0.0017655 | 0.044766 | 0 | 0 | 0.0032174 | 2.5553e-07 | 0 | 2.5553e-07 | 2.5553e-07 | 0 | 2.5553e-07 | 0 | 0.00053158 | 0.0011652 | 0 | 0.0011652 | 0 | 6.9062e-06 | 9.0312e-06 | 0 | 9.0312e-06 | [12 empty] | 7.3.3.17.5 (Remote Grid) Updates to grid topology to minimize risk of ignition in HFTDs Remote GridWLDFREquipment / facility failureAggregated | WLDFR | HFTD - Distribution - Tier 2 - 2QU CoRE ¦ 5QU LoRE | Red Flag Warning - Small Fires | Equipment / facility failure | Aggregated | 2034 | 6.0006e-05 | 1464.9153 | 0.087904 | 2034 | Mitigation | 0.95 | 45 | 0 | esc | 0.00097009 | 5.8211e-08 | 0.00097009 | 5.8211e-08
[79 empty] | WLDFR | HFTD - Distribution - Tier 3 - 3QU CoRE ¦ 4QU LoRE | Non-Red Flag Warning - Small Fires | 2035 | 2.93e-06 | 2.93e-06 | 0.087211 | 0.040679 | 0.0017655 | 0.044766 | 0 | 0 | 0.0032174 | 2.5553e-07 | 0 | 2.5553e-07 | 2.5553e-07 | 0 | 2.5553e-07 | 0 | 0.00053158 | 0.0011652 | 0 | 0.0011652 | 0 | 6.9062e-06 | 9.0312e-06 | 0 | 9.0312e-06 | [12 empty] | 7.3.3.17.5 (Remote Grid) Updates to grid topology to minimize risk of ignition in HFTDs Remote GridWLDFREquipment / facility failureAggregated | WLDFR | HFTD - Distribution - Tier 2 - 2QU CoRE ¦ 5QU LoRE | Red Flag Warning - Small Fires | Equipment / facility failure | Aggregated | 2035 | 6.0006e-05 | 1464.9153 | 0.087904 | 2035 | Mitigation | 0.95 | 45 | 0 | esc | 0.00097009 | 5.8211e-08 | 0.00097009 | 5.8211e-08
[79 empty] | WLDFR | HFTD - Distribution - Tier 3 - 3QU CoRE ¦ 4QU LoRE | Non-Red Flag Warning - Small Fires | 2036 | 2.93e-06 | 2.93e-06 | 0.087211 | 0.040679 | 0.0017655 | 0.044766 | 0 | 0 | 0.0032174 | 2.5553e-07 | 0 | 2.5553e-07 | 2.5553e-07 | 0 | 2.5553e-07 | 0 | 0.00053158 | 0.0011652 | 0 | 0.0011652 | 0 | 6.9062e-06 | 9.0312e-06 | 0 | 9.0312e-06 | [12 empty] | 7.3.3.17.5 (Remote Grid) Updates to grid topology to minimize risk of ignition in HFTDs Remote GridWLDFREquipment / facility failureAggregated | WLDFR | HFTD - Distribution - Tier 2 - 2QU CoRE ¦ 5QU LoRE | Red Flag Warning - Small Fires | Equipment / facility failure | Aggregated | 2036 | 6.0006e-05 | 1464.9153 | 0.087904 | 2036 | Mitigation | 0.95 | 45 | 0 | esc | 0.00097009 | 5.8211e-08 | 0.00097009 | 5.8211e-08
[79 empty] | WLDFR | HFTD - Distribution - Tier 3 - 3QU CoRE ¦ 4QU LoRE | Non-Red Flag Warning - Small Fires | 2037 | 2.93e-06 | 2.93e-06 | 0.087211 | 0.040679 | 0.0017655 | 0.044766 | 0 | 0 | 0.0032174 | 2.5553e-07 | 0 | 2.5553e-07 | 2.5553e-07 | 0 | 2.5553e-07 | 0 | 0.00053158 | 0.0011652 | 0 | 0.0011652 | 0 | 7.2204e-06 | 9.4421e-06 | 0 | 9.4421e-06 | [12 empty] | 7.3.3.17.5 (Remote Grid) Updates to grid topology to minimize risk of ignition in HFTDs Remote GridWLDFREquipment / facility failureAggregated | WLDFR | HFTD - Distribution - Tier 2 - 2QU CoRE ¦ 5QU LoRE | Red Flag Warning - Small Fires | Equipment / facility failure | Aggregated | 2037 | 6.0006e-05 | 1464.9153 | 0.087904 | 2037 | Mitigation | 0.95 | 45 | 0 | esc | 0.00097009 | 5.8211e-08 | 0.00097009 | 5.8211e-08
[79 empty] | WLDFR | HFTD - Distribution - Tier 3 - 3QU CoRE ¦ 4QU LoRE | Non-Red Flag Warning - Small Fires | 2038 | 2.93e-06 | 2.93e-06 | 0.091184 | 0.042438 | 0.0018418 | 0.046905 | 0 | 0 | 0.0032174 | 2.6717e-07 | 0 | 2.6717e-07 | 2.6717e-07 | 0 | 2.6717e-07 | 0 | 0.00053158 | 0.0011652 | 0 | 0.0011652 | 0 | 7.2204e-06 | 9.4421e-06 | 0 | 9.4421e-06 | [12 empty] | 7.3.3.17.5 (Remote Grid) Updates to grid topology to minimize risk of ignition in HFTDs Remote GridWLDFREquipment / facility failureAggregated | WLDFR | HFTD - Distribution - Tier 2 - 2QU CoRE ¦ 5QU LoRE | Red Flag Warning - Small Fires | Equipment / facility failure | Aggregated | 2038 | 6.0006e-05 | 1464.9153 | 0.087904 | 2038 | Mitigation | 0.95 | 45 | 0 | esc | 0.00097009 | 5.8211e-08 | 0.00097009 | 5.8211e-08
[79 empty] | WLDFR | HFTD - Distribution - Tier 3 - 3QU CoRE ¦ 4QU LoRE | Non-Red Flag Warning - Small Fires | 2039 | 2.93e-06 | 2.93e-06 | 0.091184 | 0.042438 | 0.0018418 | 0.046905 | 0 | 0 | 0.0032174 | 2.6717e-07 | 0 | 2.6717e-07 | 2.6717e-07 | 0 | 2.6717e-07 | 0 | 0.00055666 | 0.0012202 | 0 | 0.0012202 | 0 | 7.2204e-06 | 9.4421e-06 | 0 | 9.4421e-06 | [12 empty] | 7.3.3.17.5 (Remote Grid) Updates to grid topology to minimize risk of ignition in HFTDs Remote GridWLDFREquipment / facility failureAggregated | WLDFR | HFTD - Distribution - Tier 2 - 2QU CoRE ¦ 5QU LoRE | Red Flag Warning - Small Fires | Equipment / facility failure | Aggregated | 2039 | 6.0006e-05 | 1464.9153 | 0.087904 | 2039 | Mitigation | 0.95 | 45 | 0 | esc | 0.00097009 | 5.8211e-08 | 0.00097009 | 5.8211e-08
[79 empty] | WLDFR | HFTD - Distribution - Tier 3 - 3QU CoRE ¦ 4QU LoRE | Non-Red Flag Warning - Small Fires | 2040 | 2.93e-06 | 2.93e-06 | 0.091184 | 0.042438 | 0.0018418 | 0.046905 | 0 | 0 | 0.0032174 | 2.6717e-07 | 0 | 2.6717e-07 | 2.6717e-07 | 0 | 2.6717e-07 | 0 | 0.00055666 | 0.0012202 | 0 | 0.0012202 | 0 | 7.2204e-06 | 9.4421e-06 | 0 | 9.4421e-06 | [12 empty] | 7.3.3.17.5 (Remote Grid) Updates to grid topology to minimize risk of ignition in HFTDs Remote GridWLDFREquipment / facility failureAggregated | WLDFR | HFTD - Distribution - Tier 2 - 2QU CoRE ¦ 5QU LoRE | Red Flag Warning - Small Fires | Equipment / facility failure | Aggregated | 2040 | 6.0006e-05 | 1464.9153 | 0.087904 | 2040 | Mitigation | 0.95 | 45 | 0 | esc | 0.00097009 | 5.8211e-08 | 0.00097009 | 5.8211e-08
[79 empty] | WLDFR | HFTD - Distribution - Tier 3 - 3QU CoRE ¦ 4QU LoRE | Non-Red Flag Warning - Small Fires | 2041 | 2.93e-06 | 2.93e-06 | 0.091184 | 0.042438 | 0.0018418 | 0.046905 | 0 | 0 | 0.0032174 | 2.6717e-07 | 0 | 2.6717e-07 | 2.6717e-07 | 0 | 2.6717e-07 | 0 | 0.00055666 | 0.0012202 | 0 | 0.0012202 | 0 | 7.2204e-06 | 9.4421e-06 | 0 | 9.4421e-06 | [12 empty] | 7.3.3.17.5 (Remote Grid) Updates to grid topology to minimize risk of ignition in HFTDs Remote GridWLDFREquipment / facility failureAggregated | WLDFR | HFTD - Distribution - Tier 2 - 2QU CoRE ¦ 5QU LoRE | Red Flag Warning - Small Fires | Equipment / facility failure | Aggregated | 2041 | 6.0006e-05 | 1464.9153 | 0.087904 | 2041 | Mitigation | 0.95 | 45 | 0 | esc | 0.00097009 | 5.8211e-08 | 0.00097009 | 5.8211e-08
[79 empty] | WLDFR | HFTD - Distribution - Tier 3 - 3QU CoRE ¦ 4QU LoRE | Non-Red Flag Warning - Small Fires | 2042 | 2.93e-06 | 2.93e-06 | 0.091184 | 0.042438 | 0.0018418 | 0.046905 | 0 | 0 | 0.0032174 | 2.6717e-07 | 0 | 2.6717e-07 | 2.6717e-07 | 0 | 2.6717e-07 | 0 | 0.00055666 | 0.0012202 | 0 | 0.0012202 | 0 | 7.533e-06 | 9.8509e-06 | 0 | 9.8509e-06 | [12 empty] | 7.3.3.17.5 (Remote Grid) Updates to grid topology to minimize risk of ignition in HFTDs Remote GridWLDFREquipment / facility failureAggregated | WLDFR | HFTD - Distribution - Tier 2 - 2QU CoRE ¦ 5QU LoRE | Red Flag Warning - Small Fires | Equipment / facility failure | Aggregated | 2042 | 6.0006e-05 | 1464.9153 | 0.087904 | 2042 | Mitigation | 0.95 | 45 | 0 | esc | 0.00097009 | 5.8211e-08 | 0.00097009 | 5.8211e-08
[79 empty] | WLDFR | HFTD - Distribution - Tier 3 - 3QU CoRE ¦ 4QU LoRE | Non-Red Flag Warning - Small Fires | 2043 | 2.93e-06 | 2.93e-06 | 0.095486 | 0.044306 | 0.0019228 | 0.049257 | 0 | 0 | 0.0032174 | 2.7977e-07 | 0 | 2.7977e-07 | 2.7977e-07 | 0 | 2.7977e-07 | 0 | 0.00055666 | 0.0012202 | 0 | 0.0012202 | 0 | 7.533e-06 | 9.8509e-06 | 0 | 9.8509e-06 | [12 empty] | 7.3.3.17.5 (Remote Grid) Updates to grid topology to minimize risk of ignition in HFTDs Remote GridWLDFREquipment / facility failureAggregated | WLDFR | HFTD - Distribution - Tier 2 - 2QU CoRE ¦ 5QU LoRE | Red Flag Warning - Small Fires | Equipment / facility failure | Aggregated | 2043 | 6.0006e-05 | 1464.9153 | 0.087904 | 2043 | Mitigation | 0.95 | 45 | 0 | esc | 0.00097009 | 5.8211e-08 | 0.00097009 | 5.8211e-08
[79 empty] | WLDFR | HFTD - Distribution - Tier 3 - 3QU CoRE ¦ 4QU LoRE | Non-Red Flag Warning - Small Fires | 2044 | 2.93e-06 | 2.93e-06 | 0.095486 | 0.044306 | 0.0019228 | 0.049257 | 0 | 0 | 0.0032174 | 2.7977e-07 | 0 | 2.7977e-07 | 2.7977e-07 | 0 | 2.7977e-07 | 0 | 0.00058387 | 0.0012798 | 0 | 0.0012798 | 0 | 7.533e-06 | 9.8509e-06 | 0 | 9.8509e-06 | [12 empty] | 7.3.3.17.5 (Remote Grid) Updates to grid topology to minimize risk of ignition in HFTDs Remote GridWLDFREquipment / facility failureAggregated | WLDFR | HFTD - Distribution - Tier 2 - 2QU CoRE ¦ 5QU LoRE | Red Flag Warning - Small Fires | Equipment / facility failure | Aggregated | 2044 | 6.0006e-05 | 1464.9153 | 0.087904 | 2044 | Mitigation | 0.95 | 45 | 0 | esc | 0.00097009 | 5.8211e-08 | 0.00097009 | 5.8211e-08
[79 empty] | WLDFR | HFTD - Distribution - Tier 3 - 3QU CoRE ¦ 4QU LoRE | Non-Red Flag Warning - Small Fires | 2045 | 2.93e-06 | 2.93e-06 | 0.095486 | 0.044306 | 0.0019228 | 0.049257 | 0 | 0 | 0.0032174 | 2.7977e-07 | 0 | 2.7977e-07 | 2.7977e-07 | 0 | 2.7977e-07 | 0 | 0.00058387 | 0.0012798 | 0 | 0.0012798 | 0 | 7.533e-06 | 9.8509e-06 | 0 | 9.8509e-06 | [12 empty] | 7.3.3.17.5 (Remote Grid) Updates to grid topology to minimize risk of ignition in HFTDs Remote GridWLDFREquipment / facility failureAggregated | WLDFR | HFTD - Distribution - Tier 2 - 2QU CoRE ¦ 5QU LoRE | Red Flag Warning - Small Fires | Equipment / facility failure | Aggregated | 2045 | 6.0006e-05 | 1464.9153 | 0.087904 | 2045 | Mitigation | 0.95 | 45 | 0 | esc | 0.00097009 | 5.8211e-08 | 0.00097009 | 5.8211e-08
[79 empty] | WLDFR | HFTD - Distribution - Tier 3 - 3QU CoRE ¦ 4QU LoRE | Non-Red Flag Warning - Small Fires | 2046 | 2.93e-06 | 2.93e-06 | 0.095486 | 0.044306 | 0.0019228 | 0.049257 | 0 | 0 | 0.0032174 | 2.7977e-07 | 0 | 2.7977e-07 | 2.7977e-07 | 0 | 2.7977e-07 | 0 | 0.00058387 | 0.0012798 | 0 | 0.0012798 | 0 | 7.533e-06 | 9.8509e-06 | 0 | 9.8509e-06 | [12 empty] | 7.3.3.17.5 (Remote Grid) Updates to grid topology to minimize risk of ignition in HFTDs Remote GridWLDFREquipment / facility failureAggregated | WLDFR | HFTD - Distribution - Tier 2 - 2QU CoRE ¦ 5QU LoRE | Red Flag Warning - Small Fires | Equipment / facility failure | Aggregated | 2046 | 6.0006e-05 | 1464.9153 | 0.087904 | 2046 | Mitigation | 0.95 | 45 | 0 | esc | 0.00097009 | 5.8211e-08 | 0.00097009 | 5.8211e-08
[79 empty] | WLDFR | HFTD - Distribution - Tier 3 - 3QU CoRE ¦ 4QU LoRE | Non-Red Flag Warning - Small Fires | 2047 | 2.93e-06 | 2.93e-06 | 0.095486 | 0.044306 | 0.0019228 | 0.049257 | 0 | 0 | 0.0032174 | 2.7977e-07 | 0 | 2.7977e-07 | 2.7977e-07 | 0 | 2.7977e-07 | 0 | 0.00058387 | 0.0012798 | 0 | 0.0012798 | 0 | 7.8402e-06 | 1.0253e-05 | 0 | 1.0253e-05 | [12 empty] | 7.3.3.17.5 (Remote Grid) Updates to grid topology to minimize risk of ignition in HFTDs Remote GridWLDFREquipment / facility failureAggregated | WLDFR | HFTD - Distribution - Tier 2 - 2QU CoRE ¦ 5QU LoRE | Red Flag Warning - Small Fires | Equipment / facility failure | Aggregated | 2047 | 6.0006e-05 | 1464.9153 | 0.087904 | 2047 | Mitigation | 0.95 | 45 | 0 | esc | 0.00097009 | 5.8211e-08 | 0.00097009 | 5.8211e-08
[79 empty] | WLDFR | HFTD - Distribution - Tier 3 - 3QU CoRE ¦ 4QU LoRE | Non-Red Flag Warning - Small Fires | 2048 | 2.93e-06 | 2.93e-06 | 0.10007 | 0.04626 | 0.0020076 | 0.051804 | 0 | 0 | 0.0032174 | 2.9321e-07 | 0 | 2.9321e-07 | 2.9321e-07 | 0 | 2.9321e-07 | 0 | 0.00058387 | 0.0012798 | 0 | 0.0012798 | 0 | 7.8402e-06 | 1.0253e-05 | 0 | 1.0253e-05 | [12 empty] | 7.3.3.17.5 (Remote Grid) Updates to grid topology to minimize risk of ignition in HFTDs Remote GridWLDFREquipment / facility failureAggregated | WLDFR | HFTD - Distribution - Tier 2 - 2QU CoRE ¦ 5QU LoRE | Red Flag Warning - Small Fires | Equipment / facility failure | Aggregated | 2048 | 6.0006e-05 | 1464.9153 | 0.087904 | 2048 | Mitigation | 0.95 | 45 | 0 | esc | 0.00097009 | 5.8211e-08 | 0.00097009 | 5.8211e-08
[79 empty] | WLDFR | HFTD - Distribution - Tier 3 - 3QU CoRE ¦ 4QU LoRE | Non-Red Flag Warning - Small Fires | 2049 | 2.93e-06 | 2.93e-06 | 0.10007 | 0.04626 | 0.0020076 | 0.051804 | 0 | 0 | 0.0032174 | 2.9321e-07 | 0 | 2.9321e-07 | 2.9321e-07 | 0 | 2.9321e-07 | 0 | 0.00061282 | 0.0013433 | 0 | 0.0013433 | 0 | 7.8402e-06 | 1.0253e-05 | 0 | 1.0253e-05 | [12 empty] | 7.3.3.17.5 (Remote Grid) Updates to grid topology to minimize risk of ignition in HFTDs Remote GridWLDFREquipment / facility failureAggregated | WLDFR | HFTD - Distribution - Tier 2 - 2QU CoRE ¦ 5QU LoRE | Red Flag Warning - Small Fires | Equipment / facility failure | Aggregated | 2049 | 6.0006e-05 | 1464.9153 | 0.087904 | 2049 | Mitigation | 0.95 | 45 | 0 | esc | 0.00097009 | 5.8211e-08 | 0.00097009 | 5.8211e-08
[79 empty] | WLDFR | HFTD - Distribution - Tier 3 - 3QU CoRE ¦ 4QU LoRE | Non-Red Flag Warning - Small Fires | 2050 | 2.93e-06 | 2.93e-06 | 0.10007 | 0.04626 | 0.0020076 | 0.051804 | 0 | 0 | 0.0032174 | 2.9321e-07 | 0 | 2.9321e-07 | 2.9321e-07 | 0 | 2.9321e-07 | 0 | 0.00061282 | 0.0013433 | 0 | 0.0013433 | 0 | 7.8402e-06 | 1.0253e-05 | 0 | 1.0253e-05 | [12 empty] | 7.3.3.17.5 (Remote Grid) Updates to grid topology to minimize risk of ignition in HFTDs Remote GridWLDFREquipment / facility failureAggregated | WLDFR | HFTD - Distribution - Tier 2 - 2QU CoRE ¦ 5QU LoRE | Red Flag Warning - Small Fires | Equipment / facility failure | Aggregated | 2050 | 6.0006e-05 | 1464.9153 | 0.087904 | 2050 | Mitigation | 0.95 | 45 | 0 | esc | 0.00097009 | 5.8211e-08 | 0.00097009 | 5.8211e-08
[79 empty] | WLDFR | HFTD - Distribution - Tier 3 - 3QU CoRE ¦ 4QU LoRE | Non-Red Flag Warning - Small Fires | 2051 | 2.93e-06 | 2.93e-06 | 0.10007 | 0.04626 | 0.0020076 | 0.051804 | 0 | 0 | 0.0032174 | 2.9321e-07 | 0 | 2.9321e-07 | 2.9321e-07 | 0 | 2.9321e-07 | 0 | 0.00061282 | 0.0013433 | 0 | 0.0013433 | 0 | 0 | 1.0253e-05 | 0 | 1.0253e-05 | [12 empty] | 7.3.3.17.5 (Remote Grid) Updates to grid topology to minimize risk of ignition in HFTDs Remote GridWLDFREquipment / facility failureAggregated | WLDFR | HFTD - Distribution - Tier 2 - 2QU CoRE ¦ 5QU LoRE | Red Flag Warning - Small Fires | Equipment / facility failure | Aggregated | 2051 | 6.0006e-05 | 1464.9153 | 0.087904 | 2051 | Mitigation | 0.95 | 45 | 0 | esc | 0.00097009 | 5.8211e-08 | 0.00097009 | 5.8211e-08
[79 empty] | WLDFR | HFTD - Distribution - Tier 3 - 3QU CoRE ¦ 4QU LoRE | Non-Red Flag Warning - Small Fires | 2052 | 2.93e-06 | 2.93e-06 | 0.10007 | 0.04626 | 0.0020076 | 0.051804 | 0 | 0 | 0.0032174 | 2.9321e-07 | 0 | 2.9321e-07 | 2.9321e-07 | 0 | 2.9321e-07 | 0 | 0.00061282 | 0.0013433 | 0 | 0.0013433 | 0 | 0 | 0 | 0 | 0 | [12 empty] | 7.3.3.17.5 (Remote Grid) Updates to grid topology to minimize risk of ignition in HFTDs Remote GridWLDFREquipment / facility failureAggregated | WLDFR | HFTD - Distribution - Tier 2 - 2QU CoRE ¦ 5QU LoRE | Red Flag Warning - Small Fires | Equipment / facility failure | Aggregated | 2052 | 6.0006e-05 | 1464.9153 | 0.087904 | 2052 | Mitigation | 0.95 | 45 | 0 | esc | 0.00097009 | 5.8211e-08 | 0.00097009 | 5.8211e-08
[79 empty] | WLDFR | HFTD - Distribution - Tier 3 - 3QU CoRE ¦ 4QU LoRE | Non-Red Flag Warning - Small Fires | 2053 | 2.93e-06 | 2.93e-06 | 0.10489 | 0.048274 | 0.002095 | 0.054525 | 0 | 0 | 0.0032174 | 3.0734e-07 | 0 | 3.0734e-07 | 3.0734e-07 | 0 | 3.0734e-07 | 0 | 0.00061282 | 0.0013433 | 0 | 0.0013433 | 0 | 0 | 0 | 0 | 0 | [12 empty] | 7.3.3.17.5 (Remote Grid) Updates to grid topology to minimize risk of ignition in HFTDs Remote GridWLDFREquipment / facility failureAggregated | WLDFR | HFTD - Distribution - Tier 2 - 2QU CoRE ¦ 5QU LoRE | Red Flag Warning - Small Fires | Equipment / facility failure | Aggregated | 2053 | 6.0006e-05 | 1464.9153 | 0.087904 | 2053 | Mitigation | 0.95 | 45 | 0 | esc | 0.00097009 | 5.8211e-08 | 0.00097009 | 5.8211e-08
[79 empty] | WLDFR | HFTD - Distribution - Tier 3 - 3QU CoRE ¦ 4QU LoRE | Non-Red Flag Warning - Small Fires | 2054 | 2.93e-06 | 2.93e-06 | 0.10489 | 0.048274 | 0.002095 | 0.054525 | 0 | 0 | 0.0032174 | 3.0734e-07 | 0 | 3.0734e-07 | 3.0734e-07 | 0 | 3.0734e-07 | 0 | 0.00064314 | 0.0014098 | 0 | 0.0014098 | 0 | 2.5516e-07 | 0 | 0 | 0 | [12 empty] | 7.3.3.17.5 (Remote Grid) Updates to grid topology to minimize risk of ignition in HFTDs Remote GridWLDFREquipment / facility failureAggregated | WLDFR | HFTD - Distribution - Tier 2 - 2QU CoRE ¦ 5QU LoRE | Red Flag Warning - Small Fires | Equipment / facility failure | Aggregated | 2054 | 6.0006e-05 | 1464.9153 | 0.087904 | 2054 | Mitigation | 0.95 | 45 | 0 | esc | 0.00097009 | 5.8211e-08 | 0.00097009 | 5.8211e-08
[79 empty] | WLDFR | HFTD - Distribution - Tier 3 - 3QU CoRE ¦ 4QU LoRE | Non-Red Flag Warning - Small Fires | 2055 | 2.93e-06 | 2.93e-06 | 0.10489 | 0.048274 | 0.002095 | 0.054525 | 0 | 0 | 0.0032174 | 3.0734e-07 | 0 | 3.0734e-07 | 3.0734e-07 | 0 | 3.0734e-07 | 0 | 0.00064314 | 0.0014098 | 0 | 0.0014098 | 0 | 2.6658e-07 | 3.486e-07 | 0 | 3.486e-07 | [12 empty] | 7.3.3.17.5 (Remote Grid) Updates to grid topology to minimize risk of ignition in HFTDs Remote GridWLDFREquipment / facility failureAggregated | WLDFR | HFTD - Distribution - Tier 2 - 2QU CoRE ¦ 5QU LoRE | Red Flag Warning - Small Fires | Equipment / facility failure | Aggregated | 2055 | 6.0006e-05 | 1464.9153 | 0.087904 | 2055 | Mitigation | 0.95 | 45 | 0 | esc | 0.00097009 | 5.8211e-08 | 0.00097009 | 5.8211e-08
[79 empty] | WLDFR | HFTD - Distribution - Tier 3 - 3QU CoRE ¦ 4QU LoRE | Non-Red Flag Warning - Small Fires | 2056 | 2.93e-06 | 2.93e-06 | 0.10489 | 0.048274 | 0.002095 | 0.054525 | 0 | 0 | 0.0032174 | 3.0734e-07 | 0 | 3.0734e-07 | 3.0734e-07 | 0 | 3.0734e-07 | 0 | 0.00064314 | 0.0014098 | 0 | 0.0014098 | 0 | 2.6658e-07 | 3.486e-07 | 0 | 3.486e-07 | [12 empty] | 7.3.3.17.5 (Remote Grid) Updates to grid topology to minimize risk of ignition in HFTDs Remote GridWLDFREquipment / facility failureAggregated | WLDFR | HFTD - Distribution - Tier 2 - 2QU CoRE ¦ 5QU LoRE | Red Flag Warning - Small Fires | Equipment / facility failure | Aggregated | 2056 | 6.0006e-05 | 1464.9153 | 0.087904 | 2056 | Mitigation | 0.95 | 45 | 0 | esc | 0.00097009 | 5.8211e-08 | 0.00097009 | 5.8211e-08
[79 empty] | WLDFR | HFTD - Distribution - Tier 3 - 3QU CoRE ¦ 4QU LoRE | Non-Red Flag Warning - Small Fires | 2057 | 2.93e-06 | 2.93e-06 | 0.10489 | 0.048274 | 0.002095 | 0.054525 | 0 | 0 | 0.0032174 | 3.0734e-07 | 0 | 3.0734e-07 | 3.0734e-07 | 0 | 3.0734e-07 | 0 | 0.00064314 | 0.0014098 | 0 | 0.0014098 | 0 | 2.6658e-07 | 3.486e-07 | 0 | 3.486e-07 | [12 empty] | 7.3.3.17.5 (Remote Grid) Updates to grid topology to minimize risk of ignition in HFTDs Remote GridWLDFREquipment / facility failureAggregated | WLDFR | HFTD - Distribution - Tier 2 - 2QU CoRE ¦ 5QU LoRE | Red Flag Warning - Small Fires | Equipment / facility failure | Aggregated | 2057 | 6.0006e-05 | 1464.9153 | 0.087904 | 2057 | Mitigation | 0.95 | 45 | 0 | esc | 0.00097009 | 5.8211e-08 | 0.00097009 | 5.8211e-08
[79 empty] | WLDFR | HFTD - Distribution - Tier 3 - 3QU CoRE ¦ 4QU LoRE | Non-Red Flag Warning - Small Fires | 2058 | 2.93e-06 | 2.93e-06 | 0.1099 | 0.050325 | 0.0021839 | 0.057393 | 0 | 0 | 0.0032174 | 3.2201e-07 | 0 | 3.2201e-07 | 3.2201e-07 | 0 | 3.2201e-07 | 0 | 0.00064314 | 0.0014098 | 0 | 0.0014098 | 0 | 2.6658e-07 | 3.486e-07 | 0 | 3.486e-07 | [12 empty] | 7.3.3.17.5 (Remote Grid) Updates to grid topology to minimize risk of ignition in HFTDs Remote GridWLDFREquipment / facility failureAggregated | WLDFR | HFTD - Distribution - Tier 2 - 2QU CoRE ¦ 5QU LoRE | Red Flag Warning - Small Fires | Equipment / facility failure | Aggregated | 2058 | 6.0006e-05 | 1464.9153 | 0.087904 | 2058 | Mitigation | 0.95 | 45 | 0 | esc | 0.00097009 | 5.8211e-08 | 0.00097009 | 5.8211e-08
[79 empty] | WLDFR | HFTD - Distribution - Tier 3 - 3QU CoRE ¦ 4QU LoRE | Non-Red Flag Warning - Small Fires | 2059 | 2.93e-06 | 2.93e-06 | 0.1099 | 0.050325 | 0.0021839 | 0.057393 | 0 | 0 | 0.0032174 | 3.2201e-07 | 0 | 3.2201e-07 | 3.2201e-07 | 0 | 3.2201e-07 | 0 | 0.00067445 | 0.0014784 | 0 | 0.0014784 | 0 | 2.6658e-07 | 3.486e-07 | 0 | 3.486e-07 | [12 empty] | 7.3.3.17.5 (Remote Grid) Updates to grid topology to minimize risk of ignition in HFTDs Remote GridWLDFREquipment / facility failureAggregated | WLDFR | HFTD - Distribution - Tier 2 - 2QU CoRE ¦ 5QU LoRE | Red Flag Warning - Small Fires | Equipment / facility failure | Aggregated | 2059 | 6.0006e-05 | 1464.9153 | 0.087904 | 2059 | Mitigation | 0.95 | 45 | 0 | esc | 0.00097009 | 5.8211e-08 | 0.00097009 | 5.8211e-08
[79 empty] | WLDFR | HFTD - Distribution - Tier 3 - 3QU CoRE ¦ 4QU LoRE | Non-Red Flag Warning - Small Fires | 2060 | 2.93e-06 | 2.93e-06 | 0.1099 | 0.050325 | 0.0021839 | 0.057393 | 0 | 0 | 0.0032174 | 3.2201e-07 | 0 | 3.2201e-07 | 3.2201e-07 | 0 | 3.2201e-07 | 0 | 0.00067445 | 0.0014784 | 0 | 0.0014784 | 0 | 2.8128e-07 | 3.6783e-07 | 0 | 3.6783e-07 | [12 empty] | 7.3.3.17.5 (Remote Grid) Updates to grid topology to minimize risk of ignition in HFTDs Remote GridWLDFREquipment / facility failureAggregated | WLDFR | HFTD - Distribution - Tier 2 - 2QU CoRE ¦ 5QU LoRE | Red Flag Warning - Small Fires | Equipment / facility failure | Aggregated | 2060 | 6.0006e-05 | 1464.9153 | 0.087904 | 2060 | Mitigation | 0.95 | 45 | 0 | esc | 0.00097009 | 5.8211e-08 | 0.00097009 | 5.8211e-08
[79 empty] | WLDFR | HFTD - Distribution - Tier 3 - 3QU CoRE ¦ 4QU LoRE | Non-Red Flag Warning - Small Fires | 2061 | 2.93e-06 | 2.93e-06 | 0.1099 | 0.050325 | 0.0021839 | 0.057393 | 0 | 0 | 0.0032174 | 3.2201e-07 | 0 | 3.2201e-07 | 3.2201e-07 | 0 | 3.2201e-07 | 0 | 0.00067445 | 0.0014784 | 0 | 0.0014784 | 0 | 2.8128e-07 | 3.6783e-07 | 0 | 3.6783e-07 | [12 empty] | 7.3.3.17.5 (Remote Grid) Updates to grid topology to minimize risk of ignition in HFTDs Remote GridWLDFREquipment / facility failureAggregated | WLDFR | HFTD - Distribution - Tier 2 - 2QU CoRE ¦ 5QU LoRE | Red Flag Warning - Small Fires | Equipment / facility failure | Aggregated | 2061 | 6.0006e-05 | 1464.9153 | 0.087904 | 2061 | Mitigation | 0.95 | 45 | 0 | esc | 0.00097009 | 5.8211e-08 | 0.00097009 | 5.8211e-08
[79 empty] | WLDFR | HFTD - Distribution - Tier 3 - 3QU CoRE ¦ 4QU LoRE | Non-Red Flag Warning - Small Fires | 2062 | 2.93e-06 | 2.93e-06 | 0.1099 | 0.050325 | 0.0021839 | 0.057393 | 0 | 0 | 0.0032174 | 3.2201e-07 | 0 | 3.2201e-07 | 3.2201e-07 | 0 | 3.2201e-07 | 0 | 0.00067445 | 0.0014784 | 0 | 0.0014784 | 0 | 2.8128e-07 | 3.6783e-07 | 0 | 3.6783e-07 | [12 empty] | 7.3.3.17.5 (Remote Grid) Updates to grid topology to minimize risk of ignition in HFTDs Remote GridWLDFREquipment / facility failureAggregated | WLDFR | HFTD - Distribution - Tier 2 - 2QU CoRE ¦ 5QU LoRE | Red Flag Warning - Small Fires | Equipment / facility failure | Aggregated | 2062 | 6.0006e-05 | 1464.9153 | 0.087904 | 2062 | Mitigation | 0.95 | 45 | 0 | esc | 0.00097009 | 5.8211e-08 | 0.00097009 | 5.8211e-08
[79 empty] | WLDFR | HFTD - Distribution - Tier 3 - 3QU CoRE ¦ 4QU LoRE | Non-Red Flag Warning - Small Fires | 2063 | 2.93e-06 | 2.93e-06 | 0.11504 | 0.052388 | 0.0022734 | 0.060377 | 0 | 0 | 0.0032174 | 3.3706e-07 | 0 | 3.3706e-07 | 3.3706e-07 | 0 | 3.3706e-07 | 0 | 0.00067445 | 0.0014784 | 0 | 0.0014784 | 0 | 2.8128e-07 | 3.6783e-07 | 0 | 3.6783e-07 | [12 empty] | 7.3.3.17.5 (Remote Grid) Updates to grid topology to minimize risk of ignition in HFTDs Remote GridWLDFREquipment / facility failureAggregated | WLDFR | HFTD - Distribution - Tier 2 - 2QU CoRE ¦ 5QU LoRE | Red Flag Warning - Small Fires | Equipment / facility failure | Aggregated | 2063 | 6.0006e-05 | 1464.9153 | 0.087904 | 2063 | Mitigation | 0.95 | 45 | 0 | esc | 0.00097009 | 5.8211e-08 | 0.00097009 | 5.8211e-08
[79 empty] | WLDFR | HFTD - Distribution - Tier 3 - 3QU CoRE ¦ 4QU LoRE | Non-Red Flag Warning - Small Fires | 2064 | 2.93e-06 | 2.93e-06 | 0.11504 | 0.052388 | 0.0022734 | 0.060377 | 0 | 0 | 0.0032174 | 3.3706e-07 | 0 | 3.3706e-07 | 3.3706e-07 | 0 | 3.3706e-07 | 0 | 0.00070637 | 0.0015484 | 0 | 0.0015484 | 0 | 2.8128e-07 | 3.6783e-07 | 0 | 3.6783e-07 | [12 empty] | 7.3.3.17.5 (Remote Grid) Updates to grid topology to minimize risk of ignition in HFTDs Remote GridWLDFREquipment / facility failureAggregated | WLDFR | HFTD - Distribution - Tier 2 - 2QU CoRE ¦ 5QU LoRE | Red Flag Warning - Small Fires | Equipment / facility failure | Aggregated | 2064 | 6.0006e-05 | 1464.9153 | 0.087904 | 2064 | Mitigation | 0.95 | 45 | 0 | esc | 0.00097009 | 5.8211e-08 | 0.00097009 | 5.8211e-08
[79 empty] | WLDFR | HFTD - Distribution - Tier 3 - 3QU CoRE ¦ 4QU LoRE | Non-Red Flag Warning - Small Fires | 2065 | 2.93e-06 | 2.93e-06 | 0.11504 | 0.052388 | 0.0022734 | 0.060377 | 0 | 0 | 0.0032174 | 3.3706e-07 | 0 | 3.3706e-07 | 3.3706e-07 | 0 | 3.3706e-07 | 0 | 0.00070637 | 0.0015484 | 0 | 0.0015484 | 0 | 2.98e-07 | 3.897e-07 | 0 | 3.897e-07 | [12 empty] | 7.3.3.17.5 (Remote Grid) Updates to grid topology to minimize risk of ignition in HFTDs Remote GridWLDFREquipment / facility failureAggregated | WLDFR | HFTD - Distribution - Tier 2 - 2QU CoRE ¦ 5QU LoRE | Red Flag Warning - Small Fires | Equipment / facility failure | Aggregated | 2065 | 6.0006e-05 | 1464.9153 | 0.087904 | 2065 | Mitigation | 0.95 | 45 | 0 | esc | 0.00097009 | 5.8211e-08 | 0.00097009 | 5.8211e-08
[79 empty] | WLDFR | HFTD - Distribution - Tier 3 - 3QU CoRE ¦ 4QU LoRE | Non-Red Flag Warning - Small Fires | 2066 | 2.93e-06 | 2.93e-06 | 0.11504 | 0.052388 | 0.0022734 | 0.060377 | 0 | 0 | 0.0032174 | 3.3706e-07 | 0 | 3.3706e-07 | 3.3706e-07 | 0 | 3.3706e-07 | 0 | 0.00070637 | 0.0015484 | 0 | 0.0015484 | 0 | 2.98e-07 | 3.897e-07 | 0 | 3.897e-07 | [12 empty] | 7.3.3.17.5 (Remote Grid) Updates to grid topology to minimize risk of ignition in HFTDs Remote GridWLDFREquipment / facility failureAggregated | WLDFR | HFTD - Distribution - Tier 2 - 2QU CoRE ¦ 5QU LoRE | Red Flag Warning - Small Fires | Equipment / facility failure | Aggregated | 2066 | 6.0006e-05 | 1464.9153 | 0.087904 | 2066 | Mitigation | 0.95 | 45 | 0 | esc | 0.00097009 | 5.8211e-08 | 0.00097009 | 5.8211e-08
[79 empty] | WLDFR | HFTD - Distribution - Tier 3 - 3QU CoRE ¦ 4QU LoRE | Non-Red Flag Warning - Small Fires | 2067 | 0 | 2.93e-06 | 0.11504 | 0.052388 | 0.0022734 | 0.060377 | 0 | 0 | 0.0032174 | 0 | 0 | 0 | 3.3706e-07 | 0 | 3.3706e-07 | 0 | 0.00070637 | 0.0015484 | 0 | 0.0015484 | 0 | 2.98e-07 | 3.897e-07 | 0 | 3.897e-07 | [12 empty] | 7.3.3.17.5 (Remote Grid) Updates to grid topology to minimize risk of ignition in HFTDs Remote GridWLDFREquipment / facility failureAggregated | WLDFR | HFTD - Distribution - Tier 2 - 2QU CoRE ¦ 5QU LoRE | Red Flag Warning - Small Fires | Equipment / facility failure | Aggregated | 2067 | 6.0006e-05 | 1464.9153 | 0.087904 | 2067 | Mitigation | 0.95 | 45 | 0 | esc | 0 | 0 | 0.00097009 | 5.8211e-08
[79 empty] | WLDFR | HFTD - Distribution - Tier 3 - 3QU CoRE ¦ 4QU LoRE | Red Flag Warning - Catastrophic Fires | 2022 | 2.2783e-08 | 0 | 14146.1306 | 222.2294 | 8585.7228 | 5338.1784 | 0 | 0 | 2.3485e-05 | 0.00032229 | 0 | 0.00032229 | 0 | 0 | 0 | 0 | 0.00070637 | 0.0015484 | 0 | 0.0015484 | 0 | 2.98e-07 | 3.897e-07 | 0 | 3.897e-07 | [12 empty] | 7.3.3.17.5 (Remote Grid) Updates to grid topology to minimize risk of ignition in HFTDs Remote GridWLDFRVegetation ContactAggregated | WLDFR | HFTD - Distribution - Tier 2 - 2QU CoRE ¦ 5QU LoRE | Red Flag Warning - Small Fires | Vegetation Contact | Aggregated | 2022 | 0.00019019 | 1464.9153 | 0.27861 | 2022 | Mitigation | 0.95 | 45 | 0 | esc | 0.00097009 | 1.845e-07 | 0 | 0
[79 empty] | WLDFR | HFTD - Distribution - Tier 3 - 3QU CoRE ¦ 4QU LoRE | Red Flag Warning - Catastrophic Fires | 2023 | 2.2783e-08 | 2.2783e-08 | 14664.6376 | 233.2301 | 8896.516 | 5534.8915 | 0 | 0 | 2.3485e-05 | 0.0003341 | 0 | 0.0003341 | 0.0003341 | 0 | 0.0003341 | 0 | 0.00073851 | 0.0016188 | 0 | 0.0016188 | 0 | 2.98e-07 | 3.897e-07 | 0 | 3.897e-07 | [12 empty] | 7.3.3.17.5 (Remote Grid) Updates to grid topology to minimize risk of ignition in HFTDs Remote GridWLDFRVegetation ContactAggregated | WLDFR | HFTD - Distribution - Tier 2 - 2QU CoRE ¦ 5QU LoRE | Red Flag Warning - Small Fires | Vegetation Contact | Aggregated | 2023 | 0.00019019 | 1464.9153 | 0.27861 | 2023 | Mitigation | 0.95 | 45 | 0 | esc | 0.00097009 | 1.845e-07 | 0.00097009 | 1.845e-07
[79 empty] | WLDFR | HFTD - Distribution - Tier 3 - 3QU CoRE ¦ 4QU LoRE | Red Flag Warning - Catastrophic Fires | 2024 | 2.2783e-08 | 2.2783e-08 | 14664.6376 | 233.2301 | 8896.516 | 5534.8915 | 0 | 0 | 2.3485e-05 | 0.0003341 | 0 | 0.0003341 | 0.0003341 | 0 | 0.0003341 | 0 | 0.00073851 | 0.0016188 | 0 | 0.0016188 | 0 | 3.1662e-07 | 4.1404e-07 | 0 | 4.1404e-07 | [12 empty] | 7.3.3.17.5 (Remote Grid) Updates to grid topology to minimize risk of ignition in HFTDs Remote GridWLDFRVegetation ContactAggregated | WLDFR | HFTD - Distribution - Tier 2 - 2QU CoRE ¦ 5QU LoRE | Red Flag Warning - Small Fires | Vegetation Contact | Aggregated | 2024 | 0.00019019 | 1464.9153 | 0.27861 | 2024 | Mitigation | 0.95 | 45 | 0 | esc | 0.00097009 | 1.845e-07 | 0.00097009 | 1.845e-07
[79 empty] | WLDFR | HFTD - Distribution - Tier 3 - 3QU CoRE ¦ 4QU LoRE | Red Flag Warning - Catastrophic Fires | 2025 | 2.2783e-08 | 2.2783e-08 | 14664.6376 | 233.2301 | 8896.516 | 5534.8915 | 0 | 0 | 2.3485e-05 | 0.0003341 | 0 | 0.0003341 | 0.0003341 | 0 | 0.0003341 | 0 | 0.00073851 | 0.0016188 | 0 | 0.0016188 | 0 | 3.1662e-07 | 4.1404e-07 | 0 | 4.1404e-07 | [12 empty] | 7.3.3.17.5 (Remote Grid) Updates to grid topology to minimize risk of ignition in HFTDs Remote GridWLDFRVegetation ContactAggregated | WLDFR | HFTD - Distribution - Tier 2 - 2QU CoRE ¦ 5QU LoRE | Red Flag Warning - Small Fires | Vegetation Contact | Aggregated | 2025 | 0.00019019 | 1464.9153 | 0.27861 | 2025 | Mitigation | 0.95 | 45 | 0 | esc | 0.00097009 | 1.845e-07 | 0.00097009 | 1.845e-07
[79 empty] | WLDFR | HFTD - Distribution - Tier 3 - 3QU CoRE ¦ 4QU LoRE | Red Flag Warning - Catastrophic Fires | 2026 | 2.2783e-08 | 2.2783e-08 | 14664.6376 | 233.2301 | 8896.516 | 5534.8915 | 0 | 0 | 2.3485e-05 | 0.0003341 | 0 | 0.0003341 | 0.0003341 | 0 | 0.0003341 | 0 | 0.00073851 | 0.0016188 | 0 | 0.0016188 | 0 | 3.1662e-07 | 4.1404e-07 | 0 | 4.1404e-07 | [12 empty] | 7.3.3.17.5 (Remote Grid) Updates to grid topology to minimize risk of ignition in HFTDs Remote GridWLDFRVegetation ContactAggregated | WLDFR | HFTD - Distribution - Tier 2 - 2QU CoRE ¦ 5QU LoRE | Red Flag Warning - Small Fires | Vegetation Contact | Aggregated | 2026 | 0.00019019 | 1464.9153 | 0.27861 | 2026 | Mitigation | 0.95 | 45 | 0 | esc | 0.00097009 | 1.845e-07 | 0.00097009 | 1.845e-07
[79 empty] | WLDFR | HFTD - Distribution - Tier 3 - 3QU CoRE ¦ 4QU LoRE | Red Flag Warning - Catastrophic Fires | 2027 | 2.2783e-08 | 2.2783e-08 | 14664.6376 | 233.2301 | 8896.516 | 5534.8915 | 0 | 0 | 2.3485e-05 | 0.0003341 | 0 | 0.0003341 | 0.0003341 | 0 | 0.0003341 | 0 | 0.00073851 | 0.0016188 | 0 | 0.0016188 | 0 | 3.1662e-07 | 4.1404e-07 | 0 | 4.1404e-07 | [12 empty] | 7.3.3.17.5 (Remote Grid) Updates to grid topology to minimize risk of ignition in HFTDs Remote GridWLDFRVegetation ContactAggregated | WLDFR | HFTD - Distribution - Tier 2 - 2QU CoRE ¦ 5QU LoRE | Red Flag Warning - Small Fires | Vegetation Contact | Aggregated | 2027 | 0.00019019 | 1464.9153 | 0.27861 | 2027 | Mitigation | 0.95 | 45 | 0 | esc | 0.00097009 | 1.845e-07 | 0.00097009 | 1.845e-07
[79 empty] | WLDFR | HFTD - Distribution - Tier 3 - 3QU CoRE ¦ 4QU LoRE | Red Flag Warning - Catastrophic Fires | 2028 | 2.2783e-08 | 2.2783e-08 | 15317.9909 | 247.273 | 9287.6491 | 5783.0689 | 0 | 0 | 2.3485e-05 | 0.00034899 | 0 | 0.00034899 | 0.00034899 | 0 | 0.00034899 | 0 | 0.00077048 | 0.0016889 | 0 | 0.0016889 | 0 | 3.1662e-07 | 4.1404e-07 | 0 | 4.1404e-07 | [12 empty] | 7.3.3.17.5 (Remote Grid) Updates to grid topology to minimize risk of ignition in HFTDs Remote GridWLDFRVegetation ContactAggregated | WLDFR | HFTD - Distribution - Tier 2 - 2QU CoRE ¦ 5QU LoRE | Red Flag Warning - Small Fires | Vegetation Contact | Aggregated | 2028 | 0.00019019 | 1464.9153 | 0.27861 | 2028 | Mitigation | 0.95 | 45 | 0 | esc | 0.00097009 | 1.845e-07 | 0.00097009 | 1.845e-07
[79 empty] | WLDFR | HFTD - Distribution - Tier 3 - 3QU CoRE ¦ 4QU LoRE | Red Flag Warning - Catastrophic Fires | 2029 | 2.2783e-08 | 2.2783e-08 | 15317.9909 | 247.273 | 9287.6491 | 5783.0689 | 0 | 0 | 2.3485e-05 | 0.00034899 | 0 | 0.00034899 | 0.00034899 | 0 | 0.00034899 | 0 | 0.00077048 | 0.0016889 | 0 | 0.0016889 | 0 | 3.3698e-07 | 4.4066e-07 | 0 | 4.4066e-07 | [12 empty] | 7.3.3.17.5 (Remote Grid) Updates to grid topology to minimize risk of ignition in HFTDs Remote GridWLDFRVegetation ContactAggregated | WLDFR | HFTD - Distribution - Tier 2 - 2QU CoRE ¦ 5QU LoRE | Red Flag Warning - Small Fires | Vegetation Contact | Aggregated | 2029 | 0.00019019 | 1464.9153 | 0.27861 | 2029 | Mitigation | 0.95 | 45 | 0 | esc | 0.00097009 | 1.845e-07 | 0.00097009 | 1.845e-07
[79 empty] | WLDFR | HFTD - Distribution - Tier 3 - 3QU CoRE ¦ 4QU LoRE | Red Flag Warning - Catastrophic Fires | 2030 | 2.2783e-08 | 2.2783e-08 | 15317.9909 | 247.273 | 9287.6491 | 5783.0689 | 0 | 0 | 2.3485e-05 | 0.00034899 | 0 | 0.00034899 | 0.00034899 | 0 | 0.00034899 | 0 | 0.00077048 | 0.0016889 | 0 | 0.0016889 | 0 | 3.3698e-07 | 4.4066e-07 | 0 | 4.4066e-07 | [12 empty] | 7.3.3.17.5 (Remote Grid) Updates to grid topology to minimize risk of ignition in HFTDs Remote GridWLDFRVegetation ContactAggregated | WLDFR | HFTD - Distribution - Tier 2 - 2QU CoRE ¦ 5QU LoRE | Red Flag Warning - Small Fires | Vegetation Contact | Aggregated | 2030 | 0.00019019 | 1464.9153 | 0.27861 | 2030 | Mitigation | 0.95 | 45 | 0 | esc | 0.00097009 | 1.845e-07 | 0.00097009 | 1.845e-07
[79 empty] | WLDFR | HFTD - Distribution - Tier 3 - 3QU CoRE ¦ 4QU LoRE | Red Flag Warning - Catastrophic Fires | 2031 | 2.2783e-08 | 2.2783e-08 | 15317.9909 | 247.273 | 9287.6491 | 5783.0689 | 0 | 0 | 2.3485e-05 | 0.00034899 | 0 | 0.00034899 | 0.00034899 | 0 | 0.00034899 | 0 | 0 | 0.0016889 | 0 | 0.0016889 | 0 | 3.3698e-07 | 4.4066e-07 | 0 | 4.4066e-07 | [12 empty] | 7.3.3.17.5 (Remote Grid) Updates to grid topology to minimize risk of ignition in HFTDs Remote GridWLDFRVegetation ContactAggregated | WLDFR | HFTD - Distribution - Tier 2 - 2QU CoRE ¦ 5QU LoRE | Red Flag Warning - Small Fires | Vegetation Contact | Aggregated | 2031 | 0.00019019 | 1464.9153 | 0.27861 | 2031 | Mitigation | 0.95 | 45 | 0 | esc | 0.00097009 | 1.845e-07 | 0.00097009 | 1.845e-07
[79 empty] | WLDFR | HFTD - Distribution - Tier 3 - 3QU CoRE ¦ 4QU LoRE | Red Flag Warning - Catastrophic Fires | 2032 | 2.2783e-08 | 2.2783e-08 | 15317.9909 | 247.273 | 9287.6491 | 5783.0689 | 0 | 0 | 2.3485e-05 | 0.00034899 | 0 | 0.00034899 | 0.00034899 | 0 | 0.00034899 | 0 | 0 | 0 | 0 | 0 | 0 | 3.3698e-07 | 4.4066e-07 | 0 | 4.4066e-07 | [12 empty] | 7.3.3.17.5 (Remote Grid) Updates to grid topology to minimize risk of ignition in HFTDs Remote GridWLDFRVegetation ContactAggregated | WLDFR | HFTD - Distribution - Tier 2 - 2QU CoRE ¦ 5QU LoRE | Red Flag Warning - Small Fires | Vegetation Contact | Aggregated | 2032 | 0.00019019 | 1464.9153 | 0.27861 | 2032 | Mitigation | 0.95 | 45 | 0 | esc | 0.00097009 | 1.845e-07 | 0.00097009 | 1.845e-07
[79 empty] | WLDFR | HFTD - Distribution - Tier 3 - 3QU CoRE ¦ 4QU LoRE | Red Flag Warning - Catastrophic Fires | 2033 | 2.2783e-08 | 2.2783e-08 | 16044.1264 | 263.1074 | 9721.74 | 6059.2791 | 0 | 0 | 2.3485e-05 | 0.00036553 | 0 | 0.00036553 | 0.00036553 | 0 | 0.00036553 | 0 | 1.4903e-06 | 0 | 0 | 0 | 0 | 3.3698e-07 | 4.4066e-07 | 0 | 4.4066e-07 | [12 empty] | 7.3.3.17.5 (Remote Grid) Updates to grid topology to minimize risk of ignition in HFTDs Remote GridWLDFRVegetation ContactAggregated | WLDFR | HFTD - Distribution - Tier 2 - 2QU CoRE ¦ 5QU LoRE | Red Flag Warning - Small Fires | Vegetation Contact | Aggregated | 2033 | 0.00019019 | 1464.9153 | 0.27861 | 2033 | Mitigation | 0.95 | 45 | 0 | esc | 0.00097009 | 1.845e-07 | 0.00097009 | 1.845e-07
[79 empty] | WLDFR | HFTD - Distribution - Tier 3 - 3QU CoRE ¦ 4QU LoRE | Red Flag Warning - Catastrophic Fires | 2034 | 2.2783e-08 | 2.2783e-08 | 16044.1264 | 263.1074 | 9721.74 | 6059.2791 | 0 | 0 | 2.3485e-05 | 0.00036553 | 0 | 0.00036553 | 0.00036553 | 0 | 0.00036553 | 0 | 1.557e-06 | 3.4129e-06 | 0 | 3.4129e-06 | 0 | 3.5891e-07 | 4.6934e-07 | 0 | 4.6934e-07 | [12 empty] | 7.3.3.17.5 (Remote Grid) Updates to grid topology to minimize risk of ignition in HFTDs Remote GridWLDFRVegetation ContactAggregated | WLDFR | HFTD - Distribution - Tier 2 - 2QU CoRE ¦ 5QU LoRE | Red Flag Warning - Small Fires | Vegetation Contact | Aggregated | 2034 | 0.00019019 | 1464.9153 | 0.27861 | 2034 | Mitigation | 0.95 | 45 | 0 | esc | 0.00097009 | 1.845e-07 | 0.00097009 | 1.845e-07
[79 empty] | WLDFR | HFTD - Distribution - Tier 3 - 3QU CoRE ¦ 4QU LoRE | Red Flag Warning - Catastrophic Fires | 2035 | 2.2783e-08 | 2.2783e-08 | 16044.1264 | 263.1074 | 9721.74 | 6059.2791 | 0 | 0 | 2.3485e-05 | 0.00036553 | 0 | 0.00036553 | 0.00036553 | 0 | 0.00036553 | 0 | 1.557e-06 | 3.4129e-06 | 0 | 3.4129e-06 | 0 | 3.5891e-07 | 4.6934e-07 | 0 | 4.6934e-07 | [12 empty] | 7.3.3.17.5 (Remote Grid) Updates to grid topology to minimize risk of ignition in HFTDs Remote GridWLDFRVegetation ContactAggregated | WLDFR | HFTD - Distribution - Tier 2 - 2QU CoRE ¦ 5QU LoRE | Red Flag Warning - Small Fires | Vegetation Contact | Aggregated | 2035 | 0.00019019 | 1464.9153 | 0.27861 | 2035 | Mitigation | 0.95 | 45 | 0 | esc | 0.00097009 | 1.845e-07 | 0.00097009 | 1.845e-07
[79 empty] | WLDFR | HFTD - Distribution - Tier 3 - 3QU CoRE ¦ 4QU LoRE | Red Flag Warning - Catastrophic Fires | 2036 | 2.2783e-08 | 2.2783e-08 | 16044.1264 | 263.1074 | 9721.74 | 6059.2791 | 0 | 0 | 2.3485e-05 | 0.00036553 | 0 | 0.00036553 | 0.00036553 | 0 | 0.00036553 | 0 | 1.557e-06 | 3.4129e-06 | 0 | 3.4129e-06 | 0 | 3.5891e-07 | 4.6934e-07 | 0 | 4.6934e-07 | [12 empty] | 7.3.3.17.5 (Remote Grid) Updates to grid topology to minimize risk of ignition in HFTDs Remote GridWLDFRVegetation ContactAggregated | WLDFR | HFTD - Distribution - Tier 2 - 2QU CoRE ¦ 5QU LoRE | Red Flag Warning - Small Fires | Vegetation Contact | Aggregated | 2036 | 0.00019019 | 1464.9153 | 0.27861 | 2036 | Mitigation | 0.95 | 45 | 0 | esc | 0.00097009 | 1.845e-07 | 0.00097009 | 1.845e-07
[79 empty] | WLDFR | HFTD - Distribution - Tier 3 - 3QU CoRE ¦ 4QU LoRE | Red Flag Warning - Catastrophic Fires | 2037 | 2.2783e-08 | 2.2783e-08 | 16044.1264 | 263.1074 | 9721.74 | 6059.2791 | 0 | 0 | 2.3485e-05 | 0.00036553 | 0 | 0.00036553 | 0.00036553 | 0 | 0.00036553 | 0 | 1.557e-06 | 3.4129e-06 | 0 | 3.4129e-06 | 0 | 3.5891e-07 | 4.6934e-07 | 0 | 4.6934e-07 | [12 empty] | 7.3.3.17.5 (Remote Grid) Updates to grid topology to minimize risk of ignition in HFTDs Remote GridWLDFRVegetation ContactAggregated | WLDFR | HFTD - Distribution - Tier 2 - 2QU CoRE ¦ 5QU LoRE | Red Flag Warning - Small Fires | Vegetation Contact | Aggregated | 2037 | 0.00019019 | 1464.9153 | 0.27861 | 2037 | Mitigation | 0.95 | 45 | 0 | esc | 0.00097009 | 1.845e-07 | 0.00097009 | 1.845e-07
[79 empty] | WLDFR | HFTD - Distribution - Tier 3 - 3QU CoRE ¦ 4QU LoRE | Red Flag Warning - Catastrophic Fires | 2038 | 2.2783e-08 | 2.2783e-08 | 16832.3912 | 280.5544 | 10192.2718 | 6359.5651 | 0 | 0 | 2.3485e-05 | 0.00038349 | 0 | 0.00038349 | 0.00038349 | 0 | 0.00038349 | 0 | 1.557e-06 | 3.4129e-06 | 0 | 3.4129e-06 | 0 | 3.5891e-07 | 4.6934e-07 | 0 | 4.6934e-07 | [12 empty] | 7.3.3.17.5 (Remote Grid) Updates to grid topology to minimize risk of ignition in HFTDs Remote GridWLDFRVegetation ContactAggregated | WLDFR | HFTD - Distribution - Tier 2 - 2QU CoRE ¦ 5QU LoRE | Red Flag Warning - Small Fires | Vegetation Contact | Aggregated | 2038 | 0.00019019 | 1464.9153 | 0.27861 | 2038 | Mitigation | 0.95 | 45 | 0 | esc | 0.00097009 | 1.845e-07 | 0.00097009 | 1.845e-07
[79 empty] | WLDFR | HFTD - Distribution - Tier 3 - 3QU CoRE ¦ 4QU LoRE | Red Flag Warning - Catastrophic Fires | 2039 | 2.2783e-08 | 2.2783e-08 | 16832.3912 | 280.5544 | 10192.2718 | 6359.5651 | 0 | 0 | 2.3485e-05 | 0.00038349 | 0 | 0.00038349 | 0.00038349 | 0 | 0.00038349 | 0 | 1.6429e-06 | 3.6012e-06 | 0 | 3.6012e-06 | 0 | 3.8223e-07 | 4.9984e-07 | 0 | 4.9984e-07 | [12 empty] | 7.3.3.17.5 (Remote Grid) Updates to grid topology to minimize risk of ignition in HFTDs Remote GridWLDFRVegetation ContactAggregated | WLDFR | HFTD - Distribution - Tier 2 - 2QU CoRE ¦ 5QU LoRE | Red Flag Warning - Small Fires | Vegetation Contact | Aggregated | 2039 | 0.00019019 | 1464.9153 | 0.27861 | 2039 | Mitigation | 0.95 | 45 | 0 | esc | 0.00097009 | 1.845e-07 | 0.00097009 | 1.845e-07
[79 empty] | WLDFR | HFTD - Distribution - Tier 3 - 3QU CoRE ¦ 4QU LoRE | Red Flag Warning - Catastrophic Fires | 2040 | 2.2783e-08 | 2.2783e-08 | 16832.3912 | 280.5544 | 10192.2718 | 6359.5651 | 0 | 0 | 2.3485e-05 | 0.00038349 | 0 | 0.00038349 | 0.00038349 | 0 | 0.00038349 | 0 | 1.6429e-06 | 3.6012e-06 | 0 | 3.6012e-06 | 0 | 3.8223e-07 | 4.9984e-07 | 0 | 4.9984e-07 | [12 empty] | 7.3.3.17.5 (Remote Grid) Updates to grid topology to minimize risk of ignition in HFTDs Remote GridWLDFRVegetation ContactAggregated | WLDFR | HFTD - Distribution - Tier 2 - 2QU CoRE ¦ 5QU LoRE | Red Flag Warning - Small Fires | Vegetation Contact | Aggregated | 2040 | 0.00019019 | 1464.9153 | 0.27861 | 2040 | Mitigation | 0.95 | 45 | 0 | esc | 0.00097009 | 1.845e-07 | 0.00097009 | 1.845e-07
[79 empty] | WLDFR | HFTD - Distribution - Tier 3 - 3QU CoRE ¦ 4QU LoRE | Red Flag Warning - Catastrophic Fires | 2041 | 2.2783e-08 | 2.2783e-08 | 16832.3912 | 280.5544 | 10192.2718 | 6359.5651 | 0 | 0 | 2.3485e-05 | 0.00038349 | 0 | 0.00038349 | 0.00038349 | 0 | 0.00038349 | 0 | 1.6429e-06 | 3.6012e-06 | 0 | 3.6012e-06 | 0 | 3.8223e-07 | 4.9984e-07 | 0 | 4.9984e-07 | [12 empty] | 7.3.3.17.5 (Remote Grid) Updates to grid topology to minimize risk of ignition in HFTDs Remote GridWLDFRVegetation ContactAggregated | WLDFR | HFTD - Distribution - Tier 2 - 2QU CoRE ¦ 5QU LoRE | Red Flag Warning - Small Fires | Vegetation Contact | Aggregated | 2041 | 0.00019019 | 1464.9153 | 0.27861 | 2041 | Mitigation | 0.95 | 45 | 0 | esc | 0.00097009 | 1.845e-07 | 0.00097009 | 1.845e-07
[79 empty] | WLDFR | HFTD - Distribution - Tier 3 - 3QU CoRE ¦ 4QU LoRE | Red Flag Warning - Catastrophic Fires | 2042 | 2.2783e-08 | 2.2783e-08 | 16832.3912 | 280.5544 | 10192.2718 | 6359.5651 | 0 | 0 | 2.3485e-05 | 0.00038349 | 0 | 0.00038349 | 0.00038349 | 0 | 0.00038349 | 0 | 1.6429e-06 | 3.6012e-06 | 0 | 3.6012e-06 | 0 | 3.8223e-07 | 4.9984e-07 | 0 | 4.9984e-07 | [12 empty] | 7.3.3.17.5 (Remote Grid) Updates to grid topology to minimize risk of ignition in HFTDs Remote GridWLDFRVegetation ContactAggregated | WLDFR | HFTD - Distribution - Tier 2 - 2QU CoRE ¦ 5QU LoRE | Red Flag Warning - Small Fires | Vegetation Contact | Aggregated | 2042 | 0.00019019 | 1464.9153 | 0.27861 | 2042 | Mitigation | 0.95 | 45 | 0 | esc | 0.00097009 | 1.845e-07 | 0.00097009 | 1.845e-07
[79 empty] | WLDFR | HFTD - Distribution - Tier 3 - 3QU CoRE ¦ 4QU LoRE | Red Flag Warning - Catastrophic Fires | 2043 | 2.2783e-08 | 2.2783e-08 | 17672.0852 | 299.42 | 10692.7362 | 6679.929 | 0 | 0 | 2.3485e-05 | 0.00040262 | 0 | 0.00040262 | 0.00040262 | 0 | 0.00040262 | 0 | 1.6429e-06 | 3.6012e-06 | 0 | 3.6012e-06 | 0 | 3.8223e-07 | 4.9984e-07 | 0 | 4.9984e-07 | [12 empty] | 7.3.3.17.5 (Remote Grid) Updates to grid topology to minimize risk of ignition in HFTDs Remote GridWLDFRVegetation ContactAggregated | WLDFR | HFTD - Distribution - Tier 2 - 2QU CoRE ¦ 5QU LoRE | Red Flag Warning - Small Fires | Vegetation Contact | Aggregated | 2043 | 0.00019019 | 1464.9153 | 0.27861 | 2043 | Mitigation | 0.95 | 45 | 0 | esc | 0.00097009 | 1.845e-07 | 0.00097009 | 1.845e-07
[79 empty] | WLDFR | HFTD - Distribution - Tier 3 - 3QU CoRE ¦ 4QU LoRE | Red Flag Warning - Catastrophic Fires | 2044 | 2.2783e-08 | 2.2783e-08 | 17672.0852 | 299.42 | 10692.7362 | 6679.929 | 0 | 0 | 2.3485e-05 | 0.00040262 | 0 | 0.00040262 | 0.00040262 | 0 | 0.00040262 | 0 | 1.7405e-06 | 3.8153e-06 | 0 | 3.8153e-06 | 0 | 4.0667e-07 | 5.318e-07 | 0 | 5.318e-07 | [12 empty] | 7.3.3.17.5 (Remote Grid) Updates to grid topology to minimize risk of ignition in HFTDs Remote GridWLDFRVegetation ContactAggregated | WLDFR | HFTD - Distribution - Tier 2 - 2QU CoRE ¦ 5QU LoRE | Red Flag Warning - Small Fires | Vegetation Contact | Aggregated | 2044 | 0.00019019 | 1464.9153 | 0.27861 | 2044 | Mitigation | 0.95 | 45 | 0 | esc | 0.00097009 | 1.845e-07 | 0.00097009 | 1.845e-07
[79 empty] | WLDFR | HFTD - Distribution - Tier 3 - 3QU CoRE ¦ 4QU LoRE | Red Flag Warning - Catastrophic Fires | 2045 | 2.2783e-08 | 2.2783e-08 | 17672.0852 | 299.42 | 10692.7362 | 6679.929 | 0 | 0 | 2.3485e-05 | 0.00040262 | 0 | 0.00040262 | 0.00040262 | 0 | 0.00040262 | 0 | 1.7405e-06 | 3.8153e-06 | 0 | 3.8153e-06 | 0 | 4.0667e-07 | 5.318e-07 | 0 | 5.318e-07 | [12 empty] | 7.3.3.17.5 (Remote Grid) Updates to grid topology to minimize risk of ignition in HFTDs Remote GridWLDFRVegetation ContactAggregated | WLDFR | HFTD - Distribution - Tier 2 - 2QU CoRE ¦ 5QU LoRE | Red Flag Warning - Small Fires | Vegetation Contact | Aggregated | 2045 | 0.00019019 | 1464.9153 | 0.27861 | 2045 | Mitigation | 0.95 | 45 | 0 | esc | 0.00097009 | 1.845e-07 | 0.00097009 | 1.845e-07
[79 empty] | WLDFR | HFTD - Distribution - Tier 3 - 3QU CoRE ¦ 4QU LoRE | Red Flag Warning - Catastrophic Fires | 2046 | 2.2783e-08 | 2.2783e-08 | 17672.0852 | 299.42 | 10692.7362 | 6679.929 | 0 | 0 | 2.3485e-05 | 0.00040262 | 0 | 0.00040262 | 0.00040262 | 0 | 0.00040262 | 0 | 1.7405e-06 | 3.8153e-06 | 0 | 3.8153e-06 | 0 | 4.0667e-07 | 5.318e-07 | 0 | 5.318e-07 | [12 empty] | 7.3.3.17.5 (Remote Grid) Updates to grid topology to minimize risk of ignition in HFTDs Remote GridWLDFRVegetation ContactAggregated | WLDFR | HFTD - Distribution - Tier 2 - 2QU CoRE ¦ 5QU LoRE | Red Flag Warning - Small Fires | Vegetation Contact | Aggregated | 2046 | 0.00019019 | 1464.9153 | 0.27861 | 2046 | Mitigation | 0.95 | 45 | 0 | esc | 0.00097009 | 1.845e-07 | 0.00097009 | 1.845e-07
[79 empty] | WLDFR | HFTD - Distribution - Tier 3 - 3QU CoRE ¦ 4QU LoRE | Red Flag Warning - Catastrophic Fires | 2047 | 2.2783e-08 | 2.2783e-08 | 17672.0852 | 299.42 | 10692.7362 | 6679.929 | 0 | 0 | 2.3485e-05 | 0.00040262 | 0 | 0.00040262 | 0.00040262 | 0 | 0.00040262 | 0 | 1.7405e-06 | 3.8153e-06 | 0 | 3.8153e-06 | 0 | 4.0667e-07 | 5.318e-07 | 0 | 5.318e-07 | [12 empty] | 7.3.3.17.5 (Remote Grid) Updates to grid topology to minimize risk of ignition in HFTDs Remote GridWLDFRVegetation ContactAggregated | WLDFR | HFTD - Distribution - Tier 2 - 2QU CoRE ¦ 5QU LoRE | Red Flag Warning - Small Fires | Vegetation Contact | Aggregated | 2047 | 0.00019019 | 1464.9153 | 0.27861 | 2047 | Mitigation | 0.95 | 45 | 0 | esc | 0.00097009 | 1.845e-07 | 0.00097009 | 1.845e-07
[79 empty] | WLDFR | HFTD - Distribution - Tier 3 - 3QU CoRE ¦ 4QU LoRE | Red Flag Warning - Catastrophic Fires | 2048 | 2.2783e-08 | 2.2783e-08 | 18552.3348 | 319.4911 | 11216.5626 | 7016.281 | 0 | 0 | 2.3485e-05 | 0.00042267 | 0 | 0.00042267 | 0.00042267 | 0 | 0.00042267 | 0 | 1.7405e-06 | 3.8153e-06 | 0 | 3.8153e-06 | 0 | 4.0667e-07 | 5.318e-07 | 0 | 5.318e-07 | [12 empty] | 7.3.3.17.5 (Remote Grid) Updates to grid topology to minimize risk of ignition in HFTDs Remote GridWLDFRVegetation ContactAggregated | WLDFR | HFTD - Distribution - Tier 2 - 2QU CoRE ¦ 5QU LoRE | Red Flag Warning - Small Fires | Vegetation Contact | Aggregated | 2048 | 0.00019019 | 1464.9153 | 0.27861 | 2048 | Mitigation | 0.95 | 45 | 0 | esc | 0.00097009 | 1.845e-07 | 0.00097009 | 1.845e-07
[79 empty] | WLDFR | HFTD - Distribution - Tier 3 - 3QU CoRE ¦ 4QU LoRE | Red Flag Warning - Catastrophic Fires | 2049 | 2.2783e-08 | 2.2783e-08 | 18552.3348 | 319.4911 | 11216.5626 | 7016.281 | 0 | 0 | 2.3485e-05 | 0.00042267 | 0 | 0.00042267 | 0.00042267 | 0 | 0.00042267 | 0 | 1.8493e-06 | 4.0536e-06 | 0 | 4.0536e-06 | 0 | 4.3197e-07 | 5.6489e-07 | 0 | 5.6489e-07 | [12 empty] | 7.3.3.17.5 (Remote Grid) Updates to grid topology to minimize risk of ignition in HFTDs Remote GridWLDFRVegetation ContactAggregated | WLDFR | HFTD - Distribution - Tier 2 - 2QU CoRE ¦ 5QU LoRE | Red Flag Warning - Small Fires | Vegetation Contact | Aggregated | 2049 | 0.00019019 | 1464.9153 | 0.27861 | 2049 | Mitigation | 0.95 | 45 | 0 | esc | 0.00097009 | 1.845e-07 | 0.00097009 | 1.845e-07
[79 empty] | WLDFR | HFTD - Distribution - Tier 3 - 3QU CoRE ¦ 4QU LoRE | Red Flag Warning - Catastrophic Fires | 2050 | 2.2783e-08 | 2.2783e-08 | 18552.3348 | 319.4911 | 11216.5626 | 7016.281 | 0 | 0 | 2.3485e-05 | 0.00042267 | 0 | 0.00042267 | 0.00042267 | 0 | 0.00042267 | 0 | 1.8493e-06 | 4.0536e-06 | 0 | 4.0536e-06 | 0 | 4.3197e-07 | 5.6489e-07 | 0 | 5.6489e-07 | [12 empty] | 7.3.3.17.5 (Remote Grid) Updates to grid topology to minimize risk of ignition in HFTDs Remote GridWLDFRVegetation ContactAggregated | WLDFR | HFTD - Distribution - Tier 2 - 2QU CoRE ¦ 5QU LoRE | Red Flag Warning - Small Fires | Vegetation Contact | Aggregated | 2050 | 0.00019019 | 1464.9153 | 0.27861 | 2050 | Mitigation | 0.95 | 45 | 0 | esc | 0.00097009 | 1.845e-07 | 0.00097009 | 1.845e-07
[79 empty] | WLDFR | HFTD - Distribution - Tier 3 - 3QU CoRE ¦ 4QU LoRE | Red Flag Warning - Catastrophic Fires | 2051 | 2.2783e-08 | 2.2783e-08 | 18552.3348 | 319.4911 | 11216.5626 | 7016.281 | 0 | 0 | 2.3485e-05 | 0.00042267 | 0 | 0.00042267 | 0.00042267 | 0 | 0.00042267 | 0 | 1.8493e-06 | 4.0536e-06 | 0 | 4.0536e-06 | 0 | 4.3197e-07 | 5.6489e-07 | 0 | 5.6489e-07 | [12 empty] | 7.3.3.17.5 (Remote Grid) Updates to grid topology to minimize risk of ignition in HFTDs Remote GridWLDFRVegetation ContactAggregated | WLDFR | HFTD - Distribution - Tier 2 - 2QU CoRE ¦ 5QU LoRE | Red Flag Warning - Small Fires | Vegetation Contact | Aggregated | 2051 | 0.00019019 | 1464.9153 | 0.27861 | 2051 | Mitigation | 0.95 | 45 | 0 | esc | 0.00097009 | 1.845e-07 | 0.00097009 | 1.845e-07
[79 empty] | WLDFR | HFTD - Distribution - Tier 3 - 3QU CoRE ¦ 4QU LoRE | Red Flag Warning - Catastrophic Fires | 2052 | 2.2783e-08 | 2.2783e-08 | 18552.3348 | 319.4911 | 11216.5626 | 7016.281 | 0 | 0 | 2.3485e-05 | 0.00042267 | 0 | 0.00042267 | 0.00042267 | 0 | 0.00042267 | 0 | 1.8493e-06 | 4.0536e-06 | 0 | 4.0536e-06 | 0 | 4.3197e-07 | 5.6489e-07 | 0 | 5.6489e-07 | [12 empty] | 7.3.3.17.5 (Remote Grid) Updates to grid topology to minimize risk of ignition in HFTDs Remote GridWLDFRVegetation ContactAggregated | WLDFR | HFTD - Distribution - Tier 2 - 2QU CoRE ¦ 5QU LoRE | Red Flag Warning - Small Fires | Vegetation Contact | Aggregated | 2052 | 0.00019019 | 1464.9153 | 0.27861 | 2052 | Mitigation | 0.95 | 45 | 0 | esc | 0.00097009 | 1.845e-07 | 0.00097009 | 1.845e-07
[79 empty] | WLDFR | HFTD - Distribution - Tier 3 - 3QU CoRE ¦ 4QU LoRE | Red Flag Warning - Catastrophic Fires | 2053 | 2.2783e-08 | 2.2783e-08 | 19462.1283 | 340.5356 | 11757.1413 | 7364.4514 | 0 | 0 | 2.3485e-05 | 0.0004434 | 0 | 0.0004434 | 0.0004434 | 0 | 0.0004434 | 0 | 1.8493e-06 | 4.0536e-06 | 0 | 4.0536e-06 | 0 | 4.3197e-07 | 5.6489e-07 | 0 | 5.6489e-07 | [12 empty] | 7.3.3.17.5 (Remote Grid) Updates to grid topology to minimize risk of ignition in HFTDs Remote GridWLDFRVegetation ContactAggregated | WLDFR | HFTD - Distribution - Tier 2 - 2QU CoRE ¦ 5QU LoRE | Red Flag Warning - Small Fires | Vegetation Contact | Aggregated | 2053 | 0.00019019 | 1464.9153 | 0.27861 | 2053 | Mitigation | 0.95 | 45 | 0 | esc | 0.00097009 | 1.845e-07 | 0.00097009 | 1.845e-07
[79 empty] | WLDFR | HFTD - Distribution - Tier 3 - 3QU CoRE ¦ 4QU LoRE | Red Flag Warning - Catastrophic Fires | 2054 | 2.2783e-08 | 2.2783e-08 | 19462.1283 | 340.5356 | 11757.1413 | 7364.4514 | 0 | 0 | 2.3485e-05 | 0.0004434 | 0 | 0.0004434 | 0.0004434 | 0 | 0.0004434 | 0 | 1.9682e-06 | 4.3143e-06 | 0 | 4.3143e-06 | 0 | 4.5784e-07 | 5.9871e-07 | 0 | 5.9871e-07 | [12 empty] | 7.3.3.17.5 (Remote Grid) Updates to grid topology to minimize risk of ignition in HFTDs Remote GridWLDFRVegetation ContactAggregated | WLDFR | HFTD - Distribution - Tier 2 - 2QU CoRE ¦ 5QU LoRE | Red Flag Warning - Small Fires | Vegetation Contact | Aggregated | 2054 | 0.00019019 | 1464.9153 | 0.27861 | 2054 | Mitigation | 0.95 | 45 | 0 | esc | 0.00097009 | 1.845e-07 | 0.00097009 | 1.845e-07
[79 empty] | WLDFR | HFTD - Distribution - Tier 3 - 3QU CoRE ¦ 4QU LoRE | Red Flag Warning - Catastrophic Fires | 2055 | 2.2783e-08 | 2.2783e-08 | 19462.1283 | 340.5356 | 11757.1413 | 7364.4514 | 0 | 0 | 2.3485e-05 | 0.0004434 | 0 | 0.0004434 | 0.0004434 | 0 | 0.0004434 | 0 | 1.9682e-06 | 4.3143e-06 | 0 | 4.3143e-06 | 0 | 4.5784e-07 | 5.9871e-07 | 0 | 5.9871e-07 | [12 empty] | 7.3.3.17.5 (Remote Grid) Updates to grid topology to minimize risk of ignition in HFTDs Remote GridWLDFRVegetation ContactAggregated | WLDFR | HFTD - Distribution - Tier 2 - 2QU CoRE ¦ 5QU LoRE | Red Flag Warning - Small Fires | Vegetation Contact | Aggregated | 2055 | 0.00019019 | 1464.9153 | 0.27861 | 2055 | Mitigation | 0.95 | 45 | 0 | esc | 0.00097009 | 1.845e-07 | 0.00097009 | 1.845e-07
[79 empty] | WLDFR | HFTD - Distribution - Tier 3 - 3QU CoRE ¦ 4QU LoRE | Red Flag Warning - Catastrophic Fires | 2056 | 2.2783e-08 | 2.2783e-08 | 19462.1283 | 340.5356 | 11757.1413 | 7364.4514 | 0 | 0 | 2.3485e-05 | 0.0004434 | 0 | 0.0004434 | 0.0004434 | 0 | 0.0004434 | 0 | 1.9682e-06 | 4.3143e-06 | 0 | 4.3143e-06 | 0 | 4.5784e-07 | 5.9871e-07 | 0 | 5.9871e-07 | [12 empty] | 7.3.3.17.5 (Remote Grid) Updates to grid topology to minimize risk of ignition in HFTDs Remote GridWLDFRVegetation ContactAggregated | WLDFR | HFTD - Distribution - Tier 2 - 2QU CoRE ¦ 5QU LoRE | Red Flag Warning - Small Fires | Vegetation Contact | Aggregated | 2056 | 0.00019019 | 1464.9153 | 0.27861 | 2056 | Mitigation | 0.95 | 45 | 0 | esc | 0.00097009 | 1.845e-07 | 0.00097009 | 1.845e-07
[79 empty] | WLDFR | HFTD - Distribution - Tier 3 - 3QU CoRE ¦ 4QU LoRE | Red Flag Warning - Catastrophic Fires | 2057 | 2.2783e-08 | 2.2783e-08 | 19462.1283 | 340.5356 | 11757.1413 | 7364.4514 | 0 | 0 | 2.3485e-05 | 0.0004434 | 0 | 0.0004434 | 0.0004434 | 0 | 0.0004434 | 0 | 1.9682e-06 | 4.3143e-06 | 0 | 4.3143e-06 | 0 | 4.5784e-07 | 5.9871e-07 | 0 | 5.9871e-07 | [12 empty] | 7.3.3.17.5 (Remote Grid) Updates to grid topology to minimize risk of ignition in HFTDs Remote GridWLDFRVegetation ContactAggregated | WLDFR | HFTD - Distribution - Tier 2 - 2QU CoRE ¦ 5QU LoRE | Red Flag Warning - Small Fires | Vegetation Contact | Aggregated | 2057 | 0.00019019 | 1464.9153 | 0.27861 | 2057 | Mitigation | 0.95 | 45 | 0 | esc | 0.00097009 | 1.845e-07 | 0.00097009 | 1.845e-07
[79 empty] | WLDFR | HFTD - Distribution - Tier 3 - 3QU CoRE ¦ 4QU LoRE | Red Flag Warning - Catastrophic Fires | 2058 | 2.2783e-08 | 2.2783e-08 | 20390.4035 | 362.3049 | 12307.8747 | 7720.2238 | 0 | 0 | 2.3485e-05 | 0.00046455 | 0 | 0.00046455 | 0.00046455 | 0 | 0.00046455 | 0 | 1.9682e-06 | 4.3143e-06 | 0 | 4.3143e-06 | 0 | 4.5784e-07 | 5.9871e-07 | 0 | 5.9871e-07 | [12 empty] | 7.3.3.17.5 (Remote Grid) Updates to grid topology to minimize risk of ignition in HFTDs Remote GridWLDFRVegetation ContactAggregated | WLDFR | HFTD - Distribution - Tier 2 - 2QU CoRE ¦ 5QU LoRE | Red Flag Warning - Small Fires | Vegetation Contact | Aggregated | 2058 | 0.00019019 | 1464.9153 | 0.27861 | 2058 | Mitigation | 0.95 | 45 | 0 | esc | 0.00097009 | 1.845e-07 | 0.00097009 | 1.845e-07
[79 empty] | WLDFR | HFTD - Distribution - Tier 3 - 3QU CoRE ¦ 4QU LoRE | Red Flag Warning - Catastrophic Fires | 2059 | 2.2783e-08 | 2.2783e-08 | 20390.4035 | 362.3049 | 12307.8747 | 7720.2238 | 0 | 0 | 2.3485e-05 | 0.00046455 | 0 | 0.00046455 | 0.00046455 | 0 | 0.00046455 | 0 | 2.0963e-06 | 4.595e-06 | 0 | 4.595e-06 | 0 | 4.8393e-07 | 6.3283e-07 | 0 | 6.3283e-07 | [12 empty] | 7.3.3.17.5 (Remote Grid) Updates to grid topology to minimize risk of ignition in HFTDs Remote GridWLDFRVegetation ContactAggregated | WLDFR | HFTD - Distribution - Tier 2 - 2QU CoRE ¦ 5QU LoRE | Red Flag Warning - Small Fires | Vegetation Contact | Aggregated | 2059 | 0.00019019 | 1464.9153 | 0.27861 | 2059 | Mitigation | 0.95 | 45 | 0 | esc | 0.00097009 | 1.845e-07 | 0.00097009 | 1.845e-07
[79 empty] | WLDFR | HFTD - Distribution - Tier 3 - 3QU CoRE ¦ 4QU LoRE | Red Flag Warning - Catastrophic Fires | 2060 | 2.2783e-08 | 2.2783e-08 | 20390.4035 | 362.3049 | 12307.8747 | 7720.2238 | 0 | 0 | 2.3485e-05 | 0.00046455 | 0 | 0.00046455 | 0.00046455 | 0 | 0.00046455 | 0 | 2.0963e-06 | 4.595e-06 | 0 | 4.595e-06 | 0 | 4.8393e-07 | 6.3283e-07 | 0 | 6.3283e-07 | [12 empty] | 7.3.3.17.5 (Remote Grid) Updates to grid topology to minimize risk of ignition in HFTDs Remote GridWLDFRVegetation ContactAggregated | WLDFR | HFTD - Distribution - Tier 2 - 2QU CoRE ¦ 5QU LoRE | Red Flag Warning - Small Fires | Vegetation Contact | Aggregated | 2060 | 0.00019019 | 1464.9153 | 0.27861 | 2060 | Mitigation | 0.95 | 45 | 0 | esc | 0.00097009 | 1.845e-07 | 0.00097009 | 1.845e-07
[79 empty] | WLDFR | HFTD - Distribution - Tier 3 - 3QU CoRE ¦ 4QU LoRE | Red Flag Warning - Catastrophic Fires | 2061 | 2.2783e-08 | 2.2783e-08 | 20390.4035 | 362.3049 | 12307.8747 | 7720.2238 | 0 | 0 | 2.3485e-05 | 0.00046455 | 0 | 0.00046455 | 0.00046455 | 0 | 0.00046455 | 0 | 2.0963e-06 | 4.595e-06 | 0 | 4.595e-06 | 0 | 4.8393e-07 | 6.3283e-07 | 0 | 6.3283e-07 | [12 empty] | 7.3.3.17.5 (Remote Grid) Updates to grid topology to minimize risk of ignition in HFTDs Remote GridWLDFRVegetation ContactAggregated | WLDFR | HFTD - Distribution - Tier 2 - 2QU CoRE ¦ 5QU LoRE | Red Flag Warning - Small Fires | Vegetation Contact | Aggregated | 2061 | 0.00019019 | 1464.9153 | 0.27861 | 2061 | Mitigation | 0.95 | 45 | 0 | esc | 0.00097009 | 1.845e-07 | 0.00097009 | 1.845e-07
[79 empty] | WLDFR | HFTD - Distribution - Tier 3 - 3QU CoRE ¦ 4QU LoRE | Red Flag Warning - Catastrophic Fires | 2062 | 2.2783e-08 | 2.2783e-08 | 20390.4035 | 362.3049 | 12307.8747 | 7720.2238 | 0 | 0 | 2.3485e-05 | 0.00046455 | 0 | 0.00046455 | 0.00046455 | 0 | 0.00046455 | 0 | 2.0963e-06 | 4.595e-06 | 0 | 4.595e-06 | 0 | 4.8393e-07 | 6.3283e-07 | 0 | 6.3283e-07 | [12 empty] | 7.3.3.17.5 (Remote Grid) Updates to grid topology to minimize risk of ignition in HFTDs Remote GridWLDFRVegetation ContactAggregated | WLDFR | HFTD - Distribution - Tier 2 - 2QU CoRE ¦ 5QU LoRE | Red Flag Warning - Small Fires | Vegetation Contact | Aggregated | 2062 | 0.00019019 | 1464.9153 | 0.27861 | 2062 | Mitigation | 0.95 | 45 | 0 | esc | 0.00097009 | 1.845e-07 | 0.00097009 | 1.845e-07
[79 empty] | WLDFR | HFTD - Distribution - Tier 3 - 3QU CoRE ¦ 4QU LoRE | Red Flag Warning - Catastrophic Fires | 2063 | 2.2783e-08 | 2.2783e-08 | 21325.9188 | 384.5316 | 12862.0997 | 8079.2876 | 0 | 0 | 2.3485e-05 | 0.00048586 | 0 | 0.00048586 | 0.00048586 | 0 | 0.00048586 | 0 | 2.0963e-06 | 4.595e-06 | 0 | 4.595e-06 | 0 | 0 | 6.3283e-07 | 0 | 6.3283e-07 | [12 empty] | 7.3.3.17.5 (Remote Grid) Updates to grid topology to minimize risk of ignition in HFTDs Remote GridWLDFRVegetation ContactAggregated | WLDFR | HFTD - Distribution - Tier 2 - 2QU CoRE ¦ 5QU LoRE | Red Flag Warning - Small Fires | Vegetation Contact | Aggregated | 2063 | 0.00019019 | 1464.9153 | 0.27861 | 2063 | Mitigation | 0.95 | 45 | 0 | esc | 0.00097009 | 1.845e-07 | 0.00097009 | 1.845e-07
[79 empty] | WLDFR | HFTD - Distribution - Tier 3 - 3QU CoRE ¦ 4QU LoRE | Red Flag Warning - Catastrophic Fires | 2064 | 2.2783e-08 | 2.2783e-08 | 21325.9188 | 384.5316 | 12862.0997 | 8079.2876 | 0 | 0 | 2.3485e-05 | 0.00048586 | 0 | 0.00048586 | 0.00048586 | 0 | 0.00048586 | 0 | 2.2325e-06 | 4.8936e-06 | 0 | 4.8936e-06 | 0 | 0 | 0 | 0 | 0 | [12 empty] | 7.3.3.17.5 (Remote Grid) Updates to grid topology to minimize risk of ignition in HFTDs Remote GridWLDFRVegetation ContactAggregated | WLDFR | HFTD - Distribution - Tier 2 - 2QU CoRE ¦ 5QU LoRE | Red Flag Warning - Small Fires | Vegetation Contact | Aggregated | 2064 | 0.00019019 | 1464.9153 | 0.27861 | 2064 | Mitigation | 0.95 | 45 | 0 | esc | 0.00097009 | 1.845e-07 | 0.00097009 | 1.845e-07
[79 empty] | WLDFR | HFTD - Distribution - Tier 3 - 3QU CoRE ¦ 4QU LoRE | Red Flag Warning - Catastrophic Fires | 2065 | 2.2783e-08 | 2.2783e-08 | 21325.9188 | 384.5316 | 12862.0997 | 8079.2876 | 0 | 0 | 2.3485e-05 | 0.00048586 | 0 | 0.00048586 | 0.00048586 | 0 | 0.00048586 | 0 | 2.2325e-06 | 4.8936e-06 | 0 | 4.8936e-06 | 0 | 0 | 0 | 0 | 0 | [12 empty] | 7.3.3.17.5 (Remote Grid) Updates to grid topology to minimize risk of ignition in HFTDs Remote GridWLDFRVegetation ContactAggregated | WLDFR | HFTD - Distribution - Tier 2 - 2QU CoRE ¦ 5QU LoRE | Red Flag Warning - Small Fires | Vegetation Contact | Aggregated | 2065 | 0.00019019 | 1464.9153 | 0.27861 | 2065 | Mitigation | 0.95 | 45 | 0 | esc | 0.00097009 | 1.845e-07 | 0.00097009 | 1.845e-07
[79 empty] | WLDFR | HFTD - Distribution - Tier 3 - 3QU CoRE ¦ 4QU LoRE | Red Flag Warning - Catastrophic Fires | 2066 | 2.2783e-08 | 2.2783e-08 | 21325.9188 | 384.5316 | 12862.0997 | 8079.2876 | 0 | 0 | 2.3485e-05 | 0.00048586 | 0 | 0.00048586 | 0.00048586 | 0 | 0.00048586 | 0 | 2.2325e-06 | 4.8936e-06 | 0 | 4.8936e-06 | 0 | 9.6559e-08 | 0 | 0 | 0 | [12 empty] | 7.3.3.17.5 (Remote Grid) Updates to grid topology to minimize risk of ignition in HFTDs Remote GridWLDFRVegetation ContactAggregated | WLDFR | HFTD - Distribution - Tier 2 - 2QU CoRE ¦ 5QU LoRE | Red Flag Warning - Small Fires | Vegetation Contact | Aggregated | 2066 | 0.00019019 | 1464.9153 | 0.27861 | 2066 | Mitigation | 0.95 | 45 | 0 | esc | 0.00097009 | 1.845e-07 | 0.00097009 | 1.845e-07
[79 empty] | WLDFR | HFTD - Distribution - Tier 3 - 3QU CoRE ¦ 4QU LoRE | Red Flag Warning - Catastrophic Fires | 2067 | 0 | 2.2783e-08 | 21325.9188 | 384.5316 | 12862.0997 | 8079.2876 | 0 | 0 | 2.3485e-05 | 0 | 0 | 0 | 0.00048586 | 0 | 0.00048586 | 0 | 2.2325e-06 | 4.8936e-06 | 0 | 4.8936e-06 | 0 | 9.9668e-08 | 1.3033e-07 | 0 | 1.3033e-07 | [12 empty] | 7.3.3.17.5 (Remote Grid) Updates to grid topology to minimize risk of ignition in HFTDs Remote GridWLDFRVegetation ContactAggregated | WLDFR | HFTD - Distribution - Tier 2 - 2QU CoRE ¦ 5QU LoRE | Red Flag Warning - Small Fires | Vegetation Contact | Aggregated | 2067 | 0.00019019 | 1464.9153 | 0.27861 | 2067 | Mitigation | 0.95 | 45 | 0 | esc | 0 | 0 | 0.00097009 | 1.845e-07
[79 empty] | WLDFR | HFTD - Distribution - Tier 3 - 3QU CoRE ¦ 4QU LoRE | Red Flag Warning - Destructive Fires | 2022 | 3.3879e-09 | 0 | 8807.9522 | 222.2294 | 8585.7228 | 0 | 0 | 0 | 3.4924e-06 | 2.9841e-05 | 0 | 2.9841e-05 | 0 | 0 | 0 | 0 | 2.2325e-06 | 4.8936e-06 | 0 | 4.8936e-06 | 0 | 9.9668e-08 | 1.3033e-07 | 0 | 1.3033e-07 | [12 empty] | 7.3.3.17.5 (Remote Grid) Updates to grid topology to minimize risk of ignition in HFTDs Remote GridWLDFRWire-to-wire contactAggregated | WLDFR | HFTD - Distribution - Tier 2 - 2QU CoRE ¦ 5QU LoRE | Red Flag Warning - Small Fires | Wire-to-wire contact | Aggregated | 2022 | 5.917e-06 | 1464.9153 | 0.0086679 | 2022 | Mitigation | 0.95 | 45 | 0 | esc | 0.00097009 | 5.74e-09 | 0 | 0
[79 empty] | WLDFR | HFTD - Distribution - Tier 3 - 3QU CoRE ¦ 4QU LoRE | Red Flag Warning - Destructive Fires | 2023 | 3.3879e-09 | 3.3879e-09 | 9129.7461 | 233.2301 | 8896.516 | 0 | 0 | 0 | 3.4924e-06 | 3.0931e-05 | 0 | 3.0931e-05 | 3.0931e-05 | 0 | 3.0931e-05 | 0 | 2.3752e-06 | 5.2066e-06 | 0 | 5.2066e-06 | 0 | 9.9668e-08 | 1.3033e-07 | 0 | 1.3033e-07 | [12 empty] | 7.3.3.17.5 (Remote Grid) Updates to grid topology to minimize risk of ignition in HFTDs Remote GridWLDFRWire-to-wire contactAggregated | WLDFR | HFTD - Distribution - Tier 2 - 2QU CoRE ¦ 5QU LoRE | Red Flag Warning - Small Fires | Wire-to-wire contact | Aggregated | 2023 | 5.917e-06 | 1464.9153 | 0.0086679 | 2023 | Mitigation | 0.95 | 45 | 0 | esc | 0.00097009 | 5.74e-09 | 0.00097009 | 5.74e-09
[79 empty] | WLDFR | HFTD - Distribution - Tier 3 - 3QU CoRE ¦ 4QU LoRE | Red Flag Warning - Destructive Fires | 2024 | 3.3879e-09 | 3.3879e-09 | 9129.7461 | 233.2301 | 8896.516 | 0 | 0 | 0 | 3.4924e-06 | 3.0931e-05 | 0 | 3.0931e-05 | 3.0931e-05 | 0 | 3.0931e-05 | 0 | 2.3752e-06 | 5.2066e-06 | 0 | 5.2066e-06 | 0 | 9.9668e-08 | 1.3033e-07 | 0 | 1.3033e-07 | [12 empty] | 7.3.3.17.5 (Remote Grid) Updates to grid topology to minimize risk of ignition in HFTDs Remote GridWLDFRWire-to-wire contactAggregated | WLDFR | HFTD - Distribution - Tier 2 - 2QU CoRE ¦ 5QU LoRE | Red Flag Warning - Small Fires | Wire-to-wire contact | Aggregated | 2024 | 5.917e-06 | 1464.9153 | 0.0086679 | 2024 | Mitigation | 0.95 | 45 | 0 | esc | 0.00097009 | 5.74e-09 | 0.00097009 | 5.74e-09
[79 empty] | WLDFR | HFTD - Distribution - Tier 3 - 3QU CoRE ¦ 4QU LoRE | Red Flag Warning - Destructive Fires | 2025 | 3.3879e-09 | 3.3879e-09 | 9129.7461 | 233.2301 | 8896.516 | 0 | 0 | 0 | 3.4924e-06 | 3.0931e-05 | 0 | 3.0931e-05 | 3.0931e-05 | 0 | 3.0931e-05 | 0 | 2.3752e-06 | 5.2066e-06 | 0 | 5.2066e-06 | 0 | 9.9668e-08 | 1.3033e-07 | 0 | 1.3033e-07 | [12 empty] | 7.3.3.17.5 (Remote Grid) Updates to grid topology to minimize risk of ignition in HFTDs Remote GridWLDFRWire-to-wire contactAggregated | WLDFR | HFTD - Distribution - Tier 2 - 2QU CoRE ¦ 5QU LoRE | Red Flag Warning - Small Fires | Wire-to-wire contact | Aggregated | 2025 | 5.917e-06 | 1464.9153 | 0.0086679 | 2025 | Mitigation | 0.95 | 45 | 0 | esc | 0.00097009 | 5.74e-09 | 0.00097009 | 5.74e-09
[79 empty] | WLDFR | HFTD - Distribution - Tier 3 - 3QU CoRE ¦ 4QU LoRE | Red Flag Warning - Destructive Fires | 2026 | 3.3879e-09 | 3.3879e-09 | 9129.7461 | 233.2301 | 8896.516 | 0 | 0 | 0 | 3.4924e-06 | 3.0931e-05 | 0 | 3.0931e-05 | 3.0931e-05 | 0 | 3.0931e-05 | 0 | 2.3752e-06 | 5.2066e-06 | 0 | 5.2066e-06 | 0 | 1.0363e-07 | 1.3552e-07 | 0 | 1.3552e-07 | [12 empty] | 7.3.3.17.5 (Remote Grid) Updates to grid topology to minimize risk of ignition in HFTDs Remote GridWLDFRWire-to-wire contactAggregated | WLDFR | HFTD - Distribution - Tier 2 - 2QU CoRE ¦ 5QU LoRE | Red Flag Warning - Small Fires | Wire-to-wire contact | Aggregated | 2026 | 5.917e-06 | 1464.9153 | 0.0086679 | 2026 | Mitigation | 0.95 | 45 | 0 | esc | 0.00097009 | 5.74e-09 | 0.00097009 | 5.74e-09
[79 empty] | WLDFR | HFTD - Distribution - Tier 3 - 3QU CoRE ¦ 4QU LoRE | Red Flag Warning - Destructive Fires | 2027 | 3.3879e-09 | 3.3879e-09 | 9129.7461 | 233.2301 | 8896.516 | 0 | 0 | 0 | 3.4924e-06 | 3.0931e-05 | 0 | 3.0931e-05 | 3.0931e-05 | 0 | 3.0931e-05 | 0 | 2.3752e-06 | 5.2066e-06 | 0 | 5.2066e-06 | 0 | 1.0363e-07 | 1.3552e-07 | 0 | 1.3552e-07 | [12 empty] | 7.3.3.17.5 (Remote Grid) Updates to grid topology to minimize risk of ignition in HFTDs Remote GridWLDFRWire-to-wire contactAggregated | WLDFR | HFTD - Distribution - Tier 2 - 2QU CoRE ¦ 5QU LoRE | Red Flag Warning - Small Fires | Wire-to-wire contact | Aggregated | 2027 | 5.917e-06 | 1464.9153 | 0.0086679 | 2027 | Mitigation | 0.95 | 45 | 0 | esc | 0.00097009 | 5.74e-09 | 0.00097009 | 5.74e-09
[79 empty] | WLDFR | HFTD - Distribution - Tier 3 - 3QU CoRE ¦ 4QU LoRE | Red Flag Warning - Destructive Fires | 2028 | 3.3879e-09 | 3.3879e-09 | 9534.9221 | 247.273 | 9287.6491 | 0 | 0 | 0 | 3.4924e-06 | 3.2303e-05 | 0 | 3.2303e-05 | 3.2303e-05 | 0 | 3.2303e-05 | 0 | 2.523e-06 | 5.5305e-06 | 0 | 5.5305e-06 | 0 | 1.0363e-07 | 1.3552e-07 | 0 | 1.3552e-07 | [12 empty] | 7.3.3.17.5 (Remote Grid) Updates to grid topology to minimize risk of ignition in HFTDs Remote GridWLDFRWire-to-wire contactAggregated | WLDFR | HFTD - Distribution - Tier 2 - 2QU CoRE ¦ 5QU LoRE | Red Flag Warning - Small Fires | Wire-to-wire contact | Aggregated | 2028 | 5.917e-06 | 1464.9153 | 0.0086679 | 2028 | Mitigation | 0.95 | 45 | 0 | esc | 0.00097009 | 5.74e-09 | 0.00097009 | 5.74e-09
[79 empty] | WLDFR | HFTD - Distribution - Tier 3 - 3QU CoRE ¦ 4QU LoRE | Red Flag Warning - Destructive Fires | 2029 | 3.3879e-09 | 3.3879e-09 | 9534.9221 | 247.273 | 9287.6491 | 0 | 0 | 0 | 3.4924e-06 | 3.2303e-05 | 0 | 3.2303e-05 | 3.2303e-05 | 0 | 3.2303e-05 | 0 | 2.523e-06 | 5.5305e-06 | 0 | 5.5305e-06 | 0 | 1.0363e-07 | 1.3552e-07 | 0 | 1.3552e-07 | [12 empty] | 7.3.3.17.5 (Remote Grid) Updates to grid topology to minimize risk of ignition in HFTDs Remote GridWLDFRWire-to-wire contactAggregated | WLDFR | HFTD - Distribution - Tier 2 - 2QU CoRE ¦ 5QU LoRE | Red Flag Warning - Small Fires | Wire-to-wire contact | Aggregated | 2029 | 5.917e-06 | 1464.9153 | 0.0086679 | 2029 | Mitigation | 0.95 | 45 | 0 | esc | 0.00097009 | 5.74e-09 | 0.00097009 | 5.74e-09
[79 empty] | WLDFR | HFTD - Distribution - Tier 3 - 3QU CoRE ¦ 4QU LoRE | Red Flag Warning - Destructive Fires | 2030 | 3.3879e-09 | 3.3879e-09 | 9534.9221 | 247.273 | 9287.6491 | 0 | 0 | 0 | 3.4924e-06 | 3.2303e-05 | 0 | 3.2303e-05 | 3.2303e-05 | 0 | 3.2303e-05 | 0 | 2.523e-06 | 5.5305e-06 | 0 | 5.5305e-06 | 0 | 1.0363e-07 | 1.3552e-07 | 0 | 1.3552e-07 | [12 empty] | 7.3.3.17.5 (Remote Grid) Updates to grid topology to minimize risk of ignition in HFTDs Remote GridWLDFRWire-to-wire contactAggregated | WLDFR | HFTD - Distribution - Tier 2 - 2QU CoRE ¦ 5QU LoRE | Red Flag Warning - Small Fires | Wire-to-wire contact | Aggregated | 2030 | 5.917e-06 | 1464.9153 | 0.0086679 | 2030 | Mitigation | 0.95 | 45 | 0 | esc | 0.00097009 | 5.74e-09 | 0.00097009 | 5.74e-09
[79 empty] | WLDFR | HFTD - Distribution - Tier 3 - 3QU CoRE ¦ 4QU LoRE | Red Flag Warning - Destructive Fires | 2031 | 3.3879e-09 | 3.3879e-09 | 9534.9221 | 247.273 | 9287.6491 | 0 | 0 | 0 | 3.4924e-06 | 3.2303e-05 | 0 | 3.2303e-05 | 3.2303e-05 | 0 | 3.2303e-05 | 0 | 2.523e-06 | 5.5305e-06 | 0 | 5.5305e-06 | 0 | 1.081e-07 | 1.4136e-07 | 0 | 1.4136e-07 | [12 empty] | 7.3.3.17.5 (Remote Grid) Updates to grid topology to minimize risk of ignition in HFTDs Remote GridWLDFRWire-to-wire contactAggregated | WLDFR | HFTD - Distribution - Tier 2 - 2QU CoRE ¦ 5QU LoRE | Red Flag Warning - Small Fires | Wire-to-wire contact | Aggregated | 2031 | 5.917e-06 | 1464.9153 | 0.0086679 | 2031 | Mitigation | 0.95 | 45 | 0 | esc | 0.00097009 | 5.74e-09 | 0.00097009 | 5.74e-09
[79 empty] | WLDFR | HFTD - Distribution - Tier 3 - 3QU CoRE ¦ 4QU LoRE | Red Flag Warning - Destructive Fires | 2032 | 3.3879e-09 | 3.3879e-09 | 9534.9221 | 247.273 | 9287.6491 | 0 | 0 | 0 | 3.4924e-06 | 3.2303e-05 | 0 | 3.2303e-05 | 3.2303e-05 | 0 | 3.2303e-05 | 0 | 2.523e-06 | 5.5305e-06 | 0 | 5.5305e-06 | 0 | 1.081e-07 | 1.4136e-07 | 0 | 1.4136e-07 | [12 empty] | 7.3.3.17.5 (Remote Grid) Updates to grid topology to minimize risk of ignition in HFTDs Remote GridWLDFRWire-to-wire contactAggregated | WLDFR | HFTD - Distribution - Tier 2 - 2QU CoRE ¦ 5QU LoRE | Red Flag Warning - Small Fires | Wire-to-wire contact | Aggregated | 2032 | 5.917e-06 | 1464.9153 | 0.0086679 | 2032 | Mitigation | 0.95 | 45 | 0 | esc | 0.00097009 | 5.74e-09 | 0.00097009 | 5.74e-09
[79 empty] | WLDFR | HFTD - Distribution - Tier 3 - 3QU CoRE ¦ 4QU LoRE | Red Flag Warning - Destructive Fires | 2033 | 3.3879e-09 | 3.3879e-09 | 9984.8474 | 263.1074 | 9721.74 | 0 | 0 | 0 | 3.4924e-06 | 3.3828e-05 | 0 | 3.3828e-05 | 3.3828e-05 | 0 | 3.3828e-05 | 0 | 2.6741e-06 | 5.8617e-06 | 0 | 5.8617e-06 | 0 | 1.081e-07 | 1.4136e-07 | 0 | 1.4136e-07 | [12 empty] | 7.3.3.17.5 (Remote Grid) Updates to grid topology to minimize risk of ignition in HFTDs Remote GridWLDFRWire-to-wire contactAggregated | WLDFR | HFTD - Distribution - Tier 2 - 2QU CoRE ¦ 5QU LoRE | Red Flag Warning - Small Fires | Wire-to-wire contact | Aggregated | 2033 | 5.917e-06 | 1464.9153 | 0.0086679 | 2033 | Mitigation | 0.95 | 45 | 0 | esc | 0.00097009 | 5.74e-09 | 0.00097009 | 5.74e-09
[79 empty] | WLDFR | HFTD - Distribution - Tier 3 - 3QU CoRE ¦ 4QU LoRE | Red Flag Warning - Destructive Fires | 2034 | 3.3879e-09 | 3.3879e-09 | 9984.8474 | 263.1074 | 9721.74 | 0 | 0 | 0 | 3.4924e-06 | 3.3828e-05 | 0 | 3.3828e-05 | 3.3828e-05 | 0 | 3.3828e-05 | 0 | 2.6741e-06 | 5.8617e-06 | 0 | 5.8617e-06 | 0 | 1.081e-07 | 1.4136e-07 | 0 | 1.4136e-07 | [12 empty] | 7.3.3.17.5 (Remote Grid) Updates to grid topology to minimize risk of ignition in HFTDs Remote GridWLDFRWire-to-wire contactAggregated | WLDFR | HFTD - Distribution - Tier 2 - 2QU CoRE ¦ 5QU LoRE | Red Flag Warning - Small Fires | Wire-to-wire contact | Aggregated | 2034 | 5.917e-06 | 1464.9153 | 0.0086679 | 2034 | Mitigation | 0.95 | 45 | 0 | esc | 0.00097009 | 5.74e-09 | 0.00097009 | 5.74e-09
[79 empty] | WLDFR | HFTD - Distribution - Tier 3 - 3QU CoRE ¦ 4QU LoRE | Red Flag Warning - Destructive Fires | 2035 | 3.3879e-09 | 3.3879e-09 | 9984.8474 | 263.1074 | 9721.74 | 0 | 0 | 0 | 3.4924e-06 | 3.3828e-05 | 0 | 3.3828e-05 | 3.3828e-05 | 0 | 3.3828e-05 | 0 | 2.6741e-06 | 5.8617e-06 | 0 | 5.8617e-06 | 0 | 1.081e-07 | 1.4136e-07 | 0 | 1.4136e-07 | [12 empty] | 7.3.3.17.5 (Remote Grid) Updates to grid topology to minimize risk of ignition in HFTDs Remote GridWLDFRWire-to-wire contactAggregated | WLDFR | HFTD - Distribution - Tier 2 - 2QU CoRE ¦ 5QU LoRE | Red Flag Warning - Small Fires | Wire-to-wire contact | Aggregated | 2035 | 5.917e-06 | 1464.9153 | 0.0086679 | 2035 | Mitigation | 0.95 | 45 | 0 | esc | 0.00097009 | 5.74e-09 | 0.00097009 | 5.74e-09
[79 empty] | WLDFR | HFTD - Distribution - Tier 3 - 3QU CoRE ¦ 4QU LoRE | Red Flag Warning - Destructive Fires | 2036 | 3.3879e-09 | 3.3879e-09 | 9984.8474 | 263.1074 | 9721.74 | 0 | 0 | 0 | 3.4924e-06 | 3.3828e-05 | 0 | 3.3828e-05 | 3.3828e-05 | 0 | 3.3828e-05 | 0 | 0 | 5.8617e-06 | 0 | 5.8617e-06 | 0 | 1.1302e-07 | 1.478e-07 | 0 | 1.478e-07 | [12 empty] | 7.3.3.17.5 (Remote Grid) Updates to grid topology to minimize risk of ignition in HFTDs Remote GridWLDFRWire-to-wire contactAggregated | WLDFR | HFTD - Distribution - Tier 2 - 2QU CoRE ¦ 5QU LoRE | Red Flag Warning - Small Fires | Wire-to-wire contact | Aggregated | 2036 | 5.917e-06 | 1464.9153 | 0.0086679 | 2036 | Mitigation | 0.95 | 45 | 0 | esc | 0.00097009 | 5.74e-09 | 0.00097009 | 5.74e-09
[79 empty] | WLDFR | HFTD - Distribution - Tier 3 - 3QU CoRE ¦ 4QU LoRE | Red Flag Warning - Destructive Fires | 2037 | 3.3879e-09 | 3.3879e-09 | 9984.8474 | 263.1074 | 9721.74 | 0 | 0 | 0 | 3.4924e-06 | 3.3828e-05 | 0 | 3.3828e-05 | 3.3828e-05 | 0 | 3.3828e-05 | 0 | 0 | 0 | 0 | 0 | 0 | 1.1302e-07 | 1.478e-07 | 0 | 1.478e-07 | [12 empty] | 7.3.3.17.5 (Remote Grid) Updates to grid topology to minimize risk of ignition in HFTDs Remote GridWLDFRWire-to-wire contactAggregated | WLDFR | HFTD - Distribution - Tier 2 - 2QU CoRE ¦ 5QU LoRE | Red Flag Warning - Small Fires | Wire-to-wire contact | Aggregated | 2037 | 5.917e-06 | 1464.9153 | 0.0086679 | 2037 | Mitigation | 0.95 | 45 | 0 | esc | 0.00097009 | 5.74e-09 | 0.00097009 | 5.74e-09
[79 empty] | WLDFR | HFTD - Distribution - Tier 3 - 3QU CoRE ¦ 4QU LoRE | Red Flag Warning - Destructive Fires | 2038 | 3.3879e-09 | 3.3879e-09 | 10472.8261 | 280.5544 | 10192.2718 | 0 | 0 | 0 | 3.4924e-06 | 3.5481e-05 | 0 | 3.5481e-05 | 3.5481e-05 | 0 | 3.5481e-05 | 0 | 2.4786e-07 | 0 | 0 | 0 | 0 | 1.1302e-07 | 1.478e-07 | 0 | 1.478e-07 | [12 empty] | 7.3.3.17.5 (Remote Grid) Updates to grid topology to minimize risk of ignition in HFTDs Remote GridWLDFRWire-to-wire contactAggregated | WLDFR | HFTD - Distribution - Tier 2 - 2QU CoRE ¦ 5QU LoRE | Red Flag Warning - Small Fires | Wire-to-wire contact | Aggregated | 2038 | 5.917e-06 | 1464.9153 | 0.0086679 | 2038 | Mitigation | 0.95 | 45 | 0 | esc | 0.00097009 | 5.74e-09 | 0.00097009 | 5.74e-09
[79 empty] | WLDFR | HFTD - Distribution - Tier 3 - 3QU CoRE ¦ 4QU LoRE | Red Flag Warning - Destructive Fires | 2039 | 3.3879e-09 | 3.3879e-09 | 10472.8261 | 280.5544 | 10192.2718 | 0 | 0 | 0 | 3.4924e-06 | 3.5481e-05 | 0 | 3.5481e-05 | 3.5481e-05 | 0 | 3.5481e-05 | 0 | 2.5584e-07 | 5.608e-07 | 0 | 5.608e-07 | 0 | 1.1302e-07 | 1.478e-07 | 0 | 1.478e-07 | [12 empty] | 7.3.3.17.5 (Remote Grid) Updates to grid topology to minimize risk of ignition in HFTDs Remote GridWLDFRWire-to-wire contactAggregated | WLDFR | HFTD - Distribution - Tier 2 - 2QU CoRE ¦ 5QU LoRE | Red Flag Warning - Small Fires | Wire-to-wire contact | Aggregated | 2039 | 5.917e-06 | 1464.9153 | 0.0086679 | 2039 | Mitigation | 0.95 | 45 | 0 | esc | 0.00097009 | 5.74e-09 | 0.00097009 | 5.74e-09
[79 empty] | WLDFR | HFTD - Distribution - Tier 3 - 3QU CoRE ¦ 4QU LoRE | Red Flag Warning - Destructive Fires | 2040 | 3.3879e-09 | 3.3879e-09 | 10472.8261 | 280.5544 | 10192.2718 | 0 | 0 | 0 | 3.4924e-06 | 3.5481e-05 | 0 | 3.5481e-05 | 3.5481e-05 | 0 | 3.5481e-05 | 0 | 2.5584e-07 | 5.608e-07 | 0 | 5.608e-07 | 0 | 1.1302e-07 | 1.478e-07 | 0 | 1.478e-07 | [12 empty] | 7.3.3.17.5 (Remote Grid) Updates to grid topology to minimize risk of ignition in HFTDs Remote GridWLDFRWire-to-wire contactAggregated | WLDFR | HFTD - Distribution - Tier 2 - 2QU CoRE ¦ 5QU LoRE | Red Flag Warning - Small Fires | Wire-to-wire contact | Aggregated | 2040 | 5.917e-06 | 1464.9153 | 0.0086679 | 2040 | Mitigation | 0.95 | 45 | 0 | esc | 0.00097009 | 5.74e-09 | 0.00097009 | 5.74e-09
[79 empty] | WLDFR | HFTD - Distribution - Tier 3 - 3QU CoRE ¦ 4QU LoRE | Red Flag Warning - Destructive Fires | 2041 | 3.3879e-09 | 3.3879e-09 | 10472.8261 | 280.5544 | 10192.2718 | 0 | 0 | 0 | 3.4924e-06 | 3.5481e-05 | 0 | 3.5481e-05 | 3.5481e-05 | 0 | 3.5481e-05 | 0 | 2.5584e-07 | 5.608e-07 | 0 | 5.608e-07 | 0 | 1.1836e-07 | 1.5477e-07 | 0 | 1.5477e-07 | [12 empty] | 7.3.3.17.5 (Remote Grid) Updates to grid topology to minimize risk of ignition in HFTDs Remote GridWLDFRWire-to-wire contactAggregated | WLDFR | HFTD - Distribution - Tier 2 - 2QU CoRE ¦ 5QU LoRE | Red Flag Warning - Small Fires | Wire-to-wire contact | Aggregated | 2041 | 5.917e-06 | 1464.9153 | 0.0086679 | 2041 | Mitigation | 0.95 | 45 | 0 | esc | 0.00097009 | 5.74e-09 | 0.00097009 | 5.74e-09
[79 empty] | WLDFR | HFTD - Distribution - Tier 3 - 3QU CoRE ¦ 4QU LoRE | Red Flag Warning - Destructive Fires | 2042 | 3.3879e-09 | 3.3879e-09 | 10472.8261 | 280.5544 | 10192.2718 | 0 | 0 | 0 | 3.4924e-06 | 3.5481e-05 | 0 | 3.5481e-05 | 3.5481e-05 | 0 | 3.5481e-05 | 0 | 2.5584e-07 | 5.608e-07 | 0 | 5.608e-07 | 0 | 1.1836e-07 | 1.5477e-07 | 0 | 1.5477e-07 | [12 empty] | 7.3.3.17.5 (Remote Grid) Updates to grid topology to minimize risk of ignition in HFTDs Remote GridWLDFRWire-to-wire contactAggregated | WLDFR | HFTD - Distribution - Tier 2 - 2QU CoRE ¦ 5QU LoRE | Red Flag Warning - Small Fires | Wire-to-wire contact | Aggregated | 2042 | 5.917e-06 | 1464.9153 | 0.0086679 | 2042 | Mitigation | 0.95 | 45 | 0 | esc | 0.00097009 | 5.74e-09 | 0.00097009 | 5.74e-09
[79 empty] | WLDFR | HFTD - Distribution - Tier 3 - 3QU CoRE ¦ 4QU LoRE | Red Flag Warning - Destructive Fires | 2043 | 3.3879e-09 | 3.3879e-09 | 10992.1562 | 299.42 | 10692.7362 | 0 | 0 | 0 | 3.4924e-06 | 3.724e-05 | 0 | 3.724e-05 | 3.724e-05 | 0 | 3.724e-05 | 0 | 2.5584e-07 | 5.608e-07 | 0 | 5.608e-07 | 0 | 1.1836e-07 | 1.5477e-07 | 0 | 1.5477e-07 | [12 empty] | 7.3.3.17.5 (Remote Grid) Updates to grid topology to minimize risk of ignition in HFTDs Remote GridWLDFRWire-to-wire contactAggregated | WLDFR | HFTD - Distribution - Tier 2 - 2QU CoRE ¦ 5QU LoRE | Red Flag Warning - Small Fires | Wire-to-wire contact | Aggregated | 2043 | 5.917e-06 | 1464.9153 | 0.0086679 | 2043 | Mitigation | 0.95 | 45 | 0 | esc | 0.00097009 | 5.74e-09 | 0.00097009 | 5.74e-09
[79 empty] | WLDFR | HFTD - Distribution - Tier 3 - 3QU CoRE ¦ 4QU LoRE | Red Flag Warning - Destructive Fires | 2044 | 3.3879e-09 | 3.3879e-09 | 10992.1562 | 299.42 | 10692.7362 | 0 | 0 | 0 | 3.4924e-06 | 3.724e-05 | 0 | 3.724e-05 | 3.724e-05 | 0 | 3.724e-05 | 0 | 2.6601e-07 | 5.831e-07 | 0 | 5.831e-07 | 0 | 1.1836e-07 | 1.5477e-07 | 0 | 1.5477e-07 | [12 empty] | 7.3.3.17.5 (Remote Grid) Updates to grid topology to minimize risk of ignition in HFTDs Remote GridWLDFRWire-to-wire contactAggregated | WLDFR | HFTD - Distribution - Tier 2 - 2QU CoRE ¦ 5QU LoRE | Red Flag Warning - Small Fires | Wire-to-wire contact | Aggregated | 2044 | 5.917e-06 | 1464.9153 | 0.0086679 | 2044 | Mitigation | 0.95 | 45 | 0 | esc | 0.00097009 | 5.74e-09 | 0.00097009 | 5.74e-09
[79 empty] | WLDFR | HFTD - Distribution - Tier 3 - 3QU CoRE ¦ 4QU LoRE | Red Flag Warning - Destructive Fires | 2045 | 3.3879e-09 | 3.3879e-09 | 10992.1562 | 299.42 | 10692.7362 | 0 | 0 | 0 | 3.4924e-06 | 3.724e-05 | 0 | 3.724e-05 | 3.724e-05 | 0 | 3.724e-05 | 0 | 2.6601e-07 | 5.831e-07 | 0 | 5.831e-07 | 0 | 1.1836e-07 | 1.5477e-07 | 0 | 1.5477e-07 | [12 empty] | 7.3.3.17.5 (Remote Grid) Updates to grid topology to minimize risk of ignition in HFTDs Remote GridWLDFRWire-to-wire contactAggregated | WLDFR | HFTD - Distribution - Tier 2 - 2QU CoRE ¦ 5QU LoRE | Red Flag Warning - Small Fires | Wire-to-wire contact | Aggregated | 2045 | 5.917e-06 | 1464.9153 | 0.0086679 | 2045 | Mitigation | 0.95 | 45 | 0 | esc | 0.00097009 | 5.74e-09 | 0.00097009 | 5.74e-09
[79 empty] | WLDFR | HFTD - Distribution - Tier 3 - 3QU CoRE ¦ 4QU LoRE | Red Flag Warning - Destructive Fires | 2046 | 3.3879e-09 | 3.3879e-09 | 10992.1562 | 299.42 | 10692.7362 | 0 | 0 | 0 | 3.4924e-06 | 3.724e-05 | 0 | 3.724e-05 | 3.724e-05 | 0 | 3.724e-05 | 0 | 2.6601e-07 | 5.831e-07 | 0 | 5.831e-07 | 0 | 1.2404e-07 | 1.6221e-07 | 0 | 1.6221e-07 | [12 empty] | 7.3.3.17.5 (Remote Grid) Updates to grid topology to minimize risk of ignition in HFTDs Remote GridWLDFRWire-to-wire contactAggregated | WLDFR | HFTD - Distribution - Tier 2 - 2QU CoRE ¦ 5QU LoRE | Red Flag Warning - Small Fires | Wire-to-wire contact | Aggregated | 2046 | 5.917e-06 | 1464.9153 | 0.0086679 | 2046 | Mitigation | 0.95 | 45 | 0 | esc | 0.00097009 | 5.74e-09 | 0.00097009 | 5.74e-09
[79 empty] | WLDFR | HFTD - Distribution - Tier 3 - 3QU CoRE ¦ 4QU LoRE | Red Flag Warning - Destructive Fires | 2047 | 3.3879e-09 | 3.3879e-09 | 10992.1562 | 299.42 | 10692.7362 | 0 | 0 | 0 | 3.4924e-06 | 3.724e-05 | 0 | 3.724e-05 | 3.724e-05 | 0 | 3.724e-05 | 0 | 2.6601e-07 | 5.831e-07 | 0 | 5.831e-07 | 0 | 1.2404e-07 | 1.6221e-07 | 0 | 1.6221e-07 | [12 empty] | 7.3.3.17.5 (Remote Grid) Updates to grid topology to minimize risk of ignition in HFTDs Remote GridWLDFRWire-to-wire contactAggregated | WLDFR | HFTD - Distribution - Tier 2 - 2QU CoRE ¦ 5QU LoRE | Red Flag Warning - Small Fires | Wire-to-wire contact | Aggregated | 2047 | 5.917e-06 | 1464.9153 | 0.0086679 | 2047 | Mitigation | 0.95 | 45 | 0 | esc | 0.00097009 | 5.74e-09 | 0.00097009 | 5.74e-09
[79 empty] | WLDFR | HFTD - Distribution - Tier 3 - 3QU CoRE ¦ 4QU LoRE | Red Flag Warning - Destructive Fires | 2048 | 3.3879e-09 | 3.3879e-09 | 11536.0538 | 319.4911 | 11216.5626 | 0 | 0 | 0 | 3.4924e-06 | 3.9083e-05 | 0 | 3.9083e-05 | 3.9083e-05 | 0 | 3.9083e-05 | 0 | 2.6601e-07 | 5.831e-07 | 0 | 5.831e-07 | 0 | 1.2404e-07 | 1.6221e-07 | 0 | 1.6221e-07 | [12 empty] | 7.3.3.17.5 (Remote Grid) Updates to grid topology to minimize risk of ignition in HFTDs Remote GridWLDFRWire-to-wire contactAggregated | WLDFR | HFTD - Distribution - Tier 2 - 2QU CoRE ¦ 5QU LoRE | Red Flag Warning - Small Fires | Wire-to-wire contact | Aggregated | 2048 | 5.917e-06 | 1464.9153 | 0.0086679 | 2048 | Mitigation | 0.95 | 45 | 0 | esc | 0.00097009 | 5.74e-09 | 0.00097009 | 5.74e-09
[79 empty] | WLDFR | HFTD - Distribution - Tier 3 - 3QU CoRE ¦ 4QU LoRE | Red Flag Warning - Destructive Fires | 2049 | 3.3879e-09 | 3.3879e-09 | 11536.0538 | 319.4911 | 11216.5626 | 0 | 0 | 0 | 3.4924e-06 | 3.9083e-05 | 0 | 3.9083e-05 | 3.9083e-05 | 0 | 3.9083e-05 | 0 | 2.7748e-07 | 6.0824e-07 | 0 | 6.0824e-07 | 0 | 1.2404e-07 | 1.6221e-07 | 0 | 1.6221e-07 | [12 empty] | 7.3.3.17.5 (Remote Grid) Updates to grid topology to minimize risk of ignition in HFTDs Remote GridWLDFRWire-to-wire contactAggregated | WLDFR | HFTD - Distribution - Tier 2 - 2QU CoRE ¦ 5QU LoRE | Red Flag Warning - Small Fires | Wire-to-wire contact | Aggregated | 2049 | 5.917e-06 | 1464.9153 | 0.0086679 | 2049 | Mitigation | 0.95 | 45 | 0 | esc | 0.00097009 | 5.74e-09 | 0.00097009 | 5.74e-09
[79 empty] | WLDFR | HFTD - Distribution - Tier 3 - 3QU CoRE ¦ 4QU LoRE | Red Flag Warning - Destructive Fires | 2050 | 3.3879e-09 | 3.3879e-09 | 11536.0538 | 319.4911 | 11216.5626 | 0 | 0 | 0 | 3.4924e-06 | 3.9083e-05 | 0 | 3.9083e-05 | 3.9083e-05 | 0 | 3.9083e-05 | 0 | 2.7748e-07 | 6.0824e-07 | 0 | 6.0824e-07 | 0 | 1.2404e-07 | 1.6221e-07 | 0 | 1.6221e-07 | [12 empty] | 7.3.3.17.5 (Remote Grid) Updates to grid topology to minimize risk of ignition in HFTDs Remote GridWLDFRWire-to-wire contactAggregated | WLDFR | HFTD - Distribution - Tier 2 - 2QU CoRE ¦ 5QU LoRE | Red Flag Warning - Small Fires | Wire-to-wire contact | Aggregated | 2050 | 5.917e-06 | 1464.9153 | 0.0086679 | 2050 | Mitigation | 0.95 | 45 | 0 | esc | 0.00097009 | 5.74e-09 | 0.00097009 | 5.74e-09
[79 empty] | WLDFR | HFTD - Distribution - Tier 3 - 3QU CoRE ¦ 4QU LoRE | Red Flag Warning - Destructive Fires | 2051 | 3.3879e-09 | 3.3879e-09 | 11536.0538 | 319.4911 | 11216.5626 | 0 | 0 | 0 | 3.4924e-06 | 3.9083e-05 | 0 | 3.9083e-05 | 3.9083e-05 | 0 | 3.9083e-05 | 0 | 2.7748e-07 | 6.0824e-07 | 0 | 6.0824e-07 | 0 | 1.3002e-07 | 1.7002e-07 | 0 | 1.7002e-07 | [12 empty] | 7.3.3.17.5 (Remote Grid) Updates to grid topology to minimize risk of ignition in HFTDs Remote GridWLDFRWire-to-wire contactAggregated | WLDFR | HFTD - Distribution - Tier 2 - 2QU CoRE ¦ 5QU LoRE | Red Flag Warning - Small Fires | Wire-to-wire contact | Aggregated | 2051 | 5.917e-06 | 1464.9153 | 0.0086679 | 2051 | Mitigation | 0.95 | 45 | 0 | esc | 0.00097009 | 5.74e-09 | 0.00097009 | 5.74e-09
[79 empty] | WLDFR | HFTD - Distribution - Tier 3 - 3QU CoRE ¦ 4QU LoRE | Red Flag Warning - Destructive Fires | 2052 | 3.3879e-09 | 3.3879e-09 | 11536.0538 | 319.4911 | 11216.5626 | 0 | 0 | 0 | 3.4924e-06 | 3.9083e-05 | 0 | 3.9083e-05 | 3.9083e-05 | 0 | 3.9083e-05 | 0 | 2.7748e-07 | 6.0824e-07 | 0 | 6.0824e-07 | 0 | 1.3002e-07 | 1.7002e-07 | 0 | 1.7002e-07 | [12 empty] | 7.3.3.17.5 (Remote Grid) Updates to grid topology to minimize risk of ignition in HFTDs Remote GridWLDFRWire-to-wire contactAggregated | WLDFR | HFTD - Distribution - Tier 2 - 2QU CoRE ¦ 5QU LoRE | Red Flag Warning - Small Fires | Wire-to-wire contact | Aggregated | 2052 | 5.917e-06 | 1464.9153 | 0.0086679 | 2052 | Mitigation | 0.95 | 45 | 0 | esc | 0.00097009 | 5.74e-09 | 0.00097009 | 5.74e-09
[79 empty] | WLDFR | HFTD - Distribution - Tier 3 - 3QU CoRE ¦ 4QU LoRE | Red Flag Warning - Destructive Fires | 2053 | 3.3879e-09 | 3.3879e-09 | 12097.6769 | 340.5356 | 11757.1413 | 0 | 0 | 0 | 3.4924e-06 | 4.0986e-05 | 0 | 4.0986e-05 | 4.0986e-05 | 0 | 4.0986e-05 | 0 | 2.7748e-07 | 6.0824e-07 | 0 | 6.0824e-07 | 0 | 1.3002e-07 | 1.7002e-07 | 0 | 1.7002e-07 | [12 empty] | 7.3.3.17.5 (Remote Grid) Updates to grid topology to minimize risk of ignition in HFTDs Remote GridWLDFRWire-to-wire contactAggregated | WLDFR | HFTD - Distribution - Tier 2 - 2QU CoRE ¦ 5QU LoRE | Red Flag Warning - Small Fires | Wire-to-wire contact | Aggregated | 2053 | 5.917e-06 | 1464.9153 | 0.0086679 | 2053 | Mitigation | 0.95 | 45 | 0 | esc | 0.00097009 | 5.74e-09 | 0.00097009 | 5.74e-09
[79 empty] | WLDFR | HFTD - Distribution - Tier 3 - 3QU CoRE ¦ 4QU LoRE | Red Flag Warning - Destructive Fires | 2054 | 3.3879e-09 | 3.3879e-09 | 12097.6769 | 340.5356 | 11757.1413 | 0 | 0 | 0 | 3.4924e-06 | 4.0986e-05 | 0 | 4.0986e-05 | 4.0986e-05 | 0 | 4.0986e-05 | 0 | 2.9012e-07 | 6.3595e-07 | 0 | 6.3595e-07 | 0 | 1.3002e-07 | 1.7002e-07 | 0 | 1.7002e-07 | [12 empty] | 7.3.3.17.5 (Remote Grid) Updates to grid topology to minimize risk of ignition in HFTDs Remote GridWLDFRWire-to-wire contactAggregated | WLDFR | HFTD - Distribution - Tier 2 - 2QU CoRE ¦ 5QU LoRE | Red Flag Warning - Small Fires | Wire-to-wire contact | Aggregated | 2054 | 5.917e-06 | 1464.9153 | 0.0086679 | 2054 | Mitigation | 0.95 | 45 | 0 | esc | 0.00097009 | 5.74e-09 | 0.00097009 | 5.74e-09
[79 empty] | WLDFR | HFTD - Distribution - Tier 3 - 3QU CoRE ¦ 4QU LoRE | Red Flag Warning - Destructive Fires | 2055 | 3.3879e-09 | 3.3879e-09 | 12097.6769 | 340.5356 | 11757.1413 | 0 | 0 | 0 | 3.4924e-06 | 4.0986e-05 | 0 | 4.0986e-05 | 4.0986e-05 | 0 | 4.0986e-05 | 0 | 2.9012e-07 | 6.3595e-07 | 0 | 6.3595e-07 | 0 | 1.3002e-07 | 1.7002e-07 | 0 | 1.7002e-07 | [12 empty] | 7.3.3.17.5 (Remote Grid) Updates to grid topology to minimize risk of ignition in HFTDs Remote GridWLDFRWire-to-wire contactAggregated | WLDFR | HFTD - Distribution - Tier 2 - 2QU CoRE ¦ 5QU LoRE | Red Flag Warning - Small Fires | Wire-to-wire contact | Aggregated | 2055 | 5.917e-06 | 1464.9153 | 0.0086679 | 2055 | Mitigation | 0.95 | 45 | 0 | esc | 0.00097009 | 5.74e-09 | 0.00097009 | 5.74e-09
[79 empty] | WLDFR | HFTD - Distribution - Tier 3 - 3QU CoRE ¦ 4QU LoRE | Red Flag Warning - Destructive Fires | 2056 | 3.3879e-09 | 3.3879e-09 | 12097.6769 | 340.5356 | 11757.1413 | 0 | 0 | 0 | 3.4924e-06 | 4.0986e-05 | 0 | 4.0986e-05 | 4.0986e-05 | 0 | 4.0986e-05 | 0 | 2.9012e-07 | 6.3595e-07 | 0 | 6.3595e-07 | 0 | 1.3623e-07 | 1.7814e-07 | 0 | 1.7814e-07 | [12 empty] | 7.3.3.17.5 (Remote Grid) Updates to grid topology to minimize risk of ignition in HFTDs Remote GridWLDFRWire-to-wire contactAggregated | WLDFR | HFTD - Distribution - Tier 2 - 2QU CoRE ¦ 5QU LoRE | Red Flag Warning - Small Fires | Wire-to-wire contact | Aggregated | 2056 | 5.917e-06 | 1464.9153 | 0.0086679 | 2056 | Mitigation | 0.95 | 45 | 0 | esc | 0.00097009 | 5.74e-09 | 0.00097009 | 5.74e-09
[79 empty] | WLDFR | HFTD - Distribution - Tier 3 - 3QU CoRE ¦ 4QU LoRE | Red Flag Warning - Destructive Fires | 2057 | 3.3879e-09 | 3.3879e-09 | 12097.6769 | 340.5356 | 11757.1413 | 0 | 0 | 0 | 3.4924e-06 | 4.0986e-05 | 0 | 4.0986e-05 | 4.0986e-05 | 0 | 4.0986e-05 | 0 | 2.9012e-07 | 6.3595e-07 | 0 | 6.3595e-07 | 0 | 1.3623e-07 | 1.7814e-07 | 0 | 1.7814e-07 | [12 empty] | 7.3.3.17.5 (Remote Grid) Updates to grid topology to minimize risk of ignition in HFTDs Remote GridWLDFRWire-to-wire contactAggregated | WLDFR | HFTD - Distribution - Tier 2 - 2QU CoRE ¦ 5QU LoRE | Red Flag Warning - Small Fires | Wire-to-wire contact | Aggregated | 2057 | 5.917e-06 | 1464.9153 | 0.0086679 | 2057 | Mitigation | 0.95 | 45 | 0 | esc | 0.00097009 | 5.74e-09 | 0.00097009 | 5.74e-09
[79 empty] | WLDFR | HFTD - Distribution - Tier 3 - 3QU CoRE ¦ 4QU LoRE | Red Flag Warning - Destructive Fires | 2058 | 3.3879e-09 | 3.3879e-09 | 12670.1796 | 362.3049 | 12307.8747 | 0 | 0 | 0 | 3.4924e-06 | 4.2925e-05 | 0 | 4.2925e-05 | 4.2925e-05 | 0 | 4.2925e-05 | 0 | 2.9012e-07 | 6.3595e-07 | 0 | 6.3595e-07 | 0 | 1.3623e-07 | 1.7814e-07 | 0 | 1.7814e-07 | [12 empty] | 7.3.3.17.5 (Remote Grid) Updates to grid topology to minimize risk of ignition in HFTDs Remote GridWLDFRWire-to-wire contactAggregated | WLDFR | HFTD - Distribution - Tier 2 - 2QU CoRE ¦ 5QU LoRE | Red Flag Warning - Small Fires | Wire-to-wire contact | Aggregated | 2058 | 5.917e-06 | 1464.9153 | 0.0086679 | 2058 | Mitigation | 0.95 | 45 | 0 | esc | 0.00097009 | 5.74e-09 | 0.00097009 | 5.74e-09
[79 empty] | WLDFR | HFTD - Distribution - Tier 3 - 3QU CoRE ¦ 4QU LoRE | Red Flag Warning - Destructive Fires | 2059 | 3.3879e-09 | 3.3879e-09 | 12670.1796 | 362.3049 | 12307.8747 | 0 | 0 | 0 | 3.4924e-06 | 4.2925e-05 | 0 | 4.2925e-05 | 4.2925e-05 | 0 | 4.2925e-05 | 0 | 3.0381e-07 | 6.6595e-07 | 0 | 6.6595e-07 | 0 | 1.3623e-07 | 1.7814e-07 | 0 | 1.7814e-07 | [12 empty] | 7.3.3.17.5 (Remote Grid) Updates to grid topology to minimize risk of ignition in HFTDs Remote GridWLDFRWire-to-wire contactAggregated | WLDFR | HFTD - Distribution - Tier 2 - 2QU CoRE ¦ 5QU LoRE | Red Flag Warning - Small Fires | Wire-to-wire contact | Aggregated | 2059 | 5.917e-06 | 1464.9153 | 0.0086679 | 2059 | Mitigation | 0.95 | 45 | 0 | esc | 0.00097009 | 5.74e-09 | 0.00097009 | 5.74e-09
[79 empty] | WLDFR | HFTD - Distribution - Tier 3 - 3QU CoRE ¦ 4QU LoRE | Red Flag Warning - Destructive Fires | 2060 | 3.3879e-09 | 3.3879e-09 | 12670.1796 | 362.3049 | 12307.8747 | 0 | 0 | 0 | 3.4924e-06 | 4.2925e-05 | 0 | 4.2925e-05 | 4.2925e-05 | 0 | 4.2925e-05 | 0 | 3.0381e-07 | 6.6595e-07 | 0 | 6.6595e-07 | 0 | 1.3623e-07 | 1.7814e-07 | 0 | 1.7814e-07 | [12 empty] | 7.3.3.17.5 (Remote Grid) Updates to grid topology to minimize risk of ignition in HFTDs Remote GridWLDFRWire-to-wire contactAggregated | WLDFR | HFTD - Distribution - Tier 2 - 2QU CoRE ¦ 5QU LoRE | Red Flag Warning - Small Fires | Wire-to-wire contact | Aggregated | 2060 | 5.917e-06 | 1464.9153 | 0.0086679 | 2060 | Mitigation | 0.95 | 45 | 0 | esc | 0.00097009 | 5.74e-09 | 0.00097009 | 5.74e-09
[79 empty] | WLDFR | HFTD - Distribution - Tier 3 - 3QU CoRE ¦ 4QU LoRE | Red Flag Warning - Destructive Fires | 2061 | 3.3879e-09 | 3.3879e-09 | 12670.1796 | 362.3049 | 12307.8747 | 0 | 0 | 0 | 3.4924e-06 | 4.2925e-05 | 0 | 4.2925e-05 | 4.2925e-05 | 0 | 4.2925e-05 | 0 | 3.0381e-07 | 6.6595e-07 | 0 | 6.6595e-07 | 0 | 1.4259e-07 | 1.8647e-07 | 0 | 1.8647e-07 | [12 empty] | 7.3.3.17.5 (Remote Grid) Updates to grid topology to minimize risk of ignition in HFTDs Remote GridWLDFRWire-to-wire contactAggregated | WLDFR | HFTD - Distribution - Tier 2 - 2QU CoRE ¦ 5QU LoRE | Red Flag Warning - Small Fires | Wire-to-wire contact | Aggregated | 2061 | 5.917e-06 | 1464.9153 | 0.0086679 | 2061 | Mitigation | 0.95 | 45 | 0 | esc | 0.00097009 | 5.74e-09 | 0.00097009 | 5.74e-09
[79 empty] | WLDFR | HFTD - Distribution - Tier 3 - 3QU CoRE ¦ 4QU LoRE | Red Flag Warning - Destructive Fires | 2062 | 3.3879e-09 | 3.3879e-09 | 12670.1796 | 362.3049 | 12307.8747 | 0 | 0 | 0 | 3.4924e-06 | 4.2925e-05 | 0 | 4.2925e-05 | 4.2925e-05 | 0 | 4.2925e-05 | 0 | 3.0381e-07 | 6.6595e-07 | 0 | 6.6595e-07 | 0 | 1.4259e-07 | 1.8647e-07 | 0 | 1.8647e-07 | [12 empty] | 7.3.3.17.5 (Remote Grid) Updates to grid topology to minimize risk of ignition in HFTDs Remote GridWLDFRWire-to-wire contactAggregated | WLDFR | HFTD - Distribution - Tier 2 - 2QU CoRE ¦ 5QU LoRE | Red Flag Warning - Small Fires | Wire-to-wire contact | Aggregated | 2062 | 5.917e-06 | 1464.9153 | 0.0086679 | 2062 | Mitigation | 0.95 | 45 | 0 | esc | 0.00097009 | 5.74e-09 | 0.00097009 | 5.74e-09
[79 empty] | WLDFR | HFTD - Distribution - Tier 3 - 3QU CoRE ¦ 4QU LoRE | Red Flag Warning - Destructive Fires | 2063 | 3.3879e-09 | 3.3879e-09 | 13246.6313 | 384.5316 | 12862.0997 | 0 | 0 | 0 | 3.4924e-06 | 4.4878e-05 | 0 | 4.4878e-05 | 4.4878e-05 | 0 | 4.4878e-05 | 0 | 3.0381e-07 | 6.6595e-07 | 0 | 6.6595e-07 | 0 | 1.4259e-07 | 1.8647e-07 | 0 | 1.8647e-07 | [12 empty] | 7.3.3.17.5 (Remote Grid) Updates to grid topology to minimize risk of ignition in HFTDs Remote GridWLDFRWire-to-wire contactAggregated | WLDFR | HFTD - Distribution - Tier 2 - 2QU CoRE ¦ 5QU LoRE | Red Flag Warning - Small Fires | Wire-to-wire contact | Aggregated | 2063 | 5.917e-06 | 1464.9153 | 0.0086679 | 2063 | Mitigation | 0.95 | 45 | 0 | esc | 0.00097009 | 5.74e-09 | 0.00097009 | 5.74e-09
[79 empty] | WLDFR | HFTD - Distribution - Tier 3 - 3QU CoRE ¦ 4QU LoRE | Red Flag Warning - Destructive Fires | 2064 | 3.3879e-09 | 3.3879e-09 | 13246.6313 | 384.5316 | 12862.0997 | 0 | 0 | 0 | 3.4924e-06 | 4.4878e-05 | 0 | 4.4878e-05 | 4.4878e-05 | 0 | 4.4878e-05 | 0 | 3.184e-07 | 6.9794e-07 | 0 | 6.9794e-07 | 0 | 1.4259e-07 | 1.8647e-07 | 0 | 1.8647e-07 | [12 empty] | 7.3.3.17.5 (Remote Grid) Updates to grid topology to minimize risk of ignition in HFTDs Remote GridWLDFRWire-to-wire contactAggregated | WLDFR | HFTD - Distribution - Tier 2 - 2QU CoRE ¦ 5QU LoRE | Red Flag Warning - Small Fires | Wire-to-wire contact | Aggregated | 2064 | 5.917e-06 | 1464.9153 | 0.0086679 | 2064 | Mitigation | 0.95 | 45 | 0 | esc | 0.00097009 | 5.74e-09 | 0.00097009 | 5.74e-09
[79 empty] | WLDFR | HFTD - Distribution - Tier 3 - 3QU CoRE ¦ 4QU LoRE | Red Flag Warning - Destructive Fires | 2065 | 3.3879e-09 | 3.3879e-09 | 13246.6313 | 384.5316 | 12862.0997 | 0 | 0 | 0 | 3.4924e-06 | 4.4878e-05 | 0 | 4.4878e-05 | 4.4878e-05 | 0 | 4.4878e-05 | 0 | 3.184e-07 | 6.9794e-07 | 0 | 6.9794e-07 | 0 | 1.4259e-07 | 1.8647e-07 | 0 | 1.8647e-07 | [12 empty] | 7.3.3.17.5 (Remote Grid) Updates to grid topology to minimize risk of ignition in HFTDs Remote GridWLDFRWire-to-wire contactAggregated | WLDFR | HFTD - Distribution - Tier 2 - 2QU CoRE ¦ 5QU LoRE | Red Flag Warning - Small Fires | Wire-to-wire contact | Aggregated | 2065 | 5.917e-06 | 1464.9153 | 0.0086679 | 2065 | Mitigation | 0.95 | 45 | 0 | esc | 0.00097009 | 5.74e-09 | 0.00097009 | 5.74e-09
[79 empty] | WLDFR | HFTD - Distribution - Tier 3 - 3QU CoRE ¦ 4QU LoRE | Red Flag Warning - Destructive Fires | 2066 | 3.3879e-09 | 3.3879e-09 | 13246.6313 | 384.5316 | 12862.0997 | 0 | 0 | 0 | 3.4924e-06 | 4.4878e-05 | 0 | 4.4878e-05 | 4.4878e-05 | 0 | 4.4878e-05 | 0 | 3.184e-07 | 6.9794e-07 | 0 | 6.9794e-07 | 0 | 1.4904e-07 | 1.949e-07 | 0 | 1.949e-07 | [12 empty] | 7.3.3.17.5 (Remote Grid) Updates to grid topology to minimize risk of ignition in HFTDs Remote GridWLDFRWire-to-wire contactAggregated | WLDFR | HFTD - Distribution - Tier 2 - 2QU CoRE ¦ 5QU LoRE | Red Flag Warning - Small Fires | Wire-to-wire contact | Aggregated | 2066 | 5.917e-06 | 1464.9153 | 0.0086679 | 2066 | Mitigation | 0.95 | 45 | 0 | esc | 0.00097009 | 5.74e-09 | 0.00097009 | 5.74e-09
[79 empty] | WLDFR | HFTD - Distribution - Tier 3 - 3QU CoRE ¦ 4QU LoRE | Red Flag Warning - Destructive Fires | 2067 | 0 | 3.3879e-09 | 13246.6313 | 384.5316 | 12862.0997 | 0 | 0 | 0 | 3.4924e-06 | 0 | 0 | 0 | 4.4878e-05 | 0 | 4.4878e-05 | 0 | 3.184e-07 | 6.9794e-07 | 0 | 6.9794e-07 | 0 | 1.4904e-07 | 1.949e-07 | 0 | 1.949e-07 | [12 empty] | 7.3.3.17.5 (Remote Grid) Updates to grid topology to minimize risk of ignition in HFTDs Remote GridWLDFRWire-to-wire contactAggregated | WLDFR | HFTD - Distribution - Tier 2 - 2QU CoRE ¦ 5QU LoRE | Red Flag Warning - Small Fires | Wire-to-wire contact | Aggregated | 2067 | 5.917e-06 | 1464.9153 | 0.0086679 | 2067 | Mitigation | 0.95 | 45 | 0 | esc | 0 | 0 | 0.00097009 | 5.74e-09
[79 empty] | WLDFR | HFTD - Distribution - Tier 3 - 3QU CoRE ¦ 4QU LoRE | Red Flag Warning - Large Fires | 2022 | 2.3398e-08 | 0 | 5.2406 | 0.69642 | 2.942 | 1.6022 | 0 | 0 | 2.412e-05 | 1.2262e-07 | 0 | 1.2262e-07 | 0 | 0 | 0 | 0 | 3.184e-07 | 6.9794e-07 | 0 | 6.9794e-07 | 0 | 1.4904e-07 | 1.949e-07 | 0 | 1.949e-07 | [12 empty] | 7.3.3.17.5 (Remote Grid) Updates to grid topology to minimize risk of ignition in HFTDs Remote GridWLDFRContact from objectAggregated | WLDFR | HFTD - Distribution - Tier 2 - 3QU CoRE ¦ 1QU LoRE | Non-Red Flag Warning - Catastrophic Fires | Contact from object | Aggregated | 2022 | 1.5955e-06 | 489.6273 | 0.00078122 | 2022 | Mitigation | 0.95 | 45 | 0 | esc | 0.00097009 | 1.5478e-09 | 0 | 0
[79 empty] | WLDFR | HFTD - Distribution - Tier 3 - 3QU CoRE ¦ 4QU LoRE | Red Flag Warning - Large Fires | 2023 | 2.3398e-08 | 2.3398e-08 | 5.475 | 0.71896 | 3.0715 | 1.6846 | 0 | 0 | 2.412e-05 | 1.2811e-07 | 0 | 1.2811e-07 | 1.2811e-07 | 0 | 1.2811e-07 | 0 | 3.3374e-07 | 7.3157e-07 | 0 | 7.3157e-07 | 0 | 1.4904e-07 | 1.949e-07 | 0 | 1.949e-07 | [12 empty] | 7.3.3.17.5 (Remote Grid) Updates to grid topology to minimize risk of ignition in HFTDs Remote GridWLDFRContact from objectAggregated | WLDFR | HFTD - Distribution - Tier 2 - 3QU CoRE ¦ 1QU LoRE | Non-Red Flag Warning - Catastrophic Fires | Contact from object | Aggregated | 2023 | 1.5955e-06 | 489.6273 | 0.00078122 | 2023 | Mitigation | 0.95 | 45 | 0 | esc | 0.00097009 | 1.5478e-09 | 0.00097009 | 1.5478e-09
[79 empty] | WLDFR | HFTD - Distribution - Tier 3 - 3QU CoRE ¦ 4QU LoRE | Red Flag Warning - Large Fires | 2024 | 2.3398e-08 | 2.3398e-08 | 5.475 | 0.71896 | 3.0715 | 1.6846 | 0 | 0 | 2.412e-05 | 1.2811e-07 | 0 | 1.2811e-07 | 1.2811e-07 | 0 | 1.2811e-07 | 0 | 3.3374e-07 | 7.3157e-07 | 0 | 7.3157e-07 | 0 | 1.4904e-07 | 1.949e-07 | 0 | 1.949e-07 | [12 empty] | 7.3.3.17.5 (Remote Grid) Updates to grid topology to minimize risk of ignition in HFTDs Remote GridWLDFRContact from objectAggregated | WLDFR | HFTD - Distribution - Tier 2 - 3QU CoRE ¦ 1QU LoRE | Non-Red Flag Warning - Catastrophic Fires | Contact from object | Aggregated | 2024 | 1.5955e-06 | 489.6273 | 0.00078122 | 2024 | Mitigation | 0.95 | 45 | 0 | esc | 0.00097009 | 1.5478e-09 | 0.00097009 | 1.5478e-09
[79 empty] | WLDFR | HFTD - Distribution - Tier 3 - 3QU CoRE ¦ 4QU LoRE | Red Flag Warning - Large Fires | 2025 | 2.3398e-08 | 2.3398e-08 | 5.475 | 0.71896 | 3.0715 | 1.6846 | 0 | 0 | 2.412e-05 | 1.2811e-07 | 0 | 1.2811e-07 | 1.2811e-07 | 0 | 1.2811e-07 | 0 | 3.3374e-07 | 7.3157e-07 | 0 | 7.3157e-07 | 0 | 1.5549e-07 | 2.0334e-07 | 0 | 2.0334e-07 | [12 empty] | 7.3.3.17.5 (Remote Grid) Updates to grid topology to minimize risk of ignition in HFTDs Remote GridWLDFRContact from objectAggregated | WLDFR | HFTD - Distribution - Tier 2 - 3QU CoRE ¦ 1QU LoRE | Non-Red Flag Warning - Catastrophic Fires | Contact from object | Aggregated | 2025 | 1.5955e-06 | 489.6273 | 0.00078122 | 2025 | Mitigation | 0.95 | 45 | 0 | esc | 0.00097009 | 1.5478e-09 | 0.00097009 | 1.5478e-09
[79 empty] | WLDFR | HFTD - Distribution - Tier 3 - 3QU CoRE ¦ 4QU LoRE | Red Flag Warning - Large Fires | 2026 | 2.3398e-08 | 2.3398e-08 | 5.475 | 0.71896 | 3.0715 | 1.6846 | 0 | 0 | 2.412e-05 | 1.2811e-07 | 0 | 1.2811e-07 | 1.2811e-07 | 0 | 1.2811e-07 | 0 | 3.3374e-07 | 7.3157e-07 | 0 | 7.3157e-07 | 0 | 1.5549e-07 | 2.0334e-07 | 0 | 2.0334e-07 | [12 empty] | 7.3.3.17.5 (Remote Grid) Updates to grid topology to minimize risk of ignition in HFTDs Remote GridWLDFRContact from objectAggregated | WLDFR | HFTD - Distribution - Tier 2 - 3QU CoRE ¦ 1QU LoRE | Non-Red Flag Warning - Catastrophic Fires | Contact from object | Aggregated | 2026 | 1.5955e-06 | 489.6273 | 0.00078122 | 2026 | Mitigation | 0.95 | 45 | 0 | esc | 0.00097009 | 1.5478e-09 | 0.00097009 | 1.5478e-09
[79 empty] | WLDFR | HFTD - Distribution - Tier 3 - 3QU CoRE ¦ 4QU LoRE | Red Flag Warning - Large Fires | 2027 | 2.3398e-08 | 2.3398e-08 | 5.475 | 0.71896 | 3.0715 | 1.6846 | 0 | 0 | 2.412e-05 | 1.2811e-07 | 0 | 1.2811e-07 | 1.2811e-07 | 0 | 1.2811e-07 | 0 | 3.3374e-07 | 7.3157e-07 | 0 | 7.3157e-07 | 0 | 1.5549e-07 | 2.0334e-07 | 0 | 2.0334e-07 | [12 empty] | 7.3.3.17.5 (Remote Grid) Updates to grid topology to minimize risk of ignition in HFTDs Remote GridWLDFRContact from objectAggregated | WLDFR | HFTD - Distribution - Tier 2 - 3QU CoRE ¦ 1QU LoRE | Non-Red Flag Warning - Catastrophic Fires | Contact from object | Aggregated | 2027 | 1.5955e-06 | 489.6273 | 0.00078122 | 2027 | Mitigation | 0.95 | 45 | 0 | esc | 0.00097009 | 1.5478e-09 | 0.00097009 | 1.5478e-09
[79 empty] | WLDFR | HFTD - Distribution - Tier 3 - 3QU CoRE ¦ 4QU LoRE | Red Flag Warning - Large Fires | 2028 | 2.3398e-08 | 2.3398e-08 | 5.777 | 0.74734 | 3.238 | 1.7917 | 0 | 0 | 2.412e-05 | 1.3517e-07 | 0 | 1.3517e-07 | 1.3517e-07 | 0 | 1.3517e-07 | 0 | 3.4968e-07 | 7.665e-07 | 0 | 7.665e-07 | 0 | 1.5549e-07 | 2.0334e-07 | 0 | 2.0334e-07 | [12 empty] | 7.3.3.17.5 (Remote Grid) Updates to grid topology to minimize risk of ignition in HFTDs Remote GridWLDFRContact from objectAggregated | WLDFR | HFTD - Distribution - Tier 2 - 3QU CoRE ¦ 1QU LoRE | Non-Red Flag Warning - Catastrophic Fires | Contact from object | Aggregated | 2028 | 1.5955e-06 | 489.6273 | 0.00078122 | 2028 | Mitigation | 0.95 | 45 | 0 | esc | 0.00097009 | 1.5478e-09 | 0.00097009 | 1.5478e-09
[79 empty] | WLDFR | HFTD - Distribution - Tier 3 - 3QU CoRE ¦ 4QU LoRE | Red Flag Warning - Large Fires | 2029 | 2.3398e-08 | 2.3398e-08 | 5.777 | 0.74734 | 3.238 | 1.7917 | 0 | 0 | 2.412e-05 | 1.3517e-07 | 0 | 1.3517e-07 | 1.3517e-07 | 0 | 1.3517e-07 | 0 | 3.4968e-07 | 7.665e-07 | 0 | 7.665e-07 | 0 | 0 | 2.0334e-07 | 0 | 2.0334e-07 | [12 empty] | 7.3.3.17.5 (Remote Grid) Updates to grid topology to minimize risk of ignition in HFTDs Remote GridWLDFRContact from objectAggregated | WLDFR | HFTD - Distribution - Tier 2 - 3QU CoRE ¦ 1QU LoRE | Non-Red Flag Warning - Catastrophic Fires | Contact from object | Aggregated | 2029 | 1.5955e-06 | 489.6273 | 0.00078122 | 2029 | Mitigation | 0.95 | 45 | 0 | esc | 0.00097009 | 1.5478e-09 | 0.00097009 | 1.5478e-09
[79 empty] | WLDFR | HFTD - Distribution - Tier 3 - 3QU CoRE ¦ 4QU LoRE | Red Flag Warning - Large Fires | 2030 | 2.3398e-08 | 2.3398e-08 | 5.777 | 0.74734 | 3.238 | 1.7917 | 0 | 0 | 2.412e-05 | 1.3517e-07 | 0 | 1.3517e-07 | 1.3517e-07 | 0 | 1.3517e-07 | 0 | 3.4968e-07 | 7.665e-07 | 0 | 7.665e-07 | 0 | 0 | 0 | 0 | 0 | [12 empty] | 7.3.3.17.5 (Remote Grid) Updates to grid topology to minimize risk of ignition in HFTDs Remote GridWLDFRContact from objectAggregated | WLDFR | HFTD - Distribution - Tier 2 - 3QU CoRE ¦ 1QU LoRE | Non-Red Flag Warning - Catastrophic Fires | Contact from object | Aggregated | 2030 | 1.5955e-06 | 489.6273 | 0.00078122 | 2030 | Mitigation | 0.95 | 45 | 0 | esc | 0.00097009 | 1.5478e-09 | 0.00097009 | 1.5478e-09
[79 empty] | WLDFR | HFTD - Distribution - Tier 3 - 3QU CoRE ¦ 4QU LoRE | Red Flag Warning - Large Fires | 2031 | 2.3398e-08 | 2.3398e-08 | 5.777 | 0.74734 | 3.238 | 1.7917 | 0 | 0 | 2.412e-05 | 1.3517e-07 | 0 | 1.3517e-07 | 1.3517e-07 | 0 | 1.3517e-07 | 0 | 3.4968e-07 | 7.665e-07 | 0 | 7.665e-07 | 0 | 0 | 0 | 0 | 0 | [12 empty] | 7.3.3.17.5 (Remote Grid) Updates to grid topology to minimize risk of ignition in HFTDs Remote GridWLDFRContact from objectAggregated | WLDFR | HFTD - Distribution - Tier 2 - 3QU CoRE ¦ 1QU LoRE | Non-Red Flag Warning - Catastrophic Fires | Contact from object | Aggregated | 2031 | 1.5955e-06 | 489.6273 | 0.00078122 | 2031 | Mitigation | 0.95 | 45 | 0 | esc | 0.00097009 | 1.5478e-09 | 0.00097009 | 1.5478e-09
[79 empty] | WLDFR | HFTD - Distribution - Tier 3 - 3QU CoRE ¦ 4QU LoRE | Red Flag Warning - Large Fires | 2032 | 2.3398e-08 | 2.3398e-08 | 5.777 | 0.74734 | 3.238 | 1.7917 | 0 | 0 | 2.412e-05 | 1.3517e-07 | 0 | 1.3517e-07 | 1.3517e-07 | 0 | 1.3517e-07 | 0 | 3.4968e-07 | 7.665e-07 | 0 | 7.665e-07 | 0 | 4.5759e-08 | 0 | 0 | 0 | [12 empty] | 7.3.3.17.5 (Remote Grid) Updates to grid topology to minimize risk of ignition in HFTDs Remote GridWLDFRContact from objectAggregated | WLDFR | HFTD - Distribution - Tier 2 - 3QU CoRE ¦ 1QU LoRE | Non-Red Flag Warning - Catastrophic Fires | Contact from object | Aggregated | 2032 | 1.5955e-06 | 489.6273 | 0.00078122 | 2032 | Mitigation | 0.95 | 45 | 0 | esc | 0.00097009 | 1.5478e-09 | 0.00097009 | 1.5478e-09
[79 empty] | WLDFR | HFTD - Distribution - Tier 3 - 3QU CoRE ¦ 4QU LoRE | Red Flag Warning - Large Fires | 2033 | 2.3398e-08 | 2.3398e-08 | 6.1205 | 0.77885 | 3.4265 | 1.9151 | 0 | 0 | 2.412e-05 | 1.4321e-07 | 0 | 1.4321e-07 | 1.4321e-07 | 0 | 1.4321e-07 | 0 | 3.6602e-07 | 8.0232e-07 | 0 | 8.0232e-07 | 0 | 4.7392e-08 | 6.1974e-08 | 0 | 6.1974e-08 | [12 empty] | 7.3.3.17.5 (Remote Grid) Updates to grid topology to minimize risk of ignition in HFTDs Remote GridWLDFRContact from objectAggregated | WLDFR | HFTD - Distribution - Tier 2 - 3QU CoRE ¦ 1QU LoRE | Non-Red Flag Warning - Catastrophic Fires | Contact from object | Aggregated | 2033 | 1.5955e-06 | 489.6273 | 0.00078122 | 2033 | Mitigation | 0.95 | 45 | 0 | esc | 0.00097009 | 1.5478e-09 | 0.00097009 | 1.5478e-09
[79 empty] | WLDFR | HFTD - Distribution - Tier 3 - 3QU CoRE ¦ 4QU LoRE | Red Flag Warning - Large Fires | 2034 | 2.3398e-08 | 2.3398e-08 | 6.1205 | 0.77885 | 3.4265 | 1.9151 | 0 | 0 | 2.412e-05 | 1.4321e-07 | 0 | 1.4321e-07 | 1.4321e-07 | 0 | 1.4321e-07 | 0 | 3.6602e-07 | 8.0232e-07 | 0 | 8.0232e-07 | 0 | 4.7392e-08 | 6.1974e-08 | 0 | 6.1974e-08 | [12 empty] | 7.3.3.17.5 (Remote Grid) Updates to grid topology to minimize risk of ignition in HFTDs Remote GridWLDFRContact from objectAggregated | WLDFR | HFTD - Distribution - Tier 2 - 3QU CoRE ¦ 1QU LoRE | Non-Red Flag Warning - Catastrophic Fires | Contact from object | Aggregated | 2034 | 1.5955e-06 | 489.6273 | 0.00078122 | 2034 | Mitigation | 0.95 | 45 | 0 | esc | 0.00097009 | 1.5478e-09 | 0.00097009 | 1.5478e-09
[79 empty] | WLDFR | HFTD - Distribution - Tier 3 - 3QU CoRE ¦ 4QU LoRE | Red Flag Warning - Large Fires | 2035 | 2.3398e-08 | 2.3398e-08 | 6.1205 | 0.77885 | 3.4265 | 1.9151 | 0 | 0 | 2.412e-05 | 1.4321e-07 | 0 | 1.4321e-07 | 1.4321e-07 | 0 | 1.4321e-07 | 0 | 3.6602e-07 | 8.0232e-07 | 0 | 8.0232e-07 | 0 | 4.7392e-08 | 6.1974e-08 | 0 | 6.1974e-08 | [12 empty] | 7.3.3.17.5 (Remote Grid) Updates to grid topology to minimize risk of ignition in HFTDs Remote GridWLDFRContact from objectAggregated | WLDFR | HFTD - Distribution - Tier 2 - 3QU CoRE ¦ 1QU LoRE | Non-Red Flag Warning - Catastrophic Fires | Contact from object | Aggregated | 2035 | 1.5955e-06 | 489.6273 | 0.00078122 | 2035 | Mitigation | 0.95 | 45 | 0 | esc | 0.00097009 | 1.5478e-09 | 0.00097009 | 1.5478e-09
[79 empty] | WLDFR | HFTD - Distribution - Tier 3 - 3QU CoRE ¦ 4QU LoRE | Red Flag Warning - Large Fires | 2036 | 2.3398e-08 | 2.3398e-08 | 6.1205 | 0.77885 | 3.4265 | 1.9151 | 0 | 0 | 2.412e-05 | 1.4321e-07 | 0 | 1.4321e-07 | 1.4321e-07 | 0 | 1.4321e-07 | 0 | 3.6602e-07 | 8.0232e-07 | 0 | 8.0232e-07 | 0 | 4.7392e-08 | 6.1974e-08 | 0 | 6.1974e-08 | [12 empty] | 7.3.3.17.5 (Remote Grid) Updates to grid topology to minimize risk of ignition in HFTDs Remote GridWLDFRContact from objectAggregated | WLDFR | HFTD - Distribution - Tier 2 - 3QU CoRE ¦ 1QU LoRE | Non-Red Flag Warning - Catastrophic Fires | Contact from object | Aggregated | 2036 | 1.5955e-06 | 489.6273 | 0.00078122 | 2036 | Mitigation | 0.95 | 45 | 0 | esc | 0.00097009 | 1.5478e-09 | 0.00097009 | 1.5478e-09
[79 empty] | WLDFR | HFTD - Distribution - Tier 3 - 3QU CoRE ¦ 4QU LoRE | Red Flag Warning - Large Fires | 2037 | 2.3398e-08 | 2.3398e-08 | 6.1205 | 0.77885 | 3.4265 | 1.9151 | 0 | 0 | 2.412e-05 | 1.4321e-07 | 0 | 1.4321e-07 | 1.4321e-07 | 0 | 1.4321e-07 | 0 | 3.6602e-07 | 8.0232e-07 | 0 | 8.0232e-07 | 0 | 4.7392e-08 | 6.1974e-08 | 0 | 6.1974e-08 | [12 empty] | 7.3.3.17.5 (Remote Grid) Updates to grid topology to minimize risk of ignition in HFTDs Remote GridWLDFRContact from objectAggregated | WLDFR | HFTD - Distribution - Tier 2 - 3QU CoRE ¦ 1QU LoRE | Non-Red Flag Warning - Catastrophic Fires | Contact from object | Aggregated | 2037 | 1.5955e-06 | 489.6273 | 0.00078122 | 2037 | Mitigation | 0.95 | 45 | 0 | esc | 0.00097009 | 1.5478e-09 | 0.00097009 | 1.5478e-09
[79 empty] | WLDFR | HFTD - Distribution - Tier 3 - 3QU CoRE ¦ 4QU LoRE | Red Flag Warning - Large Fires | 2038 | 2.3398e-08 | 2.3398e-08 | 6.5028 | 0.81304 | 3.6355 | 2.0543 | 0 | 0 | 2.412e-05 | 1.5215e-07 | 0 | 1.5215e-07 | 1.5215e-07 | 0 | 1.5215e-07 | 0 | 3.8257e-07 | 8.3861e-07 | 0 | 8.3861e-07 | 0 | 4.9448e-08 | 6.4662e-08 | 0 | 6.4662e-08 | [12 empty] | 7.3.3.17.5 (Remote Grid) Updates to grid topology to minimize risk of ignition in HFTDs Remote GridWLDFRContact from objectAggregated | WLDFR | HFTD - Distribution - Tier 2 - 3QU CoRE ¦ 1QU LoRE | Non-Red Flag Warning - Catastrophic Fires | Contact from object | Aggregated | 2038 | 1.5955e-06 | 489.6273 | 0.00078122 | 2038 | Mitigation | 0.95 | 45 | 0 | esc | 0.00097009 | 1.5478e-09 | 0.00097009 | 1.5478e-09
[79 empty] | WLDFR | HFTD - Distribution - Tier 3 - 3QU CoRE ¦ 4QU LoRE | Red Flag Warning - Large Fires | 2039 | 2.3398e-08 | 2.3398e-08 | 6.5028 | 0.81304 | 3.6355 | 2.0543 | 0 | 0 | 2.412e-05 | 1.5215e-07 | 0 | 1.5215e-07 | 1.5215e-07 | 0 | 1.5215e-07 | 0 | 3.8257e-07 | 8.3861e-07 | 0 | 8.3861e-07 | 0 | 4.9448e-08 | 6.4662e-08 | 0 | 6.4662e-08 | [12 empty] | 7.3.3.17.5 (Remote Grid) Updates to grid topology to minimize risk of ignition in HFTDs Remote GridWLDFRContact from objectAggregated | WLDFR | HFTD - Distribution - Tier 2 - 3QU CoRE ¦ 1QU LoRE | Non-Red Flag Warning - Catastrophic Fires | Contact from object | Aggregated | 2039 | 1.5955e-06 | 489.6273 | 0.00078122 | 2039 | Mitigation | 0.95 | 45 | 0 | esc | 0.00097009 | 1.5478e-09 | 0.00097009 | 1.5478e-09
[79 empty] | WLDFR | HFTD - Distribution - Tier 3 - 3QU CoRE ¦ 4QU LoRE | Red Flag Warning - Large Fires | 2040 | 2.3398e-08 | 2.3398e-08 | 6.5028 | 0.81304 | 3.6355 | 2.0543 | 0 | 0 | 2.412e-05 | 1.5215e-07 | 0 | 1.5215e-07 | 1.5215e-07 | 0 | 1.5215e-07 | 0 | 3.8257e-07 | 8.3861e-07 | 0 | 8.3861e-07 | 0 | 4.9448e-08 | 6.4662e-08 | 0 | 6.4662e-08 | [12 empty] | 7.3.3.17.5 (Remote Grid) Updates to grid topology to minimize risk of ignition in HFTDs Remote GridWLDFRContact from objectAggregated | WLDFR | HFTD - Distribution - Tier 2 - 3QU CoRE ¦ 1QU LoRE | Non-Red Flag Warning - Catastrophic Fires | Contact from object | Aggregated | 2040 | 1.5955e-06 | 489.6273 | 0.00078122 | 2040 | Mitigation | 0.95 | 45 | 0 | esc | 0.00097009 | 1.5478e-09 | 0.00097009 | 1.5478e-09
[79 empty] | WLDFR | HFTD - Distribution - Tier 3 - 3QU CoRE ¦ 4QU LoRE | Red Flag Warning - Large Fires | 2041 | 2.3398e-08 | 2.3398e-08 | 6.5028 | 0.81304 | 3.6355 | 2.0543 | 0 | 0 | 2.412e-05 | 1.5215e-07 | 0 | 1.5215e-07 | 1.5215e-07 | 0 | 1.5215e-07 | 0 | 0 | 8.3861e-07 | 0 | 8.3861e-07 | 0 | 4.9448e-08 | 6.4662e-08 | 0 | 6.4662e-08 | [12 empty] | 7.3.3.17.5 (Remote Grid) Updates to grid topology to minimize risk of ignition in HFTDs Remote GridWLDFRContact from objectAggregated | WLDFR | HFTD - Distribution - Tier 2 - 3QU CoRE ¦ 1QU LoRE | Non-Red Flag Warning - Catastrophic Fires | Contact from object | Aggregated | 2041 | 1.5955e-06 | 489.6273 | 0.00078122 | 2041 | Mitigation | 0.95 | 45 | 0 | esc | 0.00097009 | 1.5478e-09 | 0.00097009 | 1.5478e-09
[79 empty] | WLDFR | HFTD - Distribution - Tier 3 - 3QU CoRE ¦ 4QU LoRE | Red Flag Warning - Large Fires | 2042 | 2.3398e-08 | 2.3398e-08 | 6.5028 | 0.81304 | 3.6355 | 2.0543 | 0 | 0 | 2.412e-05 | 1.5215e-07 | 0 | 1.5215e-07 | 1.5215e-07 | 0 | 1.5215e-07 | 0 | 0 | 0 | 0 | 0 | 0 | 4.9448e-08 | 6.4662e-08 | 0 | 6.4662e-08 | [12 empty] | 7.3.3.17.5 (Remote Grid) Updates to grid topology to minimize risk of ignition in HFTDs Remote GridWLDFRContact from objectAggregated | WLDFR | HFTD - Distribution - Tier 2 - 3QU CoRE ¦ 1QU LoRE | Non-Red Flag Warning - Catastrophic Fires | Contact from object | Aggregated | 2042 | 1.5955e-06 | 489.6273 | 0.00078122 | 2042 | Mitigation | 0.95 | 45 | 0 | esc | 0.00097009 | 1.5478e-09 | 0.00097009 | 1.5478e-09
[79 empty] | WLDFR | HFTD - Distribution - Tier 3 - 3QU CoRE ¦ 4QU LoRE | Red Flag Warning - Large Fires | 2043 | 2.3398e-08 | 2.3398e-08 | 6.9209 | 0.84944 | 3.8632 | 2.2083 | 0 | 0 | 2.412e-05 | 1.6194e-07 | 0 | 1.6194e-07 | 1.6194e-07 | 0 | 1.6194e-07 | 0 | 8.4927e-05 | 0 | 0 | 0 | 0 | 5.1731e-08 | 6.7648e-08 | 0 | 6.7648e-08 | [12 empty] | 7.3.3.17.5 (Remote Grid) Updates to grid topology to minimize risk of ignition in HFTDs Remote GridWLDFRContact from objectAggregated | WLDFR | HFTD - Distribution - Tier 2 - 3QU CoRE ¦ 1QU LoRE | Non-Red Flag Warning - Catastrophic Fires | Contact from object | Aggregated | 2043 | 1.5955e-06 | 489.6273 | 0.00078122 | 2043 | Mitigation | 0.95 | 45 | 0 | esc | 0.00097009 | 1.5478e-09 | 0.00097009 | 1.5478e-09
[79 empty] | WLDFR | HFTD - Distribution - Tier 3 - 3QU CoRE ¦ 4QU LoRE | Red Flag Warning - Large Fires | 2044 | 2.3398e-08 | 2.3398e-08 | 6.9209 | 0.84944 | 3.8632 | 2.2083 | 0 | 0 | 2.412e-05 | 1.6194e-07 | 0 | 1.6194e-07 | 1.6194e-07 | 0 | 1.6194e-07 | 0 | 8.804e-05 | 0.00019299 | 0 | 0.00019299 | 0 | 5.1731e-08 | 6.7648e-08 | 0 | 6.7648e-08 | [12 empty] | 7.3.3.17.5 (Remote Grid) Updates to grid topology to minimize risk of ignition in HFTDs Remote GridWLDFRContact from objectAggregated | WLDFR | HFTD - Distribution - Tier 2 - 3QU CoRE ¦ 1QU LoRE | Non-Red Flag Warning - Catastrophic Fires | Contact from object | Aggregated | 2044 | 1.5955e-06 | 489.6273 | 0.00078122 | 2044 | Mitigation | 0.95 | 45 | 0 | esc | 0.00097009 | 1.5478e-09 | 0.00097009 | 1.5478e-09
[79 empty] | WLDFR | HFTD - Distribution - Tier 3 - 3QU CoRE ¦ 4QU LoRE | Red Flag Warning - Large Fires | 2045 | 2.3398e-08 | 2.3398e-08 | 6.9209 | 0.84944 | 3.8632 | 2.2083 | 0 | 0 | 2.412e-05 | 1.6194e-07 | 0 | 1.6194e-07 | 1.6194e-07 | 0 | 1.6194e-07 | 0 | 8.804e-05 | 0.00019299 | 0 | 0.00019299 | 0 | 5.1731e-08 | 6.7648e-08 | 0 | 6.7648e-08 | [12 empty] | 7.3.3.17.5 (Remote Grid) Updates to grid topology to minimize risk of ignition in HFTDs Remote GridWLDFRContact from objectAggregated | WLDFR | HFTD - Distribution - Tier 2 - 3QU CoRE ¦ 1QU LoRE | Non-Red Flag Warning - Catastrophic Fires | Contact from object | Aggregated | 2045 | 1.5955e-06 | 489.6273 | 0.00078122 | 2045 | Mitigation | 0.95 | 45 | 0 | esc | 0.00097009 | 1.5478e-09 | 0.00097009 | 1.5478e-09
[79 empty] | WLDFR | HFTD - Distribution - Tier 3 - 3QU CoRE ¦ 4QU LoRE | Red Flag Warning - Large Fires | 2046 | 2.3398e-08 | 2.3398e-08 | 6.9209 | 0.84944 | 3.8632 | 2.2083 | 0 | 0 | 2.412e-05 | 1.6194e-07 | 0 | 1.6194e-07 | 1.6194e-07 | 0 | 1.6194e-07 | 0 | 8.804e-05 | 0.00019299 | 0 | 0.00019299 | 0 | 5.1731e-08 | 6.7648e-08 | 0 | 6.7648e-08 | [12 empty] | 7.3.3.17.5 (Remote Grid) Updates to grid topology to minimize risk of ignition in HFTDs Remote GridWLDFRContact from objectAggregated | WLDFR | HFTD - Distribution - Tier 2 - 3QU CoRE ¦ 1QU LoRE | Non-Red Flag Warning - Catastrophic Fires | Contact from object | Aggregated | 2046 | 1.5955e-06 | 489.6273 | 0.00078122 | 2046 | Mitigation | 0.95 | 45 | 0 | esc | 0.00097009 | 1.5478e-09 | 0.00097009 | 1.5478e-09
[79 empty] | WLDFR | HFTD - Distribution - Tier 3 - 3QU CoRE ¦ 4QU LoRE | Red Flag Warning - Large Fires | 2047 | 2.3398e-08 | 2.3398e-08 | 6.9209 | 0.84944 | 3.8632 | 2.2083 | 0 | 0 | 2.412e-05 | 1.6194e-07 | 0 | 1.6194e-07 | 1.6194e-07 | 0 | 1.6194e-07 | 0 | 8.804e-05 | 0.00019299 | 0 | 0.00019299 | 0 | 5.1731e-08 | 6.7648e-08 | 0 | 6.7648e-08 | [12 empty] | 7.3.3.17.5 (Remote Grid) Updates to grid topology to minimize risk of ignition in HFTDs Remote GridWLDFRContact from objectAggregated | WLDFR | HFTD - Distribution - Tier 2 - 3QU CoRE ¦ 1QU LoRE | Non-Red Flag Warning - Catastrophic Fires | Contact from object | Aggregated | 2047 | 1.5955e-06 | 489.6273 | 0.00078122 | 2047 | Mitigation | 0.95 | 45 | 0 | esc | 0.00097009 | 1.5478e-09 | 0.00097009 | 1.5478e-09
[79 empty] | WLDFR | HFTD - Distribution - Tier 3 - 3QU CoRE ¦ 4QU LoRE | Red Flag Warning - Large Fires | 2048 | 2.3398e-08 | 2.3398e-08 | 7.3713 | 0.88759 | 4.1075 | 2.3763 | 0 | 0 | 2.412e-05 | 1.7248e-07 | 0 | 1.7248e-07 | 1.7248e-07 | 0 | 1.7248e-07 | 0 | 8.804e-05 | 0.00019299 | 0 | 0.00019299 | 0 | 5.4208e-08 | 7.0887e-08 | 0 | 7.0887e-08 | [12 empty] | 7.3.3.17.5 (Remote Grid) Updates to grid topology to minimize risk of ignition in HFTDs Remote GridWLDFRContact from objectAggregated | WLDFR | HFTD - Distribution - Tier 2 - 3QU CoRE ¦ 1QU LoRE | Non-Red Flag Warning - Catastrophic Fires | Contact from object | Aggregated | 2048 | 1.5955e-06 | 489.6273 | 0.00078122 | 2048 | Mitigation | 0.95 | 45 | 0 | esc | 0.00097009 | 1.5478e-09 | 0.00097009 | 1.5478e-09
[79 empty] | WLDFR | HFTD - Distribution - Tier 3 - 3QU CoRE ¦ 4QU LoRE | Red Flag Warning - Large Fires | 2049 | 2.3398e-08 | 2.3398e-08 | 7.3713 | 0.88759 | 4.1075 | 2.3763 | 0 | 0 | 2.412e-05 | 1.7248e-07 | 0 | 1.7248e-07 | 1.7248e-07 | 0 | 1.7248e-07 | 0 | 9.1963e-05 | 0.00020158 | 0 | 0.00020158 | 0 | 5.4208e-08 | 7.0887e-08 | 0 | 7.0887e-08 | [12 empty] | 7.3.3.17.5 (Remote Grid) Updates to grid topology to minimize risk of ignition in HFTDs Remote GridWLDFRContact from objectAggregated | WLDFR | HFTD - Distribution - Tier 2 - 3QU CoRE ¦ 1QU LoRE | Non-Red Flag Warning - Catastrophic Fires | Contact from object | Aggregated | 2049 | 1.5955e-06 | 489.6273 | 0.00078122 | 2049 | Mitigation | 0.95 | 45 | 0 | esc | 0.00097009 | 1.5478e-09 | 0.00097009 | 1.5478e-09
[79 empty] | WLDFR | HFTD - Distribution - Tier 3 - 3QU CoRE ¦ 4QU LoRE | Red Flag Warning - Large Fires | 2050 | 2.3398e-08 | 2.3398e-08 | 7.3713 | 0.88759 | 4.1075 | 2.3763 | 0 | 0 | 2.412e-05 | 1.7248e-07 | 0 | 1.7248e-07 | 1.7248e-07 | 0 | 1.7248e-07 | 0 | 9.1963e-05 | 0.00020158 | 0 | 0.00020158 | 0 | 5.4208e-08 | 7.0887e-08 | 0 | 7.0887e-08 | [12 empty] | 7.3.3.17.5 (Remote Grid) Updates to grid topology to minimize risk of ignition in HFTDs Remote GridWLDFRContact from objectAggregated | WLDFR | HFTD - Distribution - Tier 2 - 3QU CoRE ¦ 1QU LoRE | Non-Red Flag Warning - Catastrophic Fires | Contact from object | Aggregated | 2050 | 1.5955e-06 | 489.6273 | 0.00078122 | 2050 | Mitigation | 0.95 | 45 | 0 | esc | 0.00097009 | 1.5478e-09 | 0.00097009 | 1.5478e-09
[79 empty] | WLDFR | HFTD - Distribution - Tier 3 - 3QU CoRE ¦ 4QU LoRE | Red Flag Warning - Large Fires | 2051 | 2.3398e-08 | 2.3398e-08 | 7.3713 | 0.88759 | 4.1075 | 2.3763 | 0 | 0 | 2.412e-05 | 1.7248e-07 | 0 | 1.7248e-07 | 1.7248e-07 | 0 | 1.7248e-07 | 0 | 9.1963e-05 | 0.00020158 | 0 | 0.00020158 | 0 | 5.4208e-08 | 7.0887e-08 | 0 | 7.0887e-08 | [12 empty] | 7.3.3.17.5 (Remote Grid) Updates to grid topology to minimize risk of ignition in HFTDs Remote GridWLDFRContact from objectAggregated | WLDFR | HFTD - Distribution - Tier 2 - 3QU CoRE ¦ 1QU LoRE | Non-Red Flag Warning - Catastrophic Fires | Contact from object | Aggregated | 2051 | 1.5955e-06 | 489.6273 | 0.00078122 | 2051 | Mitigation | 0.95 | 45 | 0 | esc | 0.00097009 | 1.5478e-09 | 0.00097009 | 1.5478e-09
[79 empty] | WLDFR | HFTD - Distribution - Tier 3 - 3QU CoRE ¦ 4QU LoRE | Red Flag Warning - Large Fires | 2052 | 2.3398e-08 | 2.3398e-08 | 7.3713 | 0.88759 | 4.1075 | 2.3763 | 0 | 0 | 2.412e-05 | 1.7248e-07 | 0 | 1.7248e-07 | 1.7248e-07 | 0 | 1.7248e-07 | 0 | 9.1963e-05 | 0.00020158 | 0 | 0.00020158 | 0 | 5.4208e-08 | 7.0887e-08 | 0 | 7.0887e-08 | [12 empty] | 7.3.3.17.5 (Remote Grid) Updates to grid topology to minimize risk of ignition in HFTDs Remote GridWLDFRContact from objectAggregated | WLDFR | HFTD - Distribution - Tier 2 - 3QU CoRE ¦ 1QU LoRE | Non-Red Flag Warning - Catastrophic Fires | Contact from object | Aggregated | 2052 | 1.5955e-06 | 489.6273 | 0.00078122 | 2052 | Mitigation | 0.95 | 45 | 0 | esc | 0.00097009 | 1.5478e-09 | 0.00097009 | 1.5478e-09
[79 empty] | WLDFR | HFTD - Distribution - Tier 3 - 3QU CoRE ¦ 4QU LoRE | Red Flag Warning - Large Fires | 2053 | 2.3398e-08 | 2.3398e-08 | 7.8503 | 0.92702 | 4.3664 | 2.5569 | 0 | 0 | 2.412e-05 | 1.8368e-07 | 0 | 1.8368e-07 | 1.8368e-07 | 0 | 1.8368e-07 | 0 | 9.1963e-05 | 0.00020158 | 0 | 0.00020158 | 0 | 5.6845e-08 | 7.4336e-08 | 0 | 7.4336e-08 | [12 empty] | 7.3.3.17.5 (Remote Grid) Updates to grid topology to minimize risk of ignition in HFTDs Remote GridWLDFRContact from objectAggregated | WLDFR | HFTD - Distribution - Tier 2 - 3QU CoRE ¦ 1QU LoRE | Non-Red Flag Warning - Catastrophic Fires | Contact from object | Aggregated | 2053 | 1.5955e-06 | 489.6273 | 0.00078122 | 2053 | Mitigation | 0.95 | 45 | 0 | esc | 0.00097009 | 1.5478e-09 | 0.00097009 | 1.5478e-09
[79 empty] | WLDFR | HFTD - Distribution - Tier 3 - 3QU CoRE ¦ 4QU LoRE | Red Flag Warning - Large Fires | 2054 | 2.3398e-08 | 2.3398e-08 | 7.8503 | 0.92702 | 4.3664 | 2.5569 | 0 | 0 | 2.412e-05 | 1.8368e-07 | 0 | 1.8368e-07 | 1.8368e-07 | 0 | 1.8368e-07 | 0 | 9.6322e-05 | 0.00021114 | 0 | 0.00021114 | 0 | 5.6845e-08 | 7.4336e-08 | 0 | 7.4336e-08 | [12 empty] | 7.3.3.17.5 (Remote Grid) Updates to grid topology to minimize risk of ignition in HFTDs Remote GridWLDFRContact from objectAggregated | WLDFR | HFTD - Distribution - Tier 2 - 3QU CoRE ¦ 1QU LoRE | Non-Red Flag Warning - Catastrophic Fires | Contact from object | Aggregated | 2054 | 1.5955e-06 | 489.6273 | 0.00078122 | 2054 | Mitigation | 0.95 | 45 | 0 | esc | 0.00097009 | 1.5478e-09 | 0.00097009 | 1.5478e-09
[79 empty] | WLDFR | HFTD - Distribution - Tier 3 - 3QU CoRE ¦ 4QU LoRE | Red Flag Warning - Large Fires | 2055 | 2.3398e-08 | 2.3398e-08 | 7.8503 | 0.92702 | 4.3664 | 2.5569 | 0 | 0 | 2.412e-05 | 1.8368e-07 | 0 | 1.8368e-07 | 1.8368e-07 | 0 | 1.8368e-07 | 0 | 9.6322e-05 | 0.00021114 | 0 | 0.00021114 | 0 | 5.6845e-08 | 7.4336e-08 | 0 | 7.4336e-08 | [12 empty] | 7.3.3.17.5 (Remote Grid) Updates to grid topology to minimize risk of ignition in HFTDs Remote GridWLDFRContact from objectAggregated | WLDFR | HFTD - Distribution - Tier 2 - 3QU CoRE ¦ 1QU LoRE | Non-Red Flag Warning - Catastrophic Fires | Contact from object | Aggregated | 2055 | 1.5955e-06 | 489.6273 | 0.00078122 | 2055 | Mitigation | 0.95 | 45 | 0 | esc | 0.00097009 | 1.5478e-09 | 0.00097009 | 1.5478e-09
[79 empty] | WLDFR | HFTD - Distribution - Tier 3 - 3QU CoRE ¦ 4QU LoRE | Red Flag Warning - Large Fires | 2056 | 2.3398e-08 | 2.3398e-08 | 7.8503 | 0.92702 | 4.3664 | 2.5569 | 0 | 0 | 2.412e-05 | 1.8368e-07 | 0 | 1.8368e-07 | 1.8368e-07 | 0 | 1.8368e-07 | 0 | 9.6322e-05 | 0.00021114 | 0 | 0.00021114 | 0 | 5.6845e-08 | 7.4336e-08 | 0 | 7.4336e-08 | [12 empty] | 7.3.3.17.5 (Remote Grid) Updates to grid topology to minimize risk of ignition in HFTDs Remote GridWLDFRContact from objectAggregated | WLDFR | HFTD - Distribution - Tier 2 - 3QU CoRE ¦ 1QU LoRE | Non-Red Flag Warning - Catastrophic Fires | Contact from object | Aggregated | 2056 | 1.5955e-06 | 489.6273 | 0.00078122 | 2056 | Mitigation | 0.95 | 45 | 0 | esc | 0.00097009 | 1.5478e-09 | 0.00097009 | 1.5478e-09
[79 empty] | WLDFR | HFTD - Distribution - Tier 3 - 3QU CoRE ¦ 4QU LoRE | Red Flag Warning - Large Fires | 2057 | 2.3398e-08 | 2.3398e-08 | 7.8503 | 0.92702 | 4.3664 | 2.5569 | 0 | 0 | 2.412e-05 | 1.8368e-07 | 0 | 1.8368e-07 | 1.8368e-07 | 0 | 1.8368e-07 | 0 | 9.6322e-05 | 0.00021114 | 0 | 0.00021114 | 0 | 5.6845e-08 | 7.4336e-08 | 0 | 7.4336e-08 | [12 empty] | 7.3.3.17.5 (Remote Grid) Updates to grid topology to minimize risk of ignition in HFTDs Remote GridWLDFRContact from objectAggregated | WLDFR | HFTD - Distribution - Tier 2 - 3QU CoRE ¦ 1QU LoRE | Non-Red Flag Warning - Catastrophic Fires | Contact from object | Aggregated | 2057 | 1.5955e-06 | 489.6273 | 0.00078122 | 2057 | Mitigation | 0.95 | 45 | 0 | esc | 0.00097009 | 1.5478e-09 | 0.00097009 | 1.5478e-09
[79 empty] | WLDFR | HFTD - Distribution - Tier 3 - 3QU CoRE ¦ 4QU LoRE | Red Flag Warning - Large Fires | 2058 | 2.3398e-08 | 2.3398e-08 | 8.3524 | 0.96727 | 4.6367 | 2.7484 | 0 | 0 | 2.412e-05 | 1.9543e-07 | 0 | 1.9543e-07 | 1.9543e-07 | 0 | 1.9543e-07 | 0 | 9.6322e-05 | 0.00021114 | 0 | 0.00021114 | 0 | 5.9608e-08 | 7.7949e-08 | 0 | 7.7949e-08 | [12 empty] | 7.3.3.17.5 (Remote Grid) Updates to grid topology to minimize risk of ignition in HFTDs Remote GridWLDFRContact from objectAggregated | WLDFR | HFTD - Distribution - Tier 2 - 3QU CoRE ¦ 1QU LoRE | Non-Red Flag Warning - Catastrophic Fires | Contact from object | Aggregated | 2058 | 1.5955e-06 | 489.6273 | 0.00078122 | 2058 | Mitigation | 0.95 | 45 | 0 | esc | 0.00097009 | 1.5478e-09 | 0.00097009 | 1.5478e-09
[79 empty] | WLDFR | HFTD - Distribution - Tier 3 - 3QU CoRE ¦ 4QU LoRE | Red Flag Warning - Large Fires | 2059 | 2.3398e-08 | 2.3398e-08 | 8.3524 | 0.96727 | 4.6367 | 2.7484 | 0 | 0 | 2.412e-05 | 1.9543e-07 | 0 | 1.9543e-07 | 1.9543e-07 | 0 | 1.9543e-07 | 0 | 0.00010105 | 0.00022151 | 0 | 0.00022151 | 0 | 5.9608e-08 | 7.7949e-08 | 0 | 7.7949e-08 | [12 empty] | 7.3.3.17.5 (Remote Grid) Updates to grid topology to minimize risk of ignition in HFTDs Remote GridWLDFRContact from objectAggregated | WLDFR | HFTD - Distribution - Tier 2 - 3QU CoRE ¦ 1QU LoRE | Non-Red Flag Warning - Catastrophic Fires | Contact from object | Aggregated | 2059 | 1.5955e-06 | 489.6273 | 0.00078122 | 2059 | Mitigation | 0.95 | 45 | 0 | esc | 0.00097009 | 1.5478e-09 | 0.00097009 | 1.5478e-09
[79 empty] | WLDFR | HFTD - Distribution - Tier 3 - 3QU CoRE ¦ 4QU LoRE | Red Flag Warning - Large Fires | 2060 | 2.3398e-08 | 2.3398e-08 | 8.3524 | 0.96727 | 4.6367 | 2.7484 | 0 | 0 | 2.412e-05 | 1.9543e-07 | 0 | 1.9543e-07 | 1.9543e-07 | 0 | 1.9543e-07 | 0 | 0.00010105 | 0.00022151 | 0 | 0.00022151 | 0 | 5.9608e-08 | 7.7949e-08 | 0 | 7.7949e-08 | [12 empty] | 7.3.3.17.5 (Remote Grid) Updates to grid topology to minimize risk of ignition in HFTDs Remote GridWLDFRContact from objectAggregated | WLDFR | HFTD - Distribution - Tier 2 - 3QU CoRE ¦ 1QU LoRE | Non-Red Flag Warning - Catastrophic Fires | Contact from object | Aggregated | 2060 | 1.5955e-06 | 489.6273 | 0.00078122 | 2060 | Mitigation | 0.95 | 45 | 0 | esc | 0.00097009 | 1.5478e-09 | 0.00097009 | 1.5478e-09
[79 empty] | WLDFR | HFTD - Distribution - Tier 3 - 3QU CoRE ¦ 4QU LoRE | Red Flag Warning - Large Fires | 2061 | 2.3398e-08 | 2.3398e-08 | 8.3524 | 0.96727 | 4.6367 | 2.7484 | 0 | 0 | 2.412e-05 | 1.9543e-07 | 0 | 1.9543e-07 | 1.9543e-07 | 0 | 1.9543e-07 | 0 | 0.00010105 | 0.00022151 | 0 | 0.00022151 | 0 | 5.9608e-08 | 7.7949e-08 | 0 | 7.7949e-08 | [12 empty] | 7.3.3.17.5 (Remote Grid) Updates to grid topology to minimize risk of ignition in HFTDs Remote GridWLDFRContact from objectAggregated | WLDFR | HFTD - Distribution - Tier 2 - 3QU CoRE ¦ 1QU LoRE | Non-Red Flag Warning - Catastrophic Fires | Contact from object | Aggregated | 2061 | 1.5955e-06 | 489.6273 | 0.00078122 | 2061 | Mitigation | 0.95 | 45 | 0 | esc | 0.00097009 | 1.5478e-09 | 0.00097009 | 1.5478e-09
[79 empty] | WLDFR | HFTD - Distribution - Tier 3 - 3QU CoRE ¦ 4QU LoRE | Red Flag Warning - Large Fires | 2062 | 2.3398e-08 | 2.3398e-08 | 8.3524 | 0.96727 | 4.6367 | 2.7484 | 0 | 0 | 2.412e-05 | 1.9543e-07 | 0 | 1.9543e-07 | 1.9543e-07 | 0 | 1.9543e-07 | 0 | 0.00010105 | 0.00022151 | 0 | 0.00022151 | 0 | 5.9608e-08 | 7.7949e-08 | 0 | 7.7949e-08 | [12 empty] | 7.3.3.17.5 (Remote Grid) Updates to grid topology to minimize risk of ignition in HFTDs Remote GridWLDFRContact from objectAggregated | WLDFR | HFTD - Distribution - Tier 2 - 3QU CoRE ¦ 1QU LoRE | Non-Red Flag Warning - Catastrophic Fires | Contact from object | Aggregated | 2062 | 1.5955e-06 | 489.6273 | 0.00078122 | 2062 | Mitigation | 0.95 | 45 | 0 | esc | 0.00097009 | 1.5478e-09 | 0.00097009 | 1.5478e-09
[79 empty] | WLDFR | HFTD - Distribution - Tier 3 - 3QU CoRE ¦ 4QU LoRE | Red Flag Warning - Large Fires | 2063 | 2.3398e-08 | 2.3398e-08 | 8.872 | 1.0079 | 4.9153 | 2.9488 | 0 | 0 | 2.412e-05 | 2.0759e-07 | 0 | 2.0759e-07 | 2.0759e-07 | 0 | 2.0759e-07 | 0 | 0.00010105 | 0.00022151 | 0 | 0.00022151 | 0 | 6.2462e-08 | 8.1681e-08 | 0 | 8.1681e-08 | [12 empty] | 7.3.3.17.5 (Remote Grid) Updates to grid topology to minimize risk of ignition in HFTDs Remote GridWLDFRContact from objectAggregated | WLDFR | HFTD - Distribution - Tier 2 - 3QU CoRE ¦ 1QU LoRE | Non-Red Flag Warning - Catastrophic Fires | Contact from object | Aggregated | 2063 | 1.5955e-06 | 489.6273 | 0.00078122 | 2063 | Mitigation | 0.95 | 45 | 0 | esc | 0.00097009 | 1.5478e-09 | 0.00097009 | 1.5478e-09
[79 empty] | WLDFR | HFTD - Distribution - Tier 3 - 3QU CoRE ¦ 4QU LoRE | Red Flag Warning - Large Fires | 2064 | 2.3398e-08 | 2.3398e-08 | 8.872 | 1.0079 | 4.9153 | 2.9488 | 0 | 0 | 2.412e-05 | 2.0759e-07 | 0 | 2.0759e-07 | 2.0759e-07 | 0 | 2.0759e-07 | 0 | 0.0001061 | 0.00023256 | 0 | 0.00023256 | 0 | 6.2462e-08 | 8.1681e-08 | 0 | 8.1681e-08 | [12 empty] | 7.3.3.17.5 (Remote Grid) Updates to grid topology to minimize risk of ignition in HFTDs Remote GridWLDFRContact from objectAggregated | WLDFR | HFTD - Distribution - Tier 2 - 3QU CoRE ¦ 1QU LoRE | Non-Red Flag Warning - Catastrophic Fires | Contact from object | Aggregated | 2064 | 1.5955e-06 | 489.6273 | 0.00078122 | 2064 | Mitigation | 0.95 | 45 | 0 | esc | 0.00097009 | 1.5478e-09 | 0.00097009 | 1.5478e-09
[79 empty] | WLDFR | HFTD - Distribution - Tier 3 - 3QU CoRE ¦ 4QU LoRE | Red Flag Warning - Large Fires | 2065 | 2.3398e-08 | 2.3398e-08 | 8.872 | 1.0079 | 4.9153 | 2.9488 | 0 | 0 | 2.412e-05 | 2.0759e-07 | 0 | 2.0759e-07 | 2.0759e-07 | 0 | 2.0759e-07 | 0 | 0.0001061 | 0.00023256 | 0 | 0.00023256 | 0 | 6.2462e-08 | 8.1681e-08 | 0 | 8.1681e-08 | [12 empty] | 7.3.3.17.5 (Remote Grid) Updates to grid topology to minimize risk of ignition in HFTDs Remote GridWLDFRContact from objectAggregated | WLDFR | HFTD - Distribution - Tier 2 - 3QU CoRE ¦ 1QU LoRE | Non-Red Flag Warning - Catastrophic Fires | Contact from object | Aggregated | 2065 | 1.5955e-06 | 489.6273 | 0.00078122 | 2065 | Mitigation | 0.95 | 45 | 0 | esc | 0.00097009 | 1.5478e-09 | 0.00097009 | 1.5478e-09
[79 empty] | WLDFR | HFTD - Distribution - Tier 3 - 3QU CoRE ¦ 4QU LoRE | Red Flag Warning - Large Fires | 2066 | 2.3398e-08 | 2.3398e-08 | 8.872 | 1.0079 | 4.9153 | 2.9488 | 0 | 0 | 2.412e-05 | 2.0759e-07 | 0 | 2.0759e-07 | 2.0759e-07 | 0 | 2.0759e-07 | 0 | 0.0001061 | 0.00023256 | 0 | 0.00023256 | 0 | 6.2462e-08 | 8.1681e-08 | 0 | 8.1681e-08 | [12 empty] | 7.3.3.17.5 (Remote Grid) Updates to grid topology to minimize risk of ignition in HFTDs Remote GridWLDFRContact from objectAggregated | WLDFR | HFTD - Distribution - Tier 2 - 3QU CoRE ¦ 1QU LoRE | Non-Red Flag Warning - Catastrophic Fires | Contact from object | Aggregated | 2066 | 1.5955e-06 | 489.6273 | 0.00078122 | 2066 | Mitigation | 0.95 | 45 | 0 | esc | 0.00097009 | 1.5478e-09 | 0.00097009 | 1.5478e-09
[79 empty] | WLDFR | HFTD - Distribution - Tier 3 - 3QU CoRE ¦ 4QU LoRE | Red Flag Warning - Large Fires | 2067 | 0 | 2.3398e-08 | 8.872 | 1.0079 | 4.9153 | 2.9488 | 0 | 0 | 2.412e-05 | 0 | 0 | 0 | 2.0759e-07 | 0 | 2.0759e-07 | 0 | 0.0001061 | 0.00023256 | 0 | 0.00023256 | 0 | 6.2462e-08 | 8.1681e-08 | 0 | 8.1681e-08 | [12 empty] | 7.3.3.17.5 (Remote Grid) Updates to grid topology to minimize risk of ignition in HFTDs Remote GridWLDFRContact from objectAggregated | WLDFR | HFTD - Distribution - Tier 2 - 3QU CoRE ¦ 1QU LoRE | Non-Red Flag Warning - Catastrophic Fires | Contact from object | Aggregated | 2067 | 1.5955e-06 | 489.6273 | 0.00078122 | 2067 | Mitigation | 0.95 | 45 | 0 | esc | 0 | 0 | 0.00097009 | 1.5478e-09
[79 empty] | WLDFR | HFTD - Distribution - Tier 3 - 3QU CoRE ¦ 4QU LoRE | Red Flag Warning - Small Fires | 2022 | 4.6675e-07 | 0 | 0.077901 | 0.036425 | 0.0015809 | 0.039895 | 0 | 0 | 0.00048846 | 3.636e-08 | 0 | 3.636e-08 | 0 | 0 | 0 | 0 | 0.0001061 | 0.00023256 | 0 | 0.00023256 | 0 | 6.5372e-08 | 8.5487e-08 | 0 | 8.5487e-08 | [12 empty] | 7.3.3.17.5 (Remote Grid) Updates to grid topology to minimize risk of ignition in HFTDs Remote GridWLDFRContaminationAggregated | WLDFR | HFTD - Distribution - Tier 2 - 3QU CoRE ¦ 1QU LoRE | Non-Red Flag Warning - Catastrophic Fires | Contamination | Aggregated | 2022 | 2.2848e-08 | 489.6273 | 1.1187e-05 | 2022 | Mitigation | 0.95 | 45 | 0 | esc | 0.00097009 | 2.2165e-11 | 0 | 0
[79 empty] | WLDFR | HFTD - Distribution - Tier 3 - 3QU CoRE ¦ 4QU LoRE | Red Flag Warning - Small Fires | 2023 | 4.6675e-07 | 4.6675e-07 | 0.080408 | 0.03759 | 0.0016314 | 0.041187 | 0 | 0 | 0.00048846 | 3.753e-08 | 0 | 3.753e-08 | 3.753e-08 | 0 | 3.753e-08 | 0 | 0.00011138 | 0.00024415 | 0 | 0.00024415 | 0 | 6.5372e-08 | 8.5487e-08 | 0 | 8.5487e-08 | [12 empty] | 7.3.3.17.5 (Remote Grid) Updates to grid topology to minimize risk of ignition in HFTDs Remote GridWLDFRContaminationAggregated | WLDFR | HFTD - Distribution - Tier 2 - 3QU CoRE ¦ 1QU LoRE | Non-Red Flag Warning - Catastrophic Fires | Contamination | Aggregated | 2023 | 2.2848e-08 | 489.6273 | 1.1187e-05 | 2023 | Mitigation | 0.95 | 45 | 0 | esc | 0.00097009 | 2.2165e-11 | 0.00097009 | 2.2165e-11
[79 empty] | WLDFR | HFTD - Distribution - Tier 3 - 3QU CoRE ¦ 4QU LoRE | Red Flag Warning - Small Fires | 2024 | 4.6675e-07 | 4.6675e-07 | 0.080408 | 0.03759 | 0.0016314 | 0.041187 | 0 | 0 | 0.00048846 | 3.753e-08 | 0 | 3.753e-08 | 3.753e-08 | 0 | 3.753e-08 | 0 | 0.00011138 | 0.00024415 | 0 | 0.00024415 | 0 | 6.5372e-08 | 8.5487e-08 | 0 | 8.5487e-08 | [12 empty] | 7.3.3.17.5 (Remote Grid) Updates to grid topology to minimize risk of ignition in HFTDs Remote GridWLDFRContaminationAggregated | WLDFR | HFTD - Distribution - Tier 2 - 3QU CoRE ¦ 1QU LoRE | Non-Red Flag Warning - Catastrophic Fires | Contamination | Aggregated | 2024 | 2.2848e-08 | 489.6273 | 1.1187e-05 | 2024 | Mitigation | 0.95 | 45 | 0 | esc | 0.00097009 | 2.2165e-11 | 0.00097009 | 2.2165e-11
[79 empty] | WLDFR | HFTD - Distribution - Tier 3 - 3QU CoRE ¦ 4QU LoRE | Red Flag Warning - Small Fires | 2025 | 4.6675e-07 | 4.6675e-07 | 0.080408 | 0.03759 | 0.0016314 | 0.041187 | 0 | 0 | 0.00048846 | 3.753e-08 | 0 | 3.753e-08 | 3.753e-08 | 0 | 3.753e-08 | 0 | 0.00011138 | 0.00024415 | 0 | 0.00024415 | 0 | 6.5372e-08 | 8.5487e-08 | 0 | 8.5487e-08 | [12 empty] | 7.3.3.17.5 (Remote Grid) Updates to grid topology to minimize risk of ignition in HFTDs Remote GridWLDFRContaminationAggregated | WLDFR | HFTD - Distribution - Tier 2 - 3QU CoRE ¦ 1QU LoRE | Non-Red Flag Warning - Catastrophic Fires | Contamination | Aggregated | 2025 | 2.2848e-08 | 489.6273 | 1.1187e-05 | 2025 | Mitigation | 0.95 | 45 | 0 | esc | 0.00097009 | 2.2165e-11 | 0.00097009 | 2.2165e-11
[79 empty] | WLDFR | HFTD - Distribution - Tier 3 - 3QU CoRE ¦ 4QU LoRE | Red Flag Warning - Small Fires | 2026 | 4.6675e-07 | 4.6675e-07 | 0.080408 | 0.03759 | 0.0016314 | 0.041187 | 0 | 0 | 0.00048846 | 3.753e-08 | 0 | 3.753e-08 | 3.753e-08 | 0 | 3.753e-08 | 0 | 0.00011138 | 0.00024415 | 0 | 0.00024415 | 0 | 6.5372e-08 | 8.5487e-08 | 0 | 8.5487e-08 | [12 empty] | 7.3.3.17.5 (Remote Grid) Updates to grid topology to minimize risk of ignition in HFTDs Remote GridWLDFRContaminationAggregated | WLDFR | HFTD - Distribution - Tier 2 - 3QU CoRE ¦ 1QU LoRE | Non-Red Flag Warning - Catastrophic Fires | Contamination | Aggregated | 2026 | 2.2848e-08 | 489.6273 | 1.1187e-05 | 2026 | Mitigation | 0.95 | 45 | 0 | esc | 0.00097009 | 2.2165e-11 | 0.00097009 | 2.2165e-11
[79 empty] | WLDFR | HFTD - Distribution - Tier 3 - 3QU CoRE ¦ 4QU LoRE | Red Flag Warning - Small Fires | 2027 | 4.6675e-07 | 4.6675e-07 | 0.080408 | 0.03759 | 0.0016314 | 0.041187 | 0 | 0 | 0.00048846 | 3.753e-08 | 0 | 3.753e-08 | 3.753e-08 | 0 | 3.753e-08 | 0 | 0.00011138 | 0.00024415 | 0 | 0.00024415 | 0 | 6.8304e-08 | 8.932e-08 | 0 | 8.932e-08 | [12 empty] | 7.3.3.17.5 (Remote Grid) Updates to grid topology to minimize risk of ignition in HFTDs Remote GridWLDFRContaminationAggregated | WLDFR | HFTD - Distribution - Tier 2 - 3QU CoRE ¦ 1QU LoRE | Non-Red Flag Warning - Catastrophic Fires | Contamination | Aggregated | 2027 | 2.2848e-08 | 489.6273 | 1.1187e-05 | 2027 | Mitigation | 0.95 | 45 | 0 | esc | 0.00097009 | 2.2165e-11 | 0.00097009 | 2.2165e-11
[79 empty] | WLDFR | HFTD - Distribution - Tier 3 - 3QU CoRE ¦ 4QU LoRE | Red Flag Warning - Small Fires | 2028 | 4.6675e-07 | 4.6675e-07 | 0.083606 | 0.039055 | 0.001695 | 0.042856 | 0 | 0 | 0.00048846 | 3.9023e-08 | 0 | 3.9023e-08 | 3.9023e-08 | 0 | 3.9023e-08 | 0 | 0.00011684 | 0.00025612 | 0 | 0.00025612 | 0 | 6.8304e-08 | 8.932e-08 | 0 | 8.932e-08 | [12 empty] | 7.3.3.17.5 (Remote Grid) Updates to grid topology to minimize risk of ignition in HFTDs Remote GridWLDFRContaminationAggregated | WLDFR | HFTD - Distribution - Tier 2 - 3QU CoRE ¦ 1QU LoRE | Non-Red Flag Warning - Catastrophic Fires | Contamination | Aggregated | 2028 | 2.2848e-08 | 489.6273 | 1.1187e-05 | 2028 | Mitigation | 0.95 | 45 | 0 | esc | 0.00097009 | 2.2165e-11 | 0.00097009 | 2.2165e-11
[79 empty] | WLDFR | HFTD - Distribution - Tier 3 - 3QU CoRE ¦ 4QU LoRE | Red Flag Warning - Small Fires | 2029 | 4.6675e-07 | 4.6675e-07 | 0.083606 | 0.039055 | 0.001695 | 0.042856 | 0 | 0 | 0.00048846 | 3.9023e-08 | 0 | 3.9023e-08 | 3.9023e-08 | 0 | 3.9023e-08 | 0 | 0.00011684 | 0.00025612 | 0 | 0.00025612 | 0 | 6.8304e-08 | 8.932e-08 | 0 | 8.932e-08 | [12 empty] | 7.3.3.17.5 (Remote Grid) Updates to grid topology to minimize risk of ignition in HFTDs Remote GridWLDFRContaminationAggregated | WLDFR | HFTD - Distribution - Tier 2 - 3QU CoRE ¦ 1QU LoRE | Non-Red Flag Warning - Catastrophic Fires | Contamination | Aggregated | 2029 | 2.2848e-08 | 489.6273 | 1.1187e-05 | 2029 | Mitigation | 0.95 | 45 | 0 | esc | 0.00097009 | 2.2165e-11 | 0.00097009 | 2.2165e-11
[79 empty] | WLDFR | HFTD - Distribution - Tier 3 - 3QU CoRE ¦ 4QU LoRE | Red Flag Warning - Small Fires | 2030 | 4.6675e-07 | 4.6675e-07 | 0.083606 | 0.039055 | 0.001695 | 0.042856 | 0 | 0 | 0.00048846 | 3.9023e-08 | 0 | 3.9023e-08 | 3.9023e-08 | 0 | 3.9023e-08 | 0 | 0.00011684 | 0.00025612 | 0 | 0.00025612 | 0 | 6.8304e-08 | 8.932e-08 | 0 | 8.932e-08 | [12 empty] | 7.3.3.17.5 (Remote Grid) Updates to grid topology to minimize risk of ignition in HFTDs Remote GridWLDFRContaminationAggregated | WLDFR | HFTD - Distribution - Tier 2 - 3QU CoRE ¦ 1QU LoRE | Non-Red Flag Warning - Catastrophic Fires | Contamination | Aggregated | 2030 | 2.2848e-08 | 489.6273 | 1.1187e-05 | 2030 | Mitigation | 0.95 | 45 | 0 | esc | 0.00097009 | 2.2165e-11 | 0.00097009 | 2.2165e-11
[79 empty] | WLDFR | HFTD - Distribution - Tier 3 - 3QU CoRE ¦ 4QU LoRE | Red Flag Warning - Small Fires | 2031 | 4.6675e-07 | 4.6675e-07 | 0.083606 | 0.039055 | 0.001695 | 0.042856 | 0 | 0 | 0.00048846 | 3.9023e-08 | 0 | 3.9023e-08 | 3.9023e-08 | 0 | 3.9023e-08 | 0 | 0.00011684 | 0.00025612 | 0 | 0.00025612 | 0 | 6.8304e-08 | 8.932e-08 | 0 | 8.932e-08 | [12 empty] | 7.3.3.17.5 (Remote Grid) Updates to grid topology to minimize risk of ignition in HFTDs Remote GridWLDFRContaminationAggregated | WLDFR | HFTD - Distribution - Tier 2 - 3QU CoRE ¦ 1QU LoRE | Non-Red Flag Warning - Catastrophic Fires | Contamination | Aggregated | 2031 | 2.2848e-08 | 489.6273 | 1.1187e-05 | 2031 | Mitigation | 0.95 | 45 | 0 | esc | 0.00097009 | 2.2165e-11 | 0.00097009 | 2.2165e-11
[79 empty] | WLDFR | HFTD - Distribution - Tier 3 - 3QU CoRE ¦ 4QU LoRE | Red Flag Warning - Small Fires | 2032 | 4.6675e-07 | 4.6675e-07 | 0.083606 | 0.039055 | 0.001695 | 0.042856 | 0 | 0 | 0.00048846 | 3.9023e-08 | 0 | 3.9023e-08 | 3.9023e-08 | 0 | 3.9023e-08 | 0 | 0.00011684 | 0.00025612 | 0 | 0.00025612 | 0 | 7.1221e-08 | 9.3135e-08 | 0 | 9.3135e-08 | [12 empty] | 7.3.3.17.5 (Remote Grid) Updates to grid topology to minimize risk of ignition in HFTDs Remote GridWLDFRContaminationAggregated | WLDFR | HFTD - Distribution - Tier 2 - 3QU CoRE ¦ 1QU LoRE | Non-Red Flag Warning - Catastrophic Fires | Contamination | Aggregated | 2032 | 2.2848e-08 | 489.6273 | 1.1187e-05 | 2032 | Mitigation | 0.95 | 45 | 0 | esc | 0.00097009 | 2.2165e-11 | 0.00097009 | 2.2165e-11
[79 empty] | WLDFR | HFTD - Distribution - Tier 3 - 3QU CoRE ¦ 4QU LoRE | Red Flag Warning - Small Fires | 2033 | 4.6675e-07 | 4.6675e-07 | 0.087211 | 0.040679 | 0.0017655 | 0.044766 | 0 | 0 | 0.00048846 | 4.0705e-08 | 0 | 4.0705e-08 | 4.0705e-08 | 0 | 4.0705e-08 | 0 | 0.00012242 | 0.00026834 | 0 | 0.00026834 | 0 | 7.1221e-08 | 9.3135e-08 | 0 | 9.3135e-08 | [12 empty] | 7.3.3.17.5 (Remote Grid) Updates to grid topology to minimize risk of ignition in HFTDs Remote GridWLDFRContaminationAggregated | WLDFR | HFTD - Distribution - Tier 2 - 3QU CoRE ¦ 1QU LoRE | Non-Red Flag Warning - Catastrophic Fires | Contamination | Aggregated | 2033 | 2.2848e-08 | 489.6273 | 1.1187e-05 | 2033 | Mitigation | 0.95 | 45 | 0 | esc | 0.00097009 | 2.2165e-11 | 0.00097009 | 2.2165e-11
[79 empty] | WLDFR | HFTD - Distribution - Tier 3 - 3QU CoRE ¦ 4QU LoRE | Red Flag Warning - Small Fires | 2034 | 4.6675e-07 | 4.6675e-07 | 0.087211 | 0.040679 | 0.0017655 | 0.044766 | 0 | 0 | 0.00048846 | 4.0705e-08 | 0 | 4.0705e-08 | 4.0705e-08 | 0 | 4.0705e-08 | 0 | 0.00012242 | 0.00026834 | 0 | 0.00026834 | 0 | 7.1221e-08 | 9.3135e-08 | 0 | 9.3135e-08 | [12 empty] | 7.3.3.17.5 (Remote Grid) Updates to grid topology to minimize risk of ignition in HFTDs Remote GridWLDFRContaminationAggregated | WLDFR | HFTD - Distribution - Tier 2 - 3QU CoRE ¦ 1QU LoRE | Non-Red Flag Warning - Catastrophic Fires | Contamination | Aggregated | 2034 | 2.2848e-08 | 489.6273 | 1.1187e-05 | 2034 | Mitigation | 0.95 | 45 | 0 | esc | 0.00097009 | 2.2165e-11 | 0.00097009 | 2.2165e-11
[79 empty] | WLDFR | HFTD - Distribution - Tier 3 - 3QU CoRE ¦ 4QU LoRE | Red Flag Warning - Small Fires | 2035 | 4.6675e-07 | 4.6675e-07 | 0.087211 | 0.040679 | 0.0017655 | 0.044766 | 0 | 0 | 0.00048846 | 4.0705e-08 | 0 | 4.0705e-08 | 4.0705e-08 | 0 | 4.0705e-08 | 0 | 0.00012242 | 0.00026834 | 0 | 0.00026834 | 0 | 7.1221e-08 | 9.3135e-08 | 0 | 9.3135e-08 | [12 empty] | 7.3.3.17.5 (Remote Grid) Updates to grid topology to minimize risk of ignition in HFTDs Remote GridWLDFRContaminationAggregated | WLDFR | HFTD - Distribution - Tier 2 - 3QU CoRE ¦ 1QU LoRE | Non-Red Flag Warning - Catastrophic Fires | Contamination | Aggregated | 2035 | 2.2848e-08 | 489.6273 | 1.1187e-05 | 2035 | Mitigation | 0.95 | 45 | 0 | esc | 0.00097009 | 2.2165e-11 | 0.00097009 | 2.2165e-11
[79 empty] | WLDFR | HFTD - Distribution - Tier 3 - 3QU CoRE ¦ 4QU LoRE | Red Flag Warning - Small Fires | 2036 | 4.6675e-07 | 4.6675e-07 | 0.087211 | 0.040679 | 0.0017655 | 0.044766 | 0 | 0 | 0.00048846 | 4.0705e-08 | 0 | 4.0705e-08 | 4.0705e-08 | 0 | 4.0705e-08 | 0 | 0.00012242 | 0.00026834 | 0 | 0.00026834 | 0 | 7.1221e-08 | 9.3135e-08 | 0 | 9.3135e-08 | [12 empty] | 7.3.3.17.5 (Remote Grid) Updates to grid topology to minimize risk of ignition in HFTDs Remote GridWLDFRContaminationAggregated | WLDFR | HFTD - Distribution - Tier 2 - 3QU CoRE ¦ 1QU LoRE | Non-Red Flag Warning - Catastrophic Fires | Contamination | Aggregated | 2036 | 2.2848e-08 | 489.6273 | 1.1187e-05 | 2036 | Mitigation | 0.95 | 45 | 0 | esc | 0.00097009 | 2.2165e-11 | 0.00097009 | 2.2165e-11
[79 empty] | WLDFR | HFTD - Distribution - Tier 3 - 3QU CoRE ¦ 4QU LoRE | Red Flag Warning - Small Fires | 2037 | 4.6675e-07 | 4.6675e-07 | 0.087211 | 0.040679 | 0.0017655 | 0.044766 | 0 | 0 | 0.00048846 | 4.0705e-08 | 0 | 4.0705e-08 | 4.0705e-08 | 0 | 4.0705e-08 | 0 | 0.00012242 | 0.00026834 | 0 | 0.00026834 | 0 | 7.4089e-08 | 9.6885e-08 | 0 | 9.6885e-08 | [12 empty] | 7.3.3.17.5 (Remote Grid) Updates to grid topology to minimize risk of ignition in HFTDs Remote GridWLDFRContaminationAggregated | WLDFR | HFTD - Distribution - Tier 2 - 3QU CoRE ¦ 1QU LoRE | Non-Red Flag Warning - Catastrophic Fires | Contamination | Aggregated | 2037 | 2.2848e-08 | 489.6273 | 1.1187e-05 | 2037 | Mitigation | 0.95 | 45 | 0 | esc | 0.00097009 | 2.2165e-11 | 0.00097009 | 2.2165e-11
[79 empty] | WLDFR | HFTD - Distribution - Tier 3 - 3QU CoRE ¦ 4QU LoRE | Red Flag Warning - Small Fires | 2038 | 4.6675e-07 | 4.6675e-07 | 0.091184 | 0.042438 | 0.0018418 | 0.046905 | 0 | 0 | 0.00048846 | 4.256e-08 | 0 | 4.256e-08 | 4.256e-08 | 0 | 4.256e-08 | 0 | 0.00012803 | 0.00028065 | 0 | 0.00028065 | 0 | 7.4089e-08 | 9.6885e-08 | 0 | 9.6885e-08 | [12 empty] | 7.3.3.17.5 (Remote Grid) Updates to grid topology to minimize risk of ignition in HFTDs Remote GridWLDFRContaminationAggregated | WLDFR | HFTD - Distribution - Tier 2 - 3QU CoRE ¦ 1QU LoRE | Non-Red Flag Warning - Catastrophic Fires | Contamination | Aggregated | 2038 | 2.2848e-08 | 489.6273 | 1.1187e-05 | 2038 | Mitigation | 0.95 | 45 | 0 | esc | 0.00097009 | 2.2165e-11 | 0.00097009 | 2.2165e-11
[79 empty] | WLDFR | HFTD - Distribution - Tier 3 - 3QU CoRE ¦ 4QU LoRE | Red Flag Warning - Small Fires | 2039 | 4.6675e-07 | 4.6675e-07 | 0.091184 | 0.042438 | 0.0018418 | 0.046905 | 0 | 0 | 0.00048846 | 4.256e-08 | 0 | 4.256e-08 | 4.256e-08 | 0 | 4.256e-08 | 0 | 0.00012803 | 0.00028065 | 0 | 0.00028065 | 0 | 7.4089e-08 | 9.6885e-08 | 0 | 9.6885e-08 | [12 empty] | 7.3.3.17.5 (Remote Grid) Updates to grid topology to minimize risk of ignition in HFTDs Remote GridWLDFRContaminationAggregated | WLDFR | HFTD - Distribution - Tier 2 - 3QU CoRE ¦ 1QU LoRE | Non-Red Flag Warning - Catastrophic Fires | Contamination | Aggregated | 2039 | 2.2848e-08 | 489.6273 | 1.1187e-05 | 2039 | Mitigation | 0.95 | 45 | 0 | esc | 0.00097009 | 2.2165e-11 | 0.00097009 | 2.2165e-11
[79 empty] | WLDFR | HFTD - Distribution - Tier 3 - 3QU CoRE ¦ 4QU LoRE | Red Flag Warning - Small Fires | 2040 | 4.6675e-07 | 4.6675e-07 | 0.091184 | 0.042438 | 0.0018418 | 0.046905 | 0 | 0 | 0.00048846 | 4.256e-08 | 0 | 4.256e-08 | 4.256e-08 | 0 | 4.256e-08 | 0 | 0.00012803 | 0.00028065 | 0 | 0.00028065 | 0 | 7.4089e-08 | 9.6885e-08 | 0 | 9.6885e-08 | [12 empty] | 7.3.3.17.5 (Remote Grid) Updates to grid topology to minimize risk of ignition in HFTDs Remote GridWLDFRContaminationAggregated | WLDFR | HFTD - Distribution - Tier 2 - 3QU CoRE ¦ 1QU LoRE | Non-Red Flag Warning - Catastrophic Fires | Contamination | Aggregated | 2040 | 2.2848e-08 | 489.6273 | 1.1187e-05 | 2040 | Mitigation | 0.95 | 45 | 0 | esc | 0.00097009 | 2.2165e-11 | 0.00097009 | 2.2165e-11
[79 empty] | WLDFR | HFTD - Distribution - Tier 3 - 3QU CoRE ¦ 4QU LoRE | Red Flag Warning - Small Fires | 2041 | 4.6675e-07 | 4.6675e-07 | 0.091184 | 0.042438 | 0.0018418 | 0.046905 | 0 | 0 | 0.00048846 | 4.256e-08 | 0 | 4.256e-08 | 4.256e-08 | 0 | 4.256e-08 | 0 | 0.00012803 | 0.00028065 | 0 | 0.00028065 | 0 | 0 | 9.6885e-08 | 0 | 9.6885e-08 | [12 empty] | 7.3.3.17.5 (Remote Grid) Updates to grid topology to minimize risk of ignition in HFTDs Remote GridWLDFRContaminationAggregated | WLDFR | HFTD - Distribution - Tier 2 - 3QU CoRE ¦ 1QU LoRE | Non-Red Flag Warning - Catastrophic Fires | Contamination | Aggregated | 2041 | 2.2848e-08 | 489.6273 | 1.1187e-05 | 2041 | Mitigation | 0.95 | 45 | 0 | esc | 0.00097009 | 2.2165e-11 | 0.00097009 | 2.2165e-11
[79 empty] | WLDFR | HFTD - Distribution - Tier 3 - 3QU CoRE ¦ 4QU LoRE | Red Flag Warning - Small Fires | 2042 | 4.6675e-07 | 4.6675e-07 | 0.091184 | 0.042438 | 0.0018418 | 0.046905 | 0 | 0 | 0.00048846 | 4.256e-08 | 0 | 4.256e-08 | 4.256e-08 | 0 | 4.256e-08 | 0 | 0.00012803 | 0.00028065 | 0 | 0.00028065 | 0 | 0 | 0 | 0 | 0 | [12 empty] | 7.3.3.17.5 (Remote Grid) Updates to grid topology to minimize risk of ignition in HFTDs Remote GridWLDFRContaminationAggregated | WLDFR | HFTD - Distribution - Tier 2 - 3QU CoRE ¦ 1QU LoRE | Non-Red Flag Warning - Catastrophic Fires | Contamination | Aggregated | 2042 | 2.2848e-08 | 489.6273 | 1.1187e-05 | 2042 | Mitigation | 0.95 | 45 | 0 | esc | 0.00097009 | 2.2165e-11 | 0.00097009 | 2.2165e-11
[79 empty] | WLDFR | HFTD - Distribution - Tier 3 - 3QU CoRE ¦ 4QU LoRE | Red Flag Warning - Small Fires | 2043 | 4.6675e-07 | 4.6675e-07 | 0.095486 | 0.044306 | 0.0019228 | 0.049257 | 0 | 0 | 0.00048846 | 4.4567e-08 | 0 | 4.4567e-08 | 4.4567e-08 | 0 | 4.4567e-08 | 0 | 0.00013362 | 0.00029291 | 0 | 0.00029291 | 0 | 0 | 0 | 0 | 0 | [12 empty] | 7.3.3.17.5 (Remote Grid) Updates to grid topology to minimize risk of ignition in HFTDs Remote GridWLDFRContaminationAggregated | WLDFR | HFTD - Distribution - Tier 2 - 3QU CoRE ¦ 1QU LoRE | Non-Red Flag Warning - Catastrophic Fires | Contamination | Aggregated | 2043 | 2.2848e-08 | 489.6273 | 1.1187e-05 | 2043 | Mitigation | 0.95 | 45 | 0 | esc | 0.00097009 | 2.2165e-11 | 0.00097009 | 2.2165e-11
[79 empty] | WLDFR | HFTD - Distribution - Tier 3 - 3QU CoRE ¦ 4QU LoRE | Red Flag Warning - Small Fires | 2044 | 4.6675e-07 | 4.6675e-07 | 0.095486 | 0.044306 | 0.0019228 | 0.049257 | 0 | 0 | 0.00048846 | 4.4567e-08 | 0 | 4.4567e-08 | 4.4567e-08 | 0 | 4.4567e-08 | 0 | 0.00013362 | 0.00029291 | 0 | 0.00029291 | 0 | 1.9735e-06 | 0 | 0 | 0 | [12 empty] | 7.3.3.17.5 (Remote Grid) Updates to grid topology to minimize risk of ignition in HFTDs Remote GridWLDFRContaminationAggregated | WLDFR | HFTD - Distribution - Tier 2 - 3QU CoRE ¦ 1QU LoRE | Non-Red Flag Warning - Catastrophic Fires | Contamination | Aggregated | 2044 | 2.2848e-08 | 489.6273 | 1.1187e-05 | 2044 | Mitigation | 0.95 | 45 | 0 | esc | 0.00097009 | 2.2165e-11 | 0.00097009 | 2.2165e-11
[79 empty] | WLDFR | HFTD - Distribution - Tier 3 - 3QU CoRE ¦ 4QU LoRE | Red Flag Warning - Small Fires | 2045 | 4.6675e-07 | 4.6675e-07 | 0.095486 | 0.044306 | 0.0019228 | 0.049257 | 0 | 0 | 0.00048846 | 4.4567e-08 | 0 | 4.4567e-08 | 4.4567e-08 | 0 | 4.4567e-08 | 0 | 0.00013362 | 0.00029291 | 0 | 0.00029291 | 0 | 2.0439e-06 | 2.6729e-06 | 0 | 2.6729e-06 | [12 empty] | 7.3.3.17.5 (Remote Grid) Updates to grid topology to minimize risk of ignition in HFTDs Remote GridWLDFRContaminationAggregated | WLDFR | HFTD - Distribution - Tier 2 - 3QU CoRE ¦ 1QU LoRE | Non-Red Flag Warning - Catastrophic Fires | Contamination | Aggregated | 2045 | 2.2848e-08 | 489.6273 | 1.1187e-05 | 2045 | Mitigation | 0.95 | 45 | 0 | esc | 0.00097009 | 2.2165e-11 | 0.00097009 | 2.2165e-11
[79 empty] | WLDFR | HFTD - Distribution - Tier 3 - 3QU CoRE ¦ 4QU LoRE | Red Flag Warning - Small Fires | 2046 | 4.6675e-07 | 4.6675e-07 | 0.095486 | 0.044306 | 0.0019228 | 0.049257 | 0 | 0 | 0.00048846 | 4.4567e-08 | 0 | 4.4567e-08 | 4.4567e-08 | 0 | 4.4567e-08 | 0 | 0 | 0.00029291 | 0 | 0.00029291 | 0 | 2.0439e-06 | 2.6729e-06 | 0 | 2.6729e-06 | [12 empty] | 7.3.3.17.5 (Remote Grid) Updates to grid topology to minimize risk of ignition in HFTDs Remote GridWLDFRContaminationAggregated | WLDFR | HFTD - Distribution - Tier 2 - 3QU CoRE ¦ 1QU LoRE | Non-Red Flag Warning - Catastrophic Fires | Contamination | Aggregated | 2046 | 2.2848e-08 | 489.6273 | 1.1187e-05 | 2046 | Mitigation | 0.95 | 45 | 0 | esc | 0.00097009 | 2.2165e-11 | 0.00097009 | 2.2165e-11
[79 empty] | WLDFR | HFTD - Distribution - Tier 3 - 3QU CoRE ¦ 4QU LoRE | Red Flag Warning - Small Fires | 2047 | 4.6675e-07 | 4.6675e-07 | 0.095486 | 0.044306 | 0.0019228 | 0.049257 | 0 | 0 | 0.00048846 | 4.4567e-08 | 0 | 4.4567e-08 | 4.4567e-08 | 0 | 4.4567e-08 | 0 | 0 | 0 | 0 | 0 | 0 | 2.0439e-06 | 2.6729e-06 | 0 | 2.6729e-06 | [12 empty] | 7.3.3.17.5 (Remote Grid) Updates to grid topology to minimize risk of ignition in HFTDs Remote GridWLDFRContaminationAggregated | WLDFR | HFTD - Distribution - Tier 2 - 3QU CoRE ¦ 1QU LoRE | Non-Red Flag Warning - Catastrophic Fires | Contamination | Aggregated | 2047 | 2.2848e-08 | 489.6273 | 1.1187e-05 | 2047 | Mitigation | 0.95 | 45 | 0 | esc | 0.00097009 | 2.2165e-11 | 0.00097009 | 2.2165e-11
[79 empty] | WLDFR | HFTD - Distribution - Tier 3 - 3QU CoRE ¦ 4QU LoRE | Red Flag Warning - Small Fires | 2048 | 4.6675e-07 | 4.6675e-07 | 0.10007 | 0.04626 | 0.0020076 | 0.051804 | 0 | 0 | 0.00048846 | 4.6708e-08 | 0 | 4.6708e-08 | 4.6708e-08 | 0 | 4.6708e-08 | 0 | 7.4193e-05 | 0 | 0 | 0 | 0 | 2.0439e-06 | 2.6729e-06 | 0 | 2.6729e-06 | [12 empty] | 7.3.3.17.5 (Remote Grid) Updates to grid topology to minimize risk of ignition in HFTDs Remote GridWLDFRContaminationAggregated | WLDFR | HFTD - Distribution - Tier 2 - 3QU CoRE ¦ 1QU LoRE | Non-Red Flag Warning - Catastrophic Fires | Contamination | Aggregated | 2048 | 2.2848e-08 | 489.6273 | 1.1187e-05 | 2048 | Mitigation | 0.95 | 45 | 0 | esc | 0.00097009 | 2.2165e-11 | 0.00097009 | 2.2165e-11
[79 empty] | WLDFR | HFTD - Distribution - Tier 3 - 3QU CoRE ¦ 4QU LoRE | Red Flag Warning - Small Fires | 2049 | 4.6675e-07 | 4.6675e-07 | 0.10007 | 0.04626 | 0.0020076 | 0.051804 | 0 | 0 | 0.00048846 | 4.6708e-08 | 0 | 4.6708e-08 | 4.6708e-08 | 0 | 4.6708e-08 | 0 | 7.6903e-05 | 0.00016857 | 0 | 0.00016857 | 0 | 2.0439e-06 | 2.6729e-06 | 0 | 2.6729e-06 | [12 empty] | 7.3.3.17.5 (Remote Grid) Updates to grid topology to minimize risk of ignition in HFTDs Remote GridWLDFRContaminationAggregated | WLDFR | HFTD - Distribution - Tier 2 - 3QU CoRE ¦ 1QU LoRE | Non-Red Flag Warning - Catastrophic Fires | Contamination | Aggregated | 2049 | 2.2848e-08 | 489.6273 | 1.1187e-05 | 2049 | Mitigation | 0.95 | 45 | 0 | esc | 0.00097009 | 2.2165e-11 | 0.00097009 | 2.2165e-11
[79 empty] | WLDFR | HFTD - Distribution - Tier 3 - 3QU CoRE ¦ 4QU LoRE | Red Flag Warning - Small Fires | 2050 | 4.6675e-07 | 4.6675e-07 | 0.10007 | 0.04626 | 0.0020076 | 0.051804 | 0 | 0 | 0.00048846 | 4.6708e-08 | 0 | 4.6708e-08 | 4.6708e-08 | 0 | 4.6708e-08 | 0 | 7.6903e-05 | 0.00016857 | 0 | 0.00016857 | 0 | 2.1326e-06 | 2.7888e-06 | 0 | 2.7888e-06 | [12 empty] | 7.3.3.17.5 (Remote Grid) Updates to grid topology to minimize risk of ignition in HFTDs Remote GridWLDFRContaminationAggregated | WLDFR | HFTD - Distribution - Tier 2 - 3QU CoRE ¦ 1QU LoRE | Non-Red Flag Warning - Catastrophic Fires | Contamination | Aggregated | 2050 | 2.2848e-08 | 489.6273 | 1.1187e-05 | 2050 | Mitigation | 0.95 | 45 | 0 | esc | 0.00097009 | 2.2165e-11 | 0.00097009 | 2.2165e-11
[79 empty] | WLDFR | HFTD - Distribution - Tier 3 - 3QU CoRE ¦ 4QU LoRE | Red Flag Warning - Small Fires | 2051 | 4.6675e-07 | 4.6675e-07 | 0.10007 | 0.04626 | 0.0020076 | 0.051804 | 0 | 0 | 0.00048846 | 4.6708e-08 | 0 | 4.6708e-08 | 4.6708e-08 | 0 | 4.6708e-08 | 0 | 7.6903e-05 | 0.00016857 | 0 | 0.00016857 | 0 | 2.1326e-06 | 2.7888e-06 | 0 | 2.7888e-06 | [12 empty] | 7.3.3.17.5 (Remote Grid) Updates to grid topology to minimize risk of ignition in HFTDs Remote GridWLDFRContaminationAggregated | WLDFR | HFTD - Distribution - Tier 2 - 3QU CoRE ¦ 1QU LoRE | Non-Red Flag Warning - Catastrophic Fires | Contamination | Aggregated | 2051 | 2.2848e-08 | 489.6273 | 1.1187e-05 | 2051 | Mitigation | 0.95 | 45 | 0 | esc | 0.00097009 | 2.2165e-11 | 0.00097009 | 2.2165e-11
[79 empty] | WLDFR | HFTD - Distribution - Tier 3 - 3QU CoRE ¦ 4QU LoRE | Red Flag Warning - Small Fires | 2052 | 4.6675e-07 | 4.6675e-07 | 0.10007 | 0.04626 | 0.0020076 | 0.051804 | 0 | 0 | 0.00048846 | 4.6708e-08 | 0 | 4.6708e-08 | 4.6708e-08 | 0 | 4.6708e-08 | 0 | 7.6903e-05 | 0.00016857 | 0 | 0.00016857 | 0 | 2.1326e-06 | 2.7888e-06 | 0 | 2.7888e-06 | [12 empty] | 7.3.3.17.5 (Remote Grid) Updates to grid topology to minimize risk of ignition in HFTDs Remote GridWLDFRContaminationAggregated | WLDFR | HFTD - Distribution - Tier 2 - 3QU CoRE ¦ 1QU LoRE | Non-Red Flag Warning - Catastrophic Fires | Contamination | Aggregated | 2052 | 2.2848e-08 | 489.6273 | 1.1187e-05 | 2052 | Mitigation | 0.95 | 45 | 0 | esc | 0.00097009 | 2.2165e-11 | 0.00097009 | 2.2165e-11
[79 empty] | WLDFR | HFTD - Distribution - Tier 3 - 3QU CoRE ¦ 4QU LoRE | Red Flag Warning - Small Fires | 2053 | 4.6675e-07 | 4.6675e-07 | 0.10489 | 0.048274 | 0.002095 | 0.054525 | 0 | 0 | 0.00048846 | 4.8959e-08 | 0 | 4.8959e-08 | 4.8959e-08 | 0 | 4.8959e-08 | 0 | 7.6903e-05 | 0.00016857 | 0 | 0.00016857 | 0 | 2.1326e-06 | 2.7888e-06 | 0 | 2.7888e-06 | [12 empty] | 7.3.3.17.5 (Remote Grid) Updates to grid topology to minimize risk of ignition in HFTDs Remote GridWLDFRContaminationAggregated | WLDFR | HFTD - Distribution - Tier 2 - 3QU CoRE ¦ 1QU LoRE | Non-Red Flag Warning - Catastrophic Fires | Contamination | Aggregated | 2053 | 2.2848e-08 | 489.6273 | 1.1187e-05 | 2053 | Mitigation | 0.95 | 45 | 0 | esc | 0.00097009 | 2.2165e-11 | 0.00097009 | 2.2165e-11
[79 empty] | WLDFR | HFTD - Distribution - Tier 3 - 3QU CoRE ¦ 4QU LoRE | Red Flag Warning - Small Fires | 2054 | 4.6675e-07 | 4.6675e-07 | 0.10489 | 0.048274 | 0.002095 | 0.054525 | 0 | 0 | 0.00048846 | 4.8959e-08 | 0 | 4.8959e-08 | 4.8959e-08 | 0 | 4.8959e-08 | 0 | 8.0316e-05 | 0.00017606 | 0 | 0.00017606 | 0 | 2.1326e-06 | 2.7888e-06 | 0 | 2.7888e-06 | [12 empty] | 7.3.3.17.5 (Remote Grid) Updates to grid topology to minimize risk of ignition in HFTDs Remote GridWLDFRContaminationAggregated | WLDFR | HFTD - Distribution - Tier 2 - 3QU CoRE ¦ 1QU LoRE | Non-Red Flag Warning - Catastrophic Fires | Contamination | Aggregated | 2054 | 2.2848e-08 | 489.6273 | 1.1187e-05 | 2054 | Mitigation | 0.95 | 45 | 0 | esc | 0.00097009 | 2.2165e-11 | 0.00097009 | 2.2165e-11
[79 empty] | WLDFR | HFTD - Distribution - Tier 3 - 3QU CoRE ¦ 4QU LoRE | Red Flag Warning - Small Fires | 2055 | 4.6675e-07 | 4.6675e-07 | 0.10489 | 0.048274 | 0.002095 | 0.054525 | 0 | 0 | 0.00048846 | 4.8959e-08 | 0 | 4.8959e-08 | 4.8959e-08 | 0 | 4.8959e-08 | 0 | 8.0316e-05 | 0.00017606 | 0 | 0.00017606 | 0 | 2.2311e-06 | 2.9176e-06 | 0 | 2.9176e-06 | [12 empty] | 7.3.3.17.5 (Remote Grid) Updates to grid topology to minimize risk of ignition in HFTDs Remote GridWLDFRContaminationAggregated | WLDFR | HFTD - Distribution - Tier 2 - 3QU CoRE ¦ 1QU LoRE | Non-Red Flag Warning - Catastrophic Fires | Contamination | Aggregated | 2055 | 2.2848e-08 | 489.6273 | 1.1187e-05 | 2055 | Mitigation | 0.95 | 45 | 0 | esc | 0.00097009 | 2.2165e-11 | 0.00097009 | 2.2165e-11
[79 empty] | WLDFR | HFTD - Distribution - Tier 3 - 3QU CoRE ¦ 4QU LoRE | Red Flag Warning - Small Fires | 2056 | 4.6675e-07 | 4.6675e-07 | 0.10489 | 0.048274 | 0.002095 | 0.054525 | 0 | 0 | 0.00048846 | 4.8959e-08 | 0 | 4.8959e-08 | 4.8959e-08 | 0 | 4.8959e-08 | 0 | 8.0316e-05 | 0.00017606 | 0 | 0.00017606 | 0 | 2.2311e-06 | 2.9176e-06 | 0 | 2.9176e-06 | [12 empty] | 7.3.3.17.5 (Remote Grid) Updates to grid topology to minimize risk of ignition in HFTDs Remote GridWLDFRContaminationAggregated | WLDFR | HFTD - Distribution - Tier 2 - 3QU CoRE ¦ 1QU LoRE | Non-Red Flag Warning - Catastrophic Fires | Contamination | Aggregated | 2056 | 2.2848e-08 | 489.6273 | 1.1187e-05 | 2056 | Mitigation | 0.95 | 45 | 0 | esc | 0.00097009 | 2.2165e-11 | 0.00097009 | 2.2165e-11
[79 empty] | WLDFR | HFTD - Distribution - Tier 3 - 3QU CoRE ¦ 4QU LoRE | Red Flag Warning - Small Fires | 2057 | 4.6675e-07 | 4.6675e-07 | 0.10489 | 0.048274 | 0.002095 | 0.054525 | 0 | 0 | 0.00048846 | 4.8959e-08 | 0 | 4.8959e-08 | 4.8959e-08 | 0 | 4.8959e-08 | 0 | 8.0316e-05 | 0.00017606 | 0 | 0.00017606 | 0 | 2.2311e-06 | 2.9176e-06 | 0 | 2.9176e-06 | [12 empty] | 7.3.3.17.5 (Remote Grid) Updates to grid topology to minimize risk of ignition in HFTDs Remote GridWLDFRContaminationAggregated | WLDFR | HFTD - Distribution - Tier 2 - 3QU CoRE ¦ 1QU LoRE | Non-Red Flag Warning - Catastrophic Fires | Contamination | Aggregated | 2057 | 2.2848e-08 | 489.6273 | 1.1187e-05 | 2057 | Mitigation | 0.95 | 45 | 0 | esc | 0.00097009 | 2.2165e-11 | 0.00097009 | 2.2165e-11
[79 empty] | WLDFR | HFTD - Distribution - Tier 3 - 3QU CoRE ¦ 4QU LoRE | Red Flag Warning - Small Fires | 2058 | 4.6675e-07 | 4.6675e-07 | 0.1099 | 0.050325 | 0.0021839 | 0.057393 | 0 | 0 | 0.00048846 | 5.1296e-08 | 0 | 5.1296e-08 | 5.1296e-08 | 0 | 5.1296e-08 | 0 | 8.0316e-05 | 0.00017606 | 0 | 0.00017606 | 0 | 2.2311e-06 | 2.9176e-06 | 0 | 2.9176e-06 | [12 empty] | 7.3.3.17.5 (Remote Grid) Updates to grid topology to minimize risk of ignition in HFTDs Remote GridWLDFRContaminationAggregated | WLDFR | HFTD - Distribution - Tier 2 - 3QU CoRE ¦ 1QU LoRE | Non-Red Flag Warning - Catastrophic Fires | Contamination | Aggregated | 2058 | 2.2848e-08 | 489.6273 | 1.1187e-05 | 2058 | Mitigation | 0.95 | 45 | 0 | esc | 0.00097009 | 2.2165e-11 | 0.00097009 | 2.2165e-11
[79 empty] | WLDFR | HFTD - Distribution - Tier 3 - 3QU CoRE ¦ 4QU LoRE | Red Flag Warning - Small Fires | 2059 | 4.6675e-07 | 4.6675e-07 | 0.1099 | 0.050325 | 0.0021839 | 0.057393 | 0 | 0 | 0.00048846 | 5.1296e-08 | 0 | 5.1296e-08 | 5.1296e-08 | 0 | 5.1296e-08 | 0 | 8.4106e-05 | 0.00018436 | 0 | 0.00018436 | 0 | 2.2311e-06 | 2.9176e-06 | 0 | 2.9176e-06 | [12 empty] | 7.3.3.17.5 (Remote Grid) Updates to grid topology to minimize risk of ignition in HFTDs Remote GridWLDFRContaminationAggregated | WLDFR | HFTD - Distribution - Tier 2 - 3QU CoRE ¦ 1QU LoRE | Non-Red Flag Warning - Catastrophic Fires | Contamination | Aggregated | 2059 | 2.2848e-08 | 489.6273 | 1.1187e-05 | 2059 | Mitigation | 0.95 | 45 | 0 | esc | 0.00097009 | 2.2165e-11 | 0.00097009 | 2.2165e-11
[79 empty] | WLDFR | HFTD - Distribution - Tier 3 - 3QU CoRE ¦ 4QU LoRE | Red Flag Warning - Small Fires | 2060 | 4.6675e-07 | 4.6675e-07 | 0.1099 | 0.050325 | 0.0021839 | 0.057393 | 0 | 0 | 0.00048846 | 5.1296e-08 | 0 | 5.1296e-08 | 5.1296e-08 | 0 | 5.1296e-08 | 0 | 8.4106e-05 | 0.00018436 | 0 | 0.00018436 | 0 | 2.3379e-06 | 3.0573e-06 | 0 | 3.0573e-06 | [12 empty] | 7.3.3.17.5 (Remote Grid) Updates to grid topology to minimize risk of ignition in HFTDs Remote GridWLDFRContaminationAggregated | WLDFR | HFTD - Distribution - Tier 2 - 3QU CoRE ¦ 1QU LoRE | Non-Red Flag Warning - Catastrophic Fires | Contamination | Aggregated | 2060 | 2.2848e-08 | 489.6273 | 1.1187e-05 | 2060 | Mitigation | 0.95 | 45 | 0 | esc | 0.00097009 | 2.2165e-11 | 0.00097009 | 2.2165e-11
[79 empty] | WLDFR | HFTD - Distribution - Tier 3 - 3QU CoRE ¦ 4QU LoRE | Red Flag Warning - Small Fires | 2061 | 4.6675e-07 | 4.6675e-07 | 0.1099 | 0.050325 | 0.0021839 | 0.057393 | 0 | 0 | 0.00048846 | 5.1296e-08 | 0 | 5.1296e-08 | 5.1296e-08 | 0 | 5.1296e-08 | 0 | 8.4106e-05 | 0.00018436 | 0 | 0.00018436 | 0 | 2.3379e-06 | 3.0573e-06 | 0 | 3.0573e-06 | [12 empty] | 7.3.3.17.5 (Remote Grid) Updates to grid topology to minimize risk of ignition in HFTDs Remote GridWLDFRContaminationAggregated | WLDFR | HFTD - Distribution - Tier 2 - 3QU CoRE ¦ 1QU LoRE | Non-Red Flag Warning - Catastrophic Fires | Contamination | Aggregated | 2061 | 2.2848e-08 | 489.6273 | 1.1187e-05 | 2061 | Mitigation | 0.95 | 45 | 0 | esc | 0.00097009 | 2.2165e-11 | 0.00097009 | 2.2165e-11
[79 empty] | WLDFR | HFTD - Distribution - Tier 3 - 3QU CoRE ¦ 4QU LoRE | Red Flag Warning - Small Fires | 2062 | 4.6675e-07 | 4.6675e-07 | 0.1099 | 0.050325 | 0.0021839 | 0.057393 | 0 | 0 | 0.00048846 | 5.1296e-08 | 0 | 5.1296e-08 | 5.1296e-08 | 0 | 5.1296e-08 | 0 | 8.4106e-05 | 0.00018436 | 0 | 0.00018436 | 0 | 2.3379e-06 | 3.0573e-06 | 0 | 3.0573e-06 | [12 empty] | 7.3.3.17.5 (Remote Grid) Updates to grid topology to minimize risk of ignition in HFTDs Remote GridWLDFRContaminationAggregated | WLDFR | HFTD - Distribution - Tier 2 - 3QU CoRE ¦ 1QU LoRE | Non-Red Flag Warning - Catastrophic Fires | Contamination | Aggregated | 2062 | 2.2848e-08 | 489.6273 | 1.1187e-05 | 2062 | Mitigation | 0.95 | 45 | 0 | esc | 0.00097009 | 2.2165e-11 | 0.00097009 | 2.2165e-11
[79 empty] | WLDFR | HFTD - Distribution - Tier 3 - 3QU CoRE ¦ 4QU LoRE | Red Flag Warning - Small Fires | 2063 | 4.6675e-07 | 4.6675e-07 | 0.11504 | 0.052388 | 0.0022734 | 0.060377 | 0 | 0 | 0.00048846 | 5.3694e-08 | 0 | 5.3694e-08 | 5.3694e-08 | 0 | 5.3694e-08 | 0 | 8.4106e-05 | 0.00018436 | 0 | 0.00018436 | 0 | 2.3379e-06 | 3.0573e-06 | 0 | 3.0573e-06 | [12 empty] | 7.3.3.17.5 (Remote Grid) Updates to grid topology to minimize risk of ignition in HFTDs Remote GridWLDFRContaminationAggregated | WLDFR | HFTD - Distribution - Tier 2 - 3QU CoRE ¦ 1QU LoRE | Non-Red Flag Warning - Catastrophic Fires | Contamination | Aggregated | 2063 | 2.2848e-08 | 489.6273 | 1.1187e-05 | 2063 | Mitigation | 0.95 | 45 | 0 | esc | 0.00097009 | 2.2165e-11 | 0.00097009 | 2.2165e-11
[79 empty] | WLDFR | HFTD - Distribution - Tier 3 - 3QU CoRE ¦ 4QU LoRE | Red Flag Warning - Small Fires | 2064 | 4.6675e-07 | 4.6675e-07 | 0.11504 | 0.052388 | 0.0022734 | 0.060377 | 0 | 0 | 0.00048846 | 5.3694e-08 | 0 | 5.3694e-08 | 5.3694e-08 | 0 | 5.3694e-08 | 0 | 8.8216e-05 | 0.00019337 | 0 | 0.00019337 | 0 | 2.3379e-06 | 3.0573e-06 | 0 | 3.0573e-06 | [12 empty] | 7.3.3.17.5 (Remote Grid) Updates to grid topology to minimize risk of ignition in HFTDs Remote GridWLDFRContaminationAggregated | WLDFR | HFTD - Distribution - Tier 2 - 3QU CoRE ¦ 1QU LoRE | Non-Red Flag Warning - Catastrophic Fires | Contamination | Aggregated | 2064 | 2.2848e-08 | 489.6273 | 1.1187e-05 | 2064 | Mitigation | 0.95 | 45 | 0 | esc | 0.00097009 | 2.2165e-11 | 0.00097009 | 2.2165e-11
[79 empty] | WLDFR | HFTD - Distribution - Tier 3 - 3QU CoRE ¦ 4QU LoRE | Red Flag Warning - Small Fires | 2065 | 4.6675e-07 | 4.6675e-07 | 0.11504 | 0.052388 | 0.0022734 | 0.060377 | 0 | 0 | 0.00048846 | 5.3694e-08 | 0 | 5.3694e-08 | 5.3694e-08 | 0 | 5.3694e-08 | 0 | 8.8216e-05 | 0.00019337 | 0 | 0.00019337 | 0 | 2.4517e-06 | 3.206e-06 | 0 | 3.206e-06 | [12 empty] | 7.3.3.17.5 (Remote Grid) Updates to grid topology to minimize risk of ignition in HFTDs Remote GridWLDFRContaminationAggregated | WLDFR | HFTD - Distribution - Tier 2 - 3QU CoRE ¦ 1QU LoRE | Non-Red Flag Warning - Catastrophic Fires | Contamination | Aggregated | 2065 | 2.2848e-08 | 489.6273 | 1.1187e-05 | 2065 | Mitigation | 0.95 | 45 | 0 | esc | 0.00097009 | 2.2165e-11 | 0.00097009 | 2.2165e-11
[79 empty] | WLDFR | HFTD - Distribution - Tier 3 - 3QU CoRE ¦ 4QU LoRE | Red Flag Warning - Small Fires | 2066 | 4.6675e-07 | 4.6675e-07 | 0.11504 | 0.052388 | 0.0022734 | 0.060377 | 0 | 0 | 0.00048846 | 5.3694e-08 | 0 | 5.3694e-08 | 5.3694e-08 | 0 | 5.3694e-08 | 0 | 8.8216e-05 | 0.00019337 | 0 | 0.00019337 | 0 | 2.4517e-06 | 3.206e-06 | 0 | 3.206e-06 | [12 empty] | 7.3.3.17.5 (Remote Grid) Updates to grid topology to minimize risk of ignition in HFTDs Remote GridWLDFRContaminationAggregated | WLDFR | HFTD - Distribution - Tier 2 - 3QU CoRE ¦ 1QU LoRE | Non-Red Flag Warning - Catastrophic Fires | Contamination | Aggregated | 2066 | 2.2848e-08 | 489.6273 | 1.1187e-05 | 2066 | Mitigation | 0.95 | 45 | 0 | esc | 0.00097009 | 2.2165e-11 | 0.00097009 | 2.2165e-11
[79 empty] | WLDFR | HFTD - Distribution - Tier 3 - 3QU CoRE ¦ 4QU LoRE | Red Flag Warning - Small Fires | 2067 | 0 | 4.6675e-07 | 0.11504 | 0.052388 | 0.0022734 | 0.060377 | 0 | 0 | 0.00048846 | 0 | 0 | 0 | 5.3694e-08 | 0 | 5.3694e-08 | 0 | 8.8216e-05 | 0.00019337 | 0 | 0.00019337 | 0 | 2.4517e-06 | 3.206e-06 | 0 | 3.206e-06 | [12 empty] | 7.3.3.17.5 (Remote Grid) Updates to grid topology to minimize risk of ignition in HFTDs Remote GridWLDFRContaminationAggregated | WLDFR | HFTD - Distribution - Tier 2 - 3QU CoRE ¦ 1QU LoRE | Non-Red Flag Warning - Catastrophic Fires | Contamination | Aggregated | 2067 | 2.2848e-08 | 489.6273 | 1.1187e-05 | 2067 | Mitigation | 0.95 | 45 | 0 | esc | 0 | 0 | 0.00097009 | 2.2165e-11
[79 empty] | WLDFR | HFTD - Distribution - Tier 3 - 3QU CoRE ¦ 5QU LoRE | Non-Red Flag Warning - Catastrophic Fires | 2022 | 4.039e-10 | 0 | 14146.1306 | 222.2294 | 8585.7228 | 5338.1784 | 0 | 0 | 4.7886e-07 | 5.7136e-06 | 0 | 5.7136e-06 | 0 | 0 | 0 | 0 | 8.8216e-05 | 0.00019337 | 0 | 0.00019337 | 0 | 2.4517e-06 | 3.206e-06 | 0 | 3.206e-06 | [12 empty] | 7.3.3.17.5 (Remote Grid) Updates to grid topology to minimize risk of ignition in HFTDs Remote GridWLDFREquipment / facility failureAggregated | WLDFR | HFTD - Distribution - Tier 2 - 3QU CoRE ¦ 1QU LoRE | Non-Red Flag Warning - Catastrophic Fires | Equipment / facility failure | Aggregated | 2022 | 6.1944e-08 | 489.6273 | 3.0329e-05 | 2022 | Mitigation | 0.95 | 45 | 0 | esc | 0.00097009 | 6.0091e-11 | 0 | 0
[79 empty] | WLDFR | HFTD - Distribution - Tier 3 - 3QU CoRE ¦ 5QU LoRE | Non-Red Flag Warning - Catastrophic Fires | 2023 | 4.039e-10 | 4.039e-10 | 14664.6376 | 233.2301 | 8896.516 | 5534.8915 | 0 | 0 | 4.7886e-07 | 5.923e-06 | 0 | 5.923e-06 | 5.923e-06 | 0 | 5.923e-06 | 0 | 9.2591e-05 | 0.00020296 | 0 | 0.00020296 | 0 | 2.4517e-06 | 3.206e-06 | 0 | 3.206e-06 | [12 empty] | 7.3.3.17.5 (Remote Grid) Updates to grid topology to minimize risk of ignition in HFTDs Remote GridWLDFREquipment / facility failureAggregated | WLDFR | HFTD - Distribution - Tier 2 - 3QU CoRE ¦ 1QU LoRE | Non-Red Flag Warning - Catastrophic Fires | Equipment / facility failure | Aggregated | 2023 | 6.1944e-08 | 489.6273 | 3.0329e-05 | 2023 | Mitigation | 0.95 | 45 | 0 | esc | 0.00097009 | 6.0091e-11 | 0.00097009 | 6.0091e-11
[79 empty] | WLDFR | HFTD - Distribution - Tier 3 - 3QU CoRE ¦ 5QU LoRE | Non-Red Flag Warning - Catastrophic Fires | 2024 | 4.039e-10 | 4.039e-10 | 14664.6376 | 233.2301 | 8896.516 | 5534.8915 | 0 | 0 | 4.7886e-07 | 5.923e-06 | 0 | 5.923e-06 | 5.923e-06 | 0 | 5.923e-06 | 0 | 9.2591e-05 | 0.00020296 | 0 | 0.00020296 | 0 | 2.5708e-06 | 3.3618e-06 | 0 | 3.3618e-06 | [12 empty] | 7.3.3.17.5 (Remote Grid) Updates to grid topology to minimize risk of ignition in HFTDs Remote GridWLDFREquipment / facility failureAggregated | WLDFR | HFTD - Distribution - Tier 2 - 3QU CoRE ¦ 1QU LoRE | Non-Red Flag Warning - Catastrophic Fires | Equipment / facility failure | Aggregated | 2024 | 6.1944e-08 | 489.6273 | 3.0329e-05 | 2024 | Mitigation | 0.95 | 45 | 0 | esc | 0.00097009 | 6.0091e-11 | 0.00097009 | 6.0091e-11
[79 empty] | WLDFR | HFTD - Distribution - Tier 3 - 3QU CoRE ¦ 5QU LoRE | Non-Red Flag Warning - Catastrophic Fires | 2025 | 4.039e-10 | 4.039e-10 | 14664.6376 | 233.2301 | 8896.516 | 5534.8915 | 0 | 0 | 4.7886e-07 | 5.923e-06 | 0 | 5.923e-06 | 5.923e-06 | 0 | 5.923e-06 | 0 | 9.2591e-05 | 0.00020296 | 0 | 0.00020296 | 0 | 2.5708e-06 | 3.3618e-06 | 0 | 3.3618e-06 | [12 empty] | 7.3.3.17.5 (Remote Grid) Updates to grid topology to minimize risk of ignition in HFTDs Remote GridWLDFREquipment / facility failureAggregated | WLDFR | HFTD - Distribution - Tier 2 - 3QU CoRE ¦ 1QU LoRE | Non-Red Flag Warning - Catastrophic Fires | Equipment / facility failure | Aggregated | 2025 | 6.1944e-08 | 489.6273 | 3.0329e-05 | 2025 | Mitigation | 0.95 | 45 | 0 | esc | 0.00097009 | 6.0091e-11 | 0.00097009 | 6.0091e-11
[79 empty] | WLDFR | HFTD - Distribution - Tier 3 - 3QU CoRE ¦ 5QU LoRE | Non-Red Flag Warning - Catastrophic Fires | 2026 | 4.039e-10 | 4.039e-10 | 14664.6376 | 233.2301 | 8896.516 | 5534.8915 | 0 | 0 | 4.7886e-07 | 5.923e-06 | 0 | 5.923e-06 | 5.923e-06 | 0 | 5.923e-06 | 0 | 9.2591e-05 | 0.00020296 | 0 | 0.00020296 | 0 | 2.5708e-06 | 3.3618e-06 | 0 | 3.3618e-06 | [12 empty] | 7.3.3.17.5 (Remote Grid) Updates to grid topology to minimize risk of ignition in HFTDs Remote GridWLDFREquipment / facility failureAggregated | WLDFR | HFTD - Distribution - Tier 2 - 3QU CoRE ¦ 1QU LoRE | Non-Red Flag Warning - Catastrophic Fires | Equipment / facility failure | Aggregated | 2026 | 6.1944e-08 | 489.6273 | 3.0329e-05 | 2026 | Mitigation | 0.95 | 45 | 0 | esc | 0.00097009 | 6.0091e-11 | 0.00097009 | 6.0091e-11
[79 empty] | WLDFR | HFTD - Distribution - Tier 3 - 3QU CoRE ¦ 5QU LoRE | Non-Red Flag Warning - Catastrophic Fires | 2027 | 4.039e-10 | 4.039e-10 | 14664.6376 | 233.2301 | 8896.516 | 5534.8915 | 0 | 0 | 4.7886e-07 | 5.923e-06 | 0 | 5.923e-06 | 5.923e-06 | 0 | 5.923e-06 | 0 | 9.2591e-05 | 0.00020296 | 0 | 0.00020296 | 0 | 2.5708e-06 | 3.3618e-06 | 0 | 3.3618e-06 | [12 empty] | 7.3.3.17.5 (Remote Grid) Updates to grid topology to minimize risk of ignition in HFTDs Remote GridWLDFREquipment / facility failureAggregated | WLDFR | HFTD - Distribution - Tier 2 - 3QU CoRE ¦ 1QU LoRE | Non-Red Flag Warning - Catastrophic Fires | Equipment / facility failure | Aggregated | 2027 | 6.1944e-08 | 489.6273 | 3.0329e-05 | 2027 | Mitigation | 0.95 | 45 | 0 | esc | 0.00097009 | 6.0091e-11 | 0.00097009 | 6.0091e-11
[79 empty] | WLDFR | HFTD - Distribution - Tier 3 - 3QU CoRE ¦ 5QU LoRE | Non-Red Flag Warning - Catastrophic Fires | 2028 | 4.039e-10 | 4.039e-10 | 15317.9909 | 247.273 | 9287.6491 | 5783.0689 | 0 | 0 | 4.7886e-07 | 6.1869e-06 | 0 | 6.1869e-06 | 6.1869e-06 | 0 | 6.1869e-06 | 0 | 9.7172e-05 | 0.000213 | 0 | 0.000213 | 0 | 2.5708e-06 | 3.3618e-06 | 0 | 3.3618e-06 | [12 empty] | 7.3.3.17.5 (Remote Grid) Updates to grid topology to minimize risk of ignition in HFTDs Remote GridWLDFREquipment / facility failureAggregated | WLDFR | HFTD - Distribution - Tier 2 - 3QU CoRE ¦ 1QU LoRE | Non-Red Flag Warning - Catastrophic Fires | Equipment / facility failure | Aggregated | 2028 | 6.1944e-08 | 489.6273 | 3.0329e-05 | 2028 | Mitigation | 0.95 | 45 | 0 | esc | 0.00097009 | 6.0091e-11 | 0.00097009 | 6.0091e-11
[79 empty] | WLDFR | HFTD - Distribution - Tier 3 - 3QU CoRE ¦ 5QU LoRE | Non-Red Flag Warning - Catastrophic Fires | 2029 | 4.039e-10 | 4.039e-10 | 15317.9909 | 247.273 | 9287.6491 | 5783.0689 | 0 | 0 | 4.7886e-07 | 6.1869e-06 | 0 | 6.1869e-06 | 6.1869e-06 | 0 | 6.1869e-06 | 0 | 9.7172e-05 | 0.000213 | 0 | 0.000213 | 0 | 2.6939e-06 | 3.5228e-06 | 0 | 3.5228e-06 | [12 empty] | 7.3.3.17.5 (Remote Grid) Updates to grid topology to minimize risk of ignition in HFTDs Remote GridWLDFREquipment / facility failureAggregated | WLDFR | HFTD - Distribution - Tier 2 - 3QU CoRE ¦ 1QU LoRE | Non-Red Flag Warning - Catastrophic Fires | Equipment / facility failure | Aggregated | 2029 | 6.1944e-08 | 489.6273 | 3.0329e-05 | 2029 | Mitigation | 0.95 | 45 | 0 | esc | 0.00097009 | 6.0091e-11 | 0.00097009 | 6.0091e-11
[79 empty] | WLDFR | HFTD - Distribution - Tier 3 - 3QU CoRE ¦ 5QU LoRE | Non-Red Flag Warning - Catastrophic Fires | 2030 | 4.039e-10 | 4.039e-10 | 15317.9909 | 247.273 | 9287.6491 | 5783.0689 | 0 | 0 | 4.7886e-07 | 6.1869e-06 | 0 | 6.1869e-06 | 6.1869e-06 | 0 | 6.1869e-06 | 0 | 9.7172e-05 | 0.000213 | 0 | 0.000213 | 0 | 2.6939e-06 | 3.5228e-06 | 0 | 3.5228e-06 | [12 empty] | 7.3.3.17.5 (Remote Grid) Updates to grid topology to minimize risk of ignition in HFTDs Remote GridWLDFREquipment / facility failureAggregated | WLDFR | HFTD - Distribution - Tier 2 - 3QU CoRE ¦ 1QU LoRE | Non-Red Flag Warning - Catastrophic Fires | Equipment / facility failure | Aggregated | 2030 | 6.1944e-08 | 489.6273 | 3.0329e-05 | 2030 | Mitigation | 0.95 | 45 | 0 | esc | 0.00097009 | 6.0091e-11 | 0.00097009 | 6.0091e-11
[79 empty] | WLDFR | HFTD - Distribution - Tier 3 - 3QU CoRE ¦ 5QU LoRE | Non-Red Flag Warning - Catastrophic Fires | 2031 | 4.039e-10 | 4.039e-10 | 15317.9909 | 247.273 | 9287.6491 | 5783.0689 | 0 | 0 | 4.7886e-07 | 6.1869e-06 | 0 | 6.1869e-06 | 6.1869e-06 | 0 | 6.1869e-06 | 0 | 9.7172e-05 | 0.000213 | 0 | 0.000213 | 0 | 2.6939e-06 | 3.5228e-06 | 0 | 3.5228e-06 | [12 empty] | 7.3.3.17.5 (Remote Grid) Updates to grid topology to minimize risk of ignition in HFTDs Remote GridWLDFREquipment / facility failureAggregated | WLDFR | HFTD - Distribution - Tier 2 - 3QU CoRE ¦ 1QU LoRE | Non-Red Flag Warning - Catastrophic Fires | Equipment / facility failure | Aggregated | 2031 | 6.1944e-08 | 489.6273 | 3.0329e-05 | 2031 | Mitigation | 0.95 | 45 | 0 | esc | 0.00097009 | 6.0091e-11 | 0.00097009 | 6.0091e-11
[79 empty] | WLDFR | HFTD - Distribution - Tier 3 - 3QU CoRE ¦ 5QU LoRE | Non-Red Flag Warning - Catastrophic Fires | 2032 | 4.039e-10 | 4.039e-10 | 15317.9909 | 247.273 | 9287.6491 | 5783.0689 | 0 | 0 | 4.7886e-07 | 6.1869e-06 | 0 | 6.1869e-06 | 6.1869e-06 | 0 | 6.1869e-06 | 0 | 9.7172e-05 | 0.000213 | 0 | 0.000213 | 0 | 2.6939e-06 | 3.5228e-06 | 0 | 3.5228e-06 | [12 empty] | 7.3.3.17.5 (Remote Grid) Updates to grid topology to minimize risk of ignition in HFTDs Remote GridWLDFREquipment / facility failureAggregated | WLDFR | HFTD - Distribution - Tier 2 - 3QU CoRE ¦ 1QU LoRE | Non-Red Flag Warning - Catastrophic Fires | Equipment / facility failure | Aggregated | 2032 | 6.1944e-08 | 489.6273 | 3.0329e-05 | 2032 | Mitigation | 0.95 | 45 | 0 | esc | 0.00097009 | 6.0091e-11 | 0.00097009 | 6.0091e-11
[79 empty] | WLDFR | HFTD - Distribution - Tier 3 - 3QU CoRE ¦ 5QU LoRE | Non-Red Flag Warning - Catastrophic Fires | 2033 | 4.039e-10 | 4.039e-10 | 16044.1264 | 263.1074 | 9721.74 | 6059.2791 | 0 | 0 | 4.7886e-07 | 6.4801e-06 | 0 | 6.4801e-06 | 6.4801e-06 | 0 | 6.4801e-06 | 0 | 0.0001019 | 0.00022337 | 0 | 0.00022337 | 0 | 2.6939e-06 | 3.5228e-06 | 0 | 3.5228e-06 | [12 empty] | 7.3.3.17.5 (Remote Grid) Updates to grid topology to minimize risk of ignition in HFTDs Remote GridWLDFREquipment / facility failureAggregated | WLDFR | HFTD - Distribution - Tier 2 - 3QU CoRE ¦ 1QU LoRE | Non-Red Flag Warning - Catastrophic Fires | Equipment / facility failure | Aggregated | 2033 | 6.1944e-08 | 489.6273 | 3.0329e-05 | 2033 | Mitigation | 0.95 | 45 | 0 | esc | 0.00097009 | 6.0091e-11 | 0.00097009 | 6.0091e-11
[79 empty] | WLDFR | HFTD - Distribution - Tier 3 - 3QU CoRE ¦ 5QU LoRE | Non-Red Flag Warning - Catastrophic Fires | 2034 | 4.039e-10 | 4.039e-10 | 16044.1264 | 263.1074 | 9721.74 | 6059.2791 | 0 | 0 | 4.7886e-07 | 6.4801e-06 | 0 | 6.4801e-06 | 6.4801e-06 | 0 | 6.4801e-06 | 0 | 0.0001019 | 0.00022337 | 0 | 0.00022337 | 0 | 2.8194e-06 | 3.6869e-06 | 0 | 3.6869e-06 | [12 empty] | 7.3.3.17.5 (Remote Grid) Updates to grid topology to minimize risk of ignition in HFTDs Remote GridWLDFREquipment / facility failureAggregated | WLDFR | HFTD - Distribution - Tier 2 - 3QU CoRE ¦ 1QU LoRE | Non-Red Flag Warning - Catastrophic Fires | Equipment / facility failure | Aggregated | 2034 | 6.1944e-08 | 489.6273 | 3.0329e-05 | 2034 | Mitigation | 0.95 | 45 | 0 | esc | 0.00097009 | 6.0091e-11 | 0.00097009 | 6.0091e-11
[79 empty] | WLDFR | HFTD - Distribution - Tier 3 - 3QU CoRE ¦ 5QU LoRE | Non-Red Flag Warning - Catastrophic Fires | 2035 | 4.039e-10 | 4.039e-10 | 16044.1264 | 263.1074 | 9721.74 | 6059.2791 | 0 | 0 | 4.7886e-07 | 6.4801e-06 | 0 | 6.4801e-06 | 6.4801e-06 | 0 | 6.4801e-06 | 0 | 0.0001019 | 0.00022337 | 0 | 0.00022337 | 0 | 2.8194e-06 | 3.6869e-06 | 0 | 3.6869e-06 | [12 empty] | 7.3.3.17.5 (Remote Grid) Updates to grid topology to minimize risk of ignition in HFTDs Remote GridWLDFREquipment / facility failureAggregated | WLDFR | HFTD - Distribution - Tier 2 - 3QU CoRE ¦ 1QU LoRE | Non-Red Flag Warning - Catastrophic Fires | Equipment / facility failure | Aggregated | 2035 | 6.1944e-08 | 489.6273 | 3.0329e-05 | 2035 | Mitigation | 0.95 | 45 | 0 | esc | 0.00097009 | 6.0091e-11 | 0.00097009 | 6.0091e-11
[79 empty] | WLDFR | HFTD - Distribution - Tier 3 - 3QU CoRE ¦ 5QU LoRE | Non-Red Flag Warning - Catastrophic Fires | 2036 | 4.039e-10 | 4.039e-10 | 16044.1264 | 263.1074 | 9721.74 | 6059.2791 | 0 | 0 | 4.7886e-07 | 6.4801e-06 | 0 | 6.4801e-06 | 6.4801e-06 | 0 | 6.4801e-06 | 0 | 0.0001019 | 0.00022337 | 0 | 0.00022337 | 0 | 2.8194e-06 | 3.6869e-06 | 0 | 3.6869e-06 | [12 empty] | 7.3.3.17.5 (Remote Grid) Updates to grid topology to minimize risk of ignition in HFTDs Remote GridWLDFREquipment / facility failureAggregated | WLDFR | HFTD - Distribution - Tier 2 - 3QU CoRE ¦ 1QU LoRE | Non-Red Flag Warning - Catastrophic Fires | Equipment / facility failure | Aggregated | 2036 | 6.1944e-08 | 489.6273 | 3.0329e-05 | 2036 | Mitigation | 0.95 | 45 | 0 | esc | 0.00097009 | 6.0091e-11 | 0.00097009 | 6.0091e-11
[79 empty] | WLDFR | HFTD - Distribution - Tier 3 - 3QU CoRE ¦ 5QU LoRE | Non-Red Flag Warning - Catastrophic Fires | 2037 | 4.039e-10 | 4.039e-10 | 16044.1264 | 263.1074 | 9721.74 | 6059.2791 | 0 | 0 | 4.7886e-07 | 6.4801e-06 | 0 | 6.4801e-06 | 6.4801e-06 | 0 | 6.4801e-06 | 0 | 0.0001019 | 0.00022337 | 0 | 0.00022337 | 0 | 2.8194e-06 | 3.6869e-06 | 0 | 3.6869e-06 | [12 empty] | 7.3.3.17.5 (Remote Grid) Updates to grid topology to minimize risk of ignition in HFTDs Remote GridWLDFREquipment / facility failureAggregated | WLDFR | HFTD - Distribution - Tier 2 - 3QU CoRE ¦ 1QU LoRE | Non-Red Flag Warning - Catastrophic Fires | Equipment / facility failure | Aggregated | 2037 | 6.1944e-08 | 489.6273 | 3.0329e-05 | 2037 | Mitigation | 0.95 | 45 | 0 | esc | 0.00097009 | 6.0091e-11 | 0.00097009 | 6.0091e-11
[79 empty] | WLDFR | HFTD - Distribution - Tier 3 - 3QU CoRE ¦ 5QU LoRE | Non-Red Flag Warning - Catastrophic Fires | 2038 | 4.039e-10 | 4.039e-10 | 16832.3912 | 280.5544 | 10192.2718 | 6359.5651 | 0 | 0 | 4.7886e-07 | 6.7985e-06 | 0 | 6.7985e-06 | 6.7985e-06 | 0 | 6.7985e-06 | 0 | 0.00010673 | 0.00023395 | 0 | 0.00023395 | 0 | 2.8194e-06 | 3.6869e-06 | 0 | 3.6869e-06 | [12 empty] | 7.3.3.17.5 (Remote Grid) Updates to grid topology to minimize risk of ignition in HFTDs Remote GridWLDFREquipment / facility failureAggregated | WLDFR | HFTD - Distribution - Tier 2 - 3QU CoRE ¦ 1QU LoRE | Non-Red Flag Warning - Catastrophic Fires | Equipment / facility failure | Aggregated | 2038 | 6.1944e-08 | 489.6273 | 3.0329e-05 | 2038 | Mitigation | 0.95 | 45 | 0 | esc | 0.00097009 | 6.0091e-11 | 0.00097009 | 6.0091e-11
[79 empty] | WLDFR | HFTD - Distribution - Tier 3 - 3QU CoRE ¦ 5QU LoRE | Non-Red Flag Warning - Catastrophic Fires | 2039 | 4.039e-10 | 4.039e-10 | 16832.3912 | 280.5544 | 10192.2718 | 6359.5651 | 0 | 0 | 4.7886e-07 | 6.7985e-06 | 0 | 6.7985e-06 | 6.7985e-06 | 0 | 6.7985e-06 | 0 | 0.00010673 | 0.00023395 | 0 | 0.00023395 | 0 | 2.9459e-06 | 3.8523e-06 | 0 | 3.8523e-06 | [12 empty] | 7.3.3.17.5 (Remote Grid) Updates to grid topology to minimize risk of ignition in HFTDs Remote GridWLDFREquipment / facility failureAggregated | WLDFR | HFTD - Distribution - Tier 2 - 3QU CoRE ¦ 1QU LoRE | Non-Red Flag Warning - Catastrophic Fires | Equipment / facility failure | Aggregated | 2039 | 6.1944e-08 | 489.6273 | 3.0329e-05 | 2039 | Mitigation | 0.95 | 45 | 0 | esc | 0.00097009 | 6.0091e-11 | 0.00097009 | 6.0091e-11
[79 empty] | WLDFR | HFTD - Distribution - Tier 3 - 3QU CoRE ¦ 5QU LoRE | Non-Red Flag Warning - Catastrophic Fires | 2040 | 4.039e-10 | 4.039e-10 | 16832.3912 | 280.5544 | 10192.2718 | 6359.5651 | 0 | 0 | 4.7886e-07 | 6.7985e-06 | 0 | 6.7985e-06 | 6.7985e-06 | 0 | 6.7985e-06 | 0 | 0.00010673 | 0.00023395 | 0 | 0.00023395 | 0 | 2.9459e-06 | 3.8523e-06 | 0 | 3.8523e-06 | [12 empty] | 7.3.3.17.5 (Remote Grid) Updates to grid topology to minimize risk of ignition in HFTDs Remote GridWLDFREquipment / facility failureAggregated | WLDFR | HFTD - Distribution - Tier 2 - 3QU CoRE ¦ 1QU LoRE | Non-Red Flag Warning - Catastrophic Fires | Equipment / facility failure | Aggregated | 2040 | 6.1944e-08 | 489.6273 | 3.0329e-05 | 2040 | Mitigation | 0.95 | 45 | 0 | esc | 0.00097009 | 6.0091e-11 | 0.00097009 | 6.0091e-11
[79 empty] | WLDFR | HFTD - Distribution - Tier 3 - 3QU CoRE ¦ 5QU LoRE | Non-Red Flag Warning - Catastrophic Fires | 2041 | 4.039e-10 | 4.039e-10 | 16832.3912 | 280.5544 | 10192.2718 | 6359.5651 | 0 | 0 | 4.7886e-07 | 6.7985e-06 | 0 | 6.7985e-06 | 6.7985e-06 | 0 | 6.7985e-06 | 0 | 0.00010673 | 0.00023395 | 0 | 0.00023395 | 0 | 2.9459e-06 | 3.8523e-06 | 0 | 3.8523e-06 | [12 empty] | 7.3.3.17.5 (Remote Grid) Updates to grid topology to minimize risk of ignition in HFTDs Remote GridWLDFREquipment / facility failureAggregated | WLDFR | HFTD - Distribution - Tier 2 - 3QU CoRE ¦ 1QU LoRE | Non-Red Flag Warning - Catastrophic Fires | Equipment / facility failure | Aggregated | 2041 | 6.1944e-08 | 489.6273 | 3.0329e-05 | 2041 | Mitigation | 0.95 | 45 | 0 | esc | 0.00097009 | 6.0091e-11 | 0.00097009 | 6.0091e-11
[79 empty] | WLDFR | HFTD - Distribution - Tier 3 - 3QU CoRE ¦ 5QU LoRE | Non-Red Flag Warning - Catastrophic Fires | 2042 | 4.039e-10 | 4.039e-10 | 16832.3912 | 280.5544 | 10192.2718 | 6359.5651 | 0 | 0 | 4.7886e-07 | 6.7985e-06 | 0 | 6.7985e-06 | 6.7985e-06 | 0 | 6.7985e-06 | 0 | 0.00010673 | 0.00023395 | 0 | 0.00023395 | 0 | 2.9459e-06 | 3.8523e-06 | 0 | 3.8523e-06 | [12 empty] | 7.3.3.17.5 (Remote Grid) Updates to grid topology to minimize risk of ignition in HFTDs Remote GridWLDFREquipment / facility failureAggregated | WLDFR | HFTD - Distribution - Tier 2 - 3QU CoRE ¦ 1QU LoRE | Non-Red Flag Warning - Catastrophic Fires | Equipment / facility failure | Aggregated | 2042 | 6.1944e-08 | 489.6273 | 3.0329e-05 | 2042 | Mitigation | 0.95 | 45 | 0 | esc | 0.00097009 | 6.0091e-11 | 0.00097009 | 6.0091e-11
[79 empty] | WLDFR | HFTD - Distribution - Tier 3 - 3QU CoRE ¦ 5QU LoRE | Non-Red Flag Warning - Catastrophic Fires | 2043 | 4.039e-10 | 4.039e-10 | 17672.0852 | 299.42 | 10692.7362 | 6679.929 | 0 | 0 | 4.7886e-07 | 7.1377e-06 | 0 | 7.1377e-06 | 7.1377e-06 | 0 | 7.1377e-06 | 0 | 0.00011158 | 0.00024459 | 0 | 0.00024459 | 0 | 2.9459e-06 | 3.8523e-06 | 0 | 3.8523e-06 | [12 empty] | 7.3.3.17.5 (Remote Grid) Updates to grid topology to minimize risk of ignition in HFTDs Remote GridWLDFREquipment / facility failureAggregated | WLDFR | HFTD - Distribution - Tier 2 - 3QU CoRE ¦ 1QU LoRE | Non-Red Flag Warning - Catastrophic Fires | Equipment / facility failure | Aggregated | 2043 | 6.1944e-08 | 489.6273 | 3.0329e-05 | 2043 | Mitigation | 0.95 | 45 | 0 | esc | 0.00097009 | 6.0091e-11 | 0.00097009 | 6.0091e-11
[79 empty] | WLDFR | HFTD - Distribution - Tier 3 - 3QU CoRE ¦ 5QU LoRE | Non-Red Flag Warning - Catastrophic Fires | 2044 | 4.039e-10 | 4.039e-10 | 17672.0852 | 299.42 | 10692.7362 | 6679.929 | 0 | 0 | 4.7886e-07 | 7.1377e-06 | 0 | 7.1377e-06 | 7.1377e-06 | 0 | 7.1377e-06 | 0 | 0.00011158 | 0.00024459 | 0 | 0.00024459 | 0 | 3.0717e-06 | 4.0168e-06 | 0 | 4.0168e-06 | [12 empty] | 7.3.3.17.5 (Remote Grid) Updates to grid topology to minimize risk of ignition in HFTDs Remote GridWLDFREquipment / facility failureAggregated | WLDFR | HFTD - Distribution - Tier 2 - 3QU CoRE ¦ 1QU LoRE | Non-Red Flag Warning - Catastrophic Fires | Equipment / facility failure | Aggregated | 2044 | 6.1944e-08 | 489.6273 | 3.0329e-05 | 2044 | Mitigation | 0.95 | 45 | 0 | esc | 0.00097009 | 6.0091e-11 | 0.00097009 | 6.0091e-11
[79 empty] | WLDFR | HFTD - Distribution - Tier 3 - 3QU CoRE ¦ 5QU LoRE | Non-Red Flag Warning - Catastrophic Fires | 2045 | 4.039e-10 | 4.039e-10 | 17672.0852 | 299.42 | 10692.7362 | 6679.929 | 0 | 0 | 4.7886e-07 | 7.1377e-06 | 0 | 7.1377e-06 | 7.1377e-06 | 0 | 7.1377e-06 | 0 | 0.00011158 | 0.00024459 | 0 | 0.00024459 | 0 | 3.0717e-06 | 4.0168e-06 | 0 | 4.0168e-06 | [12 empty] | 7.3.3.17.5 (Remote Grid) Updates to grid topology to minimize risk of ignition in HFTDs Remote GridWLDFREquipment / facility failureAggregated | WLDFR | HFTD - Distribution - Tier 2 - 3QU CoRE ¦ 1QU LoRE | Non-Red Flag Warning - Catastrophic Fires | Equipment / facility failure | Aggregated | 2045 | 6.1944e-08 | 489.6273 | 3.0329e-05 | 2045 | Mitigation | 0.95 | 45 | 0 | esc | 0.00097009 | 6.0091e-11 | 0.00097009 | 6.0091e-11
[79 empty] | WLDFR | HFTD - Distribution - Tier 3 - 3QU CoRE ¦ 5QU LoRE | Non-Red Flag Warning - Catastrophic Fires | 2046 | 4.039e-10 | 4.039e-10 | 17672.0852 | 299.42 | 10692.7362 | 6679.929 | 0 | 0 | 4.7886e-07 | 7.1377e-06 | 0 | 7.1377e-06 | 7.1377e-06 | 0 | 7.1377e-06 | 0 | 0.00011158 | 0.00024459 | 0 | 0.00024459 | 0 | 3.0717e-06 | 4.0168e-06 | 0 | 4.0168e-06 | [12 empty] | 7.3.3.17.5 (Remote Grid) Updates to grid topology to minimize risk of ignition in HFTDs Remote GridWLDFREquipment / facility failureAggregated | WLDFR | HFTD - Distribution - Tier 2 - 3QU CoRE ¦ 1QU LoRE | Non-Red Flag Warning - Catastrophic Fires | Equipment / facility failure | Aggregated | 2046 | 6.1944e-08 | 489.6273 | 3.0329e-05 | 2046 | Mitigation | 0.95 | 45 | 0 | esc | 0.00097009 | 6.0091e-11 | 0.00097009 | 6.0091e-11
[79 empty] | WLDFR | HFTD - Distribution - Tier 3 - 3QU CoRE ¦ 5QU LoRE | Non-Red Flag Warning - Catastrophic Fires | 2047 | 4.039e-10 | 4.039e-10 | 17672.0852 | 299.42 | 10692.7362 | 6679.929 | 0 | 0 | 4.7886e-07 | 7.1377e-06 | 0 | 7.1377e-06 | 7.1377e-06 | 0 | 7.1377e-06 | 0 | 0.00011158 | 0.00024459 | 0 | 0.00024459 | 0 | 3.0717e-06 | 4.0168e-06 | 0 | 4.0168e-06 | [12 empty] | 7.3.3.17.5 (Remote Grid) Updates to grid topology to minimize risk of ignition in HFTDs Remote GridWLDFREquipment / facility failureAggregated | WLDFR | HFTD - Distribution - Tier 2 - 3QU CoRE ¦ 1QU LoRE | Non-Red Flag Warning - Catastrophic Fires | Equipment / facility failure | Aggregated | 2047 | 6.1944e-08 | 489.6273 | 3.0329e-05 | 2047 | Mitigation | 0.95 | 45 | 0 | esc | 0.00097009 | 6.0091e-11 | 0.00097009 | 6.0091e-11
[79 empty] | WLDFR | HFTD - Distribution - Tier 3 - 3QU CoRE ¦ 5QU LoRE | Non-Red Flag Warning - Catastrophic Fires | 2048 | 4.039e-10 | 4.039e-10 | 18552.3348 | 319.4911 | 11216.5626 | 7016.281 | 0 | 0 | 4.7886e-07 | 7.4932e-06 | 0 | 7.4932e-06 | 7.4932e-06 | 0 | 7.4932e-06 | 0 | 0.00011641 | 0.00025518 | 0 | 0.00025518 | 0 | 3.0717e-06 | 4.0168e-06 | 0 | 4.0168e-06 | [12 empty] | 7.3.3.17.5 (Remote Grid) Updates to grid topology to minimize risk of ignition in HFTDs Remote GridWLDFREquipment / facility failureAggregated | WLDFR | HFTD - Distribution - Tier 2 - 3QU CoRE ¦ 1QU LoRE | Non-Red Flag Warning - Catastrophic Fires | Equipment / facility failure | Aggregated | 2048 | 6.1944e-08 | 489.6273 | 3.0329e-05 | 2048 | Mitigation | 0.95 | 45 | 0 | esc | 0.00097009 | 6.0091e-11 | 0.00097009 | 6.0091e-11
[79 empty] | WLDFR | HFTD - Distribution - Tier 3 - 3QU CoRE ¦ 5QU LoRE | Non-Red Flag Warning - Catastrophic Fires | 2049 | 4.039e-10 | 4.039e-10 | 18552.3348 | 319.4911 | 11216.5626 | 7016.281 | 0 | 0 | 4.7886e-07 | 7.4932e-06 | 0 | 7.4932e-06 | 7.4932e-06 | 0 | 7.4932e-06 | 0 | 0.00011641 | 0.00025518 | 0 | 0.00025518 | 0 | 3.1954e-06 | 4.1785e-06 | 0 | 4.1785e-06 | [12 empty] | 7.3.3.17.5 (Remote Grid) Updates to grid topology to minimize risk of ignition in HFTDs Remote GridWLDFREquipment / facility failureAggregated | WLDFR | HFTD - Distribution - Tier 2 - 3QU CoRE ¦ 1QU LoRE | Non-Red Flag Warning - Catastrophic Fires | Equipment / facility failure | Aggregated | 2049 | 6.1944e-08 | 489.6273 | 3.0329e-05 | 2049 | Mitigation | 0.95 | 45 | 0 | esc | 0.00097009 | 6.0091e-11 | 0.00097009 | 6.0091e-11
[79 empty] | WLDFR | HFTD - Distribution - Tier 3 - 3QU CoRE ¦ 5QU LoRE | Non-Red Flag Warning - Catastrophic Fires | 2050 | 4.039e-10 | 4.039e-10 | 18552.3348 | 319.4911 | 11216.5626 | 7016.281 | 0 | 0 | 4.7886e-07 | 7.4932e-06 | 0 | 7.4932e-06 | 7.4932e-06 | 0 | 7.4932e-06 | 0 | 0.00011641 | 0.00025518 | 0 | 0.00025518 | 0 | 3.1954e-06 | 4.1785e-06 | 0 | 4.1785e-06 | [12 empty] | 7.3.3.17.5 (Remote Grid) Updates to grid topology to minimize risk of ignition in HFTDs Remote GridWLDFREquipment / facility failureAggregated | WLDFR | HFTD - Distribution - Tier 2 - 3QU CoRE ¦ 1QU LoRE | Non-Red Flag Warning - Catastrophic Fires | Equipment / facility failure | Aggregated | 2050 | 6.1944e-08 | 489.6273 | 3.0329e-05 | 2050 | Mitigation | 0.95 | 45 | 0 | esc | 0.00097009 | 6.0091e-11 | 0.00097009 | 6.0091e-11
[79 empty] | WLDFR | HFTD - Distribution - Tier 3 - 3QU CoRE ¦ 5QU LoRE | Non-Red Flag Warning - Catastrophic Fires | 2051 | 4.039e-10 | 4.039e-10 | 18552.3348 | 319.4911 | 11216.5626 | 7016.281 | 0 | 0 | 4.7886e-07 | 7.4932e-06 | 0 | 7.4932e-06 | 7.4932e-06 | 0 | 7.4932e-06 | 0 | 0 | 0.00025518 | 0 | 0.00025518 | 0 | 3.1954e-06 | 4.1785e-06 | 0 | 4.1785e-06 | [12 empty] | 7.3.3.17.5 (Remote Grid) Updates to grid topology to minimize risk of ignition in HFTDs Remote GridWLDFREquipment / facility failureAggregated | WLDFR | HFTD - Distribution - Tier 2 - 3QU CoRE ¦ 1QU LoRE | Non-Red Flag Warning - Catastrophic Fires | Equipment / facility failure | Aggregated | 2051 | 6.1944e-08 | 489.6273 | 3.0329e-05 | 2051 | Mitigation | 0.95 | 45 | 0 | esc | 0.00097009 | 6.0091e-11 | 0.00097009 | 6.0091e-11
[79 empty] | WLDFR | HFTD - Distribution - Tier 3 - 3QU CoRE ¦ 5QU LoRE | Non-Red Flag Warning - Catastrophic Fires | 2052 | 4.039e-10 | 4.039e-10 | 18552.3348 | 319.4911 | 11216.5626 | 7016.281 | 0 | 0 | 4.7886e-07 | 7.4932e-06 | 0 | 7.4932e-06 | 7.4932e-06 | 0 | 7.4932e-06 | 0 | 0 | 0 | 0 | 0 | 0 | 3.1954e-06 | 4.1785e-06 | 0 | 4.1785e-06 | [12 empty] | 7.3.3.17.5 (Remote Grid) Updates to grid topology to minimize risk of ignition in HFTDs Remote GridWLDFREquipment / facility failureAggregated | WLDFR | HFTD - Distribution - Tier 2 - 3QU CoRE ¦ 1QU LoRE | Non-Red Flag Warning - Catastrophic Fires | Equipment / facility failure | Aggregated | 2052 | 6.1944e-08 | 489.6273 | 3.0329e-05 | 2052 | Mitigation | 0.95 | 45 | 0 | esc | 0.00097009 | 6.0091e-11 | 0.00097009 | 6.0091e-11
[79 empty] | WLDFR | HFTD - Distribution - Tier 3 - 3QU CoRE ¦ 5QU LoRE | Non-Red Flag Warning - Catastrophic Fires | 2053 | 4.039e-10 | 4.039e-10 | 19462.1283 | 340.5356 | 11757.1413 | 7364.4514 | 0 | 0 | 4.7886e-07 | 7.8607e-06 | 0 | 7.8607e-06 | 7.8607e-06 | 0 | 7.8607e-06 | 0 | 5.0788e-07 | 0 | 0 | 0 | 0 | 0 | 4.1785e-06 | 0 | 4.1785e-06 | [12 empty] | 7.3.3.17.5 (Remote Grid) Updates to grid topology to minimize risk of ignition in HFTDs Remote GridWLDFREquipment / facility failureAggregated | WLDFR | HFTD - Distribution - Tier 2 - 3QU CoRE ¦ 1QU LoRE | Non-Red Flag Warning - Catastrophic Fires | Equipment / facility failure | Aggregated | 2053 | 6.1944e-08 | 489.6273 | 3.0329e-05 | 2053 | Mitigation | 0.95 | 45 | 0 | esc | 0.00097009 | 6.0091e-11 | 0.00097009 | 6.0091e-11
[79 empty] | WLDFR | HFTD - Distribution - Tier 3 - 3QU CoRE ¦ 5QU LoRE | Non-Red Flag Warning - Catastrophic Fires | 2054 | 4.039e-10 | 4.039e-10 | 19462.1283 | 340.5356 | 11757.1413 | 7364.4514 | 0 | 0 | 4.7886e-07 | 7.8607e-06 | 0 | 7.8607e-06 | 7.8607e-06 | 0 | 7.8607e-06 | 0 | 5.3061e-07 | 1.1631e-06 | 0 | 1.1631e-06 | 0 | 0 | 0 | 0 | 0 | [12 empty] | 7.3.3.17.5 (Remote Grid) Updates to grid topology to minimize risk of ignition in HFTDs Remote GridWLDFREquipment / facility failureAggregated | WLDFR | HFTD - Distribution - Tier 2 - 3QU CoRE ¦ 1QU LoRE | Non-Red Flag Warning - Catastrophic Fires | Equipment / facility failure | Aggregated | 2054 | 6.1944e-08 | 489.6273 | 3.0329e-05 | 2054 | Mitigation | 0.95 | 45 | 0 | esc | 0.00097009 | 6.0091e-11 | 0.00097009 | 6.0091e-11
[79 empty] | WLDFR | HFTD - Distribution - Tier 3 - 3QU CoRE ¦ 5QU LoRE | Non-Red Flag Warning - Catastrophic Fires | 2055 | 4.039e-10 | 4.039e-10 | 19462.1283 | 340.5356 | 11757.1413 | 7364.4514 | 0 | 0 | 4.7886e-07 | 7.8607e-06 | 0 | 7.8607e-06 | 7.8607e-06 | 0 | 7.8607e-06 | 0 | 5.3061e-07 | 1.1631e-06 | 0 | 1.1631e-06 | 0 | 0 | 0 | 0 | 0 | [12 empty] | 7.3.3.17.5 (Remote Grid) Updates to grid topology to minimize risk of ignition in HFTDs Remote GridWLDFREquipment / facility failureAggregated | WLDFR | HFTD - Distribution - Tier 2 - 3QU CoRE ¦ 1QU LoRE | Non-Red Flag Warning - Catastrophic Fires | Equipment / facility failure | Aggregated | 2055 | 6.1944e-08 | 489.6273 | 3.0329e-05 | 2055 | Mitigation | 0.95 | 45 | 0 | esc | 0.00097009 | 6.0091e-11 | 0.00097009 | 6.0091e-11
[79 empty] | WLDFR | HFTD - Distribution - Tier 3 - 3QU CoRE ¦ 5QU LoRE | Non-Red Flag Warning - Catastrophic Fires | 2056 | 4.039e-10 | 4.039e-10 | 19462.1283 | 340.5356 | 11757.1413 | 7364.4514 | 0 | 0 | 4.7886e-07 | 7.8607e-06 | 0 | 7.8607e-06 | 7.8607e-06 | 0 | 7.8607e-06 | 0 | 5.3061e-07 | 1.1631e-06 | 0 | 1.1631e-06 | 0 | 2.1225e-08 | 0 | 0 | 0 | [12 empty] | 7.3.3.17.5 (Remote Grid) Updates to grid topology to minimize risk of ignition in HFTDs Remote GridWLDFREquipment / facility failureAggregated | WLDFR | HFTD - Distribution - Tier 2 - 3QU CoRE ¦ 1QU LoRE | Non-Red Flag Warning - Catastrophic Fires | Equipment / facility failure | Aggregated | 2056 | 6.1944e-08 | 489.6273 | 3.0329e-05 | 2056 | Mitigation | 0.95 | 45 | 0 | esc | 0.00097009 | 6.0091e-11 | 0.00097009 | 6.0091e-11
[79 empty] | WLDFR | HFTD - Distribution - Tier 3 - 3QU CoRE ¦ 5QU LoRE | Non-Red Flag Warning - Catastrophic Fires | 2057 | 4.039e-10 | 4.039e-10 | 19462.1283 | 340.5356 | 11757.1413 | 7364.4514 | 0 | 0 | 4.7886e-07 | 7.8607e-06 | 0 | 7.8607e-06 | 7.8607e-06 | 0 | 7.8607e-06 | 0 | 5.3061e-07 | 1.1631e-06 | 0 | 1.1631e-06 | 0 | 2.2175e-08 | 2.7103e-08 | 0 | 2.7103e-08 | [12 empty] | 7.3.3.17.5 (Remote Grid) Updates to grid topology to minimize risk of ignition in HFTDs Remote GridWLDFREquipment / facility failureAggregated | WLDFR | HFTD - Distribution - Tier 2 - 3QU CoRE ¦ 1QU LoRE | Non-Red Flag Warning - Catastrophic Fires | Equipment / facility failure | Aggregated | 2057 | 6.1944e-08 | 489.6273 | 3.0329e-05 | 2057 | Mitigation | 0.95 | 45 | 0 | esc | 0.00097009 | 6.0091e-11 | 0.00097009 | 6.0091e-11
[79 empty] | WLDFR | HFTD - Distribution - Tier 3 - 3QU CoRE ¦ 5QU LoRE | Non-Red Flag Warning - Catastrophic Fires | 2058 | 4.039e-10 | 4.039e-10 | 20390.4035 | 362.3049 | 12307.8747 | 7720.2238 | 0 | 0 | 4.7886e-07 | 8.2356e-06 | 0 | 8.2356e-06 | 8.2356e-06 | 0 | 8.2356e-06 | 0 | 5.3061e-07 | 1.1631e-06 | 0 | 1.1631e-06 | 0 | 2.2175e-08 | 2.7103e-08 | 0 | 2.7103e-08 | [12 empty] | 7.3.3.17.5 (Remote Grid) Updates to grid topology to minimize risk of ignition in HFTDs Remote GridWLDFREquipment / facility failureAggregated | WLDFR | HFTD - Distribution - Tier 2 - 3QU CoRE ¦ 1QU LoRE | Non-Red Flag Warning - Catastrophic Fires | Equipment / facility failure | Aggregated | 2058 | 6.1944e-08 | 489.6273 | 3.0329e-05 | 2058 | Mitigation | 0.95 | 45 | 0 | esc | 0.00097009 | 6.0091e-11 | 0.00097009 | 6.0091e-11
[79 empty] | WLDFR | HFTD - Distribution - Tier 3 - 3QU CoRE ¦ 5QU LoRE | Non-Red Flag Warning - Catastrophic Fires | 2059 | 4.039e-10 | 4.039e-10 | 20390.4035 | 362.3049 | 12307.8747 | 7720.2238 | 0 | 0 | 4.7886e-07 | 8.2356e-06 | 0 | 8.2356e-06 | 8.2356e-06 | 0 | 8.2356e-06 | 0 | 5.5987e-07 | 1.2273e-06 | 0 | 1.2273e-06 | 0 | 2.2175e-08 | 2.7103e-08 | 0 | 2.7103e-08 | [12 empty] | 7.3.3.17.5 (Remote Grid) Updates to grid topology to minimize risk of ignition in HFTDs Remote GridWLDFREquipment / facility failureAggregated | WLDFR | HFTD - Distribution - Tier 2 - 3QU CoRE ¦ 1QU LoRE | Non-Red Flag Warning - Catastrophic Fires | Equipment / facility failure | Aggregated | 2059 | 6.1944e-08 | 489.6273 | 3.0329e-05 | 2059 | Mitigation | 0.95 | 45 | 0 | esc | 0.00097009 | 6.0091e-11 | 0.00097009 | 6.0091e-11
[79 empty] | WLDFR | HFTD - Distribution - Tier 3 - 3QU CoRE ¦ 5QU LoRE | Non-Red Flag Warning - Catastrophic Fires | 2060 | 4.039e-10 | 4.039e-10 | 20390.4035 | 362.3049 | 12307.8747 | 7720.2238 | 0 | 0 | 4.7886e-07 | 8.2356e-06 | 0 | 8.2356e-06 | 8.2356e-06 | 0 | 8.2356e-06 | 0 | 5.5987e-07 | 1.2273e-06 | 0 | 1.2273e-06 | 0 | 2.2175e-08 | 2.7103e-08 | 0 | 2.7103e-08 | [12 empty] | 7.3.3.17.5 (Remote Grid) Updates to grid topology to minimize risk of ignition in HFTDs Remote GridWLDFREquipment / facility failureAggregated | WLDFR | HFTD - Distribution - Tier 2 - 3QU CoRE ¦ 1QU LoRE | Non-Red Flag Warning - Catastrophic Fires | Equipment / facility failure | Aggregated | 2060 | 6.1944e-08 | 489.6273 | 3.0329e-05 | 2060 | Mitigation | 0.95 | 45 | 0 | esc | 0.00097009 | 6.0091e-11 | 0.00097009 | 6.0091e-11
[79 empty] | WLDFR | HFTD - Distribution - Tier 3 - 3QU CoRE ¦ 5QU LoRE | Non-Red Flag Warning - Catastrophic Fires | 2061 | 4.039e-10 | 4.039e-10 | 20390.4035 | 362.3049 | 12307.8747 | 7720.2238 | 0 | 0 | 4.7886e-07 | 8.2356e-06 | 0 | 8.2356e-06 | 8.2356e-06 | 0 | 8.2356e-06 | 0 | 5.5987e-07 | 1.2273e-06 | 0 | 1.2273e-06 | 0 | 2.2175e-08 | 2.7103e-08 | 0 | 2.7103e-08 | [12 empty] | 7.3.3.17.5 (Remote Grid) Updates to grid topology to minimize risk of ignition in HFTDs Remote GridWLDFREquipment / facility failureAggregated | WLDFR | HFTD - Distribution - Tier 2 - 3QU CoRE ¦ 1QU LoRE | Non-Red Flag Warning - Catastrophic Fires | Equipment / facility failure | Aggregated | 2061 | 6.1944e-08 | 489.6273 | 3.0329e-05 | 2061 | Mitigation | 0.95 | 45 | 0 | esc | 0.00097009 | 6.0091e-11 | 0.00097009 | 6.0091e-11
[79 empty] | WLDFR | HFTD - Distribution - Tier 3 - 3QU CoRE ¦ 5QU LoRE | Non-Red Flag Warning - Catastrophic Fires | 2062 | 4.039e-10 | 4.039e-10 | 20390.4035 | 362.3049 | 12307.8747 | 7720.2238 | 0 | 0 | 4.7886e-07 | 8.2356e-06 | 0 | 8.2356e-06 | 8.2356e-06 | 0 | 8.2356e-06 | 0 | 5.5987e-07 | 1.2273e-06 | 0 | 1.2273e-06 | 0 | 2.3398e-08 | 2.8598e-08 | 0 | 2.8598e-08 | [12 empty] | 7.3.3.17.5 (Remote Grid) Updates to grid topology to minimize risk of ignition in HFTDs Remote GridWLDFREquipment / facility failureAggregated | WLDFR | HFTD - Distribution - Tier 2 - 3QU CoRE ¦ 1QU LoRE | Non-Red Flag Warning - Catastrophic Fires | Equipment / facility failure | Aggregated | 2062 | 6.1944e-08 | 489.6273 | 3.0329e-05 | 2062 | Mitigation | 0.95 | 45 | 0 | esc | 0.00097009 | 6.0091e-11 | 0.00097009 | 6.0091e-11
[79 empty] | WLDFR | HFTD - Distribution - Tier 3 - 3QU CoRE ¦ 5QU LoRE | Non-Red Flag Warning - Catastrophic Fires | 2063 | 4.039e-10 | 4.039e-10 | 21325.9188 | 384.5316 | 12862.0997 | 8079.2876 | 0 | 0 | 4.7886e-07 | 8.6134e-06 | 0 | 8.6134e-06 | 8.6134e-06 | 0 | 8.6134e-06 | 0 | 5.5987e-07 | 1.2273e-06 | 0 | 1.2273e-06 | 0 | 2.3398e-08 | 2.8598e-08 | 0 | 2.8598e-08 | [12 empty] | 7.3.3.17.5 (Remote Grid) Updates to grid topology to minimize risk of ignition in HFTDs Remote GridWLDFREquipment / facility failureAggregated | WLDFR | HFTD - Distribution - Tier 2 - 3QU CoRE ¦ 1QU LoRE | Non-Red Flag Warning - Catastrophic Fires | Equipment / facility failure | Aggregated | 2063 | 6.1944e-08 | 489.6273 | 3.0329e-05 | 2063 | Mitigation | 0.95 | 45 | 0 | esc | 0.00097009 | 6.0091e-11 | 0.00097009 | 6.0091e-11
[79 empty] | WLDFR | HFTD - Distribution - Tier 3 - 3QU CoRE ¦ 5QU LoRE | Non-Red Flag Warning - Catastrophic Fires | 2064 | 4.039e-10 | 4.039e-10 | 21325.9188 | 384.5316 | 12862.0997 | 8079.2876 | 0 | 0 | 4.7886e-07 | 8.6134e-06 | 0 | 8.6134e-06 | 8.6134e-06 | 0 | 8.6134e-06 | 0 | 5.9316e-07 | 1.3002e-06 | 0 | 1.3002e-06 | 0 | 2.3398e-08 | 2.8598e-08 | 0 | 2.8598e-08 | [12 empty] | 7.3.3.17.5 (Remote Grid) Updates to grid topology to minimize risk of ignition in HFTDs Remote GridWLDFREquipment / facility failureAggregated | WLDFR | HFTD - Distribution - Tier 2 - 3QU CoRE ¦ 1QU LoRE | Non-Red Flag Warning - Catastrophic Fires | Equipment / facility failure | Aggregated | 2064 | 6.1944e-08 | 489.6273 | 3.0329e-05 | 2064 | Mitigation | 0.95 | 45 | 0 | esc | 0.00097009 | 6.0091e-11 | 0.00097009 | 6.0091e-11
[79 empty] | WLDFR | HFTD - Distribution - Tier 3 - 3QU CoRE ¦ 5QU LoRE | Non-Red Flag Warning - Catastrophic Fires | 2065 | 4.039e-10 | 4.039e-10 | 21325.9188 | 384.5316 | 12862.0997 | 8079.2876 | 0 | 0 | 4.7886e-07 | 8.6134e-06 | 0 | 8.6134e-06 | 8.6134e-06 | 0 | 8.6134e-06 | 0 | 5.9316e-07 | 1.3002e-06 | 0 | 1.3002e-06 | 0 | 2.3398e-08 | 2.8598e-08 | 0 | 2.8598e-08 | [12 empty] | 7.3.3.17.5 (Remote Grid) Updates to grid topology to minimize risk of ignition in HFTDs Remote GridWLDFREquipment / facility failureAggregated | WLDFR | HFTD - Distribution - Tier 2 - 3QU CoRE ¦ 1QU LoRE | Non-Red Flag Warning - Catastrophic Fires | Equipment / facility failure | Aggregated | 2065 | 6.1944e-08 | 489.6273 | 3.0329e-05 | 2065 | Mitigation | 0.95 | 45 | 0 | esc | 0.00097009 | 6.0091e-11 | 0.00097009 | 6.0091e-11
[79 empty] | WLDFR | HFTD - Distribution - Tier 3 - 3QU CoRE ¦ 5QU LoRE | Non-Red Flag Warning - Catastrophic Fires | 2066 | 4.039e-10 | 4.039e-10 | 21325.9188 | 384.5316 | 12862.0997 | 8079.2876 | 0 | 0 | 4.7886e-07 | 8.6134e-06 | 0 | 8.6134e-06 | 8.6134e-06 | 0 | 8.6134e-06 | 0 | 5.9316e-07 | 1.3002e-06 | 0 | 1.3002e-06 | 0 | 2.3398e-08 | 2.8598e-08 | 0 | 2.8598e-08 | [12 empty] | 7.3.3.17.5 (Remote Grid) Updates to grid topology to minimize risk of ignition in HFTDs Remote GridWLDFREquipment / facility failureAggregated | WLDFR | HFTD - Distribution - Tier 2 - 3QU CoRE ¦ 1QU LoRE | Non-Red Flag Warning - Catastrophic Fires | Equipment / facility failure | Aggregated | 2066 | 6.1944e-08 | 489.6273 | 3.0329e-05 | 2066 | Mitigation | 0.95 | 45 | 0 | esc | 0.00097009 | 6.0091e-11 | 0.00097009 | 6.0091e-11
[79 empty] | WLDFR | HFTD - Distribution - Tier 3 - 3QU CoRE ¦ 5QU LoRE | Non-Red Flag Warning - Catastrophic Fires | 2067 | 0 | 4.039e-10 | 21325.9188 | 384.5316 | 12862.0997 | 8079.2876 | 0 | 0 | 4.7886e-07 | 0 | 0 | 0 | 8.6134e-06 | 0 | 8.6134e-06 | 0 | 5.9316e-07 | 1.3002e-06 | 0 | 1.3002e-06 | 0 | 2.4789e-08 | 3.0298e-08 | 0 | 3.0298e-08 | [12 empty] | 7.3.3.17.5 (Remote Grid) Updates to grid topology to minimize risk of ignition in HFTDs Remote GridWLDFREquipment / facility failureAggregated | WLDFR | HFTD - Distribution - Tier 2 - 3QU CoRE ¦ 1QU LoRE | Non-Red Flag Warning - Catastrophic Fires | Equipment / facility failure | Aggregated | 2067 | 6.1944e-08 | 489.6273 | 3.0329e-05 | 2067 | Mitigation | 0.95 | 45 | 0 | esc | 0 | 0 | 0.00097009 | 6.0091e-11
[79 empty] | WLDFR | HFTD - Distribution - Tier 3 - 3QU CoRE ¦ 5QU LoRE | Non-Red Flag Warning - Destructive Fires | 2022 | 5.7701e-10 | 0 | 8807.9522 | 222.2294 | 8585.7228 | 0 | 0 | 0 | 6.3477e-07 | 5.0823e-06 | 0 | 5.0823e-06 | 0 | 0 | 0 | 0 | 5.9316e-07 | 1.3002e-06 | 0 | 1.3002e-06 | 0 | 2.4789e-08 | 3.0298e-08 | 0 | 3.0298e-08 | [12 empty] | 7.3.3.17.5 (Remote Grid) Updates to grid topology to minimize risk of ignition in HFTDs Remote GridWLDFRVegetation ContactAggregated | WLDFR | HFTD - Distribution - Tier 2 - 3QU CoRE ¦ 1QU LoRE | Non-Red Flag Warning - Catastrophic Fires | Vegetation Contact | Aggregated | 2022 | 4.4951e-07 | 489.6273 | 0.00022009 | 2022 | Mitigation | 0.95 | 45 | 0 | esc | 0.00097009 | 4.3606e-10 | 0 | 0
[79 empty] | WLDFR | HFTD - Distribution - Tier 3 - 3QU CoRE ¦ 5QU LoRE | Non-Red Flag Warning - Destructive Fires | 2023 | 5.7701e-10 | 5.7701e-10 | 9129.7461 | 233.2301 | 8896.516 | 0 | 0 | 0 | 6.3477e-07 | 5.268e-06 | 0 | 5.268e-06 | 5.268e-06 | 0 | 5.268e-06 | 0 | 6.3021e-07 | 1.3814e-06 | 0 | 1.3814e-06 | 0 | 2.4789e-08 | 3.0298e-08 | 0 | 3.0298e-08 | [12 empty] | 7.3.3.17.5 (Remote Grid) Updates to grid topology to minimize risk of ignition in HFTDs Remote GridWLDFRVegetation ContactAggregated | WLDFR | HFTD - Distribution - Tier 2 - 3QU CoRE ¦ 1QU LoRE | Non-Red Flag Warning - Catastrophic Fires | Vegetation Contact | Aggregated | 2023 | 4.4951e-07 | 489.6273 | 0.00022009 | 2023 | Mitigation | 0.95 | 45 | 0 | esc | 0.00097009 | 4.3606e-10 | 0.00097009 | 4.3606e-10
[79 empty] | WLDFR | HFTD - Distribution - Tier 3 - 3QU CoRE ¦ 5QU LoRE | Non-Red Flag Warning - Destructive Fires | 2024 | 5.7701e-10 | 5.7701e-10 | 9129.7461 | 233.2301 | 8896.516 | 0 | 0 | 0 | 6.3477e-07 | 5.268e-06 | 0 | 5.268e-06 | 5.268e-06 | 0 | 5.268e-06 | 0 | 6.3021e-07 | 1.3814e-06 | 0 | 1.3814e-06 | 0 | 2.4789e-08 | 3.0298e-08 | 0 | 3.0298e-08 | [12 empty] | 7.3.3.17.5 (Remote Grid) Updates to grid topology to minimize risk of ignition in HFTDs Remote GridWLDFRVegetation ContactAggregated | WLDFR | HFTD - Distribution - Tier 2 - 3QU CoRE ¦ 1QU LoRE | Non-Red Flag Warning - Catastrophic Fires | Vegetation Contact | Aggregated | 2024 | 4.4951e-07 | 489.6273 | 0.00022009 | 2024 | Mitigation | 0.95 | 45 | 0 | esc | 0.00097009 | 4.3606e-10 | 0.00097009 | 4.3606e-10
[79 empty] | WLDFR | HFTD - Distribution - Tier 3 - 3QU CoRE ¦ 5QU LoRE | Non-Red Flag Warning - Destructive Fires | 2025 | 5.7701e-10 | 5.7701e-10 | 9129.7461 | 233.2301 | 8896.516 | 0 | 0 | 0 | 6.3477e-07 | 5.268e-06 | 0 | 5.268e-06 | 5.268e-06 | 0 | 5.268e-06 | 0 | 6.3021e-07 | 1.3814e-06 | 0 | 1.3814e-06 | 0 | 2.4789e-08 | 3.0298e-08 | 0 | 3.0298e-08 | [12 empty] | 7.3.3.17.5 (Remote Grid) Updates to grid topology to minimize risk of ignition in HFTDs Remote GridWLDFRVegetation ContactAggregated | WLDFR | HFTD - Distribution - Tier 2 - 3QU CoRE ¦ 1QU LoRE | Non-Red Flag Warning - Catastrophic Fires | Vegetation Contact | Aggregated | 2025 | 4.4951e-07 | 489.6273 | 0.00022009 | 2025 | Mitigation | 0.95 | 45 | 0 | esc | 0.00097009 | 4.3606e-10 | 0.00097009 | 4.3606e-10
[79 empty] | WLDFR | HFTD - Distribution - Tier 3 - 3QU CoRE ¦ 5QU LoRE | Non-Red Flag Warning - Destructive Fires | 2026 | 5.7701e-10 | 5.7701e-10 | 9129.7461 | 233.2301 | 8896.516 | 0 | 0 | 0 | 6.3477e-07 | 5.268e-06 | 0 | 5.268e-06 | 5.268e-06 | 0 | 5.268e-06 | 0 | 6.3021e-07 | 1.3814e-06 | 0 | 1.3814e-06 | 0 | 2.6338e-08 | 3.2191e-08 | 0 | 3.2191e-08 | [12 empty] | 7.3.3.17.5 (Remote Grid) Updates to grid topology to minimize risk of ignition in HFTDs Remote GridWLDFRVegetation ContactAggregated | WLDFR | HFTD - Distribution - Tier 2 - 3QU CoRE ¦ 1QU LoRE | Non-Red Flag Warning - Catastrophic Fires | Vegetation Contact | Aggregated | 2026 | 4.4951e-07 | 489.6273 | 0.00022009 | 2026 | Mitigation | 0.95 | 45 | 0 | esc | 0.00097009 | 4.3606e-10 | 0.00097009 | 4.3606e-10
[79 empty] | WLDFR | HFTD - Distribution - Tier 3 - 3QU CoRE ¦ 5QU LoRE | Non-Red Flag Warning - Destructive Fires | 2027 | 5.7701e-10 | 5.7701e-10 | 9129.7461 | 233.2301 | 8896.516 | 0 | 0 | 0 | 6.3477e-07 | 5.268e-06 | 0 | 5.268e-06 | 5.268e-06 | 0 | 5.268e-06 | 0 | 6.3021e-07 | 1.3814e-06 | 0 | 1.3814e-06 | 0 | 2.6338e-08 | 3.2191e-08 | 0 | 3.2191e-08 | [12 empty] | 7.3.3.17.5 (Remote Grid) Updates to grid topology to minimize risk of ignition in HFTDs Remote GridWLDFRVegetation ContactAggregated | WLDFR | HFTD - Distribution - Tier 2 - 3QU CoRE ¦ 1QU LoRE | Non-Red Flag Warning - Catastrophic Fires | Vegetation Contact | Aggregated | 2027 | 4.4951e-07 | 489.6273 | 0.00022009 | 2027 | Mitigation | 0.95 | 45 | 0 | esc | 0.00097009 | 4.3606e-10 | 0.00097009 | 4.3606e-10
[79 empty] | WLDFR | HFTD - Distribution - Tier 3 - 3QU CoRE ¦ 5QU LoRE | Non-Red Flag Warning - Destructive Fires | 2028 | 5.7701e-10 | 5.7701e-10 | 9534.9221 | 247.273 | 9287.6491 | 0 | 0 | 0 | 6.3477e-07 | 5.5018e-06 | 0 | 5.5018e-06 | 5.5018e-06 | 0 | 5.5018e-06 | 0 | 6.7074e-07 | 1.4703e-06 | 0 | 1.4703e-06 | 0 | 2.6338e-08 | 3.2191e-08 | 0 | 3.2191e-08 | [12 empty] | 7.3.3.17.5 (Remote Grid) Updates to grid topology to minimize risk of ignition in HFTDs Remote GridWLDFRVegetation ContactAggregated | WLDFR | HFTD - Distribution - Tier 2 - 3QU CoRE ¦ 1QU LoRE | Non-Red Flag Warning - Catastrophic Fires | Vegetation Contact | Aggregated | 2028 | 4.4951e-07 | 489.6273 | 0.00022009 | 2028 | Mitigation | 0.95 | 45 | 0 | esc | 0.00097009 | 4.3606e-10 | 0.00097009 | 4.3606e-10
[79 empty] | WLDFR | HFTD - Distribution - Tier 3 - 3QU CoRE ¦ 5QU LoRE | Non-Red Flag Warning - Destructive Fires | 2029 | 5.7701e-10 | 5.7701e-10 | 9534.9221 | 247.273 | 9287.6491 | 0 | 0 | 0 | 6.3477e-07 | 5.5018e-06 | 0 | 5.5018e-06 | 5.5018e-06 | 0 | 5.5018e-06 | 0 | 6.7074e-07 | 1.4703e-06 | 0 | 1.4703e-06 | 0 | 2.6338e-08 | 3.2191e-08 | 0 | 3.2191e-08 | [12 empty] | 7.3.3.17.5 (Remote Grid) Updates to grid topology to minimize risk of ignition in HFTDs Remote GridWLDFRVegetation ContactAggregated | WLDFR | HFTD - Distribution - Tier 2 - 3QU CoRE ¦ 1QU LoRE | Non-Red Flag Warning - Catastrophic Fires | Vegetation Contact | Aggregated | 2029 | 4.4951e-07 | 489.6273 | 0.00022009 | 2029 | Mitigation | 0.95 | 45 | 0 | esc | 0.00097009 | 4.3606e-10 | 0.00097009 | 4.3606e-10
[79 empty] | WLDFR | HFTD - Distribution - Tier 3 - 3QU CoRE ¦ 5QU LoRE | Non-Red Flag Warning - Destructive Fires | 2030 | 5.7701e-10 | 5.7701e-10 | 9534.9221 | 247.273 | 9287.6491 | 0 | 0 | 0 | 6.3477e-07 | 5.5018e-06 | 0 | 5.5018e-06 | 5.5018e-06 | 0 | 5.5018e-06 | 0 | 6.7074e-07 | 1.4703e-06 | 0 | 1.4703e-06 | 0 | 2.6338e-08 | 3.2191e-08 | 0 | 3.2191e-08 | [12 empty] | 7.3.3.17.5 (Remote Grid) Updates to grid topology to minimize risk of ignition in HFTDs Remote GridWLDFRVegetation ContactAggregated | WLDFR | HFTD - Distribution - Tier 2 - 3QU CoRE ¦ 1QU LoRE | Non-Red Flag Warning - Catastrophic Fires | Vegetation Contact | Aggregated | 2030 | 4.4951e-07 | 489.6273 | 0.00022009 | 2030 | Mitigation | 0.95 | 45 | 0 | esc | 0.00097009 | 4.3606e-10 | 0.00097009 | 4.3606e-10
[79 empty] | WLDFR | HFTD - Distribution - Tier 3 - 3QU CoRE ¦ 5QU LoRE | Non-Red Flag Warning - Destructive Fires | 2031 | 5.7701e-10 | 5.7701e-10 | 9534.9221 | 247.273 | 9287.6491 | 0 | 0 | 0 | 6.3477e-07 | 5.5018e-06 | 0 | 5.5018e-06 | 5.5018e-06 | 0 | 5.5018e-06 | 0 | 6.7074e-07 | 1.4703e-06 | 0 | 1.4703e-06 | 0 | 2.8031e-08 | 3.4261e-08 | 0 | 3.4261e-08 | [12 empty] | 7.3.3.17.5 (Remote Grid) Updates to grid topology to minimize risk of ignition in HFTDs Remote GridWLDFRVegetation ContactAggregated | WLDFR | HFTD - Distribution - Tier 2 - 3QU CoRE ¦ 1QU LoRE | Non-Red Flag Warning - Catastrophic Fires | Vegetation Contact | Aggregated | 2031 | 4.4951e-07 | 489.6273 | 0.00022009 | 2031 | Mitigation | 0.95 | 45 | 0 | esc | 0.00097009 | 4.3606e-10 | 0.00097009 | 4.3606e-10
[79 empty] | WLDFR | HFTD - Distribution - Tier 3 - 3QU CoRE ¦ 5QU LoRE | Non-Red Flag Warning - Destructive Fires | 2032 | 5.7701e-10 | 5.7701e-10 | 9534.9221 | 247.273 | 9287.6491 | 0 | 0 | 0 | 6.3477e-07 | 5.5018e-06 | 0 | 5.5018e-06 | 5.5018e-06 | 0 | 5.5018e-06 | 0 | 6.7074e-07 | 1.4703e-06 | 0 | 1.4703e-06 | 0 | 2.8031e-08 | 3.4261e-08 | 0 | 3.4261e-08 | [12 empty] | 7.3.3.17.5 (Remote Grid) Updates to grid topology to minimize risk of ignition in HFTDs Remote GridWLDFRVegetation ContactAggregated | WLDFR | HFTD - Distribution - Tier 2 - 3QU CoRE ¦ 1QU LoRE | Non-Red Flag Warning - Catastrophic Fires | Vegetation Contact | Aggregated | 2032 | 4.4951e-07 | 489.6273 | 0.00022009 | 2032 | Mitigation | 0.95 | 45 | 0 | esc | 0.00097009 | 4.3606e-10 | 0.00097009 | 4.3606e-10
[79 empty] | WLDFR | HFTD - Distribution - Tier 3 - 3QU CoRE ¦ 5QU LoRE | Non-Red Flag Warning - Destructive Fires | 2033 | 5.7701e-10 | 5.7701e-10 | 9984.8474 | 263.1074 | 9721.74 | 0 | 0 | 0 | 6.3477e-07 | 5.7614e-06 | 0 | 5.7614e-06 | 5.7614e-06 | 0 | 5.7614e-06 | 0 | 7.1439e-07 | 1.566e-06 | 0 | 1.566e-06 | 0 | 2.8031e-08 | 3.4261e-08 | 0 | 3.4261e-08 | [12 empty] | 7.3.3.17.5 (Remote Grid) Updates to grid topology to minimize risk of ignition in HFTDs Remote GridWLDFRVegetation ContactAggregated | WLDFR | HFTD - Distribution - Tier 2 - 3QU CoRE ¦ 1QU LoRE | Non-Red Flag Warning - Catastrophic Fires | Vegetation Contact | Aggregated | 2033 | 4.4951e-07 | 489.6273 | 0.00022009 | 2033 | Mitigation | 0.95 | 45 | 0 | esc | 0.00097009 | 4.3606e-10 | 0.00097009 | 4.3606e-10
[79 empty] | WLDFR | HFTD - Distribution - Tier 3 - 3QU CoRE ¦ 5QU LoRE | Non-Red Flag Warning - Destructive Fires | 2034 | 5.7701e-10 | 5.7701e-10 | 9984.8474 | 263.1074 | 9721.74 | 0 | 0 | 0 | 6.3477e-07 | 5.7614e-06 | 0 | 5.7614e-06 | 5.7614e-06 | 0 | 5.7614e-06 | 0 | 7.1439e-07 | 1.566e-06 | 0 | 1.566e-06 | 0 | 2.8031e-08 | 3.4261e-08 | 0 | 3.4261e-08 | [12 empty] | 7.3.3.17.5 (Remote Grid) Updates to grid topology to minimize risk of ignition in HFTDs Remote GridWLDFRVegetation ContactAggregated | WLDFR | HFTD - Distribution - Tier 2 - 3QU CoRE ¦ 1QU LoRE | Non-Red Flag Warning - Catastrophic Fires | Vegetation Contact | Aggregated | 2034 | 4.4951e-07 | 489.6273 | 0.00022009 | 2034 | Mitigation | 0.95 | 45 | 0 | esc | 0.00097009 | 4.3606e-10 | 0.00097009 | 4.3606e-10
[79 empty] | WLDFR | HFTD - Distribution - Tier 3 - 3QU CoRE ¦ 5QU LoRE | Non-Red Flag Warning - Destructive Fires | 2035 | 5.7701e-10 | 5.7701e-10 | 9984.8474 | 263.1074 | 9721.74 | 0 | 0 | 0 | 6.3477e-07 | 5.7614e-06 | 0 | 5.7614e-06 | 5.7614e-06 | 0 | 5.7614e-06 | 0 | 7.1439e-07 | 1.566e-06 | 0 | 1.566e-06 | 0 | 2.8031e-08 | 3.4261e-08 | 0 | 3.4261e-08 | [12 empty] | 7.3.3.17.5 (Remote Grid) Updates to grid topology to minimize risk of ignition in HFTDs Remote GridWLDFRVegetation ContactAggregated | WLDFR | HFTD - Distribution - Tier 2 - 3QU CoRE ¦ 1QU LoRE | Non-Red Flag Warning - Catastrophic Fires | Vegetation Contact | Aggregated | 2035 | 4.4951e-07 | 489.6273 | 0.00022009 | 2035 | Mitigation | 0.95 | 45 | 0 | esc | 0.00097009 | 4.3606e-10 | 0.00097009 | 4.3606e-10
[79 empty] | WLDFR | HFTD - Distribution - Tier 3 - 3QU CoRE ¦ 5QU LoRE | Non-Red Flag Warning - Destructive Fires | 2036 | 5.7701e-10 | 5.7701e-10 | 9984.8474 | 263.1074 | 9721.74 | 0 | 0 | 0 | 6.3477e-07 | 5.7614e-06 | 0 | 5.7614e-06 | 5.7614e-06 | 0 | 5.7614e-06 | 0 | 7.1439e-07 | 1.566e-06 | 0 | 1.566e-06 | 0 | 2.9856e-08 | 3.649e-08 | 0 | 3.649e-08 | [12 empty] | 7.3.3.17.5 (Remote Grid) Updates to grid topology to minimize risk of ignition in HFTDs Remote GridWLDFRVegetation ContactAggregated | WLDFR | HFTD - Distribution - Tier 2 - 3QU CoRE ¦ 1QU LoRE | Non-Red Flag Warning - Catastrophic Fires | Vegetation Contact | Aggregated | 2036 | 4.4951e-07 | 489.6273 | 0.00022009 | 2036 | Mitigation | 0.95 | 45 | 0 | esc | 0.00097009 | 4.3606e-10 | 0.00097009 | 4.3606e-10
[79 empty] | WLDFR | HFTD - Distribution - Tier 3 - 3QU CoRE ¦ 5QU LoRE | Non-Red Flag Warning - Destructive Fires | 2037 | 5.7701e-10 | 5.7701e-10 | 9984.8474 | 263.1074 | 9721.74 | 0 | 0 | 0 | 6.3477e-07 | 5.7614e-06 | 0 | 5.7614e-06 | 5.7614e-06 | 0 | 5.7614e-06 | 0 | 7.1439e-07 | 1.566e-06 | 0 | 1.566e-06 | 0 | 2.9856e-08 | 3.649e-08 | 0 | 3.649e-08 | [12 empty] | 7.3.3.17.5 (Remote Grid) Updates to grid topology to minimize risk of ignition in HFTDs Remote GridWLDFRVegetation ContactAggregated | WLDFR | HFTD - Distribution - Tier 2 - 3QU CoRE ¦ 1QU LoRE | Non-Red Flag Warning - Catastrophic Fires | Vegetation Contact | Aggregated | 2037 | 4.4951e-07 | 489.6273 | 0.00022009 | 2037 | Mitigation | 0.95 | 45 | 0 | esc | 0.00097009 | 4.3606e-10 | 0.00097009 | 4.3606e-10
[79 empty] | WLDFR | HFTD - Distribution - Tier 3 - 3QU CoRE ¦ 5QU LoRE | Non-Red Flag Warning - Destructive Fires | 2038 | 5.7701e-10 | 5.7701e-10 | 10472.8261 | 280.5544 | 10192.2718 | 0 | 0 | 0 | 6.3477e-07 | 6.0429e-06 | 0 | 6.0429e-06 | 6.0429e-06 | 0 | 6.0429e-06 | 0 | 7.6081e-07 | 1.6677e-06 | 0 | 1.6677e-06 | 0 | 2.9856e-08 | 3.649e-08 | 0 | 3.649e-08 | [12 empty] | 7.3.3.17.5 (Remote Grid) Updates to grid topology to minimize risk of ignition in HFTDs Remote GridWLDFRVegetation ContactAggregated | WLDFR | HFTD - Distribution - Tier 2 - 3QU CoRE ¦ 1QU LoRE | Non-Red Flag Warning - Catastrophic Fires | Vegetation Contact | Aggregated | 2038 | 4.4951e-07 | 489.6273 | 0.00022009 | 2038 | Mitigation | 0.95 | 45 | 0 | esc | 0.00097009 | 4.3606e-10 | 0.00097009 | 4.3606e-10
[79 empty] | WLDFR | HFTD - Distribution - Tier 3 - 3QU CoRE ¦ 5QU LoRE | Non-Red Flag Warning - Destructive Fires | 2039 | 5.7701e-10 | 5.7701e-10 | 10472.8261 | 280.5544 | 10192.2718 | 0 | 0 | 0 | 6.3477e-07 | 6.0429e-06 | 0 | 6.0429e-06 | 6.0429e-06 | 0 | 6.0429e-06 | 0 | 7.6081e-07 | 1.6677e-06 | 0 | 1.6677e-06 | 0 | 2.9856e-08 | 3.649e-08 | 0 | 3.649e-08 | [12 empty] | 7.3.3.17.5 (Remote Grid) Updates to grid topology to minimize risk of ignition in HFTDs Remote GridWLDFRVegetation ContactAggregated | WLDFR | HFTD - Distribution - Tier 2 - 3QU CoRE ¦ 1QU LoRE | Non-Red Flag Warning - Catastrophic Fires | Vegetation Contact | Aggregated | 2039 | 4.4951e-07 | 489.6273 | 0.00022009 | 2039 | Mitigation | 0.95 | 45 | 0 | esc | 0.00097009 | 4.3606e-10 | 0.00097009 | 4.3606e-10
[79 empty] | WLDFR | HFTD - Distribution - Tier 3 - 3QU CoRE ¦ 5QU LoRE | Non-Red Flag Warning - Destructive Fires | 2040 | 5.7701e-10 | 5.7701e-10 | 10472.8261 | 280.5544 | 10192.2718 | 0 | 0 | 0 | 6.3477e-07 | 6.0429e-06 | 0 | 6.0429e-06 | 6.0429e-06 | 0 | 6.0429e-06 | 0 | 7.6081e-07 | 1.6677e-06 | 0 | 1.6677e-06 | 0 | 2.9856e-08 | 3.649e-08 | 0 | 3.649e-08 | [12 empty] | 7.3.3.17.5 (Remote Grid) Updates to grid topology to minimize risk of ignition in HFTDs Remote GridWLDFRVegetation ContactAggregated | WLDFR | HFTD - Distribution - Tier 2 - 3QU CoRE ¦ 1QU LoRE | Non-Red Flag Warning - Catastrophic Fires | Vegetation Contact | Aggregated | 2040 | 4.4951e-07 | 489.6273 | 0.00022009 | 2040 | Mitigation | 0.95 | 45 | 0 | esc | 0.00097009 | 4.3606e-10 | 0.00097009 | 4.3606e-10
[79 empty] | WLDFR | HFTD - Distribution - Tier 3 - 3QU CoRE ¦ 5QU LoRE | Non-Red Flag Warning - Destructive Fires | 2041 | 5.7701e-10 | 5.7701e-10 | 10472.8261 | 280.5544 | 10192.2718 | 0 | 0 | 0 | 6.3477e-07 | 6.0429e-06 | 0 | 6.0429e-06 | 6.0429e-06 | 0 | 6.0429e-06 | 0 | 7.6081e-07 | 1.6677e-06 | 0 | 1.6677e-06 | 0 | 3.1796e-08 | 3.8861e-08 | 0 | 3.8861e-08 | [12 empty] | 7.3.3.17.5 (Remote Grid) Updates to grid topology to minimize risk of ignition in HFTDs Remote GridWLDFRVegetation ContactAggregated | WLDFR | HFTD - Distribution - Tier 2 - 3QU CoRE ¦ 1QU LoRE | Non-Red Flag Warning - Catastrophic Fires | Vegetation Contact | Aggregated | 2041 | 4.4951e-07 | 489.6273 | 0.00022009 | 2041 | Mitigation | 0.95 | 45 | 0 | esc | 0.00097009 | 4.3606e-10 | 0.00097009 | 4.3606e-10
[79 empty] | WLDFR | HFTD - Distribution - Tier 3 - 3QU CoRE ¦ 5QU LoRE | Non-Red Flag Warning - Destructive Fires | 2042 | 5.7701e-10 | 5.7701e-10 | 10472.8261 | 280.5544 | 10192.2718 | 0 | 0 | 0 | 6.3477e-07 | 6.0429e-06 | 0 | 6.0429e-06 | 6.0429e-06 | 0 | 6.0429e-06 | 0 | 7.6081e-07 | 1.6677e-06 | 0 | 1.6677e-06 | 0 | 3.1796e-08 | 3.8861e-08 | 0 | 3.8861e-08 | [12 empty] | 7.3.3.17.5 (Remote Grid) Updates to grid topology to minimize risk of ignition in HFTDs Remote GridWLDFRVegetation ContactAggregated | WLDFR | HFTD - Distribution - Tier 2 - 3QU CoRE ¦ 1QU LoRE | Non-Red Flag Warning - Catastrophic Fires | Vegetation Contact | Aggregated | 2042 | 4.4951e-07 | 489.6273 | 0.00022009 | 2042 | Mitigation | 0.95 | 45 | 0 | esc | 0.00097009 | 4.3606e-10 | 0.00097009 | 4.3606e-10
[79 empty] | WLDFR | HFTD - Distribution - Tier 3 - 3QU CoRE ¦ 5QU LoRE | Non-Red Flag Warning - Destructive Fires | 2043 | 5.7701e-10 | 5.7701e-10 | 10992.1562 | 299.42 | 10692.7362 | 0 | 0 | 0 | 6.3477e-07 | 6.3426e-06 | 0 | 6.3426e-06 | 6.3426e-06 | 0 | 6.3426e-06 | 0 | 8.0946e-07 | 1.7744e-06 | 0 | 1.7744e-06 | 0 | 3.1796e-08 | 3.8861e-08 | 0 | 3.8861e-08 | [12 empty] | 7.3.3.17.5 (Remote Grid) Updates to grid topology to minimize risk of ignition in HFTDs Remote GridWLDFRVegetation ContactAggregated | WLDFR | HFTD - Distribution - Tier 2 - 3QU CoRE ¦ 1QU LoRE | Non-Red Flag Warning - Catastrophic Fires | Vegetation Contact | Aggregated | 2043 | 4.4951e-07 | 489.6273 | 0.00022009 | 2043 | Mitigation | 0.95 | 45 | 0 | esc | 0.00097009 | 4.3606e-10 | 0.00097009 | 4.3606e-10
[79 empty] | WLDFR | HFTD - Distribution - Tier 3 - 3QU CoRE ¦ 5QU LoRE | Non-Red Flag Warning - Destructive Fires | 2044 | 5.7701e-10 | 5.7701e-10 | 10992.1562 | 299.42 | 10692.7362 | 0 | 0 | 0 | 6.3477e-07 | 6.3426e-06 | 0 | 6.3426e-06 | 6.3426e-06 | 0 | 6.3426e-06 | 0 | 8.0946e-07 | 1.7744e-06 | 0 | 1.7744e-06 | 0 | 3.1796e-08 | 3.8861e-08 | 0 | 3.8861e-08 | [12 empty] | 7.3.3.17.5 (Remote Grid) Updates to grid topology to minimize risk of ignition in HFTDs Remote GridWLDFRVegetation ContactAggregated | WLDFR | HFTD - Distribution - Tier 2 - 3QU CoRE ¦ 1QU LoRE | Non-Red Flag Warning - Catastrophic Fires | Vegetation Contact | Aggregated | 2044 | 4.4951e-07 | 489.6273 | 0.00022009 | 2044 | Mitigation | 0.95 | 45 | 0 | esc | 0.00097009 | 4.3606e-10 | 0.00097009 | 4.3606e-10
[79 empty] | WLDFR | HFTD - Distribution - Tier 3 - 3QU CoRE ¦ 5QU LoRE | Non-Red Flag Warning - Destructive Fires | 2045 | 5.7701e-10 | 5.7701e-10 | 10992.1562 | 299.42 | 10692.7362 | 0 | 0 | 0 | 6.3477e-07 | 6.3426e-06 | 0 | 6.3426e-06 | 6.3426e-06 | 0 | 6.3426e-06 | 0 | 8.0946e-07 | 1.7744e-06 | 0 | 1.7744e-06 | 0 | 3.1796e-08 | 3.8861e-08 | 0 | 3.8861e-08 | [12 empty] | 7.3.3.17.5 (Remote Grid) Updates to grid topology to minimize risk of ignition in HFTDs Remote GridWLDFRVegetation ContactAggregated | WLDFR | HFTD - Distribution - Tier 2 - 3QU CoRE ¦ 1QU LoRE | Non-Red Flag Warning - Catastrophic Fires | Vegetation Contact | Aggregated | 2045 | 4.4951e-07 | 489.6273 | 0.00022009 | 2045 | Mitigation | 0.95 | 45 | 0 | esc | 0.00097009 | 4.3606e-10 | 0.00097009 | 4.3606e-10
[79 empty] | WLDFR | HFTD - Distribution - Tier 3 - 3QU CoRE ¦ 5QU LoRE | Non-Red Flag Warning - Destructive Fires | 2046 | 5.7701e-10 | 5.7701e-10 | 10992.1562 | 299.42 | 10692.7362 | 0 | 0 | 0 | 6.3477e-07 | 6.3426e-06 | 0 | 6.3426e-06 | 6.3426e-06 | 0 | 6.3426e-06 | 0 | 8.0946e-07 | 1.7744e-06 | 0 | 1.7744e-06 | 0 | 3.3829e-08 | 4.1347e-08 | 0 | 4.1347e-08 | [12 empty] | 7.3.3.17.5 (Remote Grid) Updates to grid topology to minimize risk of ignition in HFTDs Remote GridWLDFRVegetation ContactAggregated | WLDFR | HFTD - Distribution - Tier 2 - 3QU CoRE ¦ 1QU LoRE | Non-Red Flag Warning - Catastrophic Fires | Vegetation Contact | Aggregated | 2046 | 4.4951e-07 | 489.6273 | 0.00022009 | 2046 | Mitigation | 0.95 | 45 | 0 | esc | 0.00097009 | 4.3606e-10 | 0.00097009 | 4.3606e-10
[79 empty] | WLDFR | HFTD - Distribution - Tier 3 - 3QU CoRE ¦ 5QU LoRE | Non-Red Flag Warning - Destructive Fires | 2047 | 5.7701e-10 | 5.7701e-10 | 10992.1562 | 299.42 | 10692.7362 | 0 | 0 | 0 | 6.3477e-07 | 6.3426e-06 | 0 | 6.3426e-06 | 6.3426e-06 | 0 | 6.3426e-06 | 0 | 8.0946e-07 | 1.7744e-06 | 0 | 1.7744e-06 | 0 | 3.3829e-08 | 4.1347e-08 | 0 | 4.1347e-08 | [12 empty] | 7.3.3.17.5 (Remote Grid) Updates to grid topology to minimize risk of ignition in HFTDs Remote GridWLDFRVegetation ContactAggregated | WLDFR | HFTD - Distribution - Tier 2 - 3QU CoRE ¦ 1QU LoRE | Non-Red Flag Warning - Catastrophic Fires | Vegetation Contact | Aggregated | 2047 | 4.4951e-07 | 489.6273 | 0.00022009 | 2047 | Mitigation | 0.95 | 45 | 0 | esc | 0.00097009 | 4.3606e-10 | 0.00097009 | 4.3606e-10
[79 empty] | WLDFR | HFTD - Distribution - Tier 3 - 3QU CoRE ¦ 5QU LoRE | Non-Red Flag Warning - Destructive Fires | 2048 | 5.7701e-10 | 5.7701e-10 | 11536.0538 | 319.4911 | 11216.5626 | 0 | 0 | 0 | 6.3477e-07 | 6.6564e-06 | 0 | 6.6564e-06 | 6.6564e-06 | 0 | 6.6564e-06 | 0 | 8.5982e-07 | 1.8847e-06 | 0 | 1.8847e-06 | 0 | 3.3829e-08 | 4.1347e-08 | 0 | 4.1347e-08 | [12 empty] | 7.3.3.17.5 (Remote Grid) Updates to grid topology to minimize risk of ignition in HFTDs Remote GridWLDFRVegetation ContactAggregated | WLDFR | HFTD - Distribution - Tier 2 - 3QU CoRE ¦ 1QU LoRE | Non-Red Flag Warning - Catastrophic Fires | Vegetation Contact | Aggregated | 2048 | 4.4951e-07 | 489.6273 | 0.00022009 | 2048 | Mitigation | 0.95 | 45 | 0 | esc | 0.00097009 | 4.3606e-10 | 0.00097009 | 4.3606e-10
[79 empty] | WLDFR | HFTD - Distribution - Tier 3 - 3QU CoRE ¦ 5QU LoRE | Non-Red Flag Warning - Destructive Fires | 2049 | 5.7701e-10 | 5.7701e-10 | 11536.0538 | 319.4911 | 11216.5626 | 0 | 0 | 0 | 6.3477e-07 | 6.6564e-06 | 0 | 6.6564e-06 | 6.6564e-06 | 0 | 6.6564e-06 | 0 | 8.5982e-07 | 1.8847e-06 | 0 | 1.8847e-06 | 0 | 3.3829e-08 | 4.1347e-08 | 0 | 4.1347e-08 | [12 empty] | 7.3.3.17.5 (Remote Grid) Updates to grid topology to minimize risk of ignition in HFTDs Remote GridWLDFRVegetation ContactAggregated | WLDFR | HFTD - Distribution - Tier 2 - 3QU CoRE ¦ 1QU LoRE | Non-Red Flag Warning - Catastrophic Fires | Vegetation Contact | Aggregated | 2049 | 4.4951e-07 | 489.6273 | 0.00022009 | 2049 | Mitigation | 0.95 | 45 | 0 | esc | 0.00097009 | 4.3606e-10 | 0.00097009 | 4.3606e-10
[79 empty] | WLDFR | HFTD - Distribution - Tier 3 - 3QU CoRE ¦ 5QU LoRE | Non-Red Flag Warning - Destructive Fires | 2050 | 5.7701e-10 | 5.7701e-10 | 11536.0538 | 319.4911 | 11216.5626 | 0 | 0 | 0 | 6.3477e-07 | 6.6564e-06 | 0 | 6.6564e-06 | 6.6564e-06 | 0 | 6.6564e-06 | 0 | 8.5982e-07 | 1.8847e-06 | 0 | 1.8847e-06 | 0 | 3.3829e-08 | 4.1347e-08 | 0 | 4.1347e-08 | [12 empty] | 7.3.3.17.5 (Remote Grid) Updates to grid topology to minimize risk of ignition in HFTDs Remote GridWLDFRVegetation ContactAggregated | WLDFR | HFTD - Distribution - Tier 2 - 3QU CoRE ¦ 1QU LoRE | Non-Red Flag Warning - Catastrophic Fires | Vegetation Contact | Aggregated | 2050 | 4.4951e-07 | 489.6273 | 0.00022009 | 2050 | Mitigation | 0.95 | 45 | 0 | esc | 0.00097009 | 4.3606e-10 | 0.00097009 | 4.3606e-10
[79 empty] | WLDFR | HFTD - Distribution - Tier 3 - 3QU CoRE ¦ 5QU LoRE | Non-Red Flag Warning - Destructive Fires | 2051 | 5.7701e-10 | 5.7701e-10 | 11536.0538 | 319.4911 | 11216.5626 | 0 | 0 | 0 | 6.3477e-07 | 6.6564e-06 | 0 | 6.6564e-06 | 6.6564e-06 | 0 | 6.6564e-06 | 0 | 8.5982e-07 | 1.8847e-06 | 0 | 1.8847e-06 | 0 | 3.5934e-08 | 4.3919e-08 | 0 | 4.3919e-08 | [12 empty] | 7.3.3.17.5 (Remote Grid) Updates to grid topology to minimize risk of ignition in HFTDs Remote GridWLDFRVegetation ContactAggregated | WLDFR | HFTD - Distribution - Tier 2 - 3QU CoRE ¦ 1QU LoRE | Non-Red Flag Warning - Catastrophic Fires | Vegetation Contact | Aggregated | 2051 | 4.4951e-07 | 489.6273 | 0.00022009 | 2051 | Mitigation | 0.95 | 45 | 0 | esc | 0.00097009 | 4.3606e-10 | 0.00097009 | 4.3606e-10
[79 empty] | WLDFR | HFTD - Distribution - Tier 3 - 3QU CoRE ¦ 5QU LoRE | Non-Red Flag Warning - Destructive Fires | 2052 | 5.7701e-10 | 5.7701e-10 | 11536.0538 | 319.4911 | 11216.5626 | 0 | 0 | 0 | 6.3477e-07 | 6.6564e-06 | 0 | 6.6564e-06 | 6.6564e-06 | 0 | 6.6564e-06 | 0 | 8.5982e-07 | 1.8847e-06 | 0 | 1.8847e-06 | 0 | 3.5934e-08 | 4.3919e-08 | 0 | 4.3919e-08 | [12 empty] | 7.3.3.17.5 (Remote Grid) Updates to grid topology to minimize risk of ignition in HFTDs Remote GridWLDFRVegetation ContactAggregated | WLDFR | HFTD - Distribution - Tier 2 - 3QU CoRE ¦ 1QU LoRE | Non-Red Flag Warning - Catastrophic Fires | Vegetation Contact | Aggregated | 2052 | 4.4951e-07 | 489.6273 | 0.00022009 | 2052 | Mitigation | 0.95 | 45 | 0 | esc | 0.00097009 | 4.3606e-10 | 0.00097009 | 4.3606e-10
[79 empty] | WLDFR | HFTD - Distribution - Tier 3 - 3QU CoRE ¦ 5QU LoRE | Non-Red Flag Warning - Destructive Fires | 2053 | 5.7701e-10 | 5.7701e-10 | 12097.6769 | 340.5356 | 11757.1413 | 0 | 0 | 0 | 6.3477e-07 | 6.9805e-06 | 0 | 6.9805e-06 | 6.9805e-06 | 0 | 6.9805e-06 | 0 | 9.1131e-07 | 1.9976e-06 | 0 | 1.9976e-06 | 0 | 3.5934e-08 | 4.3919e-08 | 0 | 4.3919e-08 | [12 empty] | 7.3.3.17.5 (Remote Grid) Updates to grid topology to minimize risk of ignition in HFTDs Remote GridWLDFRVegetation ContactAggregated | WLDFR | HFTD - Distribution - Tier 2 - 3QU CoRE ¦ 1QU LoRE | Non-Red Flag Warning - Catastrophic Fires | Vegetation Contact | Aggregated | 2053 | 4.4951e-07 | 489.6273 | 0.00022009 | 2053 | Mitigation | 0.95 | 45 | 0 | esc | 0.00097009 | 4.3606e-10 | 0.00097009 | 4.3606e-10
[79 empty] | WLDFR | HFTD - Distribution - Tier 3 - 3QU CoRE ¦ 5QU LoRE | Non-Red Flag Warning - Destructive Fires | 2054 | 5.7701e-10 | 5.7701e-10 | 12097.6769 | 340.5356 | 11757.1413 | 0 | 0 | 0 | 6.3477e-07 | 6.9805e-06 | 0 | 6.9805e-06 | 6.9805e-06 | 0 | 6.9805e-06 | 0 | 9.1131e-07 | 1.9976e-06 | 0 | 1.9976e-06 | 0 | 3.5934e-08 | 4.3919e-08 | 0 | 4.3919e-08 | [12 empty] | 7.3.3.17.5 (Remote Grid) Updates to grid topology to minimize risk of ignition in HFTDs Remote GridWLDFRVegetation ContactAggregated | WLDFR | HFTD - Distribution - Tier 2 - 3QU CoRE ¦ 1QU LoRE | Non-Red Flag Warning - Catastrophic Fires | Vegetation Contact | Aggregated | 2054 | 4.4951e-07 | 489.6273 | 0.00022009 | 2054 | Mitigation | 0.95 | 45 | 0 | esc | 0.00097009 | 4.3606e-10 | 0.00097009 | 4.3606e-10
[79 empty] | WLDFR | HFTD - Distribution - Tier 3 - 3QU CoRE ¦ 5QU LoRE | Non-Red Flag Warning - Destructive Fires | 2055 | 5.7701e-10 | 5.7701e-10 | 12097.6769 | 340.5356 | 11757.1413 | 0 | 0 | 0 | 6.3477e-07 | 6.9805e-06 | 0 | 6.9805e-06 | 6.9805e-06 | 0 | 6.9805e-06 | 0 | 9.1131e-07 | 1.9976e-06 | 0 | 1.9976e-06 | 0 | 3.5934e-08 | 4.3919e-08 | 0 | 4.3919e-08 | [12 empty] | 7.3.3.17.5 (Remote Grid) Updates to grid topology to minimize risk of ignition in HFTDs Remote GridWLDFRVegetation ContactAggregated | WLDFR | HFTD - Distribution - Tier 2 - 3QU CoRE ¦ 1QU LoRE | Non-Red Flag Warning - Catastrophic Fires | Vegetation Contact | Aggregated | 2055 | 4.4951e-07 | 489.6273 | 0.00022009 | 2055 | Mitigation | 0.95 | 45 | 0 | esc | 0.00097009 | 4.3606e-10 | 0.00097009 | 4.3606e-10
[79 empty] | WLDFR | HFTD - Distribution - Tier 3 - 3QU CoRE ¦ 5QU LoRE | Non-Red Flag Warning - Destructive Fires | 2056 | 5.7701e-10 | 5.7701e-10 | 12097.6769 | 340.5356 | 11757.1413 | 0 | 0 | 0 | 6.3477e-07 | 6.9805e-06 | 0 | 6.9805e-06 | 6.9805e-06 | 0 | 6.9805e-06 | 0 | 0 | 1.9976e-06 | 0 | 1.9976e-06 | 0 | 3.8085e-08 | 4.6549e-08 | 0 | 4.6549e-08 | [12 empty] | 7.3.3.17.5 (Remote Grid) Updates to grid topology to minimize risk of ignition in HFTDs Remote GridWLDFRVegetation ContactAggregated | WLDFR | HFTD - Distribution - Tier 2 - 3QU CoRE ¦ 1QU LoRE | Non-Red Flag Warning - Catastrophic Fires | Vegetation Contact | Aggregated | 2056 | 4.4951e-07 | 489.6273 | 0.00022009 | 2056 | Mitigation | 0.95 | 45 | 0 | esc | 0.00097009 | 4.3606e-10 | 0.00097009 | 4.3606e-10
[79 empty] | WLDFR | HFTD - Distribution - Tier 3 - 3QU CoRE ¦ 5QU LoRE | Non-Red Flag Warning - Destructive Fires | 2057 | 5.7701e-10 | 5.7701e-10 | 12097.6769 | 340.5356 | 11757.1413 | 0 | 0 | 0 | 6.3477e-07 | 6.9805e-06 | 0 | 6.9805e-06 | 6.9805e-06 | 0 | 6.9805e-06 | 0 | 0 | 0 | 0 | 0 | 0 | 3.8085e-08 | 4.6549e-08 | 0 | 4.6549e-08 | [12 empty] | 7.3.3.17.5 (Remote Grid) Updates to grid topology to minimize risk of ignition in HFTDs Remote GridWLDFRVegetation ContactAggregated | WLDFR | HFTD - Distribution - Tier 2 - 3QU CoRE ¦ 1QU LoRE | Non-Red Flag Warning - Catastrophic Fires | Vegetation Contact | Aggregated | 2057 | 4.4951e-07 | 489.6273 | 0.00022009 | 2057 | Mitigation | 0.95 | 45 | 0 | esc | 0.00097009 | 4.3606e-10 | 0.00097009 | 4.3606e-10
[79 empty] | WLDFR | HFTD - Distribution - Tier 3 - 3QU CoRE ¦ 5QU LoRE | Non-Red Flag Warning - Destructive Fires | 2058 | 5.7701e-10 | 5.7701e-10 | 12670.1796 | 362.3049 | 12307.8747 | 0 | 0 | 0 | 6.3477e-07 | 7.3108e-06 | 0 | 7.3108e-06 | 7.3108e-06 | 0 | 7.3108e-06 | 0 | 2.2998e-06 | 0 | 0 | 0 | 0 | 3.8085e-08 | 4.6549e-08 | 0 | 4.6549e-08 | [12 empty] | 7.3.3.17.5 (Remote Grid) Updates to grid topology to minimize risk of ignition in HFTDs Remote GridWLDFRVegetation ContactAggregated | WLDFR | HFTD - Distribution - Tier 2 - 3QU CoRE ¦ 1QU LoRE | Non-Red Flag Warning - Catastrophic Fires | Vegetation Contact | Aggregated | 2058 | 4.4951e-07 | 489.6273 | 0.00022009 | 2058 | Mitigation | 0.95 | 45 | 0 | esc | 0.00097009 | 4.3606e-10 | 0.00097009 | 4.3606e-10
[79 empty] | WLDFR | HFTD - Distribution - Tier 3 - 3QU CoRE ¦ 5QU LoRE | Non-Red Flag Warning - Destructive Fires | 2059 | 5.7701e-10 | 5.7701e-10 | 12670.1796 | 362.3049 | 12307.8747 | 0 | 0 | 0 | 6.3477e-07 | 7.3108e-06 | 0 | 7.3108e-06 | 7.3108e-06 | 0 | 7.3108e-06 | 0 | 2.3739e-06 | 5.2036e-06 | 0 | 5.2036e-06 | 0 | 3.8085e-08 | 4.6549e-08 | 0 | 4.6549e-08 | [12 empty] | 7.3.3.17.5 (Remote Grid) Updates to grid topology to minimize risk of ignition in HFTDs Remote GridWLDFRVegetation ContactAggregated | WLDFR | HFTD - Distribution - Tier 2 - 3QU CoRE ¦ 1QU LoRE | Non-Red Flag Warning - Catastrophic Fires | Vegetation Contact | Aggregated | 2059 | 4.4951e-07 | 489.6273 | 0.00022009 | 2059 | Mitigation | 0.95 | 45 | 0 | esc | 0.00097009 | 4.3606e-10 | 0.00097009 | 4.3606e-10
[79 empty] | WLDFR | HFTD - Distribution - Tier 3 - 3QU CoRE ¦ 5QU LoRE | Non-Red Flag Warning - Destructive Fires | 2060 | 5.7701e-10 | 5.7701e-10 | 12670.1796 | 362.3049 | 12307.8747 | 0 | 0 | 0 | 6.3477e-07 | 7.3108e-06 | 0 | 7.3108e-06 | 7.3108e-06 | 0 | 7.3108e-06 | 0 | 2.3739e-06 | 5.2036e-06 | 0 | 5.2036e-06 | 0 | 3.8085e-08 | 4.6549e-08 | 0 | 4.6549e-08 | [12 empty] | 7.3.3.17.5 (Remote Grid) Updates to grid topology to minimize risk of ignition in HFTDs Remote GridWLDFRVegetation ContactAggregated | WLDFR | HFTD - Distribution - Tier 2 - 3QU CoRE ¦ 1QU LoRE | Non-Red Flag Warning - Catastrophic Fires | Vegetation Contact | Aggregated | 2060 | 4.4951e-07 | 489.6273 | 0.00022009 | 2060 | Mitigation | 0.95 | 45 | 0 | esc | 0.00097009 | 4.3606e-10 | 0.00097009 | 4.3606e-10
[79 empty] | WLDFR | HFTD - Distribution - Tier 3 - 3QU CoRE ¦ 5QU LoRE | Non-Red Flag Warning - Destructive Fires | 2061 | 5.7701e-10 | 5.7701e-10 | 12670.1796 | 362.3049 | 12307.8747 | 0 | 0 | 0 | 6.3477e-07 | 7.3108e-06 | 0 | 7.3108e-06 | 7.3108e-06 | 0 | 7.3108e-06 | 0 | 2.3739e-06 | 5.2036e-06 | 0 | 5.2036e-06 | 0 | 4.0256e-08 | 4.9202e-08 | 0 | 4.9202e-08 | [12 empty] | 7.3.3.17.5 (Remote Grid) Updates to grid topology to minimize risk of ignition in HFTDs Remote GridWLDFRVegetation ContactAggregated | WLDFR | HFTD - Distribution - Tier 2 - 3QU CoRE ¦ 1QU LoRE | Non-Red Flag Warning - Catastrophic Fires | Vegetation Contact | Aggregated | 2061 | 4.4951e-07 | 489.6273 | 0.00022009 | 2061 | Mitigation | 0.95 | 45 | 0 | esc | 0.00097009 | 4.3606e-10 | 0.00097009 | 4.3606e-10
[79 empty] | WLDFR | HFTD - Distribution - Tier 3 - 3QU CoRE ¦ 5QU LoRE | Non-Red Flag Warning - Destructive Fires | 2062 | 5.7701e-10 | 5.7701e-10 | 12670.1796 | 362.3049 | 12307.8747 | 0 | 0 | 0 | 6.3477e-07 | 7.3108e-06 | 0 | 7.3108e-06 | 7.3108e-06 | 0 | 7.3108e-06 | 0 | 2.3739e-06 | 5.2036e-06 | 0 | 5.2036e-06 | 0 | 4.0256e-08 | 4.9202e-08 | 0 | 4.9202e-08 | [12 empty] | 7.3.3.17.5 (Remote Grid) Updates to grid topology to minimize risk of ignition in HFTDs Remote GridWLDFRVegetation ContactAggregated | WLDFR | HFTD - Distribution - Tier 2 - 3QU CoRE ¦ 1QU LoRE | Non-Red Flag Warning - Catastrophic Fires | Vegetation Contact | Aggregated | 2062 | 4.4951e-07 | 489.6273 | 0.00022009 | 2062 | Mitigation | 0.95 | 45 | 0 | esc | 0.00097009 | 4.3606e-10 | 0.00097009 | 4.3606e-10
[79 empty] | WLDFR | HFTD - Distribution - Tier 3 - 3QU CoRE ¦ 5QU LoRE | Non-Red Flag Warning - Destructive Fires | 2063 | 5.7701e-10 | 5.7701e-10 | 13246.6313 | 384.5316 | 12862.0997 | 0 | 0 | 0 | 6.3477e-07 | 7.6435e-06 | 0 | 7.6435e-06 | 7.6435e-06 | 0 | 7.6435e-06 | 0 | 2.3739e-06 | 5.2036e-06 | 0 | 5.2036e-06 | 0 | 4.0256e-08 | 4.9202e-08 | 0 | 4.9202e-08 | [12 empty] | 7.3.3.17.5 (Remote Grid) Updates to grid topology to minimize risk of ignition in HFTDs Remote GridWLDFRVegetation ContactAggregated | WLDFR | HFTD - Distribution - Tier 2 - 3QU CoRE ¦ 1QU LoRE | Non-Red Flag Warning - Catastrophic Fires | Vegetation Contact | Aggregated | 2063 | 4.4951e-07 | 489.6273 | 0.00022009 | 2063 | Mitigation | 0.95 | 45 | 0 | esc | 0.00097009 | 4.3606e-10 | 0.00097009 | 4.3606e-10
[79 empty] | WLDFR | HFTD - Distribution - Tier 3 - 3QU CoRE ¦ 5QU LoRE | Non-Red Flag Warning - Destructive Fires | 2064 | 5.7701e-10 | 5.7701e-10 | 13246.6313 | 384.5316 | 12862.0997 | 0 | 0 | 0 | 6.3477e-07 | 7.6435e-06 | 0 | 7.6435e-06 | 7.6435e-06 | 0 | 7.6435e-06 | 0 | 2.4683e-06 | 5.4106e-06 | 0 | 5.4106e-06 | 0 | 4.0256e-08 | 4.9202e-08 | 0 | 4.9202e-08 | [12 empty] | 7.3.3.17.5 (Remote Grid) Updates to grid topology to minimize risk of ignition in HFTDs Remote GridWLDFRVegetation ContactAggregated | WLDFR | HFTD - Distribution - Tier 2 - 3QU CoRE ¦ 1QU LoRE | Non-Red Flag Warning - Catastrophic Fires | Vegetation Contact | Aggregated | 2064 | 4.4951e-07 | 489.6273 | 0.00022009 | 2064 | Mitigation | 0.95 | 45 | 0 | esc | 0.00097009 | 4.3606e-10 | 0.00097009 | 4.3606e-10
[79 empty] | WLDFR | HFTD - Distribution - Tier 3 - 3QU CoRE ¦ 5QU LoRE | Non-Red Flag Warning - Destructive Fires | 2065 | 5.7701e-10 | 5.7701e-10 | 13246.6313 | 384.5316 | 12862.0997 | 0 | 0 | 0 | 6.3477e-07 | 7.6435e-06 | 0 | 7.6435e-06 | 7.6435e-06 | 0 | 7.6435e-06 | 0 | 2.4683e-06 | 5.4106e-06 | 0 | 5.4106e-06 | 0 | 0 | 4.9202e-08 | 0 | 4.9202e-08 | [12 empty] | 7.3.3.17.5 (Remote Grid) Updates to grid topology to minimize risk of ignition in HFTDs Remote GridWLDFRVegetation ContactAggregated | WLDFR | HFTD - Distribution - Tier 2 - 3QU CoRE ¦ 1QU LoRE | Non-Red Flag Warning - Catastrophic Fires | Vegetation Contact | Aggregated | 2065 | 4.4951e-07 | 489.6273 | 0.00022009 | 2065 | Mitigation | 0.95 | 45 | 0 | esc | 0.00097009 | 4.3606e-10 | 0.00097009 | 4.3606e-10
[79 empty] | WLDFR | HFTD - Distribution - Tier 3 - 3QU CoRE ¦ 5QU LoRE | Non-Red Flag Warning - Destructive Fires | 2066 | 5.7701e-10 | 5.7701e-10 | 13246.6313 | 384.5316 | 12862.0997 | 0 | 0 | 0 | 6.3477e-07 | 7.6435e-06 | 0 | 7.6435e-06 | 7.6435e-06 | 0 | 7.6435e-06 | 0 | 2.4683e-06 | 5.4106e-06 | 0 | 5.4106e-06 | 0 | 0 | 0 | 0 | 0 | [12 empty] | 7.3.3.17.5 (Remote Grid) Updates to grid topology to minimize risk of ignition in HFTDs Remote GridWLDFRVegetation ContactAggregated | WLDFR | HFTD - Distribution - Tier 2 - 3QU CoRE ¦ 1QU LoRE | Non-Red Flag Warning - Catastrophic Fires | Vegetation Contact | Aggregated | 2066 | 4.4951e-07 | 489.6273 | 0.00022009 | 2066 | Mitigation | 0.95 | 45 | 0 | esc | 0.00097009 | 4.3606e-10 | 0.00097009 | 4.3606e-10
[79 empty] | WLDFR | HFTD - Distribution - Tier 3 - 3QU CoRE ¦ 5QU LoRE | Non-Red Flag Warning - Destructive Fires | 2067 | 0 | 5.7701e-10 | 13246.6313 | 384.5316 | 12862.0997 | 0 | 0 | 0 | 6.3477e-07 | 0 | 0 | 0 | 7.6435e-06 | 0 | 7.6435e-06 | 0 | 2.4683e-06 | 5.4106e-06 | 0 | 5.4106e-06 | 0 | 0 | 0 | 0 | 0 | [12 empty] | 7.3.3.17.5 (Remote Grid) Updates to grid topology to minimize risk of ignition in HFTDs Remote GridWLDFRVegetation ContactAggregated | WLDFR | HFTD - Distribution - Tier 2 - 3QU CoRE ¦ 1QU LoRE | Non-Red Flag Warning - Catastrophic Fires | Vegetation Contact | Aggregated | 2067 | 4.4951e-07 | 489.6273 | 0.00022009 | 2067 | Mitigation | 0.95 | 45 | 0 | esc | 0 | 0 | 0.00097009 | 4.3606e-10
[79 empty] | WLDFR | HFTD - Distribution - Tier 3 - 3QU CoRE ¦ 5QU LoRE | Non-Red Flag Warning - Large Fires | 2022 | 7.2731e-09 | 0 | 5.2406 | 0.69642 | 2.942 | 1.6022 | 0 | 0 | 7.8035e-06 | 3.8115e-08 | 0 | 3.8115e-08 | 0 | 0 | 0 | 0 | 2.4683e-06 | 5.4106e-06 | 0 | 5.4106e-06 | 0 | 6.5277e-08 | 0 | 0 | 0 | [12 empty] | 7.3.3.17.5 (Remote Grid) Updates to grid topology to minimize risk of ignition in HFTDs Remote GridWLDFRWire-to-wire contactAggregated | WLDFR | HFTD - Distribution - Tier 2 - 3QU CoRE ¦ 1QU LoRE | Non-Red Flag Warning - Catastrophic Fires | Wire-to-wire contact | Aggregated | 2022 | 1.1526e-06 | 489.6273 | 0.00056437 | 2022 | Mitigation | 0.95 | 45 | 0 | esc | 0.00097009 | 1.1182e-09 | 0 | 0
[79 empty] | WLDFR | HFTD - Distribution - Tier 3 - 3QU CoRE ¦ 5QU LoRE | Non-Red Flag Warning - Large Fires | 2023 | 7.2731e-09 | 7.2731e-09 | 5.475 | 0.71896 | 3.0715 | 1.6846 | 0 | 0 | 7.8035e-06 | 3.9821e-08 | 0 | 3.9821e-08 | 3.9821e-08 | 0 | 3.9821e-08 | 0 | 2.5747e-06 | 5.6438e-06 | 0 | 5.6438e-06 | 0 | 6.7378e-08 | 8.2351e-08 | 0 | 8.2351e-08 | [12 empty] | 7.3.3.17.5 (Remote Grid) Updates to grid topology to minimize risk of ignition in HFTDs Remote GridWLDFRWire-to-wire contactAggregated | WLDFR | HFTD - Distribution - Tier 2 - 3QU CoRE ¦ 1QU LoRE | Non-Red Flag Warning - Catastrophic Fires | Wire-to-wire contact | Aggregated | 2023 | 1.1526e-06 | 489.6273 | 0.00056437 | 2023 | Mitigation | 0.95 | 45 | 0 | esc | 0.00097009 | 1.1182e-09 | 0.00097009 | 1.1182e-09
[79 empty] | WLDFR | HFTD - Distribution - Tier 3 - 3QU CoRE ¦ 5QU LoRE | Non-Red Flag Warning - Large Fires | 2024 | 7.2731e-09 | 7.2731e-09 | 5.475 | 0.71896 | 3.0715 | 1.6846 | 0 | 0 | 7.8035e-06 | 3.9821e-08 | 0 | 3.9821e-08 | 3.9821e-08 | 0 | 3.9821e-08 | 0 | 2.5747e-06 | 5.6438e-06 | 0 | 5.6438e-06 | 0 | 6.7378e-08 | 8.2351e-08 | 0 | 8.2351e-08 | [12 empty] | 7.3.3.17.5 (Remote Grid) Updates to grid topology to minimize risk of ignition in HFTDs Remote GridWLDFRWire-to-wire contactAggregated | WLDFR | HFTD - Distribution - Tier 2 - 3QU CoRE ¦ 1QU LoRE | Non-Red Flag Warning - Catastrophic Fires | Wire-to-wire contact | Aggregated | 2024 | 1.1526e-06 | 489.6273 | 0.00056437 | 2024 | Mitigation | 0.95 | 45 | 0 | esc | 0.00097009 | 1.1182e-09 | 0.00097009 | 1.1182e-09
[79 empty] | WLDFR | HFTD - Distribution - Tier 3 - 3QU CoRE ¦ 5QU LoRE | Non-Red Flag Warning - Large Fires | 2025 | 7.2731e-09 | 7.2731e-09 | 5.475 | 0.71896 | 3.0715 | 1.6846 | 0 | 0 | 7.8035e-06 | 3.9821e-08 | 0 | 3.9821e-08 | 3.9821e-08 | 0 | 3.9821e-08 | 0 | 2.5747e-06 | 5.6438e-06 | 0 | 5.6438e-06 | 0 | 6.7378e-08 | 8.2351e-08 | 0 | 8.2351e-08 | [12 empty] | 7.3.3.17.5 (Remote Grid) Updates to grid topology to minimize risk of ignition in HFTDs Remote GridWLDFRWire-to-wire contactAggregated | WLDFR | HFTD - Distribution - Tier 2 - 3QU CoRE ¦ 1QU LoRE | Non-Red Flag Warning - Catastrophic Fires | Wire-to-wire contact | Aggregated | 2025 | 1.1526e-06 | 489.6273 | 0.00056437 | 2025 | Mitigation | 0.95 | 45 | 0 | esc | 0.00097009 | 1.1182e-09 | 0.00097009 | 1.1182e-09
[79 empty] | WLDFR | HFTD - Distribution - Tier 3 - 3QU CoRE ¦ 5QU LoRE | Non-Red Flag Warning - Large Fires | 2026 | 7.2731e-09 | 7.2731e-09 | 5.475 | 0.71896 | 3.0715 | 1.6846 | 0 | 0 | 7.8035e-06 | 3.9821e-08 | 0 | 3.9821e-08 | 3.9821e-08 | 0 | 3.9821e-08 | 0 | 2.5747e-06 | 5.6438e-06 | 0 | 5.6438e-06 | 0 | 6.7378e-08 | 8.2351e-08 | 0 | 8.2351e-08 | [12 empty] | 7.3.3.17.5 (Remote Grid) Updates to grid topology to minimize risk of ignition in HFTDs Remote GridWLDFRWire-to-wire contactAggregated | WLDFR | HFTD - Distribution - Tier 2 - 3QU CoRE ¦ 1QU LoRE | Non-Red Flag Warning - Catastrophic Fires | Wire-to-wire contact | Aggregated | 2026 | 1.1526e-06 | 489.6273 | 0.00056437 | 2026 | Mitigation | 0.95 | 45 | 0 | esc | 0.00097009 | 1.1182e-09 | 0.00097009 | 1.1182e-09
[79 empty] | WLDFR | HFTD - Distribution - Tier 3 - 3QU CoRE ¦ 5QU LoRE | Non-Red Flag Warning - Large Fires | 2027 | 7.2731e-09 | 7.2731e-09 | 5.475 | 0.71896 | 3.0715 | 1.6846 | 0 | 0 | 7.8035e-06 | 3.9821e-08 | 0 | 3.9821e-08 | 3.9821e-08 | 0 | 3.9821e-08 | 0 | 2.5747e-06 | 5.6438e-06 | 0 | 5.6438e-06 | 0 | 6.7378e-08 | 8.2351e-08 | 0 | 8.2351e-08 | [12 empty] | 7.3.3.17.5 (Remote Grid) Updates to grid topology to minimize risk of ignition in HFTDs Remote GridWLDFRWire-to-wire contactAggregated | WLDFR | HFTD - Distribution - Tier 2 - 3QU CoRE ¦ 1QU LoRE | Non-Red Flag Warning - Catastrophic Fires | Wire-to-wire contact | Aggregated | 2027 | 1.1526e-06 | 489.6273 | 0.00056437 | 2027 | Mitigation | 0.95 | 45 | 0 | esc | 0.00097009 | 1.1182e-09 | 0.00097009 | 1.1182e-09
[79 empty] | WLDFR | HFTD - Distribution - Tier 3 - 3QU CoRE ¦ 5QU LoRE | Non-Red Flag Warning - Large Fires | 2028 | 7.2731e-09 | 7.2731e-09 | 5.777 | 0.74734 | 3.238 | 1.7917 | 0 | 0 | 7.8035e-06 | 4.2017e-08 | 0 | 4.2017e-08 | 4.2017e-08 | 0 | 4.2017e-08 | 0 | 2.692e-06 | 5.901e-06 | 0 | 5.901e-06 | 0 | 7.0058e-08 | 8.5626e-08 | 0 | 8.5626e-08 | [12 empty] | 7.3.3.17.5 (Remote Grid) Updates to grid topology to minimize risk of ignition in HFTDs Remote GridWLDFRWire-to-wire contactAggregated | WLDFR | HFTD - Distribution - Tier 2 - 3QU CoRE ¦ 1QU LoRE | Non-Red Flag Warning - Catastrophic Fires | Wire-to-wire contact | Aggregated | 2028 | 1.1526e-06 | 489.6273 | 0.00056437 | 2028 | Mitigation | 0.95 | 45 | 0 | esc | 0.00097009 | 1.1182e-09 | 0.00097009 | 1.1182e-09
[79 empty] | WLDFR | HFTD - Distribution - Tier 3 - 3QU CoRE ¦ 5QU LoRE | Non-Red Flag Warning - Large Fires | 2029 | 7.2731e-09 | 7.2731e-09 | 5.777 | 0.74734 | 3.238 | 1.7917 | 0 | 0 | 7.8035e-06 | 4.2017e-08 | 0 | 4.2017e-08 | 4.2017e-08 | 0 | 4.2017e-08 | 0 | 2.692e-06 | 5.901e-06 | 0 | 5.901e-06 | 0 | 7.0058e-08 | 8.5626e-08 | 0 | 8.5626e-08 | [12 empty] | 7.3.3.17.5 (Remote Grid) Updates to grid topology to minimize risk of ignition in HFTDs Remote GridWLDFRWire-to-wire contactAggregated | WLDFR | HFTD - Distribution - Tier 2 - 3QU CoRE ¦ 1QU LoRE | Non-Red Flag Warning - Catastrophic Fires | Wire-to-wire contact | Aggregated | 2029 | 1.1526e-06 | 489.6273 | 0.00056437 | 2029 | Mitigation | 0.95 | 45 | 0 | esc | 0.00097009 | 1.1182e-09 | 0.00097009 | 1.1182e-09
[79 empty] | WLDFR | HFTD - Distribution - Tier 3 - 3QU CoRE ¦ 5QU LoRE | Non-Red Flag Warning - Large Fires | 2030 | 7.2731e-09 | 7.2731e-09 | 5.777 | 0.74734 | 3.238 | 1.7917 | 0 | 0 | 7.8035e-06 | 4.2017e-08 | 0 | 4.2017e-08 | 4.2017e-08 | 0 | 4.2017e-08 | 0 | 2.692e-06 | 5.901e-06 | 0 | 5.901e-06 | 0 | 7.0058e-08 | 8.5626e-08 | 0 | 8.5626e-08 | [12 empty] | 7.3.3.17.5 (Remote Grid) Updates to grid topology to minimize risk of ignition in HFTDs Remote GridWLDFRWire-to-wire contactAggregated | WLDFR | HFTD - Distribution - Tier 2 - 3QU CoRE ¦ 1QU LoRE | Non-Red Flag Warning - Catastrophic Fires | Wire-to-wire contact | Aggregated | 2030 | 1.1526e-06 | 489.6273 | 0.00056437 | 2030 | Mitigation | 0.95 | 45 | 0 | esc | 0.00097009 | 1.1182e-09 | 0.00097009 | 1.1182e-09
[79 empty] | WLDFR | HFTD - Distribution - Tier 3 - 3QU CoRE ¦ 5QU LoRE | Non-Red Flag Warning - Large Fires | 2031 | 7.2731e-09 | 7.2731e-09 | 5.777 | 0.74734 | 3.238 | 1.7917 | 0 | 0 | 7.8035e-06 | 4.2017e-08 | 0 | 4.2017e-08 | 4.2017e-08 | 0 | 4.2017e-08 | 0 | 2.692e-06 | 5.901e-06 | 0 | 5.901e-06 | 0 | 7.0058e-08 | 8.5626e-08 | 0 | 8.5626e-08 | [12 empty] | 7.3.3.17.5 (Remote Grid) Updates to grid topology to minimize risk of ignition in HFTDs Remote GridWLDFRWire-to-wire contactAggregated | WLDFR | HFTD - Distribution - Tier 2 - 3QU CoRE ¦ 1QU LoRE | Non-Red Flag Warning - Catastrophic Fires | Wire-to-wire contact | Aggregated | 2031 | 1.1526e-06 | 489.6273 | 0.00056437 | 2031 | Mitigation | 0.95 | 45 | 0 | esc | 0.00097009 | 1.1182e-09 | 0.00097009 | 1.1182e-09
[79 empty] | WLDFR | HFTD - Distribution - Tier 3 - 3QU CoRE ¦ 5QU LoRE | Non-Red Flag Warning - Large Fires | 2032 | 7.2731e-09 | 7.2731e-09 | 5.777 | 0.74734 | 3.238 | 1.7917 | 0 | 0 | 7.8035e-06 | 4.2017e-08 | 0 | 4.2017e-08 | 4.2017e-08 | 0 | 4.2017e-08 | 0 | 2.692e-06 | 5.901e-06 | 0 | 5.901e-06 | 0 | 7.0058e-08 | 8.5626e-08 | 0 | 8.5626e-08 | [12 empty] | 7.3.3.17.5 (Remote Grid) Updates to grid topology to minimize risk of ignition in HFTDs Remote GridWLDFRWire-to-wire contactAggregated | WLDFR | HFTD - Distribution - Tier 2 - 3QU CoRE ¦ 1QU LoRE | Non-Red Flag Warning - Catastrophic Fires | Wire-to-wire contact | Aggregated | 2032 | 1.1526e-06 | 489.6273 | 0.00056437 | 2032 | Mitigation | 0.95 | 45 | 0 | esc | 0.00097009 | 1.1182e-09 | 0.00097009 | 1.1182e-09
[79 empty] | WLDFR | HFTD - Distribution - Tier 3 - 3QU CoRE ¦ 5QU LoRE | Non-Red Flag Warning - Large Fires | 2033 | 7.2731e-09 | 7.2731e-09 | 6.1205 | 0.77885 | 3.4265 | 1.9151 | 0 | 0 | 7.8035e-06 | 4.4515e-08 | 0 | 4.4515e-08 | 4.4515e-08 | 0 | 4.4515e-08 | 0 | 2.819e-06 | 6.1793e-06 | 0 | 6.1793e-06 | 0 | 7.3078e-08 | 8.9318e-08 | 0 | 8.9318e-08 | [12 empty] | 7.3.3.17.5 (Remote Grid) Updates to grid topology to minimize risk of ignition in HFTDs Remote GridWLDFRWire-to-wire contactAggregated | WLDFR | HFTD - Distribution - Tier 2 - 3QU CoRE ¦ 1QU LoRE | Non-Red Flag Warning - Catastrophic Fires | Wire-to-wire contact | Aggregated | 2033 | 1.1526e-06 | 489.6273 | 0.00056437 | 2033 | Mitigation | 0.95 | 45 | 0 | esc | 0.00097009 | 1.1182e-09 | 0.00097009 | 1.1182e-09
[79 empty] | WLDFR | HFTD - Distribution - Tier 3 - 3QU CoRE ¦ 5QU LoRE | Non-Red Flag Warning - Large Fires | 2034 | 7.2731e-09 | 7.2731e-09 | 6.1205 | 0.77885 | 3.4265 | 1.9151 | 0 | 0 | 7.8035e-06 | 4.4515e-08 | 0 | 4.4515e-08 | 4.4515e-08 | 0 | 4.4515e-08 | 0 | 2.819e-06 | 6.1793e-06 | 0 | 6.1793e-06 | 0 | 7.3078e-08 | 8.9318e-08 | 0 | 8.9318e-08 | [12 empty] | 7.3.3.17.5 (Remote Grid) Updates to grid topology to minimize risk of ignition in HFTDs Remote GridWLDFRWire-to-wire contactAggregated | WLDFR | HFTD - Distribution - Tier 2 - 3QU CoRE ¦ 1QU LoRE | Non-Red Flag Warning - Catastrophic Fires | Wire-to-wire contact | Aggregated | 2034 | 1.1526e-06 | 489.6273 | 0.00056437 | 2034 | Mitigation | 0.95 | 45 | 0 | esc | 0.00097009 | 1.1182e-09 | 0.00097009 | 1.1182e-09
[79 empty] | WLDFR | HFTD - Distribution - Tier 3 - 3QU CoRE ¦ 5QU LoRE | Non-Red Flag Warning - Large Fires | 2035 | 7.2731e-09 | 7.2731e-09 | 6.1205 | 0.77885 | 3.4265 | 1.9151 | 0 | 0 | 7.8035e-06 | 4.4515e-08 | 0 | 4.4515e-08 | 4.4515e-08 | 0 | 4.4515e-08 | 0 | 2.819e-06 | 6.1793e-06 | 0 | 6.1793e-06 | 0 | 7.3078e-08 | 8.9318e-08 | 0 | 8.9318e-08 | [12 empty] | 7.3.3.17.5 (Remote Grid) Updates to grid topology to minimize risk of ignition in HFTDs Remote GridWLDFRWire-to-wire contactAggregated | WLDFR | HFTD - Distribution - Tier 2 - 3QU CoRE ¦ 1QU LoRE | Non-Red Flag Warning - Catastrophic Fires | Wire-to-wire contact | Aggregated | 2035 | 1.1526e-06 | 489.6273 | 0.00056437 | 2035 | Mitigation | 0.95 | 45 | 0 | esc | 0.00097009 | 1.1182e-09 | 0.00097009 | 1.1182e-09
[35 empty] | 7.3.3.17.6 Updates to grid topology to minimize risk of ignition in HFTDs Butte County Rebuild | WLDFR | HFTD - Distribution - Tier 2 - 2QU CoRE ¦ 1QU LoRE | 2062 | 0.062412 | 0 | 0 | 0 | 0 |  |  |  |  | 0 | 0 | 0 | 0 | 0 |  | 0 | 0 | 0 | Column23: 0; Column24: 0; Column25: 0; Column26: 0; Column27: 0; Column28: 0; Column29: 0.00045383; Column30: 0.14162; Column31: 0; Column32: 0.14162; Column33: 0.0088389 | WLDFR | HFTD - Distribution - Tier 3 - 3QU CoRE ¦ 5QU LoRE | Non-Red Flag Warning - Large Fires | 2036 | 7.2731e-09 | 7.2731e-09 | 6.1205 | 0.77885 | 3.4265 | 1.9151 | 0 | 0 | 7.8035e-06 | 4.4515e-08 | 0 | 4.4515e-08 | 4.4515e-08 | 0 | 4.4515e-08 | 0 | 2.819e-06 | 6.1793e-06 | 0 | 6.1793e-06 | 0 | 7.3078e-08 | 8.9318e-08 | 0 | 8.9318e-08 | [12 empty] | 7.3.3.17.5 (Remote Grid) Updates to grid topology to minimize risk of ignition in HFTDs Remote GridWLDFRWire-to-wire contactAggregated | WLDFR | HFTD - Distribution - Tier 2 - 3QU CoRE ¦ 1QU LoRE | Non-Red Flag Warning - Catastrophic Fires | Wire-to-wire contact | Aggregated | 2036 | 1.1526e-06 | 489.6273 | 0.00056437 | 2036 | Mitigation | 0.95 | 45 | 0 | esc | 0.00097009 | 1.1182e-09 | 0.00097009 | 1.1182e-09
[35 empty] | 7.3.3.17.6 Updates to grid topology to minimize risk of ignition in HFTDs Butte County Rebuild | WLDFR | HFTD - Distribution - Tier 2 - 2QU CoRE ¦ 1QU LoRE | 2063 | 0.058329 | 0 | 0 | 0 | 0 |  |  |  |  | 0 | 0 | 0 | 0 | 0 |  | 0 | 0 | 0 | Column23: 0; Column24: 0; Column25: 0; Column26: 0; Column27: 0; Column28: 0; Column29: 0.00045383; Column30: 0.14811; Column31: 0; Column32: 0.14811; Column33: 0.0086393 | WLDFR | HFTD - Distribution - Tier 3 - 3QU CoRE ¦ 5QU LoRE | Non-Red Flag Warning - Large Fires | 2037 | 7.2731e-09 | 7.2731e-09 | 6.1205 | 0.77885 | 3.4265 | 1.9151 | 0 | 0 | 7.8035e-06 | 4.4515e-08 | 0 | 4.4515e-08 | 4.4515e-08 | 0 | 4.4515e-08 | 0 | 2.819e-06 | 6.1793e-06 | 0 | 6.1793e-06 | 0 | 7.3078e-08 | 8.9318e-08 | 0 | 8.9318e-08 | [12 empty] | 7.3.3.17.5 (Remote Grid) Updates to grid topology to minimize risk of ignition in HFTDs Remote GridWLDFRWire-to-wire contactAggregated | WLDFR | HFTD - Distribution - Tier 2 - 3QU CoRE ¦ 1QU LoRE | Non-Red Flag Warning - Catastrophic Fires | Wire-to-wire contact | Aggregated | 2037 | 1.1526e-06 | 489.6273 | 0.00056437 | 2037 | Mitigation | 0.95 | 45 | 0 | esc | 0.00097009 | 1.1182e-09 | 0.00097009 | 1.1182e-09
[35 empty] | 7.3.3.17.6 Updates to grid topology to minimize risk of ignition in HFTDs Butte County Rebuild | WLDFR | HFTD - Distribution - Tier 2 - 2QU CoRE ¦ 1QU LoRE | 2064 | 0.054513 | 0 | 0 | 0 | 0 |  |  |  |  | 0 | 0 | 0 | 0 | 0 |  | 0 | 0 | 0 | Column23: 0; Column24: 0; Column25: 0; Column26: 0; Column27: 0; Column28: 0; Column29: 0.00045383; Column30: 0.14811; Column31: 0; Column32: 0.14811; Column33: 0.0080741 | WLDFR | HFTD - Distribution - Tier 3 - 3QU CoRE ¦ 5QU LoRE | Non-Red Flag Warning - Large Fires | 2038 | 7.2731e-09 | 7.2731e-09 | 6.5028 | 0.81304 | 3.6355 | 2.0543 | 0 | 0 | 7.8035e-06 | 4.7296e-08 | 0 | 4.7296e-08 | 4.7296e-08 | 0 | 4.7296e-08 | 0 | 2.9544e-06 | 6.4761e-06 | 0 | 6.4761e-06 | 0 | 7.6408e-08 | 9.3387e-08 | 0 | 9.3387e-08 | [12 empty] | 7.3.3.17.5 (Remote Grid) Updates to grid topology to minimize risk of ignition in HFTDs Remote GridWLDFRWire-to-wire contactAggregated | WLDFR | HFTD - Distribution - Tier 2 - 3QU CoRE ¦ 1QU LoRE | Non-Red Flag Warning - Catastrophic Fires | Wire-to-wire contact | Aggregated | 2038 | 1.1526e-06 | 489.6273 | 0.00056437 | 2038 | Mitigation | 0.95 | 45 | 0 | esc | 0.00097009 | 1.1182e-09 | 0.00097009 | 1.1182e-09
[35 empty] | 7.3.3.17.6 Updates to grid topology to minimize risk of ignition in HFTDs Butte County Rebuild | WLDFR | HFTD - Distribution - Tier 2 - 2QU CoRE ¦ 1QU LoRE | 2065 | 0.050946 | 0 | 0 | 0 | 0 |  |  |  |  | 0 | 0 | 0 | 0 | 0 |  | 0 | 0 | 0 | Column23: 0; Column24: 0; Column25: 0; Column26: 0; Column27: 0; Column28: 0; Column29: 0.00045383; Column30: 0.14811; Column31: 0; Column32: 0.14811; Column33: 0.0075459 | WLDFR | HFTD - Distribution - Tier 3 - 3QU CoRE ¦ 5QU LoRE | Non-Red Flag Warning - Large Fires | 2039 | 7.2731e-09 | 7.2731e-09 | 6.5028 | 0.81304 | 3.6355 | 2.0543 | 0 | 0 | 7.8035e-06 | 4.7296e-08 | 0 | 4.7296e-08 | 4.7296e-08 | 0 | 4.7296e-08 | 0 | 2.9544e-06 | 6.4761e-06 | 0 | 6.4761e-06 | 0 | 7.6408e-08 | 9.3387e-08 | 0 | 9.3387e-08 | [12 empty] | 7.3.3.17.5 (Remote Grid) Updates to grid topology to minimize risk of ignition in HFTDs Remote GridWLDFRWire-to-wire contactAggregated | WLDFR | HFTD - Distribution - Tier 2 - 3QU CoRE ¦ 1QU LoRE | Non-Red Flag Warning - Catastrophic Fires | Wire-to-wire contact | Aggregated | 2039 | 1.1526e-06 | 489.6273 | 0.00056437 | 2039 | Mitigation | 0.95 | 45 | 0 | esc | 0.00097009 | 1.1182e-09 | 0.00097009 | 1.1182e-09
[35 empty] | 7.3.3.17.6 Updates to grid topology to minimize risk of ignition in HFTDs Butte County Rebuild | WLDFR | HFTD - Distribution - Tier 2 - 2QU CoRE ¦ 1QU LoRE | 2066 | 0.047613 | 0 | 0 | 0 | 0 |  |  |  |  | 0 | 0 | 0 | 0 | 0 |  | 0 | 0 | 0 | Column23: 0; Column24: 0; Column25: 0; Column26: 0; Column27: 0; Column28: 0; Column29: 0.00045383; Column30: 0.14811; Column31: 0; Column32: 0.14811; Column33: 0.0070522 | WLDFR | HFTD - Distribution - Tier 3 - 3QU CoRE ¦ 5QU LoRE | Non-Red Flag Warning - Large Fires | 2040 | 7.2731e-09 | 7.2731e-09 | 6.5028 | 0.81304 | 3.6355 | 2.0543 | 0 | 0 | 7.8035e-06 | 4.7296e-08 | 0 | 4.7296e-08 | 4.7296e-08 | 0 | 4.7296e-08 | 0 | 2.9544e-06 | 6.4761e-06 | 0 | 6.4761e-06 | 0 | 7.6408e-08 | 9.3387e-08 | 0 | 9.3387e-08 | [12 empty] | 7.3.3.17.5 (Remote Grid) Updates to grid topology to minimize risk of ignition in HFTDs Remote GridWLDFRWire-to-wire contactAggregated | WLDFR | HFTD - Distribution - Tier 2 - 3QU CoRE ¦ 1QU LoRE | Non-Red Flag Warning - Catastrophic Fires | Wire-to-wire contact | Aggregated | 2040 | 1.1526e-06 | 489.6273 | 0.00056437 | 2040 | Mitigation | 0.95 | 45 | 0 | esc | 0.00097009 | 1.1182e-09 | 0.00097009 | 1.1182e-09
[35 empty] | 7.3.3.17.6 Updates to grid topology to minimize risk of ignition in HFTDs Butte County Rebuild | WLDFR | HFTD - Distribution - Tier 2 - 2QU CoRE ¦ 1QU LoRE | 2067 | 0.044499 | 0 | 0 | 0 | 0 |  |  |  |  | 0 | 0 | 0 | 0 | 0 |  | 0 | 0 | 0 | Column23: 0; Column24: 0; Column25: 0; Column26: 0; Column27: 0; Column28: 0; Column29: 0.00045383; Column30: 0.14811; Column31: 0; Column32: 0.14811; Column33: 0.0065909 | WLDFR | HFTD - Distribution - Tier 3 - 3QU CoRE ¦ 5QU LoRE | Non-Red Flag Warning - Large Fires | 2041 | 7.2731e-09 | 7.2731e-09 | 6.5028 | 0.81304 | 3.6355 | 2.0543 | 0 | 0 | 7.8035e-06 | 4.7296e-08 | 0 | 4.7296e-08 | 4.7296e-08 | 0 | 4.7296e-08 | 0 | 2.9544e-06 | 6.4761e-06 | 0 | 6.4761e-06 | 0 | 7.6408e-08 | 9.3387e-08 | 0 | 9.3387e-08 | [12 empty] | 7.3.3.17.5 (Remote Grid) Updates to grid topology to minimize risk of ignition in HFTDs Remote GridWLDFRWire-to-wire contactAggregated | WLDFR | HFTD - Distribution - Tier 2 - 3QU CoRE ¦ 1QU LoRE | Non-Red Flag Warning - Catastrophic Fires | Wire-to-wire contact | Aggregated | 2041 | 1.1526e-06 | 489.6273 | 0.00056437 | 2041 | Mitigation | 0.95 | 45 | 0 | esc | 0.00097009 | 1.1182e-09 | 0.00097009 | 1.1182e-09
[35 empty] | 7.3.3.17.6 Updates to grid topology to minimize risk of ignition in HFTDs Butte County Rebuild | WLDFR | HFTD - Distribution - Tier 2 - 2QU CoRE ¦ 1QU LoRE | 2068 | 0.041587 | 0 | 0 | 0 | 0 |  |  |  |  | 0 | 0 | 0 | 0 | 0 |  | 0 | 0 | 0 | Column23: 0; Column24: 0; Column25: 0; Column26: 0; Column27: 0; Column28: 0; Column29: 0.00045383; Column30: 0.15458; Column31: 0; Column32: 0.15458; Column33: 0.0064285 | WLDFR | HFTD - Distribution - Tier 3 - 3QU CoRE ¦ 5QU LoRE | Non-Red Flag Warning - Large Fires | 2042 | 7.2731e-09 | 7.2731e-09 | 6.5028 | 0.81304 | 3.6355 | 2.0543 | 0 | 0 | 7.8035e-06 | 4.7296e-08 | 0 | 4.7296e-08 | 4.7296e-08 | 0 | 4.7296e-08 | 0 | 2.9544e-06 | 6.4761e-06 | 0 | 6.4761e-06 | 0 | 7.6408e-08 | 9.3387e-08 | 0 | 9.3387e-08 | [12 empty] | 7.3.3.17.5 (Remote Grid) Updates to grid topology to minimize risk of ignition in HFTDs Remote GridWLDFRWire-to-wire contactAggregated | WLDFR | HFTD - Distribution - Tier 2 - 3QU CoRE ¦ 1QU LoRE | Non-Red Flag Warning - Catastrophic Fires | Wire-to-wire contact | Aggregated | 2042 | 1.1526e-06 | 489.6273 | 0.00056437 | 2042 | Mitigation | 0.95 | 45 | 0 | esc | 0.00097009 | 1.1182e-09 | 0.00097009 | 1.1182e-09
[35 empty] | 7.3.3.17.6 Updates to grid topology to minimize risk of ignition in HFTDs Butte County Rebuild | WLDFR | HFTD - Distribution - Tier 2 - 2QU CoRE ¦ 1QU LoRE | 2069 | 0.038867 | 0 | 0 | 0 | 0 |  |  |  |  | 0 | 0 | 0 | 0 | 0 |  | 0 | 0 | 0 | Column23: 0; Column24: 0; Column25: 0; Column26: 0; Column27: 0; Column28: 0; Column29: 0.00045383; Column30: 0.15458; Column31: 0; Column32: 0.15458; Column33: 0.0060079 | WLDFR | HFTD - Distribution - Tier 3 - 3QU CoRE ¦ 5QU LoRE | Non-Red Flag Warning - Large Fires | 2043 | 7.2731e-09 | 7.2731e-09 | 6.9209 | 0.84944 | 3.8632 | 2.2083 | 0 | 0 | 7.8035e-06 | 5.0337e-08 | 0 | 5.0337e-08 | 5.0337e-08 | 0 | 5.0337e-08 | 0 | 3.0968e-06 | 6.7882e-06 | 0 | 6.7882e-06 | 0 | 8.0012e-08 | 9.7792e-08 | 0 | 9.7792e-08 | [12 empty] | 7.3.3.17.5 (Remote Grid) Updates to grid topology to minimize risk of ignition in HFTDs Remote GridWLDFRWire-to-wire contactAggregated | WLDFR | HFTD - Distribution - Tier 2 - 3QU CoRE ¦ 1QU LoRE | Non-Red Flag Warning - Catastrophic Fires | Wire-to-wire contact | Aggregated | 2043 | 1.1526e-06 | 489.6273 | 0.00056437 | 2043 | Mitigation | 0.95 | 45 | 0 | esc | 0.00097009 | 1.1182e-09 | 0.00097009 | 1.1182e-09
[35 empty] | 7.3.3.17.6 Updates to grid topology to minimize risk of ignition in HFTDs Butte County Rebuild | WLDFR | HFTD - Distribution - Tier 2 - 2QU CoRE ¦ 1QU LoRE | 2070 | 0.036324 | 0 | 0 | 0 | 0 |  |  |  |  | 0 | 0 | 0 | 0 | 0 |  | 0 | 0 | 0 | Column23: 0; Column24: 0; Column25: 0; Column26: 0; Column27: 0; Column28: 0; Column29: 0.00045383; Column30: 0.15458; Column31: 0; Column32: 0.15458; Column33: 0.0056149 | WLDFR | HFTD - Distribution - Tier 3 - 3QU CoRE ¦ 5QU LoRE | Non-Red Flag Warning - Large Fires | 2044 | 7.2731e-09 | 7.2731e-09 | 6.9209 | 0.84944 | 3.8632 | 2.2083 | 0 | 0 | 7.8035e-06 | 5.0337e-08 | 0 | 5.0337e-08 | 5.0337e-08 | 0 | 5.0337e-08 | 0 | 3.0968e-06 | 6.7882e-06 | 0 | 6.7882e-06 | 0 | 8.0012e-08 | 9.7792e-08 | 0 | 9.7792e-08 | [12 empty] | 7.3.3.17.5 (Remote Grid) Updates to grid topology to minimize risk of ignition in HFTDs Remote GridWLDFRWire-to-wire contactAggregated | WLDFR | HFTD - Distribution - Tier 2 - 3QU CoRE ¦ 1QU LoRE | Non-Red Flag Warning - Catastrophic Fires | Wire-to-wire contact | Aggregated | 2044 | 1.1526e-06 | 489.6273 | 0.00056437 | 2044 | Mitigation | 0.95 | 45 | 0 | esc | 0.00097009 | 1.1182e-09 | 0.00097009 | 1.1182e-09
[35 empty] | 7.3.3.17.6 Updates to grid topology to minimize risk of ignition in HFTDs Butte County Rebuild | WLDFR | HFTD - Distribution - Tier 2 - 2QU CoRE ¦ 1QU LoRE | 2071 | 0.033948 | 0 | 0 | 0 | 0 |  |  |  |  | 0 | 0 | 0 | 0 | 0 |  | 0 | 0 | 0 | Column23: 0; Column24: 0; Column25: 0; Column26: 0; Column27: 0; Column28: 0; Column29: 0.00045383; Column30: 0.15458; Column31: 0; Column32: 0.15458; Column33: 0.0052475 | WLDFR | HFTD - Distribution - Tier 3 - 3QU CoRE ¦ 5QU LoRE | Non-Red Flag Warning - Large Fires | 2045 | 7.2731e-09 | 7.2731e-09 | 6.9209 | 0.84944 | 3.8632 | 2.2083 | 0 | 0 | 7.8035e-06 | 5.0337e-08 | 0 | 5.0337e-08 | 5.0337e-08 | 0 | 5.0337e-08 | 0 | 3.0968e-06 | 6.7882e-06 | 0 | 6.7882e-06 | 0 | 8.0012e-08 | 9.7792e-08 | 0 | 9.7792e-08 | [12 empty] | 7.3.3.17.5 (Remote Grid) Updates to grid topology to minimize risk of ignition in HFTDs Remote GridWLDFRWire-to-wire contactAggregated | WLDFR | HFTD - Distribution - Tier 2 - 3QU CoRE ¦ 1QU LoRE | Non-Red Flag Warning - Catastrophic Fires | Wire-to-wire contact | Aggregated | 2045 | 1.1526e-06 | 489.6273 | 0.00056437 | 2045 | Mitigation | 0.95 | 45 | 0 | esc | 0.00097009 | 1.1182e-09 | 0.00097009 | 1.1182e-09
[35 empty] | 7.3.3.17.6 Updates to grid topology to minimize risk of ignition in HFTDs Butte County Rebuild | WLDFR | HFTD - Distribution - Tier 2 - 2QU CoRE ¦ 1QU LoRE | 2072 | 0.031727 | 0 | 0 | 0 | 0 |  |  |  |  | 0 | 0 | 0 | 0 | 0 |  | 0 | 0 | 0 | Column23: 0; Column24: 0; Column25: 0; Column26: 0; Column27: 0; Column28: 0; Column29: 0.00045383; Column30: 0.15458; Column31: 0; Column32: 0.15458; Column33: 0.0049042 | WLDFR | HFTD - Distribution - Tier 3 - 3QU CoRE ¦ 5QU LoRE | Non-Red Flag Warning - Large Fires | 2046 | 7.2731e-09 | 7.2731e-09 | 6.9209 | 0.84944 | 3.8632 | 2.2083 | 0 | 0 | 7.8035e-06 | 5.0337e-08 | 0 | 5.0337e-08 | 5.0337e-08 | 0 | 5.0337e-08 | 0 | 3.0968e-06 | 6.7882e-06 | 0 | 6.7882e-06 | 0 | 8.0012e-08 | 9.7792e-08 | 0 | 9.7792e-08 | [12 empty] | 7.3.3.17.5 (Remote Grid) Updates to grid topology to minimize risk of ignition in HFTDs Remote GridWLDFRWire-to-wire contactAggregated | WLDFR | HFTD - Distribution - Tier 2 - 3QU CoRE ¦ 1QU LoRE | Non-Red Flag Warning - Catastrophic Fires | Wire-to-wire contact | Aggregated | 2046 | 1.1526e-06 | 489.6273 | 0.00056437 | 2046 | Mitigation | 0.95 | 45 | 0 | esc | 0.00097009 | 1.1182e-09 | 0.00097009 | 1.1182e-09
[35 empty] | 7.3.3.17.6 Updates to grid topology to minimize risk of ignition in HFTDs Butte County Rebuild | WLDFR | HFTD - Distribution - Tier 2 - 2QU CoRE ¦ 1QU LoRE | 2073 | 0.029651 | 0 | 0 | 0 | 0 |  |  |  |  | 0 | 0 | 0 | 0 | 0 |  | 0 | 0 | 0 | Column23: 0; Column24: 0; Column25: 0; Column26: 0; Column27: 0; Column28: 0; Column29: 0.00045383; Column30: 0.16093; Column31: 0; Column32: 0.16093; Column33: 0.0047719 | WLDFR | HFTD - Distribution - Tier 3 - 3QU CoRE ¦ 5QU LoRE | Non-Red Flag Warning - Large Fires | 2047 | 7.2731e-09 | 7.2731e-09 | 6.9209 | 0.84944 | 3.8632 | 2.2083 | 0 | 0 | 7.8035e-06 | 5.0337e-08 | 0 | 5.0337e-08 | 5.0337e-08 | 0 | 5.0337e-08 | 0 | 3.0968e-06 | 6.7882e-06 | 0 | 6.7882e-06 | 0 | 8.0012e-08 | 9.7792e-08 | 0 | 9.7792e-08 | [12 empty] | 7.3.3.17.5 (Remote Grid) Updates to grid topology to minimize risk of ignition in HFTDs Remote GridWLDFRWire-to-wire contactAggregated | WLDFR | HFTD - Distribution - Tier 2 - 3QU CoRE ¦ 1QU LoRE | Non-Red Flag Warning - Catastrophic Fires | Wire-to-wire contact | Aggregated | 2047 | 1.1526e-06 | 489.6273 | 0.00056437 | 2047 | Mitigation | 0.95 | 45 | 0 | esc | 0.00097009 | 1.1182e-09 | 0.00097009 | 1.1182e-09
[35 empty] | 7.3.3.17.6 Updates to grid topology to minimize risk of ignition in HFTDs Butte County Rebuild | WLDFR | HFTD - Distribution - Tier 2 - 2QU CoRE ¦ 1QU LoRE | 2074 | 0.027711 | 0 | 0 | 0 | 0 |  |  |  |  | 0 | 0 | 0 | 0 | 0 |  | 0 | 0 | 0 | Column23: 0; Column24: 0; Column25: 0; Column26: 0; Column27: 0; Column28: 0; Column29: 0.00045383; Column30: 0.16093; Column31: 0; Column32: 0.16093; Column33: 0.0044597 | WLDFR | HFTD - Distribution - Tier 3 - 3QU CoRE ¦ 5QU LoRE | Non-Red Flag Warning - Large Fires | 2048 | 7.2731e-09 | 7.2731e-09 | 7.3713 | 0.88759 | 4.1075 | 2.3763 | 0 | 0 | 7.8035e-06 | 5.3613e-08 | 0 | 5.3613e-08 | 5.3613e-08 | 0 | 5.3613e-08 | 0 | 3.2446e-06 | 7.1123e-06 | 0 | 7.1123e-06 | 0 | 8.3855e-08 | 1.0249e-07 | 0 | 1.0249e-07 | [12 empty] | 7.3.3.17.5 (Remote Grid) Updates to grid topology to minimize risk of ignition in HFTDs Remote GridWLDFRWire-to-wire contactAggregated | WLDFR | HFTD - Distribution - Tier 2 - 3QU CoRE ¦ 1QU LoRE | Non-Red Flag Warning - Catastrophic Fires | Wire-to-wire contact | Aggregated | 2048 | 1.1526e-06 | 489.6273 | 0.00056437 | 2048 | Mitigation | 0.95 | 45 | 0 | esc | 0.00097009 | 1.1182e-09 | 0.00097009 | 1.1182e-09
[35 empty] | 7.3.3.17.6 Updates to grid topology to minimize risk of ignition in HFTDs Butte County Rebuild | WLDFR | HFTD - Distribution - Tier 2 - 2QU CoRE ¦ 1QU LoRE | 2075 | 0.025899 | 0 | 0 | 0 | 0 |  |  |  |  | 0 | 0 | 0 | 0 | 0 |  | 0 | 0 | 0 | Column23: 0; Column24: 0; Column25: 0; Column26: 0; Column27: 0; Column28: 0; Column29: 0.00045383; Column30: 0.16093; Column31: 0; Column32: 0.16093; Column33: 0.0041679 | WLDFR | HFTD - Distribution - Tier 3 - 3QU CoRE ¦ 5QU LoRE | Non-Red Flag Warning - Large Fires | 2049 | 7.2731e-09 | 7.2731e-09 | 7.3713 | 0.88759 | 4.1075 | 2.3763 | 0 | 0 | 7.8035e-06 | 5.3613e-08 | 0 | 5.3613e-08 | 5.3613e-08 | 0 | 5.3613e-08 | 0 | 3.2446e-06 | 7.1123e-06 | 0 | 7.1123e-06 | 0 | 8.3855e-08 | 1.0249e-07 | 0 | 1.0249e-07 | [12 empty] | 7.3.3.17.5 (Remote Grid) Updates to grid topology to minimize risk of ignition in HFTDs Remote GridWLDFRWire-to-wire contactAggregated | WLDFR | HFTD - Distribution - Tier 2 - 3QU CoRE ¦ 1QU LoRE | Non-Red Flag Warning - Catastrophic Fires | Wire-to-wire contact | Aggregated | 2049 | 1.1526e-06 | 489.6273 | 0.00056437 | 2049 | Mitigation | 0.95 | 45 | 0 | esc | 0.00097009 | 1.1182e-09 | 0.00097009 | 1.1182e-09
[35 empty] | 7.3.3.17.6 Updates to grid topology to minimize risk of ignition in HFTDs Butte County Rebuild | WLDFR | HFTD - Distribution - Tier 2 - 2QU CoRE ¦ 1QU LoRE | 2076 | 0.024204 | 0 | 0 | 0 | 0 |  |  |  |  | 0 | 0 | 0 | 0 | 0 |  | 0 | 0 | 0 | Column23: 0; Column24: 0; Column25: 0; Column26: 0; Column27: 0; Column28: 0; Column29: 0.00045383; Column30: 0.16093; Column31: 0; Column32: 0.16093; Column33: 0.0038953 | WLDFR | HFTD - Distribution - Tier 3 - 3QU CoRE ¦ 5QU LoRE | Non-Red Flag Warning - Large Fires | 2050 | 7.2731e-09 | 7.2731e-09 | 7.3713 | 0.88759 | 4.1075 | 2.3763 | 0 | 0 | 7.8035e-06 | 5.3613e-08 | 0 | 5.3613e-08 | 5.3613e-08 | 0 | 5.3613e-08 | 0 | 3.2446e-06 | 7.1123e-06 | 0 | 7.1123e-06 | 0 | 8.3855e-08 | 1.0249e-07 | 0 | 1.0249e-07 | [12 empty] | 7.3.3.17.5 (Remote Grid) Updates to grid topology to minimize risk of ignition in HFTDs Remote GridWLDFRWire-to-wire contactAggregated | WLDFR | HFTD - Distribution - Tier 2 - 3QU CoRE ¦ 1QU LoRE | Non-Red Flag Warning - Catastrophic Fires | Wire-to-wire contact | Aggregated | 2050 | 1.1526e-06 | 489.6273 | 0.00056437 | 2050 | Mitigation | 0.95 | 45 | 0 | esc | 0.00097009 | 1.1182e-09 | 0.00097009 | 1.1182e-09
[35 empty] | 7.3.3.17.6 Updates to grid topology to minimize risk of ignition in HFTDs Butte County Rebuild | WLDFR | HFTD - Distribution - Tier 2 - 2QU CoRE ¦ 1QU LoRE | 2077 | 0.022621 | 0 | 0 | 0 | 0 |  |  |  |  | 0 | 0 | 0 | 0 | 0 |  | 0 | 0 | 0 | Column23: 0; Column24: 0; Column25: 0; Column26: 0; Column27: 0; Column28: 0; Column29: 0.00045383; Column30: 0.16093; Column31: 0; Column32: 0.16093; Column33: 0.0036404 | WLDFR | HFTD - Distribution - Tier 3 - 3QU CoRE ¦ 5QU LoRE | Non-Red Flag Warning - Large Fires | 2051 | 7.2731e-09 | 7.2731e-09 | 7.3713 | 0.88759 | 4.1075 | 2.3763 | 0 | 0 | 7.8035e-06 | 5.3613e-08 | 0 | 5.3613e-08 | 5.3613e-08 | 0 | 5.3613e-08 | 0 | 3.2446e-06 | 7.1123e-06 | 0 | 7.1123e-06 | 0 | 8.3855e-08 | 1.0249e-07 | 0 | 1.0249e-07 | [12 empty] | 7.3.3.17.5 (Remote Grid) Updates to grid topology to minimize risk of ignition in HFTDs Remote GridWLDFRWire-to-wire contactAggregated | WLDFR | HFTD - Distribution - Tier 2 - 3QU CoRE ¦ 1QU LoRE | Non-Red Flag Warning - Catastrophic Fires | Wire-to-wire contact | Aggregated | 2051 | 1.1526e-06 | 489.6273 | 0.00056437 | 2051 | Mitigation | 0.95 | 45 | 0 | esc | 0.00097009 | 1.1182e-09 | 0.00097009 | 1.1182e-09
[35 empty] | 7.3.3.17.6 Updates to grid topology to minimize risk of ignition in HFTDs Butte County Rebuild | WLDFR | HFTD - Distribution - Tier 2 - 2QU CoRE ¦ 2QU LoRE | 2023 | 0.87344 | 0 | 0 | 0 | 0 |  |  |  |  | 0 | 0 | 0 | 0 | 0 |  | 0 | 0 | 0 | Column23: 0; Column24: 0; Column25: 0; Column26: 0; Column27: 0; Column28: 0; Column29: 0.00073688; Column30: 0.16521; Column31: 0; Column32: 0.16521; Column33: 0.1443 | WLDFR | HFTD - Distribution - Tier 3 - 3QU CoRE ¦ 5QU LoRE | Non-Red Flag Warning - Large Fires | 2052 | 7.2731e-09 | 7.2731e-09 | 7.3713 | 0.88759 | 4.1075 | 2.3763 | 0 | 0 | 7.8035e-06 | 5.3613e-08 | 0 | 5.3613e-08 | 5.3613e-08 | 0 | 5.3613e-08 | 0 | 3.2446e-06 | 7.1123e-06 | 0 | 7.1123e-06 | 0 | 8.3855e-08 | 1.0249e-07 | 0 | 1.0249e-07 | [12 empty] | 7.3.3.17.5 (Remote Grid) Updates to grid topology to minimize risk of ignition in HFTDs Remote GridWLDFRWire-to-wire contactAggregated | WLDFR | HFTD - Distribution - Tier 2 - 3QU CoRE ¦ 1QU LoRE | Non-Red Flag Warning - Catastrophic Fires | Wire-to-wire contact | Aggregated | 2052 | 1.1526e-06 | 489.6273 | 0.00056437 | 2052 | Mitigation | 0.95 | 45 | 0 | esc | 0.00097009 | 1.1182e-09 | 0.00097009 | 1.1182e-09
[35 empty] | 7.3.3.17.6 Updates to grid topology to minimize risk of ignition in HFTDs Butte County Rebuild | WLDFR | HFTD - Distribution - Tier 2 - 2QU CoRE ¦ 2QU LoRE | 2024 | 0.8163 | 0 | 0 | 0 | 0 |  |  |  |  | 0 | 0 | 0 | 0 | 0 |  | 0 | 0 | 0 | Column23: 0; Column24: 0; Column25: 0; Column26: 0; Column27: 0; Column28: 0; Column29: 0.00073688; Column30: 0.16521; Column31: 0; Column32: 0.16521; Column33: 0.13486 | WLDFR | HFTD - Distribution - Tier 3 - 3QU CoRE ¦ 5QU LoRE | Non-Red Flag Warning - Large Fires | 2053 | 7.2731e-09 | 7.2731e-09 | 7.8503 | 0.92702 | 4.3664 | 2.5569 | 0 | 0 | 7.8035e-06 | 5.7096e-08 | 0 | 5.7096e-08 | 5.7096e-08 | 0 | 5.7096e-08 | 0 | 3.3962e-06 | 7.4447e-06 | 0 | 7.4447e-06 | 0 | 8.7896e-08 | 1.0743e-07 | 0 | 1.0743e-07 | [12 empty] | 7.3.3.17.5 (Remote Grid) Updates to grid topology to minimize risk of ignition in HFTDs Remote GridWLDFRWire-to-wire contactAggregated | WLDFR | HFTD - Distribution - Tier 2 - 3QU CoRE ¦ 1QU LoRE | Non-Red Flag Warning - Catastrophic Fires | Wire-to-wire contact | Aggregated | 2053 | 1.1526e-06 | 489.6273 | 0.00056437 | 2053 | Mitigation | 0.95 | 45 | 0 | esc | 0.00097009 | 1.1182e-09 | 0.00097009 | 1.1182e-09
[35 empty] | 7.3.3.17.6 Updates to grid topology to minimize risk of ignition in HFTDs Butte County Rebuild | WLDFR | HFTD - Distribution - Tier 2 - 2QU CoRE ¦ 2QU LoRE | 2025 | 0.7629 | 0 | 0 | 0 | 0 |  |  |  |  | 0 | 0 | 0 | 0 | 0 |  | 0 | 0 | 0 | Column23: 0; Column24: 0; Column25: 0; Column26: 0; Column27: 0; Column28: 0; Column29: 0.00073688; Column30: 0.16521; Column31: 0; Column32: 0.16521; Column33: 0.12604 | WLDFR | HFTD - Distribution - Tier 3 - 3QU CoRE ¦ 5QU LoRE | Non-Red Flag Warning - Large Fires | 2054 | 7.2731e-09 | 7.2731e-09 | 7.8503 | 0.92702 | 4.3664 | 2.5569 | 0 | 0 | 7.8035e-06 | 5.7096e-08 | 0 | 5.7096e-08 | 5.7096e-08 | 0 | 5.7096e-08 | 0 | 3.3962e-06 | 7.4447e-06 | 0 | 7.4447e-06 | 0 | 8.7896e-08 | 1.0743e-07 | 0 | 1.0743e-07 | [12 empty] | 7.3.3.17.5 (Remote Grid) Updates to grid topology to minimize risk of ignition in HFTDs Remote GridWLDFRWire-to-wire contactAggregated | WLDFR | HFTD - Distribution - Tier 2 - 3QU CoRE ¦ 1QU LoRE | Non-Red Flag Warning - Catastrophic Fires | Wire-to-wire contact | Aggregated | 2054 | 1.1526e-06 | 489.6273 | 0.00056437 | 2054 | Mitigation | 0.95 | 45 | 0 | esc | 0.00097009 | 1.1182e-09 | 0.00097009 | 1.1182e-09
[35 empty] | 7.3.3.17.6 Updates to grid topology to minimize risk of ignition in HFTDs Butte County Rebuild | WLDFR | HFTD - Distribution - Tier 2 - 2QU CoRE ¦ 2QU LoRE | 2026 | 0.71299 | 0 | 0 | 0 | 0 |  |  |  |  | 0 | 0 | 0 | 0 | 0 |  | 0 | 0 | 0 | Column23: 0; Column24: 0; Column25: 0; Column26: 0; Column27: 0; Column28: 0; Column29: 0.00073688; Column30: 0.16521; Column31: 0; Column32: 0.16521; Column33: 0.11779 | WLDFR | HFTD - Distribution - Tier 3 - 3QU CoRE ¦ 5QU LoRE | Non-Red Flag Warning - Large Fires | 2055 | 7.2731e-09 | 7.2731e-09 | 7.8503 | 0.92702 | 4.3664 | 2.5569 | 0 | 0 | 7.8035e-06 | 5.7096e-08 | 0 | 5.7096e-08 | 5.7096e-08 | 0 | 5.7096e-08 | 0 | 3.3962e-06 | 7.4447e-06 | 0 | 7.4447e-06 | 0 | 8.7896e-08 | 1.0743e-07 | 0 | 1.0743e-07 | [12 empty] | 7.3.3.17.5 (Remote Grid) Updates to grid topology to minimize risk of ignition in HFTDs Remote GridWLDFRWire-to-wire contactAggregated | WLDFR | HFTD - Distribution - Tier 2 - 3QU CoRE ¦ 1QU LoRE | Non-Red Flag Warning - Catastrophic Fires | Wire-to-wire contact | Aggregated | 2055 | 1.1526e-06 | 489.6273 | 0.00056437 | 2055 | Mitigation | 0.95 | 45 | 0 | esc | 0.00097009 | 1.1182e-09 | 0.00097009 | 1.1182e-09
[35 empty] | 7.3.3.17.6 Updates to grid topology to minimize risk of ignition in HFTDs Butte County Rebuild | WLDFR | HFTD - Distribution - Tier 2 - 2QU CoRE ¦ 2QU LoRE | 2027 | 0.66634 | 0 | 0 | 0 | 0 |  |  |  |  | 0 | 0 | 0 | 0 | 0 |  | 0 | 0 | 0 | Column23: 0; Column24: 0; Column25: 0; Column26: 0; Column27: 0; Column28: 0; Column29: 0.00073688; Column30: 0.16521; Column31: 0; Column32: 0.16521; Column33: 0.11009 | WLDFR | HFTD - Distribution - Tier 3 - 3QU CoRE ¦ 5QU LoRE | Non-Red Flag Warning - Large Fires | 2056 | 7.2731e-09 | 7.2731e-09 | 7.8503 | 0.92702 | 4.3664 | 2.5569 | 0 | 0 | 7.8035e-06 | 5.7096e-08 | 0 | 5.7096e-08 | 5.7096e-08 | 0 | 5.7096e-08 | 0 | 3.3962e-06 | 7.4447e-06 | 0 | 7.4447e-06 | 0 | 8.7896e-08 | 1.0743e-07 | 0 | 1.0743e-07 | [12 empty] | 7.3.3.17.5 (Remote Grid) Updates to grid topology to minimize risk of ignition in HFTDs Remote GridWLDFRWire-to-wire contactAggregated | WLDFR | HFTD - Distribution - Tier 2 - 3QU CoRE ¦ 1QU LoRE | Non-Red Flag Warning - Catastrophic Fires | Wire-to-wire contact | Aggregated | 2056 | 1.1526e-06 | 489.6273 | 0.00056437 | 2056 | Mitigation | 0.95 | 45 | 0 | esc | 0.00097009 | 1.1182e-09 | 0.00097009 | 1.1182e-09
[35 empty] | 7.3.3.17.6 Updates to grid topology to minimize risk of ignition in HFTDs Butte County Rebuild | WLDFR | HFTD - Distribution - Tier 2 - 2QU CoRE ¦ 2QU LoRE | 2028 | 0.62275 | 0 | 0 | 0 | 0 |  |  |  |  | 0 | 0 | 0 | 0 | 0 |  | 0 | 0 | 0 | Column23: 0; Column24: 0; Column25: 0; Column26: 0; Column27: 0; Column28: 0; Column29: 0.00073688; Column30: 0.17257; Column31: 0; Column32: 0.17257; Column33: 0.10747 | WLDFR | HFTD - Distribution - Tier 3 - 3QU CoRE ¦ 5QU LoRE | Non-Red Flag Warning - Large Fires | 2057 | 7.2731e-09 | 7.2731e-09 | 7.8503 | 0.92702 | 4.3664 | 2.5569 | 0 | 0 | 7.8035e-06 | 5.7096e-08 | 0 | 5.7096e-08 | 5.7096e-08 | 0 | 5.7096e-08 | 0 | 3.3962e-06 | 7.4447e-06 | 0 | 7.4447e-06 | 0 | 8.7896e-08 | 1.0743e-07 | 0 | 1.0743e-07 | [12 empty] | 7.3.3.17.5 (Remote Grid) Updates to grid topology to minimize risk of ignition in HFTDs Remote GridWLDFRWire-to-wire contactAggregated | WLDFR | HFTD - Distribution - Tier 2 - 3QU CoRE ¦ 1QU LoRE | Non-Red Flag Warning - Catastrophic Fires | Wire-to-wire contact | Aggregated | 2057 | 1.1526e-06 | 489.6273 | 0.00056437 | 2057 | Mitigation | 0.95 | 45 | 0 | esc | 0.00097009 | 1.1182e-09 | 0.00097009 | 1.1182e-09
[35 empty] | 7.3.3.17.6 Updates to grid topology to minimize risk of ignition in HFTDs Butte County Rebuild | WLDFR | HFTD - Distribution - Tier 2 - 2QU CoRE ¦ 2QU LoRE | 2029 | 0.58201 | 0 | 0 | 0 | 0 |  |  |  |  | 0 | 0 | 0 | 0 | 0 |  | 0 | 0 | 0 | Column23: 0; Column24: 0; Column25: 0; Column26: 0; Column27: 0; Column28: 0; Column29: 0.00073688; Column30: 0.17257; Column31: 0; Column32: 0.17257; Column33: 0.10044 | WLDFR | HFTD - Distribution - Tier 3 - 3QU CoRE ¦ 5QU LoRE | Non-Red Flag Warning - Large Fires | 2058 | 7.2731e-09 | 7.2731e-09 | 8.3524 | 0.96727 | 4.6367 | 2.7484 | 0 | 0 | 7.8035e-06 | 6.0748e-08 | 0 | 6.0748e-08 | 6.0748e-08 | 0 | 6.0748e-08 | 0 | 3.5499e-06 | 7.7814e-06 | 0 | 7.7814e-06 | 0 | 9.2092e-08 | 1.1256e-07 | 0 | 1.1256e-07 | [12 empty] | 7.3.3.17.5 (Remote Grid) Updates to grid topology to minimize risk of ignition in HFTDs Remote GridWLDFRWire-to-wire contactAggregated | WLDFR | HFTD - Distribution - Tier 2 - 3QU CoRE ¦ 1QU LoRE | Non-Red Flag Warning - Catastrophic Fires | Wire-to-wire contact | Aggregated | 2058 | 1.1526e-06 | 489.6273 | 0.00056437 | 2058 | Mitigation | 0.95 | 45 | 0 | esc | 0.00097009 | 1.1182e-09 | 0.00097009 | 1.1182e-09
[35 empty] | 7.3.3.17.6 Updates to grid topology to minimize risk of ignition in HFTDs Butte County Rebuild | WLDFR | HFTD - Distribution - Tier 2 - 2QU CoRE ¦ 2QU LoRE | 2030 | 0.54393 | 0 | 0 | 0 | 0 |  |  |  |  | 0 | 0 | 0 | 0 | 0 |  | 0 | 0 | 0 | Column23: 0; Column24: 0; Column25: 0; Column26: 0; Column27: 0; Column28: 0; Column29: 0.00073688; Column30: 0.17257; Column31: 0; Column32: 0.17257; Column33: 0.093865 | WLDFR | HFTD - Distribution - Tier 3 - 3QU CoRE ¦ 5QU LoRE | Non-Red Flag Warning - Large Fires | 2059 | 7.2731e-09 | 7.2731e-09 | 8.3524 | 0.96727 | 4.6367 | 2.7484 | 0 | 0 | 7.8035e-06 | 6.0748e-08 | 0 | 6.0748e-08 | 6.0748e-08 | 0 | 6.0748e-08 | 0 | 3.5499e-06 | 7.7814e-06 | 0 | 7.7814e-06 | 0 | 9.2092e-08 | 1.1256e-07 | 0 | 1.1256e-07 | [12 empty] | 7.3.3.17.5 (Remote Grid) Updates to grid topology to minimize risk of ignition in HFTDs Remote GridWLDFRWire-to-wire contactAggregated | WLDFR | HFTD - Distribution - Tier 2 - 3QU CoRE ¦ 1QU LoRE | Non-Red Flag Warning - Catastrophic Fires | Wire-to-wire contact | Aggregated | 2059 | 1.1526e-06 | 489.6273 | 0.00056437 | 2059 | Mitigation | 0.95 | 45 | 0 | esc | 0.00097009 | 1.1182e-09 | 0.00097009 | 1.1182e-09
[35 empty] | 7.3.3.17.6 Updates to grid topology to minimize risk of ignition in HFTDs Butte County Rebuild | WLDFR | HFTD - Distribution - Tier 2 - 2QU CoRE ¦ 2QU LoRE | 2031 | 0.50835 | 0 | 0 | 0 | 0 |  |  |  |  | 0 | 0 | 0 | 0 | 0 |  | 0 | 0 | 0 | Column23: 0; Column24: 0; Column25: 0; Column26: 0; Column27: 0; Column28: 0; Column29: 0.00073688; Column30: 0.17257; Column31: 0; Column32: 0.17257; Column33: 0.087725 | WLDFR | HFTD - Distribution - Tier 3 - 3QU CoRE ¦ 5QU LoRE | Non-Red Flag Warning - Large Fires | 2060 | 7.2731e-09 | 7.2731e-09 | 8.3524 | 0.96727 | 4.6367 | 2.7484 | 0 | 0 | 7.8035e-06 | 6.0748e-08 | 0 | 6.0748e-08 | 6.0748e-08 | 0 | 6.0748e-08 | 0 | 3.5499e-06 | 7.7814e-06 | 0 | 7.7814e-06 | 0 | 9.2092e-08 | 1.1256e-07 | 0 | 1.1256e-07 | [12 empty] | 7.3.3.17.5 (Remote Grid) Updates to grid topology to minimize risk of ignition in HFTDs Remote GridWLDFRWire-to-wire contactAggregated | WLDFR | HFTD - Distribution - Tier 2 - 3QU CoRE ¦ 1QU LoRE | Non-Red Flag Warning - Catastrophic Fires | Wire-to-wire contact | Aggregated | 2060 | 1.1526e-06 | 489.6273 | 0.00056437 | 2060 | Mitigation | 0.95 | 45 | 0 | esc | 0.00097009 | 1.1182e-09 | 0.00097009 | 1.1182e-09
[35 empty] | 7.3.3.17.6 Updates to grid topology to minimize risk of ignition in HFTDs Butte County Rebuild | WLDFR | HFTD - Distribution - Tier 2 - 2QU CoRE ¦ 2QU LoRE | 2032 | 0.47509 | 0 | 0 | 0 | 0 |  |  |  |  | 0 | 0 | 0 | 0 | 0 |  | 0 | 0 | 0 | Column23: 0; Column24: 0; Column25: 0; Column26: 0; Column27: 0; Column28: 0; Column29: 0.00073688; Column30: 0.17257; Column31: 0; Column32: 0.17257; Column33: 0.081986 | WLDFR | HFTD - Distribution - Tier 3 - 3QU CoRE ¦ 5QU LoRE | Non-Red Flag Warning - Large Fires | 2061 | 7.2731e-09 | 7.2731e-09 | 8.3524 | 0.96727 | 4.6367 | 2.7484 | 0 | 0 | 7.8035e-06 | 6.0748e-08 | 0 | 6.0748e-08 | 6.0748e-08 | 0 | 6.0748e-08 | 0 | 0 | 7.7814e-06 | 0 | 7.7814e-06 | 0 | 9.2092e-08 | 1.1256e-07 | 0 | 1.1256e-07 | [12 empty] | 7.3.3.17.5 (Remote Grid) Updates to grid topology to minimize risk of ignition in HFTDs Remote GridWLDFRWire-to-wire contactAggregated | WLDFR | HFTD - Distribution - Tier 2 - 3QU CoRE ¦ 1QU LoRE | Non-Red Flag Warning - Catastrophic Fires | Wire-to-wire contact | Aggregated | 2061 | 1.1526e-06 | 489.6273 | 0.00056437 | 2061 | Mitigation | 0.95 | 45 | 0 | esc | 0.00097009 | 1.1182e-09 | 0.00097009 | 1.1182e-09
[35 empty] | 7.3.3.17.6 Updates to grid topology to minimize risk of ignition in HFTDs Butte County Rebuild | WLDFR | HFTD - Distribution - Tier 2 - 2QU CoRE ¦ 2QU LoRE | 2033 | 0.44401 | 0 | 0 | 0 | 0 |  |  |  |  | 0 | 0 | 0 | 0 | 0 |  | 0 | 0 | 0 | Column23: 0; Column24: 0; Column25: 0; Column26: 0; Column27: 0; Column28: 0; Column29: 0.00073688; Column30: 0.18074; Column31: 0; Column32: 0.18074; Column33: 0.080253 | WLDFR | HFTD - Distribution - Tier 3 - 3QU CoRE ¦ 5QU LoRE | Non-Red Flag Warning - Large Fires | 2062 | 7.2731e-09 | 7.2731e-09 | 8.3524 | 0.96727 | 4.6367 | 2.7484 | 0 | 0 | 7.8035e-06 | 6.0748e-08 | 0 | 6.0748e-08 | 6.0748e-08 | 0 | 6.0748e-08 | 0 | 0 | 0 | 0 | 0 | 0 | 9.2092e-08 | 1.1256e-07 | 0 | 1.1256e-07 | [12 empty] | 7.3.3.17.5 (Remote Grid) Updates to grid topology to minimize risk of ignition in HFTDs Remote GridWLDFRWire-to-wire contactAggregated | WLDFR | HFTD - Distribution - Tier 2 - 3QU CoRE ¦ 1QU LoRE | Non-Red Flag Warning - Catastrophic Fires | Wire-to-wire contact | Aggregated | 2062 | 1.1526e-06 | 489.6273 | 0.00056437 | 2062 | Mitigation | 0.95 | 45 | 0 | esc | 0.00097009 | 1.1182e-09 | 0.00097009 | 1.1182e-09
[35 empty] | 7.3.3.17.6 Updates to grid topology to minimize risk of ignition in HFTDs Butte County Rebuild | WLDFR | HFTD - Distribution - Tier 2 - 2QU CoRE ¦ 2QU LoRE | 2034 | 0.41496 | 0 | 0 | 0 | 0 |  |  |  |  | 0 | 0 | 0 | 0 | 0 |  | 0 | 0 | 0 | Column23: 0; Column24: 0; Column25: 0; Column26: 0; Column27: 0; Column28: 0; Column29: 0.00073688; Column30: 0.18074; Column31: 0; Column32: 0.18074; Column33: 0.075003 | WLDFR | HFTD - Distribution - Tier 3 - 3QU CoRE ¦ 5QU LoRE | Non-Red Flag Warning - Large Fires | 2063 | 7.2731e-09 | 7.2731e-09 | 8.872 | 1.0079 | 4.9153 | 2.9488 | 0 | 0 | 7.8035e-06 | 6.4527e-08 | 0 | 6.4527e-08 | 6.4527e-08 | 0 | 6.4527e-08 | 0 | 0.0030574 | 0 | 0 | 0 | 0 | 9.6396e-08 | 1.1782e-07 | 0 | 1.1782e-07 | [12 empty] | 7.3.3.17.5 (Remote Grid) Updates to grid topology to minimize risk of ignition in HFTDs Remote GridWLDFRWire-to-wire contactAggregated | WLDFR | HFTD - Distribution - Tier 2 - 3QU CoRE ¦ 1QU LoRE | Non-Red Flag Warning - Catastrophic Fires | Wire-to-wire contact | Aggregated | 2063 | 1.1526e-06 | 489.6273 | 0.00056437 | 2063 | Mitigation | 0.95 | 45 | 0 | esc | 0.00097009 | 1.1182e-09 | 0.00097009 | 1.1182e-09
[35 empty] | 7.3.3.17.6 Updates to grid topology to minimize risk of ignition in HFTDs Butte County Rebuild | WLDFR | HFTD - Distribution - Tier 2 - 2QU CoRE ¦ 2QU LoRE | 2035 | 0.38782 | 0 | 0 | 0 | 0 |  |  |  |  | 0 | 0 | 0 | 0 | 0 |  | 0 | 0 | 0 | Column23: 0; Column24: 0; Column25: 0; Column26: 0; Column27: 0; Column28: 0; Column29: 0.00073688; Column30: 0.18074; Column31: 0; Column32: 0.18074; Column33: 0.070096 | WLDFR | HFTD - Distribution - Tier 3 - 3QU CoRE ¦ 5QU LoRE | Non-Red Flag Warning - Large Fires | 2064 | 7.2731e-09 | 7.2731e-09 | 8.872 | 1.0079 | 4.9153 | 2.9488 | 0 | 0 | 7.8035e-06 | 6.4527e-08 | 0 | 6.4527e-08 | 6.4527e-08 | 0 | 6.4527e-08 | 0 | 0.0031695 | 0.0069476 | 0 | 0.0069476 | 0 | 9.6396e-08 | 1.1782e-07 | 0 | 1.1782e-07 | [12 empty] | 7.3.3.17.5 (Remote Grid) Updates to grid topology to minimize risk of ignition in HFTDs Remote GridWLDFRWire-to-wire contactAggregated | WLDFR | HFTD - Distribution - Tier 2 - 3QU CoRE ¦ 1QU LoRE | Non-Red Flag Warning - Catastrophic Fires | Wire-to-wire contact | Aggregated | 2064 | 1.1526e-06 | 489.6273 | 0.00056437 | 2064 | Mitigation | 0.95 | 45 | 0 | esc | 0.00097009 | 1.1182e-09 | 0.00097009 | 1.1182e-09
[35 empty] | 7.3.3.17.6 Updates to grid topology to minimize risk of ignition in HFTDs Butte County Rebuild | WLDFR | HFTD - Distribution - Tier 2 - 2QU CoRE ¦ 2QU LoRE | 2036 | 0.36245 | 0 | 0 | 0 | 0 |  |  |  |  | 0 | 0 | 0 | 0 | 0 |  | 0 | 0 | 0 | Column23: 0; Column24: 0; Column25: 0; Column26: 0; Column27: 0; Column28: 0; Column29: 0.00073688; Column30: 0.18074; Column31: 0; Column32: 0.18074; Column33: 0.06551 | WLDFR | HFTD - Distribution - Tier 3 - 3QU CoRE ¦ 5QU LoRE | Non-Red Flag Warning - Large Fires | 2065 | 7.2731e-09 | 7.2731e-09 | 8.872 | 1.0079 | 4.9153 | 2.9488 | 0 | 0 | 7.8035e-06 | 6.4527e-08 | 0 | 6.4527e-08 | 6.4527e-08 | 0 | 6.4527e-08 | 0 | 0.0031695 | 0.0069476 | 0 | 0.0069476 | 0 | 9.6396e-08 | 1.1782e-07 | 0 | 1.1782e-07 | [12 empty] | 7.3.3.17.5 (Remote Grid) Updates to grid topology to minimize risk of ignition in HFTDs Remote GridWLDFRWire-to-wire contactAggregated | WLDFR | HFTD - Distribution - Tier 2 - 3QU CoRE ¦ 1QU LoRE | Non-Red Flag Warning - Catastrophic Fires | Wire-to-wire contact | Aggregated | 2065 | 1.1526e-06 | 489.6273 | 0.00056437 | 2065 | Mitigation | 0.95 | 45 | 0 | esc | 0.00097009 | 1.1182e-09 | 0.00097009 | 1.1182e-09
[35 empty] | 7.3.3.17.6 Updates to grid topology to minimize risk of ignition in HFTDs Butte County Rebuild | WLDFR | HFTD - Distribution - Tier 2 - 2QU CoRE ¦ 2QU LoRE | 2037 | 0.33873 | 0 | 0 | 0 | 0 |  |  |  |  | 0 | 0 | 0 | 0 | 0 |  | 0 | 0 | 0 | Column23: 0; Column24: 0; Column25: 0; Column26: 0; Column27: 0; Column28: 0; Column29: 0.00073688; Column30: 0.18074; Column31: 0; Column32: 0.18074; Column33: 0.061224 | WLDFR | HFTD - Distribution - Tier 3 - 3QU CoRE ¦ 5QU LoRE | Non-Red Flag Warning - Large Fires | 2066 | 7.2731e-09 | 7.2731e-09 | 8.872 | 1.0079 | 4.9153 | 2.9488 | 0 | 0 | 7.8035e-06 | 6.4527e-08 | 0 | 6.4527e-08 | 6.4527e-08 | 0 | 6.4527e-08 | 0 | 0.0031695 | 0.0069476 | 0 | 0.0069476 | 0 | 9.6396e-08 | 1.1782e-07 | 0 | 1.1782e-07 | [12 empty] | 7.3.3.17.5 (Remote Grid) Updates to grid topology to minimize risk of ignition in HFTDs Remote GridWLDFRWire-to-wire contactAggregated | WLDFR | HFTD - Distribution - Tier 2 - 3QU CoRE ¦ 1QU LoRE | Non-Red Flag Warning - Catastrophic Fires | Wire-to-wire contact | Aggregated | 2066 | 1.1526e-06 | 489.6273 | 0.00056437 | 2066 | Mitigation | 0.95 | 45 | 0 | esc | 0.00097009 | 1.1182e-09 | 0.00097009 | 1.1182e-09
[35 empty] | 7.3.3.17.6 Updates to grid topology to minimize risk of ignition in HFTDs Butte County Rebuild | WLDFR | HFTD - Distribution - Tier 2 - 2QU CoRE ¦ 2QU LoRE | 2038 | 0.31657 | 0 | 0 | 0 | 0 |  |  |  |  | 0 | 0 | 0 | 0 | 0 |  | 0 | 0 | 0 | Column23: 0; Column24: 0; Column25: 0; Column26: 0; Column27: 0; Column28: 0; Column29: 0.00073688; Column30: 0.18962; Column31: 0; Column32: 0.18962; Column33: 0.060029 | WLDFR | HFTD - Distribution - Tier 3 - 3QU CoRE ¦ 5QU LoRE | Non-Red Flag Warning - Large Fires | 2067 | 0 | 7.2731e-09 | 8.872 | 1.0079 | 4.9153 | 2.9488 | 0 | 0 | 7.8035e-06 | 0 | 0 | 0 | 6.4527e-08 | 0 | 6.4527e-08 | 0 | 0.0031695 | 0.0069476 | 0 | 0.0069476 | 0 | 9.6396e-08 | 1.1782e-07 | 0 | 1.1782e-07 | [12 empty] | 7.3.3.17.5 (Remote Grid) Updates to grid topology to minimize risk of ignition in HFTDs Remote GridWLDFRWire-to-wire contactAggregated | WLDFR | HFTD - Distribution - Tier 2 - 3QU CoRE ¦ 1QU LoRE | Non-Red Flag Warning - Catastrophic Fires | Wire-to-wire contact | Aggregated | 2067 | 1.1526e-06 | 489.6273 | 0.00056437 | 2067 | Mitigation | 0.95 | 45 | 0 | esc | 0 | 0 | 0.00097009 | 1.1182e-09
[35 empty] | 7.3.3.17.6 Updates to grid topology to minimize risk of ignition in HFTDs Butte County Rebuild | WLDFR | HFTD - Distribution - Tier 2 - 2QU CoRE ¦ 2QU LoRE | 2039 | 0.29586 | 0 | 0 | 0 | 0 |  |  |  |  | 0 | 0 | 0 | 0 | 0 |  | 0 | 0 | 0 | Column23: 0; Column24: 0; Column25: 0; Column26: 0; Column27: 0; Column28: 0; Column29: 0.00073688; Column30: 0.18962; Column31: 0; Column32: 0.18962; Column33: 0.056102 | WLDFR | HFTD - Distribution - Tier 3 - 3QU CoRE ¦ 5QU LoRE | Non-Red Flag Warning - Small Fires | 2022 | 2.0543e-06 | 0 | 0.077901 | 0.036425 | 0.0015809 | 0.039895 | 0 | 0 | 0.0021815 | 1.6003e-07 | 0 | 1.6003e-07 | 0 | 0 | 0 | 0 | 0.0031695 | 0.0069476 | 0 | 0.0069476 | 0 | 1.0076e-07 | 1.2315e-07 | 0 | 1.2315e-07 | [12 empty] | 7.3.3.17.5 (Remote Grid) Updates to grid topology to minimize risk of ignition in HFTDs Remote GridWLDFRContact from objectAggregated | WLDFR | HFTD - Distribution - Tier 2 - 3QU CoRE ¦ 1QU LoRE | Non-Red Flag Warning - Destructive Fires | Contact from object | Aggregated | 2022 | 1.2917e-06 | 489.6273 | 0.00063247 | 2022 | Mitigation | 0.95 | 45 | 0 | esc | 0.00097009 | 1.2531e-09 | 0 | 0
[35 empty] | 7.3.3.17.6 Updates to grid topology to minimize risk of ignition in HFTDs Butte County Rebuild | WLDFR | HFTD - Distribution - Tier 2 - 2QU CoRE ¦ 2QU LoRE | 2040 | 0.27651 | 0 | 0 | 0 | 0 |  |  |  |  | 0 | 0 | 0 | 0 | 0 |  | 0 | 0 | 0 | Column23: 0; Column24: 0; Column25: 0; Column26: 0; Column27: 0; Column28: 0; Column29: 0.00073688; Column30: 0.18962; Column31: 0; Column32: 0.18962; Column33: 0.052432 | WLDFR | HFTD - Distribution - Tier 3 - 3QU CoRE ¦ 5QU LoRE | Non-Red Flag Warning - Small Fires | 2023 | 2.0543e-06 | 2.0543e-06 | 0.080408 | 0.03759 | 0.0016314 | 0.041187 | 0 | 0 | 0.0021815 | 1.6518e-07 | 0 | 1.6518e-07 | 1.6518e-07 | 0 | 1.6518e-07 | 0 | 0.0033107 | 0.0072571 | 0 | 0.0072571 | 0 | 1.0076e-07 | 1.2315e-07 | 0 | 1.2315e-07 | [12 empty] | 7.3.3.17.5 (Remote Grid) Updates to grid topology to minimize risk of ignition in HFTDs Remote GridWLDFRContact from objectAggregated | WLDFR | HFTD - Distribution - Tier 2 - 3QU CoRE ¦ 1QU LoRE | Non-Red Flag Warning - Destructive Fires | Contact from object | Aggregated | 2023 | 1.2917e-06 | 489.6273 | 0.00063247 | 2023 | Mitigation | 0.95 | 45 | 0 | esc | 0.00097009 | 1.2531e-09 | 0.00097009 | 1.2531e-09
[35 empty] | 7.3.3.17.6 Updates to grid topology to minimize risk of ignition in HFTDs Butte County Rebuild | WLDFR | HFTD - Distribution - Tier 2 - 2QU CoRE ¦ 2QU LoRE | 2041 | 0.25842 | 0 | 0 | 0 | 0 |  |  |  |  | 0 | 0 | 0 | 0 | 0 |  | 0 | 0 | 0 | Column23: 0; Column24: 0; Column25: 0; Column26: 0; Column27: 0; Column28: 0; Column29: 0.00073688; Column30: 0.18962; Column31: 0; Column32: 0.18962; Column33: 0.049001 | WLDFR | HFTD - Distribution - Tier 3 - 3QU CoRE ¦ 5QU LoRE | Non-Red Flag Warning - Small Fires | 2024 | 2.0543e-06 | 2.0543e-06 | 0.080408 | 0.03759 | 0.0016314 | 0.041187 | 0 | 0 | 0.0021815 | 1.6518e-07 | 0 | 1.6518e-07 | 1.6518e-07 | 0 | 1.6518e-07 | 0 | 0.0033107 | 0.0072571 | 0 | 0.0072571 | 0 | 1.0076e-07 | 1.2315e-07 | 0 | 1.2315e-07 | [12 empty] | 7.3.3.17.5 (Remote Grid) Updates to grid topology to minimize risk of ignition in HFTDs Remote GridWLDFRContact from objectAggregated | WLDFR | HFTD - Distribution - Tier 2 - 3QU CoRE ¦ 1QU LoRE | Non-Red Flag Warning - Destructive Fires | Contact from object | Aggregated | 2024 | 1.2917e-06 | 489.6273 | 0.00063247 | 2024 | Mitigation | 0.95 | 45 | 0 | esc | 0.00097009 | 1.2531e-09 | 0.00097009 | 1.2531e-09
[35 empty] | 7.3.3.17.6 Updates to grid topology to minimize risk of ignition in HFTDs Butte County Rebuild | WLDFR | HFTD - Distribution - Tier 2 - 2QU CoRE ¦ 2QU LoRE | 2042 | 0.24151 | 0 | 0 | 0 | 0 |  |  |  |  | 0 | 0 | 0 | 0 | 0 |  | 0 | 0 | 0 | Column23: 0; Column24: 0; Column25: 0; Column26: 0; Column27: 0; Column28: 0; Column29: 0.00073688; Column30: 0.18962; Column31: 0; Column32: 0.18962; Column33: 0.045796 | WLDFR | HFTD - Distribution - Tier 3 - 3QU CoRE ¦ 5QU LoRE | Non-Red Flag Warning - Small Fires | 2025 | 2.0543e-06 | 2.0543e-06 | 0.080408 | 0.03759 | 0.0016314 | 0.041187 | 0 | 0 | 0.0021815 | 1.6518e-07 | 0 | 1.6518e-07 | 1.6518e-07 | 0 | 1.6518e-07 | 0 | 0.0033107 | 0.0072571 | 0 | 0.0072571 | 0 | 1.0076e-07 | 1.2315e-07 | 0 | 1.2315e-07 | [12 empty] | 7.3.3.17.5 (Remote Grid) Updates to grid topology to minimize risk of ignition in HFTDs Remote GridWLDFRContact from objectAggregated | WLDFR | HFTD - Distribution - Tier 2 - 3QU CoRE ¦ 1QU LoRE | Non-Red Flag Warning - Destructive Fires | Contact from object | Aggregated | 2025 | 1.2917e-06 | 489.6273 | 0.00063247 | 2025 | Mitigation | 0.95 | 45 | 0 | esc | 0.00097009 | 1.2531e-09 | 0.00097009 | 1.2531e-09
[35 empty] | 7.3.3.17.6 Updates to grid topology to minimize risk of ignition in HFTDs Butte County Rebuild | WLDFR | HFTD - Distribution - Tier 2 - 2QU CoRE ¦ 2QU LoRE | 2043 | 0.22571 | 0 | 0 | 0 | 0 |  |  |  |  | 0 | 0 | 0 | 0 | 0 |  | 0 | 0 | 0 | Column23: 0; Column24: 0; Column25: 0; Column26: 0; Column27: 0; Column28: 0; Column29: 0.00073688; Column30: 0.19907; Column31: 0; Column32: 0.19907; Column33: 0.044934 | WLDFR | HFTD - Distribution - Tier 3 - 3QU CoRE ¦ 5QU LoRE | Non-Red Flag Warning - Small Fires | 2026 | 2.0543e-06 | 2.0543e-06 | 0.080408 | 0.03759 | 0.0016314 | 0.041187 | 0 | 0 | 0.0021815 | 1.6518e-07 | 0 | 1.6518e-07 | 1.6518e-07 | 0 | 1.6518e-07 | 0 | 0.0033107 | 0.0072571 | 0 | 0.0072571 | 0 | 1.0076e-07 | 1.2315e-07 | 0 | 1.2315e-07 | [12 empty] | 7.3.3.17.5 (Remote Grid) Updates to grid topology to minimize risk of ignition in HFTDs Remote GridWLDFRContact from objectAggregated | WLDFR | HFTD - Distribution - Tier 2 - 3QU CoRE ¦ 1QU LoRE | Non-Red Flag Warning - Destructive Fires | Contact from object | Aggregated | 2026 | 1.2917e-06 | 489.6273 | 0.00063247 | 2026 | Mitigation | 0.95 | 45 | 0 | esc | 0.00097009 | 1.2531e-09 | 0.00097009 | 1.2531e-09
[35 empty] | 7.3.3.17.6 Updates to grid topology to minimize risk of ignition in HFTDs Butte County Rebuild | WLDFR | HFTD - Distribution - Tier 2 - 2QU CoRE ¦ 2QU LoRE | 2044 | 0.21095 | 0 | 0 | 0 | 0 |  |  |  |  | 0 | 0 | 0 | 0 | 0 |  | 0 | 0 | 0 | Column23: 0; Column24: 0; Column25: 0; Column26: 0; Column27: 0; Column28: 0; Column29: 0.00073688; Column30: 0.19907; Column31: 0; Column32: 0.19907; Column33: 0.041994 | WLDFR | HFTD - Distribution - Tier 3 - 3QU CoRE ¦ 5QU LoRE | Non-Red Flag Warning - Small Fires | 2027 | 2.0543e-06 | 2.0543e-06 | 0.080408 | 0.03759 | 0.0016314 | 0.041187 | 0 | 0 | 0.0021815 | 1.6518e-07 | 0 | 1.6518e-07 | 1.6518e-07 | 0 | 1.6518e-07 | 0 | 0.0033107 | 0.0072571 | 0 | 0.0072571 | 0 | 1.0512e-07 | 1.2848e-07 | 0 | 1.2848e-07 | [12 empty] | 7.3.3.17.5 (Remote Grid) Updates to grid topology to minimize risk of ignition in HFTDs Remote GridWLDFRContact from objectAggregated | WLDFR | HFTD - Distribution - Tier 2 - 3QU CoRE ¦ 1QU LoRE | Non-Red Flag Warning - Destructive Fires | Contact from object | Aggregated | 2027 | 1.2917e-06 | 489.6273 | 0.00063247 | 2027 | Mitigation | 0.95 | 45 | 0 | esc | 0.00097009 | 1.2531e-09 | 0.00097009 | 1.2531e-09
[35 empty] | 7.3.3.17.6 Updates to grid topology to minimize risk of ignition in HFTDs Butte County Rebuild | WLDFR | HFTD - Distribution - Tier 2 - 2QU CoRE ¦ 2QU LoRE | 2045 | 0.19715 | 0 | 0 | 0 | 0 |  |  |  |  | 0 | 0 | 0 | 0 | 0 |  | 0 | 0 | 0 | Column23: 0; Column24: 0; Column25: 0; Column26: 0; Column27: 0; Column28: 0; Column29: 0.00073688; Column30: 0.19907; Column31: 0; Column32: 0.19907; Column33: 0.039247 | WLDFR | HFTD - Distribution - Tier 3 - 3QU CoRE ¦ 5QU LoRE | Non-Red Flag Warning - Small Fires | 2028 | 2.0543e-06 | 2.0543e-06 | 0.083606 | 0.039055 | 0.001695 | 0.042856 | 0 | 0 | 0.0021815 | 1.7175e-07 | 0 | 1.7175e-07 | 1.7175e-07 | 0 | 1.7175e-07 | 0 | 0.0034676 | 0.0076011 | 0 | 0.0076011 | 0 | 1.0512e-07 | 1.2848e-07 | 0 | 1.2848e-07 | [12 empty] | 7.3.3.17.5 (Remote Grid) Updates to grid topology to minimize risk of ignition in HFTDs Remote GridWLDFRContact from objectAggregated | WLDFR | HFTD - Distribution - Tier 2 - 3QU CoRE ¦ 1QU LoRE | Non-Red Flag Warning - Destructive Fires | Contact from object | Aggregated | 2028 | 1.2917e-06 | 489.6273 | 0.00063247 | 2028 | Mitigation | 0.95 | 45 | 0 | esc | 0.00097009 | 1.2531e-09 | 0.00097009 | 1.2531e-09
[35 empty] | 7.3.3.17.6 Updates to grid topology to minimize risk of ignition in HFTDs Butte County Rebuild | WLDFR | HFTD - Distribution - Tier 2 - 2QU CoRE ¦ 2QU LoRE | 2046 | 0.18425 | 0 | 0 | 0 | 0 |  |  |  |  | 0 | 0 | 0 | 0 | 0 |  | 0 | 0 | 0 | Column23: 0; Column24: 0; Column25: 0; Column26: 0; Column27: 0; Column28: 0; Column29: 0.00073688; Column30: 0.19907; Column31: 0; Column32: 0.19907; Column33: 0.036679 | WLDFR | HFTD - Distribution - Tier 3 - 3QU CoRE ¦ 5QU LoRE | Non-Red Flag Warning - Small Fires | 2029 | 2.0543e-06 | 2.0543e-06 | 0.083606 | 0.039055 | 0.001695 | 0.042856 | 0 | 0 | 0.0021815 | 1.7175e-07 | 0 | 1.7175e-07 | 1.7175e-07 | 0 | 1.7175e-07 | 0 | 0.0034676 | 0.0076011 | 0 | 0.0076011 | 0 | 1.0512e-07 | 1.2848e-07 | 0 | 1.2848e-07 | [12 empty] | 7.3.3.17.5 (Remote Grid) Updates to grid topology to minimize risk of ignition in HFTDs Remote GridWLDFRContact from objectAggregated | WLDFR | HFTD - Distribution - Tier 2 - 3QU CoRE ¦ 1QU LoRE | Non-Red Flag Warning - Destructive Fires | Contact from object | Aggregated | 2029 | 1.2917e-06 | 489.6273 | 0.00063247 | 2029 | Mitigation | 0.95 | 45 | 0 | esc | 0.00097009 | 1.2531e-09 | 0.00097009 | 1.2531e-09
[35 empty] | 7.3.3.17.6 Updates to grid topology to minimize risk of ignition in HFTDs Butte County Rebuild | WLDFR | HFTD - Distribution - Tier 2 - 2QU CoRE ¦ 2QU LoRE | 2047 | 0.1722 | 0 | 0 | 0 | 0 |  |  |  |  | 0 | 0 | 0 | 0 | 0 |  | 0 | 0 | 0 | Column23: 0; Column24: 0; Column25: 0; Column26: 0; Column27: 0; Column28: 0; Column29: 0.00073688; Column30: 0.19907; Column31: 0; Column32: 0.19907; Column33: 0.03428 | WLDFR | HFTD - Distribution - Tier 3 - 3QU CoRE ¦ 5QU LoRE | Non-Red Flag Warning - Small Fires | 2030 | 2.0543e-06 | 2.0543e-06 | 0.083606 | 0.039055 | 0.001695 | 0.042856 | 0 | 0 | 0.0021815 | 1.7175e-07 | 0 | 1.7175e-07 | 1.7175e-07 | 0 | 1.7175e-07 | 0 | 0.0034676 | 0.0076011 | 0 | 0.0076011 | 0 | 1.0512e-07 | 1.2848e-07 | 0 | 1.2848e-07 | [12 empty] | 7.3.3.17.5 (Remote Grid) Updates to grid topology to minimize risk of ignition in HFTDs Remote GridWLDFRContact from objectAggregated | WLDFR | HFTD - Distribution - Tier 2 - 3QU CoRE ¦ 1QU LoRE | Non-Red Flag Warning - Destructive Fires | Contact from object | Aggregated | 2030 | 1.2917e-06 | 489.6273 | 0.00063247 | 2030 | Mitigation | 0.95 | 45 | 0 | esc | 0.00097009 | 1.2531e-09 | 0.00097009 | 1.2531e-09
[35 empty] | 7.3.3.17.6 Updates to grid topology to minimize risk of ignition in HFTDs Butte County Rebuild | WLDFR | HFTD - Distribution - Tier 2 - 2QU CoRE ¦ 2QU LoRE | 2048 | 0.16093 | 0 | 0 | 0 | 0 |  |  |  |  | 0 | 0 | 0 | 0 | 0 |  | 0 | 0 | 0 | Column23: 0; Column24: 0; Column25: 0; Column26: 0; Column27: 0; Column28: 0; Column29: 0.00073688; Column30: 0.20898; Column31: 0; Column32: 0.20898; Column33: 0.033632 | WLDFR | HFTD - Distribution - Tier 3 - 3QU CoRE ¦ 5QU LoRE | Non-Red Flag Warning - Small Fires | 2031 | 2.0543e-06 | 2.0543e-06 | 0.083606 | 0.039055 | 0.001695 | 0.042856 | 0 | 0 | 0.0021815 | 1.7175e-07 | 0 | 1.7175e-07 | 1.7175e-07 | 0 | 1.7175e-07 | 0 | 0.0034676 | 0.0076011 | 0 | 0.0076011 | 0 | 0 | 1.2848e-07 | 0 | 1.2848e-07 | [12 empty] | 7.3.3.17.5 (Remote Grid) Updates to grid topology to minimize risk of ignition in HFTDs Remote GridWLDFRContact from objectAggregated | WLDFR | HFTD - Distribution - Tier 2 - 3QU CoRE ¦ 1QU LoRE | Non-Red Flag Warning - Destructive Fires | Contact from object | Aggregated | 2031 | 1.2917e-06 | 489.6273 | 0.00063247 | 2031 | Mitigation | 0.95 | 45 | 0 | esc | 0.00097009 | 1.2531e-09 | 0.00097009 | 1.2531e-09
[35 empty] | 7.3.3.17.6 Updates to grid topology to minimize risk of ignition in HFTDs Butte County Rebuild | WLDFR | HFTD - Distribution - Tier 2 - 2QU CoRE ¦ 2QU LoRE | 2049 | 0.1504 | 0 | 0 | 0 | 0 |  |  |  |  | 0 | 0 | 0 | 0 | 0 |  | 0 | 0 | 0 | Column23: 0; Column24: 0; Column25: 0; Column26: 0; Column27: 0; Column28: 0; Column29: 0.00073688; Column30: 0.20898; Column31: 0; Column32: 0.20898; Column33: 0.031432 | WLDFR | HFTD - Distribution - Tier 3 - 3QU CoRE ¦ 5QU LoRE | Non-Red Flag Warning - Small Fires | 2032 | 2.0543e-06 | 2.0543e-06 | 0.083606 | 0.039055 | 0.001695 | 0.042856 | 0 | 0 | 0.0021815 | 1.7175e-07 | 0 | 1.7175e-07 | 1.7175e-07 | 0 | 1.7175e-07 | 0 | 0.0034676 | 0.0076011 | 0 | 0.0076011 | 0 | 0 | 0 | 0 | 0 | [12 empty] | 7.3.3.17.5 (Remote Grid) Updates to grid topology to minimize risk of ignition in HFTDs Remote GridWLDFRContact from objectAggregated | WLDFR | HFTD - Distribution - Tier 2 - 3QU CoRE ¦ 1QU LoRE | Non-Red Flag Warning - Destructive Fires | Contact from object | Aggregated | 2032 | 1.2917e-06 | 489.6273 | 0.00063247 | 2032 | Mitigation | 0.95 | 45 | 0 | esc | 0.00097009 | 1.2531e-09 | 0.00097009 | 1.2531e-09
[35 empty] | 7.3.3.17.6 Updates to grid topology to minimize risk of ignition in HFTDs Butte County Rebuild | WLDFR | HFTD - Distribution - Tier 2 - 2QU CoRE ¦ 2QU LoRE | 2050 | 0.14056 | 0 | 0 | 0 | 0 |  |  |  |  | 0 | 0 | 0 | 0 | 0 |  | 0 | 0 | 0 | Column23: 0; Column24: 0; Column25: 0; Column26: 0; Column27: 0; Column28: 0; Column29: 0.00073688; Column30: 0.20898; Column31: 0; Column32: 0.20898; Column33: 0.029375 | WLDFR | HFTD - Distribution - Tier 3 - 3QU CoRE ¦ 5QU LoRE | Non-Red Flag Warning - Small Fires | 2033 | 2.0543e-06 | 2.0543e-06 | 0.087211 | 0.040679 | 0.0017655 | 0.044766 | 0 | 0 | 0.0021815 | 1.7916e-07 | 0 | 1.7916e-07 | 1.7916e-07 | 0 | 1.7916e-07 | 0 | 0.003638 | 0.0079746 | 0 | 0.0079746 | 0 | 0 | 0 | 0 | 0 | [12 empty] | 7.3.3.17.5 (Remote Grid) Updates to grid topology to minimize risk of ignition in HFTDs Remote GridWLDFRContact from objectAggregated | WLDFR | HFTD - Distribution - Tier 2 - 3QU CoRE ¦ 1QU LoRE | Non-Red Flag Warning - Destructive Fires | Contact from object | Aggregated | 2033 | 1.2917e-06 | 489.6273 | 0.00063247 | 2033 | Mitigation | 0.95 | 45 | 0 | esc | 0.00097009 | 1.2531e-09 | 0.00097009 | 1.2531e-09
[35 empty] | 7.3.3.17.6 Updates to grid topology to minimize risk of ignition in HFTDs Butte County Rebuild | WLDFR | HFTD - Distribution - Tier 2 - 2QU CoRE ¦ 2QU LoRE | 2051 | 0.13137 | 0 | 0 | 0 | 0 |  |  |  |  | 0 | 0 | 0 | 0 | 0 |  | 0 | 0 | 0 | Column23: 0; Column24: 0; Column25: 0; Column26: 0; Column27: 0; Column28: 0; Column29: 0.00073688; Column30: 0.20898; Column31: 0; Column32: 0.20898; Column33: 0.027454 | WLDFR | HFTD - Distribution - Tier 3 - 3QU CoRE ¦ 5QU LoRE | Non-Red Flag Warning - Small Fires | 2034 | 2.0543e-06 | 2.0543e-06 | 0.087211 | 0.040679 | 0.0017655 | 0.044766 | 0 | 0 | 0.0021815 | 1.7916e-07 | 0 | 1.7916e-07 | 1.7916e-07 | 0 | 1.7916e-07 | 0 | 0.003638 | 0.0079746 | 0 | 0.0079746 | 0 | 5.2524e-07 | 0 | 0 | 0 | [12 empty] | 7.3.3.17.5 (Remote Grid) Updates to grid topology to minimize risk of ignition in HFTDs Remote GridWLDFRContact from objectAggregated | WLDFR | HFTD - Distribution - Tier 2 - 3QU CoRE ¦ 1QU LoRE | Non-Red Flag Warning - Destructive Fires | Contact from object | Aggregated | 2034 | 1.2917e-06 | 489.6273 | 0.00063247 | 2034 | Mitigation | 0.95 | 45 | 0 | esc | 0.00097009 | 1.2531e-09 | 0.00097009 | 1.2531e-09
[35 empty] | 7.3.3.17.6 Updates to grid topology to minimize risk of ignition in HFTDs Butte County Rebuild | WLDFR | HFTD - Distribution - Tier 2 - 2QU CoRE ¦ 2QU LoRE | 2052 | 0.12277 | 0 | 0 | 0 | 0 |  |  |  |  | 0 | 0 | 0 | 0 | 0 |  | 0 | 0 | 0 | Column23: 0; Column24: 0; Column25: 0; Column26: 0; Column27: 0; Column28: 0; Column29: 0.00073688; Column30: 0.20898; Column31: 0; Column32: 0.20898; Column33: 0.025658 | WLDFR | HFTD - Distribution - Tier 3 - 3QU CoRE ¦ 5QU LoRE | Non-Red Flag Warning - Small Fires | 2035 | 2.0543e-06 | 2.0543e-06 | 0.087211 | 0.040679 | 0.0017655 | 0.044766 | 0 | 0 | 0.0021815 | 1.7916e-07 | 0 | 1.7916e-07 | 1.7916e-07 | 0 | 1.7916e-07 | 0 | 0.003638 | 0.0079746 | 0 | 0.0079746 | 0 | 5.4449e-07 | 6.6549e-07 | 0 | 6.6549e-07 | [12 empty] | 7.3.3.17.5 (Remote Grid) Updates to grid topology to minimize risk of ignition in HFTDs Remote GridWLDFRContact from objectAggregated | WLDFR | HFTD - Distribution - Tier 2 - 3QU CoRE ¦ 1QU LoRE | Non-Red Flag Warning - Destructive Fires | Contact from object | Aggregated | 2035 | 1.2917e-06 | 489.6273 | 0.00063247 | 2035 | Mitigation | 0.95 | 45 | 0 | esc | 0.00097009 | 1.2531e-09 | 0.00097009 | 1.2531e-09